## READ ME FIRST
The tabs in the spreadsheet are intended to act as a template, and allow a user to apply the concepts illustrated in the ORD Issue Paper
An Approach for developing Site-Specific Lateral and Vertical Inclusion Zones within which Structures should be Evaluated for Petroleum Vapor Intrusion due to Releases of Motor Fuel from Underground Storage Tanks
to their own site.
The 10 tabs in the spreadsheet are briefly described below:
Angle Comparison extacts the angle of a line segment between monitoring wells on a map.
Data Angle Comparison is the data entry screen for Angle Comparison.
Data Angle Comparison also calculates the angle to which the inclusion zone will extend, perpendicular to the line segement between wells.
Flow Vectors presents a graph of the expected direction and magnitude of ground water flow under conditions that pertain for individual rounds of sampling at a site.
data Flow Vectors is the data entry screen for Flow Vectors. It requires information on direction of ground water flow and the hydraulic gradient.
This information can be generated using the Optimal Well Locator (OWL) application.
Weight Multiplier extracts a weighting that can applied for the flow direction that pertains on a particular sampling date, based on the hydaulic gradient on that date.
Weight Calculator uses the weighting by hydraulic conductivity to estimate the average direction of ground water flow, and the standard deviation of the direction of ground water flow.
Weight Calculator then uses the mean and standard deviaiton to calculate a weighting for ground water flow in a particular direction.
Weight Calculator (2) accomplishes the same thing as Weight Calculator, except the user is only required to insert
values for the direction of flow and weights for the magnitude of flow, and the spreadsheet populates itself.
New Line Segment applies a weighting for ground water flow in a particular direction to calculate the extension of the inclusion zone in a particular direction.
Plume Lengths uses the equation for one dimensional flow in ground water to forecast the length of a plume for a particular monitoring well.
Rates of Benzene Degradation is a summary of literature on the rates of degradation of benzene in ground water under anaerobic conditions.
Rates of Benzene Degradation can be used to support a sensitivity analysis of the effect of the first order rate constant for degradation on the length of the plume.

## Data Angle Comparison
Cell for data entry | Example calculations
|  | line between wells |  |  |  |  | new line segment
|  | direction | direction | Seepage Distance | X | Y | direction
|  | degrees right of north | radians |  |  |  | degrees right of north
| MW-13 to MW-16 | 129 | 2.2515 | 0.8 | 0.62171 | -0.50346 | 39
| MW-16 to MW-17 | 240 | 4.1888 | 0.8 | -0.69282 | -0.39999 | 150
| MW-17 to MW-1 | 291 | 5.0789 | 0.6 | -0.56015 | 0.21503 | 201
| MW-14 to MW-13 | 393 | 6.8592 | 0.8 | 0.43572 | 0.67093 | 303
[5 empty] | 0 | 0
| test angle | -40 | -0.69813 | 0.8 | -0.51423 | 0.61283 | -130

## data Flow Vectors
|  | Instructions | Cells for data entry | Cells to extend formula | Cells to adjust range | Mean Conditions
Enter value from Cell H11 of tab Weight Calculator or Cell C11 of tab Weight Calculator (2) in cell F11
Length in Average
date | r2 | magnitude | direction | direction | direction | Hydaulic Conductivity | Porosity | Time elapsed | Direction of Flow | Seepage Distance | X | X | Y | Y | direction | direction
|  | Hydraulic gradient | degrees right of north | degrees right of north (Positive degrees) | radians | feet per year |  | years | feet | feet | start | finish | start | finish | degrees right of average | radians right of average
[6 empty] | 514 | 0.25 | 3
|  | 0.017413 |  | 157.1942 | 2.7436 |  |  |  | 99.7036 | 99.7036 | 0 | 38.6455 | 0 | -91.9094
1994-01-25 | 0.981 | 0.0153 | 117 | 117 | 2.042 |  |  |  | 72.0858 | 94.3704 | 0 | 84.0844 | 0 | -42.8437 | -40.1942 | -0.70152
1995-12-12 | 0.981 | 0.01184 | 141 | 141 | 2.4609 |  |  |  | 70.1315 | 73.0291 | 0 | 45.9584 | 0 | -56.7546 | -16.1942 | -0.28264
1998-10-30 | 0.964 | 0.01335 | 144 | 144 | 2.5133 |  |  |  | 80.1691 | 82.3428 | 0 | 48.3995 | 0 | -66.617 | -13.1942 | -0.23028
1998-12-04 | 0.9726 | 0.01186 | 152 | 152 | 2.6529 |  |  |  | 72.8521 | 73.1525 | 0 | 34.3426 | 0 | -64.59 | -5.1942 | -0.090656
1998-12-21 | 0.7728 | 0.02156 | -174 | 186 | 3.2463 |  |  |  | 116.5265 | 132.9821 | 0 | -13.9014 | 0 | -132.2535 | 28.8058 | 0.50276
1999-01-11 | 0.8998 | 0.02818 | 176 | 176 | 3.0718 |  |  |  | 164.5354 | 173.8142 | 0 | 12.1234 | 0 | -173.3909 | 18.8058 | 0.32822
1999-03-29 | 0.8718 | 0.0198 | 152 | 152 | 2.6529 |  |  |  | 121.6249 | 122.1264 | 0 | 57.3342 | 0 | -107.8316 | -5.1942 | -0.090656

## Weight Multiplier
Cells for data entry | Cells to extend formula | Output
Date | Direction | Gradient | gradient/weakest gradient | Weighting Multiplyer
degrees
right of North
1994-01-25 | 117 | 0.0153 | 1.2922 | 12.9223
1995-12-12 | 141 | 0.01184 | 1 | 10
1998-10-30 | 144 | 0.01335 | 1.1275 | 11.2753
1998-12-04 | 152 | 0.01186 | 1.0017 | 10.0169
1998-12-21 | 186 | 0.02156 | 1.8209 | 18.2095
1999-01-11 | 176 | 0.02818 | 2.3801 | 23.8007
1999-03-29 | 152 | 0.0198 | 1.6723 | 16.723

## Weight Calculator
Instructions | Cells for data entry | Cells to adjust range | Output
Enter a direction in degrees right of North into cell H7
| Date | Number | Direction | Magnitude |  | Read the corresponding weight in cell H9.
|  | of | degrees | Hydraulic
|  | weighting | right of North | Gradient
[5 empty] | Direction | 160
| 1995-12-12 | 1 | 141 | 0.01184
| 1995-12-12 | 2 | 141 | 0.01184 | Weight | 0.99195
| 1995-12-12 | 3 | 141 | 0.01184
| 1995-12-12 | 4 | 141 | 0.01184 | Mean | 157.1942
| 1995-12-12 | 5 | 141 | 0.01184 | Stan Dev | 22.0721
| 1995-12-12 | 6 | 141 | 0.01184
| 1995-12-12 | 7 | 141 | 0.01184
| 1995-12-12 | 8 | 141 | 0.01184 | z score | -0.12712
| 1995-12-12 | 9 | 141 | 0.01184
| 1995-12-12 | 10 | 141 | 0.01184 | Ordinate of | 0.39573
| 1998-12-04 | 1 | 152 | 0.01186 | Normal Curve
| 1998-12-04 | 2 | 152 | 0.01186
| 1998-12-04 | 3 | 152 | 0.01186 |  | 0.39894
| 1998-12-04 | 4 | 152 | 0.01186
| 1998-12-04 | 5 | 152 | 0.01186
| 1998-12-04 | 6 | 152 | 0.01186
| 1998-12-04 | 7 | 152 | 0.01186
| 1998-12-04 | 8 | 152 | 0.01186
| 1998-12-04 | 9 | 152 | 0.01186
| 1998-12-04 | 10 | 152 | 0.01186
| 1998-10-30 | 1 | 144 | 0.01335
| 1998-10-30 | 2 | 144 | 0.01335
| 1998-10-30 | 3 | 144 | 0.01335
| 1998-10-30 | 4 | 144 | 0.01335
| 1998-10-30 | 5 | 144 | 0.01335
| 1998-10-30 | 6 | 144 | 0.01335
| 1998-10-30 | 7 | 144 | 0.01335
| 1998-10-30 | 8 | 144 | 0.01335
| 1998-10-30 | 9 | 144 | 0.01335
| 1998-10-30 | 10 | 144 | 0.01335
| 1998-10-30 | 11 | 144 | 0.01335
| 1994-01-25 | 1 | 117 | 0.0153
| 1994-01-25 | 2 | 117 | 0.0153
| 1994-01-25 | 3 | 117 | 0.0153
| 1994-01-25 | 4 | 117 | 0.0153
| 1994-01-25 | 5 | 117 | 0.0153
| 1994-01-25 | 6 | 117 | 0.0153
| 1994-01-25 | 7 | 117 | 0.0153
| 1994-01-25 | 8 | 117 | 0.0153
| 1994-01-25 | 9 | 117 | 0.0153
| 1994-01-25 | 10 | 117 | 0.0153
| 1994-01-25 | 11 | 117 | 0.0153
| 1994-01-25 | 12 | 117 | 0.0153
| 1994-01-25 | 13 | 117 | 0.0153
| 1999-03-29 | 1 | 152 | 0.0198
| 1999-03-29 | 2 | 152 | 0.0198
| 1999-03-29 | 3 | 152 | 0.0198
| 1999-03-29 | 4 | 152 | 0.0198
| 1999-03-29 | 5 | 152 | 0.0198
| 1999-03-29 | 6 | 152 | 0.0198
| 1999-03-29 | 7 | 152 | 0.0198
| 1999-03-29 | 8 | 152 | 0.0198
| 1999-03-29 | 9 | 152 | 0.0198
| 1999-03-29 | 10 | 152 | 0.0198
| 1999-03-29 | 11 | 152 | 0.0198
| 1999-03-29 | 12 | 152 | 0.0198
| 1999-03-29 | 13 | 152 | 0.0198
| 1999-03-29 | 14 | 152 | 0.0198
| 1999-03-29 | 15 | 152 | 0.0198
| 1999-03-29 | 16 | 152 | 0.0198
| 1999-03-29 | 17 | 152 | 0.0198
| 1998-12-21 | 1 | 186 | 0.02156
| 1998-12-21 | 2 | 186 | 0.02156
| 1998-12-21 | 3 | 186 | 0.02156
| 1998-12-21 | 4 | 186 | 0.02156
| 1998-12-21 | 5 | 186 | 0.02156
| 1998-12-21 | 6 | 186 | 0.02156
| 1998-12-21 | 7 | 186 | 0.02156
| 1998-12-21 | 8 | 186 | 0.02156
| 1998-12-21 | 9 | 186 | 0.02156
| 1998-12-21 | 10 | 186 | 0.02156
| 1998-12-21 | 11 | 186 | 0.02156
| 1998-12-21 | 12 | 186 | 0.02156
| 1998-12-21 | 13 | 186 | 0.02156
| 1998-12-21 | 14 | 186 | 0.02156
| 1998-12-21 | 15 | 186 | 0.02156
| 1998-12-21 | 16 | 186 | 0.02156
| 1998-12-21 | 17 | 186 | 0.02156
| 1998-12-21 | 18 | 186 | 0.02156
| 1999-01-11 | 1 | 176 | 0.02818
| 1999-01-11 | 2 | 176 | 0.02818
| 1999-01-11 | 3 | 176 | 0.02818
| 1999-01-11 | 4 | 176 | 0.02818
| 1999-01-11 | 5 | 176 | 0.02818
| 1999-01-11 | 6 | 176 | 0.02818
| 1999-01-11 | 7 | 176 | 0.02818
| 1999-01-11 | 8 | 176 | 0.02818
| 1999-01-11 | 9 | 176 | 0.02818
| 1999-01-11 | 10 | 176 | 0.02818
| 1999-01-11 | 11 | 176 | 0.02818
| 1999-01-11 | 12 | 176 | 0.02818
| 1999-01-11 | 13 | 176 | 0.02818
| 1999-01-11 | 14 | 176 | 0.02818
| 1999-01-11 | 15 | 176 | 0.02818
| 1999-01-11 | 16 | 176 | 0.02818
| 1999-01-11 | 17 | 176 | 0.02818
| 1999-01-11 | 18 | 176 | 0.02818
| 1999-01-11 | 19 | 176 | 0.02818
| 1999-01-11 | 20 | 176 | 0.02818
| 1999-01-11 | 21 | 176 | 0.02818
| 1999-01-11 | 22 | 176 | 0.02818
| 1999-01-11 | 23 | 176 | 0.02818
| 1999-01-11 | 24 | 176 | 0.02818

## Weight Calculator (2)
Instructions | Cells for data entry | Cells to extend formula | Output
The magnitude of the hydraulic gradient is
weighted by repeating the direction of flow (X)
| Enter a direction in degrees right of North into cell C7 |  |  |  |  | a number of times (the weighting multiplier)
| Read the corresponding weight in cell C8. |  |  |  |  | that is roughly proportional to the magnitude.
| Direction | 160 |  |  | Data on the magnitude of the hydraulic gradient is entered starting in cell A33.
| Weight | 0.99195
Sort the data from smallest to largest.
| Mean | 157.1942 |  |  | The formula in cell C33 divides each magnitude by the smallest magnitude.
| Stan Dev | 22.0721
| n | 103 |  |  | Select the integer closest in value to the value in column C
and enter into the appropriate cell of column D
| z score | -0.12712
Copy values in columns G and H that are not 0 and paste as values into columns I and J.
| Ordinate of | 0.39573
| Normal Curve |  |  |  | If there are more than seven estimates of magnitude and direction,
delete the first seven sets of data and enter addition data sets
0.39894
Copy value in columns G and H that are not 0
and paste special as values below the existing values in columns I and J.
Repeat the process until the appropriate values for X and X2 are entered
for each set of data on magnitude and direction.
Magnitude | Direction
Hydraulic | degrees
Gradient | right of North | gradient/ | Weighting | Cumulative | Counter | X | X2 | X | X2
|  | weakest gradient | Multiplyer | Weights |  | partial | partial | Cumulative | Cumulative
0.01184 | 141 | 1 | 10 | 10 | 0 | 141 | 19881 | 141 | 19881
0.01186 | 152 | 1.0017 | 10 | 20 | 1 | 141 | 19881 | 141 | 19881
0.01335 | 144 | 1.1275 | 11 | 31 | 2 | 141 | 19881 | 141 | 19881
0.0153 | 117 | 1.2922 | 13 | 44 | 3 | 141 | 19881 | 141 | 19881
0.0198 | 152 | 1.6723 | 17 | 61 | 4 | 141 | 19881 | 141 | 19881
0.02156 | 186 | 1.8209 | 18 | 79 | 5 | 141 | 19881 | 141 | 19881
0.02818 | 176 | 2.3801 | 24 | 103 | 6 | 141 | 19881 | 141 | 19881
|  |  |  | 103 | 7 | 141 | 19881 | 141 | 19881
|  |  |  | 103 | 8 | 141 | 19881 | 141 | 19881
|  |  |  | 103 | 9 | 141 | 19881 | 141 | 19881
|  |  |  | 103 | 10 | 152 | 23104 | 152 | 23104
|  |  |  | 103 | 11 | 152 | 23104 | 152 | 23104
|  |  |  | 103 | 12 | 152 | 23104 | 152 | 23104
|  |  |  | 103 | 13 | 152 | 23104 | 152 | 23104
|  |  |  | 103 | 14 | 152 | 23104 | 152 | 23104
|  |  |  | 103 | 15 | 152 | 23104 | 152 | 23104
|  |  |  | 103 | 16 | 152 | 23104 | 152 | 23104
|  |  |  | 103 | 17 | 152 | 23104 | 152 | 23104
|  |  |  | 103 | 18 | 152 | 23104 | 152 | 23104
|  |  |  | 103 | 19 | 152 | 23104 | 152 | 23104
|  |  |  | 103 | 20 | 144 | 20736 | 144 | 20736
|  |  |  | 103 | 21 | 144 | 20736 | 144 | 20736
|  |  |  | 103 | 22 | 144 | 20736 | 144 | 20736
|  |  |  | 103 | 23 | 144 | 20736 | 144 | 20736
|  |  |  | 103 | 24 | 144 | 20736 | 144 | 20736
|  |  |  | 103 | 25 | 144 | 20736 | 144 | 20736
|  |  |  | 103 | 26 | 144 | 20736 | 144 | 20736
|  |  |  | 103 | 27 | 144 | 20736 | 144 | 20736
|  |  |  | 103 | 28 | 144 | 20736 | 144 | 20736
|  |  |  | 103 | 29 | 144 | 20736 | 144 | 20736
|  |  |  | 103 | 30 | 144 | 20736 | 144 | 20736
|  |  |  | 103 | 31 | 117 | 13689 | 117 | 13689
|  |  |  | 103 | 32 | 117 | 13689 | 117 | 13689
|  |  |  | 103 | 33 | 117 | 13689 | 117 | 13689
|  |  |  | 103 | 34 | 117 | 13689 | 117 | 13689
|  |  |  | 103 | 35 | 117 | 13689 | 117 | 13689
|  |  |  | 103 | 36 | 117 | 13689 | 117 | 13689
|  |  |  | 103 | 37 | 117 | 13689 | 117 | 13689
|  |  |  | 103 | 38 | 117 | 13689 | 117 | 13689
|  |  |  | 103 | 39 | 117 | 13689 | 117 | 13689
|  |  |  | 103 | 40 | 117 | 13689 | 117 | 13689
|  |  |  | 103 | 41 | 117 | 13689 | 117 | 13689
|  |  |  | 103 | 42 | 117 | 13689 | 117 | 13689
|  |  |  | 103 | 43 | 117 | 13689 | 117 | 13689
|  |  |  | 103 | 44 | 152 | 23104 | 152 | 23104
|  |  |  | 103 | 45 | 152 | 23104 | 152 | 23104
|  |  |  | 103 | 46 | 152 | 23104 | 152 | 23104
|  |  |  | 103 | 47 | 152 | 23104 | 152 | 23104
|  |  |  | 103 | 48 | 152 | 23104 | 152 | 23104
|  |  |  | 103 | 49 | 152 | 23104 | 152 | 23104
|  |  |  | 103 | 50 | 152 | 23104 | 152 | 23104
|  |  |  | 103 | 51 | 152 | 23104 | 152 | 23104
|  |  |  | 103 | 52 | 152 | 23104 | 152 | 23104
|  |  |  | 103 | 53 | 152 | 23104 | 152 | 23104
|  |  |  | 103 | 54 | 152 | 23104 | 152 | 23104
|  |  |  | 103 | 55 | 152 | 23104 | 152 | 23104
|  |  |  | 103 | 56 | 152 | 23104 | 152 | 23104
|  |  |  | 103 | 57 | 152 | 23104 | 152 | 23104
|  |  |  | 103 | 58 | 152 | 23104 | 152 | 23104
|  |  |  | 103 | 59 | 152 | 23104 | 152 | 23104
|  |  |  | 103 | 60 | 152 | 23104 | 152 | 23104
|  |  |  | 103 | 61 | 186 | 34596 | 186 | 34596
|  |  |  | 103 | 62 | 186 | 34596 | 186 | 34596
|  |  |  | 103 | 63 | 186 | 34596 | 186 | 34596
|  |  |  | 103 | 64 | 186 | 34596 | 186 | 34596
|  |  |  | 103 | 65 | 186 | 34596 | 186 | 34596
|  |  |  | 103 | 66 | 186 | 34596 | 186 | 34596
|  |  |  | 103 | 67 | 186 | 34596 | 186 | 34596
|  |  |  | 103 | 68 | 186 | 34596 | 186 | 34596
|  |  |  | 103 | 69 | 186 | 34596 | 186 | 34596
|  |  |  | 103 | 70 | 186 | 34596 | 186 | 34596
|  |  |  | 103 | 71 | 186 | 34596 | 186 | 34596
|  |  |  | 103 | 72 | 186 | 34596 | 186 | 34596
|  |  |  | 103 | 73 | 186 | 34596 | 186 | 34596
|  |  |  | 103 | 74 | 186 | 34596 | 186 | 34596
|  |  |  | 103 | 75 | 186 | 34596 | 186 | 34596
|  |  |  | 103 | 76 | 186 | 34596 | 186 | 34596
|  |  |  | 103 | 77 | 186 | 34596 | 186 | 34596
|  |  |  | 103 | 78 | 186 | 34596 | 186 | 34596
|  |  |  | 103 | 79 | 176 | 30976 | 176 | 30976
|  |  |  | 103 | 80 | 176 | 30976 | 176 | 30976
|  |  |  | 103 | 81 | 176 | 30976 | 176 | 30976
|  |  |  | 103 | 82 | 176 | 30976 | 176 | 30976
|  |  |  | 103 | 83 | 176 | 30976 | 176 | 30976
|  |  |  | 103 | 84 | 176 | 30976 | 176 | 30976
|  |  |  | 103 | 85 | 176 | 30976 | 176 | 30976
|  |  |  | 103 | 86 | 176 | 30976 | 176 | 30976
|  |  |  | 103 | 87 | 176 | 30976 | 176 | 30976
|  |  |  | 103 | 88 | 176 | 30976 | 176 | 30976
|  |  |  | 103 | 89 | 176 | 30976 | 176 | 30976
|  |  |  | 103 | 90 | 176 | 30976 | 176 | 30976
|  |  |  | 103 | 91 | 176 | 30976 | 176 | 30976
|  |  |  | 103 | 92 | 176 | 30976 | 176 | 30976
|  |  |  | 103 | 93 | 176 | 30976 | 176 | 30976
|  |  |  | 103 | 94 | 176 | 30976 | 176 | 30976
|  |  |  | 103 | 95 | 176 | 30976 | 176 | 30976
|  |  |  | 103 | 96 | 176 | 30976 | 176 | 30976
|  |  |  | 103 | 97 | 176 | 30976 | 176 | 30976
|  |  |  | 103 | 98 | 176 | 30976 | 176 | 30976
|  |  |  | 103 | 99 | 176 | 30976 | 176 | 30976
|  |  |  | 103 | 100 | 176 | 30976 | 176 | 30976
|  |  |  | 103 | 101 | 176 | 30976 | 176 | 30976
|  |  |  | 103 | 102 | 176 | 30976 | 176 | 30976
|  |  |  | 103 | 103 | 0 | 0
|  |  |  | 103 | 104 | 0 | 0
|  |  |  | 103 | 105 | 0 | 0
|  |  |  | 103 | 106 | 0 | 0
|  |  |  | 103 | 107 | 0 | 0
|  |  |  | 103 | 108 | 0 | 0
|  |  |  | 103 | 109 | 0 | 0
|  |  |  | 103 | 110 | 0 | 0
|  |  |  | 103 | 111 | 0 | 0
|  |  |  | 103 | 112 | 0 | 0
|  |  |  | 103 | 113 | 0 | 0
|  |  |  | 103 | 114 | 0 | 0
|  |  |  | 103 | 115 | 0 | 0
|  |  |  | 103 | 116 | 0 | 0
|  |  |  | 103 | 117 | 0 | 0
|  |  |  | 103 | 118 | 0 | 0
|  |  |  | 103 | 119 | 0 | 0
|  |  |  | 103 | 120 | 0 | 0
|  |  |  | 103 | 121 | 0 | 0
|  |  |  | 103 | 122 | 0 | 0
|  |  |  | 103 | 123 | 0 | 0
|  |  |  | 103 | 124 | 0 | 0
|  |  |  | 103 | 125 | 0 | 0
|  |  |  | 103 | 126 | 0 | 0
|  |  |  | 103 | 127 | 0 | 0
|  |  |  | 103 | 128 | 0 | 0
|  |  |  | 103 | 129 | 0 | 0
|  |  |  | 103 | 130 | 0 | 0
|  |  |  | 103 | 131 | 0 | 0
|  |  |  | 103 | 132 | 0 | 0
|  |  |  | 103 | 133 | 0 | 0
|  |  |  | 103 | 134 | 0 | 0
|  |  |  | 103 | 135 | 0 | 0
|  |  |  | 103 | 136 | 0 | 0
|  |  |  | 103 | 137 | 0 | 0
|  |  |  | 103 | 138 | 0 | 0
|  |  |  | 103 | 139 | 0 | 0
|  |  |  | 103 | 140 | 0 | 0
|  |  |  | 103 | 141 | 0 | 0
|  |  |  | 103 | 142 | 0 | 0
|  |  |  | 103 | 143 | 0 | 0
|  |  |  | 103 | 144 | 0 | 0
|  |  |  | 103 | 145 | 0 | 0
|  |  |  | 103 | 146 | 0 | 0
|  |  |  | 103 | 147 | 0 | 0
|  |  |  | 103 | 148 | 0 | 0
|  |  |  | 103 | 149 | 0 | 0
|  |  |  | 103 | 150 | 0 | 0
|  |  |  | 103 | 151 | 0 | 0
|  |  |  | 103 | 152 | 0 | 0
|  |  |  | 103 | 153 | 0 | 0
|  |  |  | 103 | 154 | 0 | 0
|  |  |  | 103 | 155 | 0 | 0
|  |  |  | 103 | 156 | 0 | 0
|  |  |  | 103 | 157 | 0 | 0
|  |  |  | 103 | 158 | 0 | 0
|  |  |  | 103 | 159 | 0 | 0
|  |  |  | 103 | 160 | 0 | 0
|  |  |  | 103 | 161 | 0 | 0
|  |  |  | 103 | 162 | 0 | 0
|  |  |  | 103 | 163 | 0 | 0
|  |  |  | 103 | 164 | 0 | 0
|  |  |  | 103 | 165 | 0 | 0
|  |  |  | 103 | 166 | 0 | 0
|  |  |  | 103 | 167 | 0 | 0
|  |  |  | 103 | 168 | 0 | 0
|  |  |  | 103 | 169 | 0 | 0
|  |  |  | 103 | 170 | 0 | 0
|  |  |  | 103 | 171 | 0 | 0
|  |  |  | 103 | 172 | 0 | 0
|  |  |  | 103 | 173 | 0 | 0
|  |  |  | 103 | 174 | 0 | 0
|  |  |  | 103 | 175 | 0 | 0
|  |  |  | 103 | 176 | 0 | 0
|  |  |  | 103 | 177 | 0 | 0
|  |  |  | 103 | 178 | 0 | 0
|  |  |  | 103 | 179 | 0 | 0
|  |  |  | 103 | 180 | 0 | 0
|  |  |  | 103 | 181 | 0 | 0
|  |  |  | 103 | 182 | 0 | 0
|  |  |  | 103 | 183 | 0 | 0
|  |  |  | 103 | 184 | 0 | 0
|  |  |  | 103 | 185 | 0 | 0
|  |  |  | 103 | 186 | 0 | 0
|  |  |  | 103 | 187 | 0 | 0
|  |  |  | 103 | 188 | 0 | 0
|  |  |  | 103 | 189 | 0 | 0
|  |  |  | 103 | 190 | 0 | 0
|  |  |  | 103 | 191 | 0 | 0
|  |  |  | 103 | 192 | 0 | 0
|  |  |  | 103 | 193 | 0 | 0
|  |  |  | 103 | 194 | 0 | 0
|  |  |  | 103 | 195 | 0 | 0
|  |  |  | 103 | 196 | 0 | 0
|  |  |  | 103 | 197 | 0 | 0
|  |  |  | 103 | 198 | 0 | 0
|  |  |  | 103 | 199 | 0 | 0
|  |  |  | 103 | 200 | 0 | 0
|  |  |  | 103 | 201 | 0 | 0
|  |  |  | 103 | 202 | 0 | 0
|  |  |  | 103 | 203 | 0 | 0
|  |  |  | 103 | 204 | 0 | 0
|  |  |  | 103 | 205 | 0 | 0
|  |  |  | 103 | 206 | 0 | 0
|  |  |  | 103 | 207 | 0 | 0
|  |  |  | 103 | 208 | 0 | 0
|  |  |  | 103 | 209 | 0 | 0
|  |  |  | 103 | 210 | 0 | 0
|  |  |  | 103 | 211 | 0 | 0
|  |  |  | 103 | 212 | 0 | 0
|  |  |  | 103 | 213 | 0 | 0
|  |  |  | 103 | 214 | 0 | 0
|  |  |  | 103 | 215 | 0 | 0
|  |  |  | 103 | 216 | 0 | 0
|  |  |  | 103 | 217 | 0 | 0
|  |  |  | 103 | 218 | 0 | 0
|  |  |  | 103 | 219 | 0 | 0
|  |  |  | 103 | 220 | 0 | 0
|  |  |  | 103 | 221 | 0 | 0
|  |  |  | 103 | 222 | 0 | 0
|  |  |  | 103 | 223 | 0 | 0
|  |  |  | 103 | 224 | 0 | 0
|  |  |  | 103 | 225 | 0 | 0
|  |  |  | 103 | 226 | 0 | 0
|  |  |  | 103 | 227 | 0 | 0
|  |  |  | 103 | 228 | 0 | 0
|  |  |  | 103 | 229 | 0 | 0
|  |  |  | 103 | 230 | 0 | 0
|  |  |  | 103 | 231 | 0 | 0
|  |  |  | 103 | 232 | 0 | 0
|  |  |  | 103 | 233 | 0 | 0
|  |  |  | 103 | 234 | 0 | 0
|  |  |  | 103 | 235 | 0 | 0
|  |  |  | 103 | 236 | 0 | 0
|  |  |  | 103 | 237 | 0 | 0
|  |  |  | 103 | 238 | 0 | 0
|  |  |  | 103 | 239 | 0 | 0
|  |  |  | 103 | 240 | 0 | 0
|  |  |  | 103 | 241 | 0 | 0
|  |  |  | 103 | 242 | 0 | 0
|  |  |  | 103 | 243 | 0 | 0
|  |  |  | 103 | 244 | 0 | 0
|  |  |  | 103 | 245 | 0 | 0
|  |  |  | 103 | 246 | 0 | 0
|  |  |  | 103 | 247 | 0 | 0
|  |  |  | 103 | 248 | 0 | 0
|  |  |  | 103 | 249 | 0 | 0
|  |  |  | 103 | 250 | 0 | 0
|  |  |  | 103 | 251 | 0 | 0
|  |  |  | 103 | 252 | 0 | 0
|  |  |  | 103 | 253 | 0 | 0
|  |  |  | 103 | 254 | 0 | 0
|  |  |  | 103 | 255 | 0 | 0
|  |  |  | 103 | 256 | 0 | 0
|  |  |  | 103 | 257 | 0 | 0
|  |  |  | 103 | 258 | 0 | 0
|  |  |  | 103 | 259 | 0 | 0
|  |  |  | 103 | 260 | 0 | 0
|  |  |  | 103 | 261 | 0 | 0
|  |  |  | 103 | 262 | 0 | 0
|  |  |  | 103 | 263 | 0 | 0
|  |  |  | 103 | 264 | 0 | 0
|  |  |  | 103 | 265 | 0 | 0
|  |  |  | 103 | 266 | 0 | 0
|  |  |  | 103 | 267 | 0 | 0
|  |  |  | 103 | 268 | 0 | 0
|  |  |  | 103 | 269 | 0 | 0
|  |  |  | 103 | 270 | 0 | 0
|  |  |  | 103 | 271 | 0 | 0
|  |  |  | 103 | 272 | 0 | 0
|  |  |  | 103 | 273 | 0 | 0
|  |  |  | 103 | 274 | 0 | 0
|  |  |  | 103 | 275 | 0 | 0
|  |  |  | 103 | 276 | 0 | 0
|  |  |  | 103 | 277 | 0 | 0
|  |  |  | 103 | 278 | 0 | 0
|  |  |  | 103 | 279 | 0 | 0
|  |  |  | 103 | 280 | 0 | 0
|  |  |  | 103 | 281 | 0 | 0
|  |  |  | 103 | 282 | 0 | 0
|  |  |  | 103 | 283 | 0 | 0
|  |  |  | 103 | 284 | 0 | 0
|  |  |  | 103 | 285 | 0 | 0
|  |  |  | 103 | 286 | 0 | 0
|  |  |  | 103 | 287 | 0 | 0
|  |  |  | 103 | 288 | 0 | 0
|  |  |  | 103 | 289 | 0 | 0
|  |  |  | 103 | 290 | 0 | 0
|  |  |  | 103 | 291 | 0 | 0
|  |  |  | 103 | 292 | 0 | 0
|  |  |  | 103 | 293 | 0 | 0
|  |  |  | 103 | 294 | 0 | 0
|  |  |  | 103 | 295 | 0 | 0
|  |  |  | 103 | 296 | 0 | 0
|  |  |  | 103 | 297 | 0 | 0
|  |  |  | 103 | 298 | 0 | 0
|  |  |  | 103 | 299 | 0 | 0
|  |  |  | 103 | 300 | 0 | 0
|  |  |  | 103 | 301 | 0 | 0
|  |  |  | 103 | 302 | 0 | 0
|  |  |  | 103 | 303 | 0 | 0
|  |  |  | 103 | 304 | 0 | 0
|  |  |  | 103 | 305 | 0 | 0
|  |  |  | 103 | 306 | 0 | 0
|  |  |  | 103 | 307 | 0 | 0
|  |  |  | 103 | 308 | 0 | 0
|  |  |  | 103 | 309 | 0 | 0
|  |  |  | 103 | 310 | 0 | 0
|  |  |  | 103 | 311 | 0 | 0
|  |  |  | 103 | 312 | 0 | 0
|  |  |  | 103 | 313 | 0 | 0
|  |  |  | 103 | 314 | 0 | 0
|  |  |  | 103 | 315 | 0 | 0
|  |  |  | 103 | 316 | 0 | 0
|  |  |  | 103 | 317 | 0 | 0
|  |  |  | 103 | 318 | 0 | 0
|  |  |  | 103 | 319 | 0 | 0
|  |  |  | 103 | 320 | 0 | 0
|  |  |  | 103 | 321 | 0 | 0
|  |  |  | 103 | 322 | 0 | 0
|  |  |  | 103 | 323 | 0 | 0
|  |  |  | 103 | 324 | 0 | 0
|  |  |  | 103 | 325 | 0 | 0
|  |  |  | 103 | 326 | 0 | 0
|  |  |  | 103 | 327 | 0 | 0
|  |  |  | 103 | 328 | 0 | 0
|  |  |  | 103 | 329 | 0 | 0
|  |  |  | 103 | 330 | 0 | 0
|  |  |  | 103 | 331 | 0 | 0
|  |  |  | 103 | 332 | 0 | 0
|  |  |  | 103 | 333 | 0 | 0
|  |  |  | 103 | 334 | 0 | 0
|  |  |  | 103 | 335 | 0 | 0
|  |  |  | 103 | 336 | 0 | 0
|  |  |  | 103 | 337 | 0 | 0
|  |  |  | 103 | 338 | 0 | 0
|  |  |  | 103 | 339 | 0 | 0
|  |  |  | 103 | 340 | 0 | 0
|  |  |  | 103 | 341 | 0 | 0
|  |  |  | 103 | 342 | 0 | 0
|  |  |  | 103 | 343 | 0 | 0
|  |  |  | 103 | 344 | 0 | 0
|  |  |  | 103 | 345 | 0 | 0
|  |  |  | 103 | 346 | 0 | 0
|  |  |  | 103 | 347 | 0 | 0
|  |  |  | 103 | 348 | 0 | 0
|  |  |  | 103 | 349 | 0 | 0
|  |  |  | 103 | 350 | 0 | 0
|  |  |  | 103 | 351 | 0 | 0
|  |  |  | 103 | 352 | 0 | 0
|  |  |  | 103 | 353 | 0 | 0
|  |  |  | 103 | 354 | 0 | 0
|  |  |  | 103 | 355 | 0 | 0
|  |  |  | 103 | 356 | 0 | 0
|  |  |  | 103 | 357 | 0 | 0
|  |  |  | 103 | 358 | 0 | 0
|  |  |  | 103 | 359 | 0 | 0
|  |  |  | 103 | 360 | 0 | 0
|  |  |  | 103 | 361 | 0 | 0
|  |  |  | 103 | 362 | 0 | 0
|  |  |  | 103 | 363 | 0 | 0
|  |  |  | 103 | 364 | 0 | 0
|  |  |  | 103 | 365 | 0 | 0
|  |  |  | 103 | 366 | 0 | 0
|  |  |  | 103 | 367 | 0 | 0
|  |  |  | 103 | 368 | 0 | 0
|  |  |  | 103 | 369 | 0 | 0
|  |  |  | 103 | 370 | 0 | 0
|  |  |  | 103 | 371 | 0 | 0
|  |  |  | 103 | 372 | 0 | 0
|  |  |  | 103 | 373 | 0 | 0
|  |  |  | 103 | 374 | 0 | 0
|  |  |  | 103 | 375 | 0 | 0
|  |  |  | 103 | 376 | 0 | 0
|  |  |  | 103 | 377 | 0 | 0
|  |  |  | 103 | 378 | 0 | 0
|  |  |  | 103 | 379 | 0 | 0
|  |  |  | 103 | 380 | 0 | 0
|  |  |  | 103 | 381 | 0 | 0
|  |  |  | 103 | 382 | 0 | 0
|  |  |  | 103 | 383 | 0 | 0
|  |  |  | 103 | 384 | 0 | 0
|  |  |  | 103 | 385 | 0 | 0
|  |  |  | 103 | 386 | 0 | 0
|  |  |  | 103 | 387 | 0 | 0
|  |  |  | 103 | 388 | 0 | 0
|  |  |  | 103 | 389 | 0 | 0
|  |  |  | 103 | 390 | 0 | 0
|  |  |  | 103 | 391 | 0 | 0
|  |  |  | 103 | 392 | 0 | 0
|  |  |  | 103 | 393 | 0 | 0
|  |  |  | 103 | 394 | 0 | 0
|  |  |  | 103 | 395 | 0 | 0
|  |  |  | 103 | 396 | 0 | 0
|  |  |  | 103 | 397 | 0 | 0
|  |  |  | 103 | 398 | 0 | 0
|  |  |  | 103 | 399 | 0 | 0
|  |  |  | 103 | 400 | 0 | 0
|  |  |  | 103 | 401 | 0 | 0
|  |  |  | 103 | 402 | 0 | 0
|  |  |  | 103 | 403 | 0 | 0
|  |  |  | 103 | 404 | 0 | 0
|  |  |  | 103 | 405 | 0 | 0
|  |  |  | 103 | 406 | 0 | 0
|  |  |  | 103 | 407 | 0 | 0
|  |  |  | 103 | 408 | 0 | 0
|  |  |  | 103 | 409 | 0 | 0
|  |  |  | 103 | 410 | 0 | 0
|  |  |  | 103 | 411 | 0 | 0
|  |  |  | 103 | 412 | 0 | 0
|  |  |  | 103 | 413 | 0 | 0
|  |  |  | 103 | 414 | 0 | 0
|  |  |  | 103 | 415 | 0 | 0
|  |  |  | 103 | 416 | 0 | 0
|  |  |  | 103 | 417 | 0 | 0
|  |  |  | 103 | 418 | 0 | 0
|  |  |  | 103 | 419 | 0 | 0
|  |  |  | 103 | 420 | 0 | 0
|  |  |  | 103 | 421 | 0 | 0
|  |  |  | 103 | 422 | 0 | 0
|  |  |  | 103 | 423 | 0 | 0
|  |  |  | 103 | 424 | 0 | 0
|  |  |  | 103 | 425 | 0 | 0
|  |  |  | 103 | 426 | 0 | 0
|  |  |  | 103 | 427 | 0 | 0
|  |  |  | 103 | 428 | 0 | 0
|  |  |  | 103 | 429 | 0 | 0
|  |  |  | 103 | 430 | 0 | 0
|  |  |  | 103 | 431 | 0 | 0
|  |  |  | 103 | 432 | 0 | 0
|  |  |  | 103 | 433 | 0 | 0
|  |  |  | 103 | 434 | 0 | 0
|  |  |  | 103 | 435 | 0 | 0
|  |  |  | 103 | 436 | 0 | 0
|  |  |  | 103 | 437 | 0 | 0
|  |  |  | 103 | 438 | 0 | 0
|  |  |  | 103 | 439 | 0 | 0
|  |  |  | 103 | 440 | 0 | 0
|  |  |  | 103 | 441 | 0 | 0
|  |  |  | 103 | 442 | 0 | 0
|  |  |  | 103 | 443 | 0 | 0
|  |  |  | 103 | 444 | 0 | 0
|  |  |  | 103 | 445 | 0 | 0
|  |  |  | 103 | 446 | 0 | 0
|  |  |  | 103 | 447 | 0 | 0
|  |  |  | 103 | 448 | 0 | 0
|  |  |  | 103 | 449 | 0 | 0
|  |  |  | 103 | 450 | 0 | 0
|  |  |  | 103 | 451 | 0 | 0
|  |  |  | 103 | 452 | 0 | 0
|  |  |  | 103 | 453 | 0 | 0
|  |  |  | 103 | 454 | 0 | 0
|  |  |  | 103 | 455 | 0 | 0
|  |  |  | 103 | 456 | 0 | 0
|  |  |  | 103 | 457 | 0 | 0
|  |  |  | 103 | 458 | 0 | 0
|  |  |  | 103 | 459 | 0 | 0
|  |  |  | 103 | 460 | 0 | 0
|  |  |  | 103 | 461 | 0 | 0
|  |  |  | 103 | 462 | 0 | 0
|  |  |  | 103 | 463 | 0 | 0
|  |  |  | 103 | 464 | 0 | 0
|  |  |  | 103 | 465 | 0 | 0
|  |  |  | 103 | 466 | 0 | 0
|  |  |  | 103 | 467 | 0 | 0
|  |  |  | 103 | 468 | 0 | 0
|  |  |  | 103 | 469 | 0 | 0
|  |  |  | 103 | 470 | 0 | 0
|  |  |  | 103 | 471 | 0 | 0
|  |  |  | 103 | 472 | 0 | 0
|  |  |  | 103 | 473 | 0 | 0
|  |  |  | 103 | 474 | 0 | 0
|  |  |  | 103 | 475 | 0 | 0
|  |  |  | 103 | 476 | 0 | 0
|  |  |  | 103 | 477 | 0 | 0
|  |  |  | 103 | 478 | 0 | 0
|  |  |  | 103 | 479 | 0 | 0
|  |  |  | 103 | 480 | 0 | 0
|  |  |  | 103 | 481 | 0 | 0
|  |  |  | 103 | 482 | 0 | 0
|  |  |  | 103 | 483 | 0 | 0
|  |  |  | 103 | 484 | 0 | 0
|  |  |  | 103 | 485 | 0 | 0
|  |  |  | 103 | 486 | 0 | 0
|  |  |  | 103 | 487 | 0 | 0
|  |  |  | 103 | 488 | 0 | 0
|  |  |  | 103 | 489 | 0 | 0
|  |  |  | 103 | 490 | 0 | 0
|  |  |  | 103 | 491 | 0 | 0
|  |  |  | 103 | 492 | 0 | 0
|  |  |  | 103 | 493 | 0 | 0
|  |  |  | 103 | 494 | 0 | 0
|  |  |  | 103 | 495 | 0 | 0
|  |  |  | 103 | 496 | 0 | 0
|  |  |  | 103 | 497 | 0 | 0
|  |  |  | 103 | 498 | 0 | 0
|  |  |  | 103 | 499 | 0 | 0
|  |  |  | 103 | 500 | 0 | 0
|  |  |  | 103 | 501 | 0 | 0
|  |  |  | 103 | 502 | 0 | 0
|  |  |  | 103 | 503 | 0 | 0
|  |  |  | 103 | 504 | 0 | 0
|  |  |  | 103 | 505 | 0 | 0
|  |  |  | 103 | 506 | 0 | 0
|  |  |  | 103 | 507 | 0 | 0
|  |  |  | 103 | 508 | 0 | 0
|  |  |  | 103 | 509 | 0 | 0
|  |  |  | 103 | 510 | 0 | 0
|  |  |  | 103 | 511 | 0 | 0
|  |  |  | 103 | 512 | 0 | 0
|  |  |  | 103 | 513 | 0 | 0
|  |  |  | 103 | 514 | 0 | 0
|  |  |  | 103 | 515 | 0 | 0
|  |  |  | 103 | 516 | 0 | 0
|  |  |  | 103 | 517 | 0 | 0
|  |  |  | 103 | 518 | 0 | 0
|  |  |  | 103 | 519 | 0 | 0
|  |  |  | 103 | 520 | 0 | 0
|  |  |  | 103 | 521 | 0 | 0
|  |  |  | 103 | 522 | 0 | 0
|  |  |  | 103 | 523 | 0 | 0
|  |  |  | 103 | 524 | 0 | 0
|  |  |  | 103 | 525 | 0 | 0
|  |  |  | 103 | 526 | 0 | 0
|  |  |  | 103 | 527 | 0 | 0
|  |  |  | 103 | 528 | 0 | 0
|  |  |  | 103 | 529 | 0 | 0
|  |  |  | 103 | 530 | 0 | 0
|  |  |  | 103 | 531 | 0 | 0
|  |  |  | 103 | 532 | 0 | 0
|  |  |  | 103 | 533 | 0 | 0
|  |  |  | 103 | 534 | 0 | 0
|  |  |  | 103 | 535 | 0 | 0
|  |  |  | 103 | 536 | 0 | 0
|  |  |  | 103 | 537 | 0 | 0
|  |  |  | 103 | 538 | 0 | 0
|  |  |  | 103 | 539 | 0 | 0
|  |  |  | 103 | 540 | 0 | 0
|  |  |  | 103 | 541 | 0 | 0
|  |  |  | 103 | 542 | 0 | 0
|  |  |  | 103 | 543 | 0 | 0
|  |  |  | 103 | 544 | 0 | 0
|  |  |  | 103 | 545 | 0 | 0
|  |  |  | 103 | 546 | 0 | 0
|  |  |  | 103 | 547 | 0 | 0
|  |  |  | 103 | 548 | 0 | 0
|  |  |  | 103 | 549 | 0 | 0
|  |  |  | 103 | 550 | 0 | 0
|  |  |  | 103 | 551 | 0 | 0
|  |  |  | 103 | 552 | 0 | 0
|  |  |  | 103 | 553 | 0 | 0
|  |  |  | 103 | 554 | 0 | 0
|  |  |  | 103 | 555 | 0 | 0
|  |  |  | 103 | 556 | 0 | 0
|  |  |  | 103 | 557 | 0 | 0
|  |  |  | 103 | 558 | 0 | 0
|  |  |  | 103 | 559 | 0 | 0
|  |  |  | 103 | 560 | 0 | 0
|  |  |  | 103 | 561 | 0 | 0
|  |  |  | 103 | 562 | 0 | 0
|  |  |  | 103 | 563 | 0 | 0
|  |  |  | 103 | 564 | 0 | 0
|  |  |  | 103 | 565 | 0 | 0
|  |  |  | 103 | 566 | 0 | 0
|  |  |  | 103 | 567 | 0 | 0
|  |  |  | 103 | 568 | 0 | 0
|  |  |  | 103 | 569 | 0 | 0
|  |  |  | 103 | 570 | 0 | 0
|  |  |  | 103 | 571 | 0 | 0
|  |  |  | 103 | 572 | 0 | 0
|  |  |  | 103 | 573 | 0 | 0
|  |  |  | 103 | 574 | 0 | 0
|  |  |  | 103 | 575 | 0 | 0
|  |  |  | 103 | 576 | 0 | 0
|  |  |  | 103 | 577 | 0 | 0
|  |  |  | 103 | 578 | 0 | 0
|  |  |  | 103 | 579 | 0 | 0
|  |  |  | 103 | 580 | 0 | 0
|  |  |  | 103 | 581 | 0 | 0
|  |  |  | 103 | 582 | 0 | 0
|  |  |  | 103 | 583 | 0 | 0
|  |  |  | 103 | 584 | 0 | 0
|  |  |  | 103 | 585 | 0 | 0
|  |  |  | 103 | 586 | 0 | 0
|  |  |  | 103 | 587 | 0 | 0
|  |  |  | 103 | 588 | 0 | 0
|  |  |  | 103 | 589 | 0 | 0
|  |  |  | 103 | 590 | 0 | 0
|  |  |  | 103 | 591 | 0 | 0
|  |  |  | 103 | 592 | 0 | 0
|  |  |  | 103 | 593 | 0 | 0
|  |  |  | 103 | 594 | 0 | 0
|  |  |  | 103 | 595 | 0 | 0
|  |  |  | 103 | 596 | 0 | 0
|  |  |  | 103 | 597 | 0 | 0
|  |  |  | 103 | 598 | 0 | 0
|  |  |  | 103 | 599 | 0 | 0
|  |  |  | 103 | 600 | 0 | 0
|  |  |  | 103 | 601 | 0 | 0
|  |  |  | 103 | 602 | 0 | 0
|  |  |  | 103 | 603 | 0 | 0
|  |  |  | 103 | 604 | 0 | 0
|  |  |  | 103 | 605 | 0 | 0
|  |  |  | 103 | 606 | 0 | 0
|  |  |  | 103 | 607 | 0 | 0
|  |  |  | 103 | 608 | 0 | 0
|  |  |  | 103 | 609 | 0 | 0
|  |  |  | 103 | 610 | 0 | 0
|  |  |  | 103 | 611 | 0 | 0
|  |  |  | 103 | 612 | 0 | 0
|  |  |  | 103 | 613 | 0 | 0
|  |  |  | 103 | 614 | 0 | 0
|  |  |  | 103 | 615 | 0 | 0
|  |  |  | 103 | 616 | 0 | 0
|  |  |  | 103 | 617 | 0 | 0
|  |  |  | 103 | 618 | 0 | 0
|  |  |  | 103 | 619 | 0 | 0
|  |  |  | 103 | 620 | 0 | 0
|  |  |  | 103 | 621 | 0 | 0
|  |  |  | 103 | 622 | 0 | 0
|  |  |  | 103 | 623 | 0 | 0
|  |  |  | 103 | 624 | 0 | 0
|  |  |  | 103 | 625 | 0 | 0
|  |  |  | 103 | 626 | 0 | 0
|  |  |  | 103 | 627 | 0 | 0
|  |  |  | 103 | 628 | 0 | 0
|  |  |  | 103 | 629 | 0 | 0
|  |  |  | 103 | 630 | 0 | 0
|  |  |  | 103 | 631 | 0 | 0
|  |  |  | 103 | 632 | 0 | 0
|  |  |  | 103 | 633 | 0 | 0
|  |  |  | 103 | 634 | 0 | 0
|  |  |  | 103 | 635 | 0 | 0
|  |  |  | 103 | 636 | 0 | 0
|  |  |  | 103 | 637 | 0 | 0
|  |  |  | 103 | 638 | 0 | 0
|  |  |  | 103 | 639 | 0 | 0
|  |  |  | 103 | 640 | 0 | 0
|  |  |  | 103 | 641 | 0 | 0
|  |  |  | 103 | 642 | 0 | 0
|  |  |  | 103 | 643 | 0 | 0
|  |  |  | 103 | 644 | 0 | 0
|  |  |  | 103 | 645 | 0 | 0
|  |  |  | 103 | 646 | 0 | 0
|  |  |  | 103 | 647 | 0 | 0
|  |  |  | 103 | 648 | 0 | 0
|  |  |  | 103 | 649 | 0 | 0
|  |  |  | 103 | 650 | 0 | 0
|  |  |  | 103 | 651 | 0 | 0
|  |  |  | 103 | 652 | 0 | 0
|  |  |  | 103 | 653 | 0 | 0
|  |  |  | 103 | 654 | 0 | 0
|  |  |  | 103 | 655 | 0 | 0
|  |  |  | 103 | 656 | 0 | 0
|  |  |  | 103 | 657 | 0 | 0
|  |  |  | 103 | 658 | 0 | 0
|  |  |  | 103 | 659 | 0 | 0
|  |  |  | 103 | 660 | 0 | 0
|  |  |  | 103 | 661 | 0 | 0
|  |  |  | 103 | 662 | 0 | 0
|  |  |  | 103 | 663 | 0 | 0
|  |  |  | 103 | 664 | 0 | 0
|  |  |  | 103 | 665 | 0 | 0
|  |  |  | 103 | 666 | 0 | 0
|  |  |  | 103 | 667 | 0 | 0
|  |  |  | 103 | 668 | 0 | 0
|  |  |  | 103 | 669 | 0 | 0
|  |  |  | 103 | 670 | 0 | 0
|  |  |  | 103 | 671 | 0 | 0
|  |  |  | 103 | 672 | 0 | 0
|  |  |  | 103 | 673 | 0 | 0
|  |  |  | 103 | 674 | 0 | 0
|  |  |  | 103 | 675 | 0 | 0
|  |  |  | 103 | 676 | 0 | 0
|  |  |  | 103 | 677 | 0 | 0
|  |  |  | 103 | 678 | 0 | 0
|  |  |  | 103 | 679 | 0 | 0
|  |  |  | 103 | 680 | 0 | 0
|  |  |  | 103 | 681 | 0 | 0
|  |  |  | 103 | 682 | 0 | 0
|  |  |  | 103 | 683 | 0 | 0
|  |  |  | 103 | 684 | 0 | 0
|  |  |  | 103 | 685 | 0 | 0
|  |  |  | 103 | 686 | 0 | 0
|  |  |  | 103 | 687 | 0 | 0
|  |  |  | 103 | 688 | 0 | 0
|  |  |  | 103 | 689 | 0 | 0
|  |  |  | 103 | 690 | 0 | 0
|  |  |  | 103 | 691 | 0 | 0
|  |  |  | 103 | 692 | 0 | 0
|  |  |  | 103 | 693 | 0 | 0
|  |  |  | 103 | 694 | 0 | 0
|  |  |  | 103 | 695 | 0 | 0
|  |  |  | 103 | 696 | 0 | 0
|  |  |  | 103 | 697 | 0 | 0
|  |  |  | 103 | 698 | 0 | 0
|  |  |  | 103 | 699 | 0 | 0
|  |  |  | 103 | 700 | 0 | 0
|  |  |  | 103 | 701 | 0 | 0
|  |  |  | 103 | 702 | 0 | 0
|  |  |  | 103 | 703 | 0 | 0
|  |  |  | 103 | 704 | 0 | 0
|  |  |  | 103 | 705 | 0 | 0
|  |  |  | 103 | 706 | 0 | 0
|  |  |  | 103 | 707 | 0 | 0
|  |  |  | 103 | 708 | 0 | 0
|  |  |  | 103 | 709 | 0 | 0
|  |  |  | 103 | 710 | 0 | 0
|  |  |  | 103 | 711 | 0 | 0
|  |  |  | 103 | 712 | 0 | 0
|  |  |  | 103 | 713 | 0 | 0
|  |  |  | 103 | 714 | 0 | 0
|  |  |  | 103 | 715 | 0 | 0
|  |  |  | 103 | 716 | 0 | 0
|  |  |  | 103 | 717 | 0 | 0
|  |  |  | 103 | 718 | 0 | 0
|  |  |  | 103 | 719 | 0 | 0
|  |  |  | 103 | 720 | 0 | 0
|  |  |  | 103 | 721 | 0 | 0
|  |  |  | 103 | 722 | 0 | 0
|  |  |  | 103 | 723 | 0 | 0
|  |  |  | 103 | 724 | 0 | 0
|  |  |  | 103 | 725 | 0 | 0
|  |  |  | 103 | 726 | 0 | 0
|  |  |  | 103 | 727 | 0 | 0
|  |  |  | 103 | 728 | 0 | 0
|  |  |  | 103 | 729 | 0 | 0
|  |  |  | 103 | 730 | 0 | 0
|  |  |  | 103 | 731 | 0 | 0
|  |  |  | 103 | 732 | 0 | 0
|  |  |  | 103 | 733 | 0 | 0
|  |  |  | 103 | 734 | 0 | 0
|  |  |  | 103 | 735 | 0 | 0
|  |  |  | 103 | 736 | 0 | 0
|  |  |  | 103 | 737 | 0 | 0
|  |  |  | 103 | 738 | 0 | 0
|  |  |  | 103 | 739 | 0 | 0
|  |  |  | 103 | 740 | 0 | 0
|  |  |  | 103 | 741 | 0 | 0
|  |  |  | 103 | 742 | 0 | 0
|  |  |  | 103 | 743 | 0 | 0
|  |  |  | 103 | 744 | 0 | 0
|  |  |  | 103 | 745 | 0 | 0
|  |  |  | 103 | 746 | 0 | 0
|  |  |  | 103 | 747 | 0 | 0
|  |  |  | 103 | 748 | 0 | 0
|  |  |  | 103 | 749 | 0 | 0
|  |  |  | 103 | 750 | 0 | 0
|  |  |  | 103 | 751 | 0 | 0
|  |  |  | 103 | 752 | 0 | 0
|  |  |  | 103 | 753 | 0 | 0
|  |  |  | 103 | 754 | 0 | 0
|  |  |  | 103 | 755 | 0 | 0
|  |  |  | 103 | 756 | 0 | 0
|  |  |  | 103 | 757 | 0 | 0
|  |  |  | 103 | 758 | 0 | 0
|  |  |  | 103 | 759 | 0 | 0
|  |  |  | 103 | 760 | 0 | 0
|  |  |  | 103 | 761 | 0 | 0
|  |  |  | 103 | 762 | 0 | 0
|  |  |  | 103 | 763 | 0 | 0
|  |  |  | 103 | 764 | 0 | 0
|  |  |  | 103 | 765 | 0 | 0
|  |  |  | 103 | 766 | 0 | 0
|  |  |  | 103 | 767 | 0 | 0
|  |  |  | 103 | 768 | 0 | 0
|  |  |  | 103 | 769 | 0 | 0
|  |  |  | 103 | 770 | 0 | 0
|  |  |  | 103 | 771 | 0 | 0
|  |  |  | 103 | 772 | 0 | 0
|  |  |  | 103 | 773 | 0 | 0
|  |  |  | 103 | 774 | 0 | 0
|  |  |  | 103 | 775 | 0 | 0
|  |  |  | 103 | 776 | 0 | 0
|  |  |  | 103 | 777 | 0 | 0
|  |  |  | 103 | 778 | 0 | 0
|  |  |  | 103 | 779 | 0 | 0
|  |  |  | 103 | 780 | 0 | 0
|  |  |  | 103 | 781 | 0 | 0
|  |  |  | 103 | 782 | 0 | 0
|  |  |  | 103 | 783 | 0 | 0
|  |  |  | 103 | 784 | 0 | 0
|  |  |  | 103 | 785 | 0 | 0
|  |  |  | 103 | 786 | 0 | 0
|  |  |  | 103 | 787 | 0 | 0
|  |  |  | 103 | 788 | 0 | 0
|  |  |  | 103 | 789 | 0 | 0
|  |  |  | 103 | 790 | 0 | 0
|  |  |  | 103 | 791 | 0 | 0
|  |  |  | 103 | 792 | 0 | 0
|  |  |  | 103 | 793 | 0 | 0
|  |  |  | 103 | 794 | 0 | 0
|  |  |  | 103 | 795 | 0 | 0
|  |  |  | 103 | 796 | 0 | 0
|  |  |  | 103 | 797 | 0 | 0
|  |  |  | 103 | 798 | 0 | 0
|  |  |  | 103 | 799 | 0 | 0
|  |  |  | 103 | 800 | 0 | 0
|  |  |  | 103 | 801 | 0 | 0
|  |  |  | 103 | 802 | 0 | 0
|  |  |  | 103 | 803 | 0 | 0
|  |  |  | 103 | 804 | 0 | 0
|  |  |  | 103 | 805 | 0 | 0
|  |  |  | 103 | 806 | 0 | 0
|  |  |  | 103 | 807 | 0 | 0
|  |  |  | 103 | 808 | 0 | 0
|  |  |  | 103 | 809 | 0 | 0
|  |  |  | 103 | 810 | 0 | 0
|  |  |  | 103 | 811 | 0 | 0
|  |  |  | 103 | 812 | 0 | 0
|  |  |  | 103 | 813 | 0 | 0
|  |  |  | 103 | 814 | 0 | 0
|  |  |  | 103 | 815 | 0 | 0
|  |  |  | 103 | 816 | 0 | 0
|  |  |  | 103 | 817 | 0 | 0
|  |  |  | 103 | 818 | 0 | 0
|  |  |  | 103 | 819 | 0 | 0
|  |  |  | 103 | 820 | 0 | 0
|  |  |  | 103 | 821 | 0 | 0
|  |  |  | 103 | 822 | 0 | 0
|  |  |  | 103 | 823 | 0 | 0
|  |  |  | 103 | 824 | 0 | 0
|  |  |  | 103 | 825 | 0 | 0
|  |  |  | 103 | 826 | 0 | 0
|  |  |  | 103 | 827 | 0 | 0
|  |  |  | 103 | 828 | 0 | 0
|  |  |  | 103 | 829 | 0 | 0
|  |  |  | 103 | 830 | 0 | 0
|  |  |  | 103 | 831 | 0 | 0
|  |  |  | 103 | 832 | 0 | 0
|  |  |  | 103 | 833 | 0 | 0
|  |  |  | 103 | 834 | 0 | 0
|  |  |  | 103 | 835 | 0 | 0
|  |  |  | 103 | 836 | 0 | 0
|  |  |  | 103 | 837 | 0 | 0
|  |  |  | 103 | 838 | 0 | 0
|  |  |  | 103 | 839 | 0 | 0
|  |  |  | 103 | 840 | 0 | 0
|  |  |  | 103 | 841 | 0 | 0
|  |  |  | 103 | 842 | 0 | 0
|  |  |  | 103 | 843 | 0 | 0
|  |  |  | 103 | 844 | 0 | 0
|  |  |  | 103 | 845 | 0 | 0
|  |  |  | 103 | 846 | 0 | 0
|  |  |  | 103 | 847 | 0 | 0
|  |  |  | 103 | 848 | 0 | 0
|  |  |  | 103 | 849 | 0 | 0
|  |  |  | 103 | 850 | 0 | 0
|  |  |  | 103 | 851 | 0 | 0
|  |  |  | 103 | 852 | 0 | 0
|  |  |  | 103 | 853 | 0 | 0
|  |  |  | 103 | 854 | 0 | 0
|  |  |  | 103 | 855 | 0 | 0
|  |  |  | 103 | 856 | 0 | 0
|  |  |  | 103 | 857 | 0 | 0
|  |  |  | 103 | 858 | 0 | 0
|  |  |  | 103 | 859 | 0 | 0
|  |  |  | 103 | 860 | 0 | 0
|  |  |  | 103 | 861 | 0 | 0
|  |  |  | 103 | 862 | 0 | 0
|  |  |  | 103 | 863 | 0 | 0
|  |  |  | 103 | 864 | 0 | 0
|  |  |  | 103 | 865 | 0 | 0
|  |  |  | 103 | 866 | 0 | 0
|  |  |  | 103 | 867 | 0 | 0
|  |  |  | 103 | 868 | 0 | 0
|  |  |  | 103 | 869 | 0 | 0
|  |  |  | 103 | 870 | 0 | 0
|  |  |  | 103 | 871 | 0 | 0
|  |  |  | 103 | 872 | 0 | 0
|  |  |  | 103 | 873 | 0 | 0
|  |  |  | 103 | 874 | 0 | 0
|  |  |  | 103 | 875 | 0 | 0
|  |  |  | 103 | 876 | 0 | 0
|  |  |  | 103 | 877 | 0 | 0
|  |  |  | 103 | 878 | 0 | 0
|  |  |  | 103 | 879 | 0 | 0
|  |  |  | 103 | 880 | 0 | 0
|  |  |  | 103 | 881 | 0 | 0
|  |  |  | 103 | 882 | 0 | 0
|  |  |  | 103 | 883 | 0 | 0
|  |  |  | 103 | 884 | 0 | 0
|  |  |  | 103 | 885 | 0 | 0
|  |  |  | 103 | 886 | 0 | 0
|  |  |  | 103 | 887 | 0 | 0
|  |  |  | 103 | 888 | 0 | 0
|  |  |  | 103 | 889 | 0 | 0
|  |  |  | 103 | 890 | 0 | 0
|  |  |  | 103 | 891 | 0 | 0
|  |  |  | 103 | 892 | 0 | 0
|  |  |  | 103 | 893 | 0 | 0
|  |  |  | 103 | 894 | 0 | 0
|  |  |  | 103 | 895 | 0 | 0
|  |  |  | 103 | 896 | 0 | 0
|  |  |  | 103 | 897 | 0 | 0
|  |  |  | 103 | 898 | 0 | 0
|  |  |  | 103 | 899 | 0 | 0
|  |  |  | 103 | 900 | 0 | 0
|  |  |  | 103 | 901 | 0 | 0
|  |  |  | 103 | 902 | 0 | 0
|  |  |  | 103 | 903 | 0 | 0
|  |  |  | 103 | 904 | 0 | 0
|  |  |  | 103 | 905 | 0 | 0
|  |  |  | 103 | 906 | 0 | 0
|  |  |  | 103 | 907 | 0 | 0
|  |  |  | 103 | 908 | 0 | 0
|  |  |  | 103 | 909 | 0 | 0
|  |  |  | 103 | 910 | 0 | 0
|  |  |  | 103 | 911 | 0 | 0
|  |  |  | 103 | 912 | 0 | 0
|  |  |  | 103 | 913 | 0 | 0
|  |  |  | 103 | 914 | 0 | 0
|  |  |  | 103 | 915 | 0 | 0
|  |  |  | 103 | 916 | 0 | 0
|  |  |  | 103 | 917 | 0 | 0
|  |  |  | 103 | 918 | 0 | 0
|  |  |  | 103 | 919 | 0 | 0
|  |  |  | 103 | 920 | 0 | 0
|  |  |  | 103 | 921 | 0 | 0
|  |  |  | 103 | 922 | 0 | 0
|  |  |  | 103 | 923 | 0 | 0
|  |  |  | 103 | 924 | 0 | 0
|  |  |  | 103 | 925 | 0 | 0
|  |  |  | 103 | 926 | 0 | 0
|  |  |  | 103 | 927 | 0 | 0
|  |  |  | 103 | 928 | 0 | 0
|  |  |  | 103 | 929 | 0 | 0
|  |  |  | 103 | 930 | 0 | 0
|  |  |  | 103 | 931 | 0 | 0
|  |  |  | 103 | 932 | 0 | 0
|  |  |  | 103 | 933 | 0 | 0
|  |  |  | 103 | 934 | 0 | 0
|  |  |  | 103 | 935 | 0 | 0
|  |  |  | 103 | 936 | 0 | 0
|  |  |  | 103 | 937 | 0 | 0
|  |  |  | 103 | 938 | 0 | 0
|  |  |  | 103 | 939 | 0 | 0
|  |  |  | 103 | 940 | 0 | 0
|  |  |  | 103 | 941 | 0 | 0
|  |  |  | 103 | 942 | 0 | 0
|  |  |  | 103 | 943 | 0 | 0
|  |  |  | 103 | 944 | 0 | 0
|  |  |  | 103 | 945 | 0 | 0
|  |  |  | 103 | 946 | 0 | 0
|  |  |  | 103 | 947 | 0 | 0
|  |  |  | 103 | 948 | 0 | 0
|  |  |  | 103 | 949 | 0 | 0
|  |  |  | 103 | 950 | 0 | 0
|  |  |  | 103 | 951 | 0 | 0
|  |  |  | 103 | 952 | 0 | 0
|  |  |  | 103 | 953 | 0 | 0
|  |  |  | 103 | 954 | 0 | 0
|  |  |  | 103 | 955 | 0 | 0
|  |  |  | 103 | 956 | 0 | 0
|  |  |  | 103 | 957 | 0 | 0
|  |  |  | 103 | 958 | 0 | 0
|  |  |  | 103 | 959 | 0 | 0
|  |  |  | 103 | 960 | 0 | 0
|  |  |  | 103 | 961 | 0 | 0
|  |  |  | 103 | 962 | 0 | 0
|  |  |  | 103 | 963 | 0 | 0
|  |  |  | 103 | 964 | 0 | 0
|  |  |  | 103 | 965 | 0 | 0
|  |  |  | 103 | 966 | 0 | 0
|  |  |  | 103 | 967 | 0 | 0
|  |  |  | 103 | 968 | 0 | 0
|  |  |  | 103 | 969 | 0 | 0
|  |  |  | 103 | 970 | 0 | 0
|  |  |  | 103 | 971 | 0 | 0
|  |  |  | 103 | 972 | 0 | 0
|  |  |  | 103 | 973 | 0 | 0
|  |  |  | 103 | 974 | 0 | 0
|  |  |  | 103 | 975 | 0 | 0
|  |  |  | 103 | 976 | 0 | 0
|  |  |  | 103 | 977 | 0 | 0
|  |  |  | 103 | 978 | 0 | 0
|  |  |  | 103 | 979 | 0 | 0
|  |  |  | 103 | 980 | 0 | 0
|  |  |  | 103 | 981 | 0 | 0
|  |  |  | 103 | 982 | 0 | 0
|  |  |  | 103 | 983 | 0 | 0
|  |  |  | 103 | 984 | 0 | 0
|  |  |  | 103 | 985 | 0 | 0
|  |  |  | 103 | 986 | 0 | 0
|  |  |  | 103 | 987 | 0 | 0
|  |  |  | 103 | 988 | 0 | 0
|  |  |  | 103 | 989 | 0 | 0
|  |  |  | 103 | 990 | 0 | 0
|  |  |  | 103 | 991 | 0 | 0
|  |  |  | 103 | 992 | 0 | 0
|  |  |  | 103 | 993 | 0 | 0
|  |  |  | 103 | 994 | 0 | 0
|  |  |  | 103 | 995 | 0 | 0
|  |  |  | 103 | 996 | 0 | 0
|  |  |  | 103 | 997 | 0 | 0
|  |  |  | 103 | 998 | 0 | 0
|  |  |  | 103 | 999 | 0 | 0
|  |  |  | 103 | 1000 | 0 | 0
|  |  |  | 103 | 1001 | 0 | 0
|  |  |  | 103 | 1002 | 0 | 0
|  |  |  | 103 | 1003 | 0 | 0
|  |  |  | 103 | 1004 | 0 | 0
|  |  |  | 103 | 1005 | 0 | 0
|  |  |  | 103 | 1006 | 0 | 0
|  |  |  | 103 | 1007 | 0 | 0
|  |  |  | 103 | 1008 | 0 | 0
|  |  |  | 103 | 1009 | 0 | 0
|  |  |  | 103 | 1010 | 0 | 0
|  |  |  | 103 | 1011 | 0 | 0
|  |  |  | 103 | 1012 | 0 | 0
|  |  |  | 103 | 1013 | 0 | 0
|  |  |  | 103 | 1014 | 0 | 0
|  |  |  | 103 | 1015 | 0 | 0
|  |  |  | 103 | 1016 | 0 | 0
|  |  |  | 103 | 1017 | 0 | 0
|  |  |  | 103 | 1018 | 0 | 0
|  |  |  | 103 | 1019 | 0 | 0
|  |  |  | 103 | 1020 | 0 | 0
|  |  |  | 103 | 1021 | 0 | 0
|  |  |  | 103 | 1022 | 0 | 0
|  |  |  | 103 | 1023 | 0 | 0
|  |  |  | 103 | 1024 | 0 | 0
|  |  |  | 103 | 1025 | 0 | 0
|  |  |  | 103 | 1026 | 0 | 0
|  |  |  | 103 | 1027 | 0 | 0
|  |  |  | 103 | 1028 | 0 | 0
|  |  |  | 103 | 1029 | 0 | 0
|  |  |  | 103 | 1030 | 0 | 0
|  |  |  | 103 | 1031 | 0 | 0
|  |  |  | 103 | 1032 | 0 | 0
|  |  |  | 103 | 1033 | 0 | 0
|  |  |  | 103 | 1034 | 0 | 0
|  |  |  | 103 | 1035 | 0 | 0
|  |  |  | 103 | 1036 | 0 | 0
|  |  |  | 103 | 1037 | 0 | 0
|  |  |  | 103 | 1038 | 0 | 0
|  |  |  | 103 | 1039 | 0 | 0
|  |  |  | 103 | 1040 | 0 | 0
|  |  |  | 103 | 1041 | 0 | 0
|  |  |  | 103 | 1042 | 0 | 0
|  |  |  | 103 | 1043 | 0 | 0
|  |  |  | 103 | 1044 | 0 | 0
|  |  |  | 103 | 1045 | 0 | 0
|  |  |  | 103 | 1046 | 0 | 0
|  |  |  | 103 | 1047 | 0 | 0
|  |  |  | 103 | 1048 | 0 | 0
|  |  |  | 103 | 1049 | 0 | 0
|  |  |  | 103 | 1050 | 0 | 0
|  |  |  | 103 | 1051 | 0 | 0
|  |  |  | 103 | 1052 | 0 | 0
|  |  |  | 103 | 1053 | 0 | 0
|  |  |  | 103 | 1054 | 0 | 0
|  |  |  | 103 | 1055 | 0 | 0
|  |  |  | 103 | 1056 | 0 | 0
|  |  |  | 103 | 1057 | 0 | 0
|  |  |  | 103 | 1058 | 0 | 0
|  |  |  | 103 | 1059 | 0 | 0
|  |  |  | 103 | 1060 | 0 | 0
|  |  |  | 103 | 1061 | 0 | 0
|  |  |  | 103 | 1062 | 0 | 0
|  |  |  | 103 | 1063 | 0 | 0
|  |  |  | 103 | 1064 | 0 | 0
|  |  |  | 103 | 1065 | 0 | 0
|  |  |  | 103 | 1066 | 0 | 0
|  |  |  | 103 | 1067 | 0 | 0
|  |  |  | 103 | 1068 | 0 | 0
|  |  |  | 103 | 1069 | 0 | 0
|  |  |  | 103 | 1070 | 0 | 0
|  |  |  | 103 | 1071 | 0 | 0
|  |  |  | 103 | 1072 | 0 | 0
|  |  |  | 103 | 1073 | 0 | 0
|  |  |  | 103 | 1074 | 0 | 0
|  |  |  | 103 | 1075 | 0 | 0
|  |  |  | 103 | 1076 | 0 | 0
|  |  |  | 103 | 1077 | 0 | 0
|  |  |  | 103 | 1078 | 0 | 0
|  |  |  | 103 | 1079 | 0 | 0
|  |  |  | 103 | 1080 | 0 | 0
|  |  |  | 103 | 1081 | 0 | 0
|  |  |  | 103 | 1082 | 0 | 0
|  |  |  | 103 | 1083 | 0 | 0
|  |  |  | 103 | 1084 | 0 | 0
|  |  |  | 103 | 1085 | 0 | 0
|  |  |  | 103 | 1086 | 0 | 0
|  |  |  | 103 | 1087 | 0 | 0
|  |  |  | 103 | 1088 | 0 | 0
|  |  |  | 103 | 1089 | 0 | 0
|  |  |  | 103 | 1090 | 0 | 0
|  |  |  | 103 | 1091 | 0 | 0
|  |  |  | 103 | 1092 | 0 | 0
|  |  |  | 103 | 1093 | 0 | 0
|  |  |  | 103 | 1094 | 0 | 0
|  |  |  | 103 | 1095 | 0 | 0
|  |  |  | 103 | 1096 | 0 | 0
|  |  |  | 103 | 1097 | 0 | 0
|  |  |  | 103 | 1098 | 0 | 0
|  |  |  | 103 | 1099 | 0 | 0
|  |  |  | 103 | 1100 | 0 | 0
|  |  |  | 103 | 1101 | 0 | 0
|  |  |  | 103 | 1102 | 0 | 0
|  |  |  | 103 | 1103 | 0 | 0
|  |  |  | 103 | 1104 | 0 | 0
|  |  |  | 103 | 1105 | 0 | 0
|  |  |  | 103 | 1106 | 0 | 0
|  |  |  | 103 | 1107 | 0 | 0
|  |  |  | 103 | 1108 | 0 | 0
|  |  |  | 103 | 1109 | 0 | 0
|  |  |  | 103 | 1110 | 0 | 0
|  |  |  | 103 | 1111 | 0 | 0
|  |  |  | 103 | 1112 | 0 | 0
|  |  |  | 103 | 1113 | 0 | 0
|  |  |  | 103 | 1114 | 0 | 0
|  |  |  | 103 | 1115 | 0 | 0
|  |  |  | 103 | 1116 | 0 | 0
|  |  |  | 103 | 1117 | 0 | 0
|  |  |  | 103 | 1118 | 0 | 0
|  |  |  | 103 | 1119 | 0 | 0
|  |  |  | 103 | 1120 | 0 | 0
|  |  |  | 103 | 1121 | 0 | 0
|  |  |  | 103 | 1122 | 0 | 0
|  |  |  | 103 | 1123 | 0 | 0
|  |  |  | 103 | 1124 | 0 | 0
|  |  |  | 103 | 1125 | 0 | 0
|  |  |  | 103 | 1126 | 0 | 0
|  |  |  | 103 | 1127 | 0 | 0
|  |  |  | 103 | 1128 | 0 | 0
|  |  |  | 103 | 1129 | 0 | 0
|  |  |  | 103 | 1130 | 0 | 0
|  |  |  | 103 | 1131 | 0 | 0
|  |  |  | 103 | 1132 | 0 | 0
|  |  |  | 103 | 1133 | 0 | 0
|  |  |  | 103 | 1134 | 0 | 0
|  |  |  | 103 | 1135 | 0 | 0
|  |  |  | 103 | 1136 | 0 | 0
|  |  |  | 103 | 1137 | 0 | 0
|  |  |  | 103 | 1138 | 0 | 0
|  |  |  | 103 | 1139 | 0 | 0
|  |  |  | 103 | 1140 | 0 | 0
|  |  |  | 103 | 1141 | 0 | 0
|  |  |  | 103 | 1142 | 0 | 0
|  |  |  | 103 | 1143 | 0 | 0
|  |  |  | 103 | 1144 | 0 | 0
|  |  |  | 103 | 1145 | 0 | 0
|  |  |  | 103 | 1146 | 0 | 0
|  |  |  | 103 | 1147 | 0 | 0
|  |  |  | 103 | 1148 | 0 | 0
|  |  |  | 103 | 1149 | 0 | 0
|  |  |  | 103 | 1150 | 0 | 0
|  |  |  | 103 | 1151 | 0 | 0
|  |  |  | 103 | 1152 | 0 | 0
|  |  |  | 103 | 1153 | 0 | 0
|  |  |  | 103 | 1154 | 0 | 0
|  |  |  | 103 | 1155 | 0 | 0
|  |  |  | 103 | 1156 | 0 | 0
|  |  |  | 103 | 1157 | 0 | 0
|  |  |  | 103 | 1158 | 0 | 0
|  |  |  | 103 | 1159 | 0 | 0
|  |  |  | 103 | 1160 | 0 | 0
|  |  |  | 103 | 1161 | 0 | 0
|  |  |  | 103 | 1162 | 0 | 0
|  |  |  | 103 | 1163 | 0 | 0
|  |  |  | 103 | 1164 | 0 | 0
|  |  |  | 103 | 1165 | 0 | 0
|  |  |  | 103 | 1166 | 0 | 0
|  |  |  | 103 | 1167 | 0 | 0
|  |  |  | 103 | 1168 | 0 | 0
|  |  |  | 103 | 1169 | 0 | 0
|  |  |  | 103 | 1170 | 0 | 0
|  |  |  | 103 | 1171 | 0 | 0
|  |  |  | 103 | 1172 | 0 | 0
|  |  |  | 103 | 1173 | 0 | 0
|  |  |  | 103 | 1174 | 0 | 0
|  |  |  | 103 | 1175 | 0 | 0
|  |  |  | 103 | 1176 | 0 | 0
|  |  |  | 103 | 1177 | 0 | 0
|  |  |  | 103 | 1178 | 0 | 0
|  |  |  | 103 | 1179 | 0 | 0
|  |  |  | 103 | 1180 | 0 | 0
|  |  |  | 103 | 1181 | 0 | 0
|  |  |  | 103 | 1182 | 0 | 0
|  |  |  | 103 | 1183 | 0 | 0
|  |  |  | 103 | 1184 | 0 | 0
|  |  |  | 103 | 1185 | 0 | 0
|  |  |  | 103 | 1186 | 0 | 0
|  |  |  | 103 | 1187 | 0 | 0
|  |  |  | 103 | 1188 | 0 | 0
|  |  |  | 103 | 1189 | 0 | 0
|  |  |  | 103 | 1190 | 0 | 0
|  |  |  | 103 | 1191 | 0 | 0
|  |  |  | 103 | 1192 | 0 | 0
|  |  |  | 103 | 1193 | 0 | 0
|  |  |  | 103 | 1194 | 0 | 0
|  |  |  | 103 | 1195 | 0 | 0
|  |  |  | 103 | 1196 | 0 | 0
|  |  |  | 103 | 1197 | 0 | 0
|  |  |  | 103 | 1198 | 0 | 0
|  |  |  | 103 | 1199 | 0 | 0
|  |  |  | 103 | 1200 | 0 | 0
|  |  |  | 103 | 1201 | 0 | 0
|  |  |  | 103 | 1202 | 0 | 0
|  |  |  | 103 | 1203 | 0 | 0
|  |  |  | 103 | 1204 | 0 | 0
|  |  |  | 103 | 1205 | 0 | 0
|  |  |  | 103 | 1206 | 0 | 0
|  |  |  | 103 | 1207 | 0 | 0
|  |  |  | 103 | 1208 | 0 | 0
|  |  |  | 103 | 1209 | 0 | 0
|  |  |  | 103 | 1210 | 0 | 0
|  |  |  | 103 | 1211 | 0 | 0
|  |  |  | 103 | 1212 | 0 | 0
|  |  |  | 103 | 1213 | 0 | 0
|  |  |  | 103 | 1214 | 0 | 0
|  |  |  | 103 | 1215 | 0 | 0
|  |  |  | 103 | 1216 | 0 | 0
|  |  |  | 103 | 1217 | 0 | 0
|  |  |  | 103 | 1218 | 0 | 0
|  |  |  | 103 | 1219 | 0 | 0
|  |  |  | 103 | 1220 | 0 | 0
|  |  |  | 103 | 1221 | 0 | 0
|  |  |  | 103 | 1222 | 0 | 0
|  |  |  | 103 | 1223 | 0 | 0
|  |  |  | 103 | 1224 | 0 | 0
|  |  |  | 103 | 1225 | 0 | 0
|  |  |  | 103 | 1226 | 0 | 0
|  |  |  | 103 | 1227 | 0 | 0
|  |  |  | 103 | 1228 | 0 | 0
|  |  |  | 103 | 1229 | 0 | 0
|  |  |  | 103 | 1230 | 0 | 0
|  |  |  | 103 | 1231 | 0 | 0
|  |  |  | 103 | 1232 | 0 | 0
|  |  |  | 103 | 1233 | 0 | 0
|  |  |  | 103 | 1234 | 0 | 0
|  |  |  | 103 | 1235 | 0 | 0
|  |  |  | 103 | 1236 | 0 | 0
|  |  |  | 103 | 1237 | 0 | 0
|  |  |  | 103 | 1238 | 0 | 0
|  |  |  | 103 | 1239 | 0 | 0
|  |  |  | 103 | 1240 | 0 | 0
|  |  |  | 103 | 1241 | 0 | 0
|  |  |  | 103 | 1242 | 0 | 0
|  |  |  | 103 | 1243 | 0 | 0
|  |  |  | 103 | 1244 | 0 | 0
|  |  |  | 103 | 1245 | 0 | 0
|  |  |  | 103 | 1246 | 0 | 0
|  |  |  | 103 | 1247 | 0 | 0
|  |  |  | 103 | 1248 | 0 | 0
|  |  |  | 103 | 1249 | 0 | 0
|  |  |  | 103 | 1250 | 0 | 0
|  |  |  | 103 | 1251 | 0 | 0
|  |  |  | 103 | 1252 | 0 | 0
|  |  |  | 103 | 1253 | 0 | 0
|  |  |  | 103 | 1254 | 0 | 0
|  |  |  | 103 | 1255 | 0 | 0
|  |  |  | 103 | 1256 | 0 | 0
|  |  |  | 103 | 1257 | 0 | 0
|  |  |  | 103 | 1258 | 0 | 0
|  |  |  | 103 | 1259 | 0 | 0
|  |  |  | 103 | 1260 | 0 | 0
|  |  |  | 103 | 1261 | 0 | 0
|  |  |  | 103 | 1262 | 0 | 0
|  |  |  | 103 | 1263 | 0 | 0
|  |  |  | 103 | 1264 | 0 | 0
|  |  |  | 103 | 1265 | 0 | 0
|  |  |  | 103 | 1266 | 0 | 0
|  |  |  | 103 | 1267 | 0 | 0
|  |  |  | 103 | 1268 | 0 | 0
|  |  |  | 103 | 1269 | 0 | 0
|  |  |  | 103 | 1270 | 0 | 0
|  |  |  | 103 | 1271 | 0 | 0
|  |  |  | 103 | 1272 | 0 | 0
|  |  |  | 103 | 1273 | 0 | 0
|  |  |  | 103 | 1274 | 0 | 0
|  |  |  | 103 | 1275 | 0 | 0
|  |  |  | 103 | 1276 | 0 | 0
|  |  |  | 103 | 1277 | 0 | 0
|  |  |  | 103 | 1278 | 0 | 0
|  |  |  | 103 | 1279 | 0 | 0
|  |  |  | 103 | 1280 | 0 | 0
|  |  |  | 103 | 1281 | 0 | 0
|  |  |  | 103 | 1282 | 0 | 0
|  |  |  | 103 | 1283 | 0 | 0
|  |  |  | 103 | 1284 | 0 | 0
|  |  |  | 103 | 1285 | 0 | 0
|  |  |  | 103 | 1286 | 0 | 0
|  |  |  | 103 | 1287 | 0 | 0
|  |  |  | 103 | 1288 | 0 | 0
|  |  |  | 103 | 1289 | 0 | 0
|  |  |  | 103 | 1290 | 0 | 0
|  |  |  | 103 | 1291 | 0 | 0
|  |  |  | 103 | 1292 | 0 | 0
|  |  |  | 103 | 1293 | 0 | 0
|  |  |  | 103 | 1294 | 0 | 0
|  |  |  | 103 | 1295 | 0 | 0
|  |  |  | 103 | 1296 | 0 | 0
|  |  |  | 103 | 1297 | 0 | 0
|  |  |  | 103 | 1298 | 0 | 0
|  |  |  | 103 | 1299 | 0 | 0
|  |  |  | 103 | 1300 | 0 | 0
|  |  |  | 103 | 1301 | 0 | 0
|  |  |  | 103 | 1302 | 0 | 0
|  |  |  | 103 | 1303 | 0 | 0
|  |  |  | 103 | 1304 | 0 | 0
|  |  |  | 103 | 1305 | 0 | 0
|  |  |  | 103 | 1306 | 0 | 0
|  |  |  | 103 | 1307 | 0 | 0
|  |  |  | 103 | 1308 | 0 | 0
|  |  |  | 103 | 1309 | 0 | 0
|  |  |  | 103 | 1310 | 0 | 0
|  |  |  | 103 | 1311 | 0 | 0
|  |  |  | 103 | 1312 | 0 | 0
|  |  |  | 103 | 1313 | 0 | 0
|  |  |  | 103 | 1314 | 0 | 0
|  |  |  | 103 | 1315 | 0 | 0
|  |  |  | 103 | 1316 | 0 | 0
|  |  |  | 103 | 1317 | 0 | 0
|  |  |  | 103 | 1318 | 0 | 0
|  |  |  | 103 | 1319 | 0 | 0
|  |  |  | 103 | 1320 | 0 | 0
|  |  |  | 103 | 1321 | 0 | 0
|  |  |  | 103 | 1322 | 0 | 0
|  |  |  | 103 | 1323 | 0 | 0
|  |  |  | 103 | 1324 | 0 | 0
|  |  |  | 103 | 1325 | 0 | 0
|  |  |  | 103 | 1326 | 0 | 0
|  |  |  | 103 | 1327 | 0 | 0
|  |  |  | 103 | 1328 | 0 | 0
|  |  |  | 103 | 1329 | 0 | 0
|  |  |  | 103 | 1330 | 0 | 0
|  |  |  | 103 | 1331 | 0 | 0
|  |  |  | 103 | 1332 | 0 | 0
|  |  |  | 103 | 1333 | 0 | 0
|  |  |  | 103 | 1334 | 0 | 0
|  |  |  | 103 | 1335 | 0 | 0
|  |  |  | 103 | 1336 | 0 | 0
|  |  |  | 103 | 1337 | 0 | 0
|  |  |  | 103 | 1338 | 0 | 0
|  |  |  | 103 | 1339 | 0 | 0
|  |  |  | 103 | 1340 | 0 | 0
|  |  |  | 103 | 1341 | 0 | 0
|  |  |  | 103 | 1342 | 0 | 0
|  |  |  | 103 | 1343 | 0 | 0
|  |  |  | 103 | 1344 | 0 | 0
|  |  |  | 103 | 1345 | 0 | 0
|  |  |  | 103 | 1346 | 0 | 0
|  |  |  | 103 | 1347 | 0 | 0
|  |  |  | 103 | 1348 | 0 | 0
|  |  |  | 103 | 1349 | 0 | 0
|  |  |  | 103 | 1350 | 0 | 0
|  |  |  | 103 | 1351 | 0 | 0
|  |  |  | 103 | 1352 | 0 | 0
|  |  |  | 103 | 1353 | 0 | 0
|  |  |  | 103 | 1354 | 0 | 0
|  |  |  | 103 | 1355 | 0 | 0
|  |  |  | 103 | 1356 | 0 | 0
|  |  |  | 103 | 1357 | 0 | 0
|  |  |  | 103 | 1358 | 0 | 0
|  |  |  | 103 | 1359 | 0 | 0
|  |  |  | 103 | 1360 | 0 | 0
|  |  |  | 103 | 1361 | 0 | 0
|  |  |  | 103 | 1362 | 0 | 0
|  |  |  | 103 | 1363 | 0 | 0
|  |  |  | 103 | 1364 | 0 | 0
|  |  |  | 103 | 1365 | 0 | 0
|  |  |  | 103 | 1366 | 0 | 0
|  |  |  | 103 | 1367 | 0 | 0
|  |  |  | 103 | 1368 | 0 | 0
|  |  |  | 103 | 1369 | 0 | 0
|  |  |  | 103 | 1370 | 0 | 0
|  |  |  | 103 | 1371 | 0 | 0
|  |  |  | 103 | 1372 | 0 | 0
|  |  |  | 103 | 1373 | 0 | 0
|  |  |  | 103 | 1374 | 0 | 0
|  |  |  | 103 | 1375 | 0 | 0
|  |  |  | 103 | 1376 | 0 | 0
|  |  |  | 103 | 1377 | 0 | 0
|  |  |  | 103 | 1378 | 0 | 0
|  |  |  | 103 | 1379 | 0 | 0
|  |  |  | 103 | 1380 | 0 | 0
|  |  |  | 103 | 1381 | 0 | 0
|  |  |  | 103 | 1382 | 0 | 0
|  |  |  | 103 | 1383 | 0 | 0
|  |  |  | 103 | 1384 | 0 | 0
|  |  |  | 103 | 1385 | 0 | 0
|  |  |  | 103 | 1386 | 0 | 0
|  |  |  | 103 | 1387 | 0 | 0
|  |  |  | 103 | 1388 | 0 | 0
|  |  |  | 103 | 1389 | 0 | 0
|  |  |  | 103 | 1390 | 0 | 0
|  |  |  | 103 | 1391 | 0 | 0
|  |  |  | 103 | 1392 | 0 | 0
|  |  |  | 103 | 1393 | 0 | 0
|  |  |  | 103 | 1394 | 0 | 0
|  |  |  | 103 | 1395 | 0 | 0
|  |  |  | 103 | 1396 | 0 | 0
|  |  |  | 103 | 1397 | 0 | 0
|  |  |  | 103 | 1398 | 0 | 0
|  |  |  | 103 | 1399 | 0 | 0
|  |  |  | 103 | 1400 | 0 | 0
|  |  |  | 103 | 1401 | 0 | 0
|  |  |  | 103 | 1402 | 0 | 0
|  |  |  | 103 | 1403 | 0 | 0
|  |  |  | 103 | 1404 | 0 | 0
|  |  |  | 103 | 1405 | 0 | 0
|  |  |  | 103 | 1406 | 0 | 0
|  |  |  | 103 | 1407 | 0 | 0
|  |  |  | 103 | 1408 | 0 | 0
|  |  |  | 103 | 1409 | 0 | 0
|  |  |  | 103 | 1410 | 0 | 0
|  |  |  | 103 | 1411 | 0 | 0
|  |  |  | 103 | 1412 | 0 | 0
|  |  |  | 103 | 1413 | 0 | 0
|  |  |  | 103 | 1414 | 0 | 0
|  |  |  | 103 | 1415 | 0 | 0
|  |  |  | 103 | 1416 | 0 | 0
|  |  |  | 103 | 1417 | 0 | 0
|  |  |  | 103 | 1418 | 0 | 0
|  |  |  | 103 | 1419 | 0 | 0
|  |  |  | 103 | 1420 | 0 | 0
|  |  |  | 103 | 1421 | 0 | 0
|  |  |  | 103 | 1422 | 0 | 0
|  |  |  | 103 | 1423 | 0 | 0
|  |  |  | 103 | 1424 | 0 | 0
|  |  |  | 103 | 1425 | 0 | 0
|  |  |  | 103 | 1426 | 0 | 0
|  |  |  | 103 | 1427 | 0 | 0
|  |  |  | 103 | 1428 | 0 | 0
|  |  |  | 103 | 1429 | 0 | 0
|  |  |  | 103 | 1430 | 0 | 0
|  |  |  | 103 | 1431 | 0 | 0
|  |  |  | 103 | 1432 | 0 | 0
|  |  |  | 103 | 1433 | 0 | 0
|  |  |  | 103 | 1434 | 0 | 0
|  |  |  | 103 | 1435 | 0 | 0
|  |  |  | 103 | 1436 | 0 | 0
|  |  |  | 103 | 1437 | 0 | 0
|  |  |  | 103 | 1438 | 0 | 0
|  |  |  | 103 | 1439 | 0 | 0
|  |  |  | 103 | 1440 | 0 | 0
|  |  |  | 103 | 1441 | 0 | 0
|  |  |  | 103 | 1442 | 0 | 0
|  |  |  | 103 | 1443 | 0 | 0
|  |  |  | 103 | 1444 | 0 | 0
|  |  |  | 103 | 1445 | 0 | 0
|  |  |  | 103 | 1446 | 0 | 0
|  |  |  | 103 | 1447 | 0 | 0
|  |  |  | 103 | 1448 | 0 | 0
|  |  |  | 103 | 1449 | 0 | 0
|  |  |  | 103 | 1450 | 0 | 0
|  |  |  | 103 | 1451 | 0 | 0
|  |  |  | 103 | 1452 | 0 | 0
|  |  |  | 103 | 1453 | 0 | 0
|  |  |  | 103 | 1454 | 0 | 0
|  |  |  | 103 | 1455 | 0 | 0
|  |  |  | 103 | 1456 | 0 | 0
|  |  |  | 103 | 1457 | 0 | 0
|  |  |  | 103 | 1458 | 0 | 0
|  |  |  | 103 | 1459 | 0 | 0
|  |  |  | 103 | 1460 | 0 | 0
|  |  |  | 103 | 1461 | 0 | 0
|  |  |  | 103 | 1462 | 0 | 0
|  |  |  | 103 | 1463 | 0 | 0
|  |  |  | 103 | 1464 | 0 | 0
|  |  |  | 103 | 1465 | 0 | 0
|  |  |  | 103 | 1466 | 0 | 0
|  |  |  | 103 | 1467 | 0 | 0
|  |  |  | 103 | 1468 | 0 | 0
|  |  |  | 103 | 1469 | 0 | 0
|  |  |  | 103 | 1470 | 0 | 0
|  |  |  | 103 | 1471 | 0 | 0
|  |  |  | 103 | 1472 | 0 | 0
|  |  |  | 103 | 1473 | 0 | 0
|  |  |  | 103 | 1474 | 0 | 0
|  |  |  | 103 | 1475 | 0 | 0
|  |  |  | 103 | 1476 | 0 | 0
|  |  |  | 103 | 1477 | 0 | 0
|  |  |  | 103 | 1478 | 0 | 0
|  |  |  | 103 | 1479 | 0 | 0
|  |  |  | 103 | 1480 | 0 | 0
|  |  |  | 103 | 1481 | 0 | 0
|  |  |  | 103 | 1482 | 0 | 0
|  |  |  | 103 | 1483 | 0 | 0
|  |  |  | 103 | 1484 | 0 | 0
|  |  |  | 103 | 1485 | 0 | 0
|  |  |  | 103 | 1486 | 0 | 0
|  |  |  | 103 | 1487 | 0 | 0
|  |  |  | 103 | 1488 | 0 | 0
|  |  |  | 103 | 1489 | 0 | 0
|  |  |  | 103 | 1490 | 0 | 0
|  |  |  | 103 | 1491 | 0 | 0
|  |  |  | 103 | 1492 | 0 | 0
|  |  |  | 103 | 1493 | 0 | 0
|  |  |  | 103 | 1494 | 0 | 0
|  |  |  | 103 | 1495 | 0 | 0
|  |  |  | 103 | 1496 | 0 | 0
|  |  |  | 103 | 1497 | 0 | 0
|  |  |  | 103 | 1498 | 0 | 0
|  |  |  | 103 | 1499 | 0 | 0
|  |  |  | 103 | 1500 | 0 | 0
|  |  |  | 103 | 1501 | 0 | 0
|  |  |  | 103 | 1502 | 0 | 0
|  |  |  | 103 | 1503 | 0 | 0
|  |  |  | 103 | 1504 | 0 | 0
|  |  |  | 103 | 1505 | 0 | 0
|  |  |  | 103 | 1506 | 0 | 0
|  |  |  | 103 | 1507 | 0 | 0
|  |  |  | 103 | 1508 | 0 | 0
|  |  |  | 103 | 1509 | 0 | 0
|  |  |  | 103 | 1510 | 0 | 0
|  |  |  | 103 | 1511 | 0 | 0
|  |  |  | 103 | 1512 | 0 | 0
|  |  |  | 103 | 1513 | 0 | 0
|  |  |  | 103 | 1514 | 0 | 0
|  |  |  | 103 | 1515 | 0 | 0
|  |  |  | 103 | 1516 | 0 | 0
|  |  |  | 103 | 1517 | 0 | 0
|  |  |  | 103 | 1518 | 0 | 0
|  |  |  | 103 | 1519 | 0 | 0
|  |  |  | 103 | 1520 | 0 | 0
|  |  |  | 103 | 1521 | 0 | 0
|  |  |  | 103 | 1522 | 0 | 0
|  |  |  | 103 | 1523 | 0 | 0
|  |  |  | 103 | 1524 | 0 | 0
|  |  |  | 103 | 1525 | 0 | 0
|  |  |  | 103 | 1526 | 0 | 0
|  |  |  | 103 | 1527 | 0 | 0
|  |  |  | 103 | 1528 | 0 | 0
|  |  |  | 103 | 1529 | 0 | 0
|  |  |  | 103 | 1530 | 0 | 0
|  |  |  | 103 | 1531 | 0 | 0
|  |  |  | 103 | 1532 | 0 | 0
|  |  |  | 103 | 1533 | 0 | 0
|  |  |  | 103 | 1534 | 0 | 0
|  |  |  | 103 | 1535 | 0 | 0
|  |  |  | 103 | 1536 | 0 | 0
|  |  |  | 103 | 1537 | 0 | 0
|  |  |  | 103 | 1538 | 0 | 0
|  |  |  | 103 | 1539 | 0 | 0
|  |  |  | 103 | 1540 | 0 | 0
|  |  |  | 103 | 1541 | 0 | 0
|  |  |  | 103 | 1542 | 0 | 0
|  |  |  | 103 | 1543 | 0 | 0
|  |  |  | 103 | 1544 | 0 | 0
|  |  |  | 103 | 1545 | 0 | 0
|  |  |  | 103 | 1546 | 0 | 0
|  |  |  | 103 | 1547 | 0 | 0
|  |  |  | 103 | 1548 | 0 | 0
|  |  |  | 103 | 1549 | 0 | 0
|  |  |  | 103 | 1550 | 0 | 0
|  |  |  | 103 | 1551 | 0 | 0
|  |  |  | 103 | 1552 | 0 | 0
|  |  |  | 103 | 1553 | 0 | 0
|  |  |  | 103 | 1554 | 0 | 0
|  |  |  | 103 | 1555 | 0 | 0
|  |  |  | 103 | 1556 | 0 | 0
|  |  |  | 103 | 1557 | 0 | 0
|  |  |  | 103 | 1558 | 0 | 0
|  |  |  | 103 | 1559 | 0 | 0
|  |  |  | 103 | 1560 | 0 | 0
|  |  |  | 103 | 1561 | 0 | 0
|  |  |  | 103 | 1562 | 0 | 0
|  |  |  | 103 | 1563 | 0 | 0
|  |  |  | 103 | 1564 | 0 | 0
|  |  |  | 103 | 1565 | 0 | 0
|  |  |  | 103 | 1566 | 0 | 0
|  |  |  | 103 | 1567 | 0 | 0
|  |  |  | 103 | 1568 | 0 | 0
|  |  |  | 103 | 1569 | 0 | 0
|  |  |  | 103 | 1570 | 0 | 0
|  |  |  | 103 | 1571 | 0 | 0
|  |  |  | 103 | 1572 | 0 | 0
|  |  |  | 103 | 1573 | 0 | 0
|  |  |  | 103 | 1574 | 0 | 0
|  |  |  | 103 | 1575 | 0 | 0
|  |  |  | 103 | 1576 | 0 | 0
|  |  |  | 103 | 1577 | 0 | 0
|  |  |  | 103 | 1578 | 0 | 0
|  |  |  | 103 | 1579 | 0 | 0
|  |  |  | 103 | 1580 | 0 | 0
|  |  |  | 103 | 1581 | 0 | 0
|  |  |  | 103 | 1582 | 0 | 0
|  |  |  | 103 | 1583 | 0 | 0
|  |  |  | 103 | 1584 | 0 | 0
|  |  |  | 103 | 1585 | 0 | 0
|  |  |  | 103 | 1586 | 0 | 0
|  |  |  | 103 | 1587 | 0 | 0
|  |  |  | 103 | 1588 | 0 | 0
|  |  |  | 103 | 1589 | 0 | 0
|  |  |  | 103 | 1590 | 0 | 0
|  |  |  | 103 | 1591 | 0 | 0
|  |  |  | 103 | 1592 | 0 | 0
|  |  |  | 103 | 1593 | 0 | 0
|  |  |  | 103 | 1594 | 0 | 0
|  |  |  | 103 | 1595 | 0 | 0
|  |  |  | 103 | 1596 | 0 | 0
|  |  |  | 103 | 1597 | 0 | 0
|  |  |  | 103 | 1598 | 0 | 0
|  |  |  | 103 | 1599 | 0 | 0
|  |  |  | 103 | 1600 | 0 | 0
|  |  |  | 103 | 1601 | 0 | 0
|  |  |  | 103 | 1602 | 0 | 0
|  |  |  | 103 | 1603 | 0 | 0
|  |  |  | 103 | 1604 | 0 | 0
|  |  |  | 103 | 1605 | 0 | 0
|  |  |  | 103 | 1606 | 0 | 0
|  |  |  | 103 | 1607 | 0 | 0
|  |  |  | 103 | 1608 | 0 | 0
|  |  |  | 103 | 1609 | 0 | 0
|  |  |  | 103 | 1610 | 0 | 0
|  |  |  | 103 | 1611 | 0 | 0
|  |  |  | 103 | 1612 | 0 | 0
|  |  |  | 103 | 1613 | 0 | 0
|  |  |  | 103 | 1614 | 0 | 0
|  |  |  | 103 | 1615 | 0 | 0
|  |  |  | 103 | 1616 | 0 | 0
|  |  |  | 103 | 1617 | 0 | 0
|  |  |  | 103 | 1618 | 0 | 0
|  |  |  | 103 | 1619 | 0 | 0
|  |  |  | 103 | 1620 | 0 | 0
|  |  |  | 103 | 1621 | 0 | 0
|  |  |  | 103 | 1622 | 0 | 0
|  |  |  | 103 | 1623 | 0 | 0
|  |  |  | 103 | 1624 | 0 | 0
|  |  |  | 103 | 1625 | 0 | 0
|  |  |  | 103 | 1626 | 0 | 0
|  |  |  | 103 | 1627 | 0 | 0
|  |  |  | 103 | 1628 | 0 | 0
|  |  |  | 103 | 1629 | 0 | 0
|  |  |  | 103 | 1630 | 0 | 0
|  |  |  | 103 | 1631 | 0 | 0
|  |  |  | 103 | 1632 | 0 | 0
|  |  |  | 103 | 1633 | 0 | 0
|  |  |  | 103 | 1634 | 0 | 0
|  |  |  | 103 | 1635 | 0 | 0
|  |  |  | 103 | 1636 | 0 | 0
|  |  |  | 103 | 1637 | 0 | 0
|  |  |  | 103 | 1638 | 0 | 0
|  |  |  | 103 | 1639 | 0 | 0
|  |  |  | 103 | 1640 | 0 | 0
|  |  |  | 103 | 1641 | 0 | 0
|  |  |  | 103 | 1642 | 0 | 0
|  |  |  | 103 | 1643 | 0 | 0
|  |  |  | 103 | 1644 | 0 | 0
|  |  |  | 103 | 1645 | 0 | 0
|  |  |  | 103 | 1646 | 0 | 0
|  |  |  | 103 | 1647 | 0 | 0
|  |  |  | 103 | 1648 | 0 | 0
|  |  |  | 103 | 1649 | 0 | 0
|  |  |  | 103 | 1650 | 0 | 0
|  |  |  | 103 | 1651 | 0 | 0
|  |  |  | 103 | 1652 | 0 | 0
|  |  |  | 103 | 1653 | 0 | 0
|  |  |  | 103 | 1654 | 0 | 0
|  |  |  | 103 | 1655 | 0 | 0
|  |  |  | 103 | 1656 | 0 | 0
|  |  |  | 103 | 1657 | 0 | 0
|  |  |  | 103 | 1658 | 0 | 0
|  |  |  | 103 | 1659 | 0 | 0
|  |  |  | 103 | 1660 | 0 | 0
|  |  |  | 103 | 1661 | 0 | 0
|  |  |  | 103 | 1662 | 0 | 0
|  |  |  | 103 | 1663 | 0 | 0
|  |  |  | 103 | 1664 | 0 | 0
|  |  |  | 103 | 1665 | 0 | 0
|  |  |  | 103 | 1666 | 0 | 0
|  |  |  | 103 | 1667 | 0 | 0
|  |  |  | 103 | 1668 | 0 | 0
|  |  |  | 103 | 1669 | 0 | 0
|  |  |  | 103 | 1670 | 0 | 0
|  |  |  | 103 | 1671 | 0 | 0
|  |  |  | 103 | 1672 | 0 | 0
|  |  |  | 103 | 1673 | 0 | 0
|  |  |  | 103 | 1674 | 0 | 0
|  |  |  | 103 | 1675 | 0 | 0
|  |  |  | 103 | 1676 | 0 | 0
|  |  |  | 103 | 1677 | 0 | 0
|  |  |  | 103 | 1678 | 0 | 0
|  |  |  | 103 | 1679 | 0 | 0
|  |  |  | 103 | 1680 | 0 | 0
|  |  |  | 103 | 1681 | 0 | 0
|  |  |  | 103 | 1682 | 0 | 0
|  |  |  | 103 | 1683 | 0 | 0
|  |  |  | 103 | 1684 | 0 | 0
|  |  |  | 103 | 1685 | 0 | 0
|  |  |  | 103 | 1686 | 0 | 0
|  |  |  | 103 | 1687 | 0 | 0
|  |  |  | 103 | 1688 | 0 | 0
|  |  |  | 103 | 1689 | 0 | 0
|  |  |  | 103 | 1690 | 0 | 0
|  |  |  | 103 | 1691 | 0 | 0
|  |  |  | 103 | 1692 | 0 | 0
|  |  |  | 103 | 1693 | 0 | 0
|  |  |  | 103 | 1694 | 0 | 0
|  |  |  | 103 | 1695 | 0 | 0
|  |  |  | 103 | 1696 | 0 | 0
|  |  |  | 103 | 1697 | 0 | 0
|  |  |  | 103 | 1698 | 0 | 0
|  |  |  | 103 | 1699 | 0 | 0
|  |  |  | 103 | 1700 | 0 | 0
|  |  |  | 103 | 1701 | 0 | 0
|  |  |  | 103 | 1702 | 0 | 0
|  |  |  | 103 | 1703 | 0 | 0
|  |  |  | 103 | 1704 | 0 | 0
|  |  |  | 103 | 1705 | 0 | 0
|  |  |  | 103 | 1706 | 0 | 0
|  |  |  | 103 | 1707 | 0 | 0
|  |  |  | 103 | 1708 | 0 | 0
|  |  |  | 103 | 1709 | 0 | 0
|  |  |  | 103 | 1710 | 0 | 0
|  |  |  | 103 | 1711 | 0 | 0
|  |  |  | 103 | 1712 | 0 | 0
|  |  |  | 103 | 1713 | 0 | 0
|  |  |  | 103 | 1714 | 0 | 0
|  |  |  | 103 | 1715 | 0 | 0
|  |  |  | 103 | 1716 | 0 | 0
|  |  |  | 103 | 1717 | 0 | 0
|  |  |  | 103 | 1718 | 0 | 0
|  |  |  | 103 | 1719 | 0 | 0
|  |  |  | 103 | 1720 | 0 | 0
|  |  |  | 103 | 1721 | 0 | 0
|  |  |  | 103 | 1722 | 0 | 0
|  |  |  | 103 | 1723 | 0 | 0
|  |  |  | 103 | 1724 | 0 | 0
|  |  |  | 103 | 1725 | 0 | 0
|  |  |  | 103 | 1726 | 0 | 0
|  |  |  | 103 | 1727 | 0 | 0
|  |  |  | 103 | 1728 | 0 | 0
|  |  |  | 103 | 1729 | 0 | 0
|  |  |  | 103 | 1730 | 0 | 0
|  |  |  | 103 | 1731 | 0 | 0
|  |  |  | 103 | 1732 | 0 | 0
|  |  |  | 103 | 1733 | 0 | 0
|  |  |  | 103 | 1734 | 0 | 0
|  |  |  | 103 | 1735 | 0 | 0
|  |  |  | 103 | 1736 | 0 | 0
|  |  |  | 103 | 1737 | 0 | 0
|  |  |  | 103 | 1738 | 0 | 0
|  |  |  | 103 | 1739 | 0 | 0
|  |  |  | 103 | 1740 | 0 | 0
|  |  |  | 103 | 1741 | 0 | 0
|  |  |  | 103 | 1742 | 0 | 0
|  |  |  | 103 | 1743 | 0 | 0
|  |  |  | 103 | 1744 | 0 | 0
|  |  |  | 103 | 1745 | 0 | 0
|  |  |  | 103 | 1746 | 0 | 0
|  |  |  | 103 | 1747 | 0 | 0
|  |  |  | 103 | 1748 | 0 | 0
|  |  |  | 103 | 1749 | 0 | 0
|  |  |  | 103 | 1750 | 0 | 0
|  |  |  | 103 | 1751 | 0 | 0
|  |  |  | 103 | 1752 | 0 | 0
|  |  |  | 103 | 1753 | 0 | 0
|  |  |  | 103 | 1754 | 0 | 0
|  |  |  | 103 | 1755 | 0 | 0
|  |  |  | 103 | 1756 | 0 | 0
|  |  |  | 103 | 1757 | 0 | 0
|  |  |  | 103 | 1758 | 0 | 0
|  |  |  | 103 | 1759 | 0 | 0
|  |  |  | 103 | 1760 | 0 | 0
|  |  |  | 103 | 1761 | 0 | 0
|  |  |  | 103 | 1762 | 0 | 0
|  |  |  | 103 | 1763 | 0 | 0
|  |  |  | 103 | 1764 | 0 | 0
|  |  |  | 103 | 1765 | 0 | 0
|  |  |  | 103 | 1766 | 0 | 0
|  |  |  | 103 | 1767 | 0 | 0
|  |  |  | 103 | 1768 | 0 | 0
|  |  |  | 103 | 1769 | 0 | 0
|  |  |  | 103 | 1770 | 0 | 0
|  |  |  | 103 | 1771 | 0 | 0
|  |  |  | 103 | 1772 | 0 | 0
|  |  |  | 103 | 1773 | 0 | 0
|  |  |  | 103 | 1774 | 0 | 0
|  |  |  | 103 | 1775 | 0 | 0
|  |  |  | 103 | 1776 | 0 | 0
|  |  |  | 103 | 1777 | 0 | 0
|  |  |  | 103 | 1778 | 0 | 0
|  |  |  | 103 | 1779 | 0 | 0
|  |  |  | 103 | 1780 | 0 | 0
|  |  |  | 103 | 1781 | 0 | 0
|  |  |  | 103 | 1782 | 0 | 0
|  |  |  | 103 | 1783 | 0 | 0
|  |  |  | 103 | 1784 | 0 | 0
|  |  |  | 103 | 1785 | 0 | 0
|  |  |  | 103 | 1786 | 0 | 0
|  |  |  | 103 | 1787 | 0 | 0
|  |  |  | 103 | 1788 | 0 | 0
|  |  |  | 103 | 1789 | 0 | 0
|  |  |  | 103 | 1790 | 0 | 0
|  |  |  | 103 | 1791 | 0 | 0
|  |  |  | 103 | 1792 | 0 | 0
|  |  |  | 103 | 1793 | 0 | 0
|  |  |  | 103 | 1794 | 0 | 0
|  |  |  | 103 | 1795 | 0 | 0
|  |  |  | 103 | 1796 | 0 | 0
|  |  |  | 103 | 1797 | 0 | 0
|  |  |  | 103 | 1798 | 0 | 0
|  |  |  | 103 | 1799 | 0 | 0
|  |  |  | 103 | 1800 | 0 | 0
|  |  |  | 103 | 1801 | 0 | 0
|  |  |  | 103 | 1802 | 0 | 0
|  |  |  | 103 | 1803 | 0 | 0
|  |  |  | 103 | 1804 | 0 | 0
|  |  |  | 103 | 1805 | 0 | 0
|  |  |  | 103 | 1806 | 0 | 0
|  |  |  | 103 | 1807 | 0 | 0
|  |  |  | 103 | 1808 | 0 | 0
|  |  |  | 103 | 1809 | 0 | 0
|  |  |  | 103 | 1810 | 0 | 0
|  |  |  | 103 | 1811 | 0 | 0
|  |  |  | 103 | 1812 | 0 | 0
|  |  |  | 103 | 1813 | 0 | 0
|  |  |  | 103 | 1814 | 0 | 0
|  |  |  | 103 | 1815 | 0 | 0
|  |  |  | 103 | 1816 | 0 | 0
|  |  |  | 103 | 1817 | 0 | 0
|  |  |  | 103 | 1818 | 0 | 0
|  |  |  | 103 | 1819 | 0 | 0
|  |  |  | 103 | 1820 | 0 | 0
|  |  |  | 103 | 1821 | 0 | 0
|  |  |  | 103 | 1822 | 0 | 0
|  |  |  | 103 | 1823 | 0 | 0
|  |  |  | 103 | 1824 | 0 | 0
|  |  |  | 103 | 1825 | 0 | 0
|  |  |  | 103 | 1826 | 0 | 0
|  |  |  | 103 | 1827 | 0 | 0
|  |  |  | 103 | 1828 | 0 | 0
|  |  |  | 103 | 1829 | 0 | 0
|  |  |  | 103 | 1830 | 0 | 0
|  |  |  | 103 | 1831 | 0 | 0
|  |  |  | 103 | 1832 | 0 | 0
|  |  |  | 103 | 1833 | 0 | 0
|  |  |  | 103 | 1834 | 0 | 0
|  |  |  | 103 | 1835 | 0 | 0
|  |  |  | 103 | 1836 | 0 | 0
|  |  |  | 103 | 1837 | 0 | 0
|  |  |  | 103 | 1838 | 0 | 0
|  |  |  | 103 | 1839 | 0 | 0
|  |  |  | 103 | 1840 | 0 | 0
|  |  |  | 103 | 1841 | 0 | 0
|  |  |  | 103 | 1842 | 0 | 0
|  |  |  | 103 | 1843 | 0 | 0
|  |  |  | 103 | 1844 | 0 | 0
|  |  |  | 103 | 1845 | 0 | 0
|  |  |  | 103 | 1846 | 0 | 0
|  |  |  | 103 | 1847 | 0 | 0
|  |  |  | 103 | 1848 | 0 | 0
|  |  |  | 103 | 1849 | 0 | 0
|  |  |  | 103 | 1850 | 0 | 0
|  |  |  | 103 | 1851 | 0 | 0
|  |  |  | 103 | 1852 | 0 | 0
|  |  |  | 103 | 1853 | 0 | 0
|  |  |  | 103 | 1854 | 0 | 0
|  |  |  | 103 | 1855 | 0 | 0
|  |  |  | 103 | 1856 | 0 | 0
|  |  |  | 103 | 1857 | 0 | 0
|  |  |  | 103 | 1858 | 0 | 0
|  |  |  | 103 | 1859 | 0 | 0
|  |  |  | 103 | 1860 | 0 | 0
|  |  |  | 103 | 1861 | 0 | 0
|  |  |  | 103 | 1862 | 0 | 0
|  |  |  | 103 | 1863 | 0 | 0
|  |  |  | 103 | 1864 | 0 | 0
|  |  |  | 103 | 1865 | 0 | 0
|  |  |  | 103 | 1866 | 0 | 0
|  |  |  | 103 | 1867 | 0 | 0
|  |  |  | 103 | 1868 | 0 | 0
|  |  |  | 103 | 1869 | 0 | 0
|  |  |  | 103 | 1870 | 0 | 0
|  |  |  | 103 | 1871 | 0 | 0
|  |  |  | 103 | 1872 | 0 | 0
|  |  |  | 103 | 1873 | 0 | 0
|  |  |  | 103 | 1874 | 0 | 0
|  |  |  | 103 | 1875 | 0 | 0
|  |  |  | 103 | 1876 | 0 | 0
|  |  |  | 103 | 1877 | 0 | 0
|  |  |  | 103 | 1878 | 0 | 0
|  |  |  | 103 | 1879 | 0 | 0
|  |  |  | 103 | 1880 | 0 | 0
|  |  |  | 103 | 1881 | 0 | 0
|  |  |  | 103 | 1882 | 0 | 0
|  |  |  | 103 | 1883 | 0 | 0
|  |  |  | 103 | 1884 | 0 | 0
|  |  |  | 103 | 1885 | 0 | 0
|  |  |  | 103 | 1886 | 0 | 0
|  |  |  | 103 | 1887 | 0 | 0
|  |  |  | 103 | 1888 | 0 | 0
|  |  |  | 103 | 1889 | 0 | 0
|  |  |  | 103 | 1890 | 0 | 0
|  |  |  | 103 | 1891 | 0 | 0
|  |  |  | 103 | 1892 | 0 | 0
|  |  |  | 103 | 1893 | 0 | 0
|  |  |  | 103 | 1894 | 0 | 0
|  |  |  | 103 | 1895 | 0 | 0
|  |  |  | 103 | 1896 | 0 | 0
|  |  |  | 103 | 1897 | 0 | 0
|  |  |  | 103 | 1898 | 0 | 0
|  |  |  | 103 | 1899 | 0 | 0
|  |  |  | 103 | 1900 | 0 | 0
|  |  |  | 103 | 1901 | 0 | 0
|  |  |  | 103 | 1902 | 0 | 0
|  |  |  | 103 | 1903 | 0 | 0
|  |  |  | 103 | 1904 | 0 | 0
|  |  |  | 103 | 1905 | 0 | 0
|  |  |  | 103 | 1906 | 0 | 0
|  |  |  | 103 | 1907 | 0 | 0
|  |  |  | 103 | 1908 | 0 | 0
|  |  |  | 103 | 1909 | 0 | 0
|  |  |  | 103 | 1910 | 0 | 0
|  |  |  | 103 | 1911 | 0 | 0
|  |  |  | 103 | 1912 | 0 | 0
|  |  |  | 103 | 1913 | 0 | 0
|  |  |  | 103 | 1914 | 0 | 0
|  |  |  | 103 | 1915 | 0 | 0
|  |  |  | 103 | 1916 | 0 | 0
|  |  |  | 103 | 1917 | 0 | 0
|  |  |  | 103 | 1918 | 0 | 0
|  |  |  | 103 | 1919 | 0 | 0
|  |  |  | 103 | 1920 | 0 | 0
|  |  |  | 103 | 1921 | 0 | 0
|  |  |  | 103 | 1922 | 0 | 0
|  |  |  | 103 | 1923 | 0 | 0
|  |  |  | 103 | 1924 | 0 | 0
|  |  |  | 103 | 1925 | 0 | 0
|  |  |  | 103 | 1926 | 0 | 0
|  |  |  | 103 | 1927 | 0 | 0
|  |  |  | 103 | 1928 | 0 | 0
|  |  |  | 103 | 1929 | 0 | 0
|  |  |  | 103 | 1930 | 0 | 0
|  |  |  | 103 | 1931 | 0 | 0
|  |  |  | 103 | 1932 | 0 | 0
|  |  |  | 103 | 1933 | 0 | 0
|  |  |  | 103 | 1934 | 0 | 0
|  |  |  | 103 | 1935 | 0 | 0
|  |  |  | 103 | 1936 | 0 | 0
|  |  |  | 103 | 1937 | 0 | 0
|  |  |  | 103 | 1938 | 0 | 0
|  |  |  | 103 | 1939 | 0 | 0
|  |  |  | 103 | 1940 | 0 | 0
|  |  |  | 103 | 1941 | 0 | 0
|  |  |  | 103 | 1942 | 0 | 0
|  |  |  | 103 | 1943 | 0 | 0
|  |  |  | 103 | 1944 | 0 | 0
|  |  |  | 103 | 1945 | 0 | 0
|  |  |  | 103 | 1946 | 0 | 0
|  |  |  | 103 | 1947 | 0 | 0
|  |  |  | 103 | 1948 | 0 | 0
|  |  |  | 103 | 1949 | 0 | 0
|  |  |  | 103 | 1950 | 0 | 0
|  |  |  | 103 | 1951 | 0 | 0
|  |  |  | 103 | 1952 | 0 | 0
|  |  |  | 103 | 1953 | 0 | 0
|  |  |  | 103 | 1954 | 0 | 0
|  |  |  | 103 | 1955 | 0 | 0
|  |  |  | 103 | 1956 | 0 | 0
|  |  |  | 103 | 1957 | 0 | 0
|  |  |  | 103 | 1958 | 0 | 0
|  |  |  | 103 | 1959 | 0 | 0
|  |  |  | 103 | 1960 | 0 | 0
|  |  |  | 103 | 1961 | 0 | 0
|  |  |  | 103 | 1962 | 0 | 0
|  |  |  | 103 | 1963 | 0 | 0
|  |  |  | 103 | 1964 | 0 | 0
|  |  |  | 103 | 1965 | 0 | 0
|  |  |  | 103 | 1966 | 0 | 0
|  |  |  | 103 | 1967 | 0 | 0
|  |  |  | 103 | 1968 | 0 | 0
|  |  |  | 103 | 1969 | 0 | 0
|  |  |  | 103 | 1970 | 0 | 0
|  |  |  | 103 | 1971 | 0 | 0
|  |  |  | 103 | 1972 | 0 | 0
|  |  |  | 103 | 1973 | 0 | 0
|  |  |  | 103 | 1974 | 0 | 0
|  |  |  | 103 | 1975 | 0 | 0
|  |  |  | 103 | 1976 | 0 | 0
|  |  |  | 103 | 1977 | 0 | 0
|  |  |  | 103 | 1978 | 0 | 0
|  |  |  | 103 | 1979 | 0 | 0
|  |  |  | 103 | 1980 | 0 | 0
|  |  |  | 103 | 1981 | 0 | 0
|  |  |  | 103 | 1982 | 0 | 0
|  |  |  | 103 | 1983 | 0 | 0
|  |  |  | 103 | 1984 | 0 | 0
|  |  |  | 103 | 1985 | 0 | 0
|  |  |  | 103 | 1986 | 0 | 0
|  |  |  | 103 | 1987 | 0 | 0
|  |  |  | 103 | 1988 | 0 | 0
|  |  |  | 103 | 1989 | 0 | 0
|  |  |  | 103 | 1990 | 0 | 0
|  |  |  | 103 | 1991 | 0 | 0
|  |  |  | 103 | 1992 | 0 | 0
|  |  |  | 103 | 1993 | 0 | 0
|  |  |  | 103 | 1994 | 0 | 0
|  |  |  | 103 | 1995 | 0 | 0
|  |  |  | 103 | 1996 | 0 | 0
|  |  |  | 103 | 1997 | 0 | 0
|  |  |  | 103 | 1998 | 0 | 0
|  |  |  | 103 | 1999 | 0 | 0
|  |  |  | 103 | 2000 | 0 | 0
|  |  |  | 103 | 2001 | 0 | 0
|  |  |  | 103 | 2002 | 0 | 0
|  |  |  | 103 | 2003 | 0 | 0
|  |  |  | 103 | 2004 | 0 | 0
|  |  |  | 103 | 2005 | 0 | 0
|  |  |  | 103 | 2006 | 0 | 0
|  |  |  | 103 | 2007 | 0 | 0
|  |  |  | 103 | 2008 | 0 | 0
|  |  |  | 103 | 2009 | 0 | 0
|  |  |  | 103 | 2010 | 0 | 0
|  |  |  | 103 | 2011 | 0 | 0
|  |  |  | 103 | 2012 | 0 | 0
|  |  |  | 103 | 2013 | 0 | 0
|  |  |  | 103 | 2014 | 0 | 0
|  |  |  | 103 | 2015 | 0 | 0
|  |  |  | 103 | 2016 | 0 | 0
|  |  |  | 103 | 2017 | 0 | 0
|  |  |  | 103 | 2018 | 0 | 0
|  |  |  | 103 | 2019 | 0 | 0
|  |  |  | 103 | 2020 | 0 | 0
|  |  |  | 103 | 2021 | 0 | 0
|  |  |  | 103 | 2022 | 0 | 0
|  |  |  | 103 | 2023 | 0 | 0
|  |  |  | 103 | 2024 | 0 | 0
|  |  |  | 103 | 2025 | 0 | 0
|  |  |  | 103 | 2026 | 0 | 0
|  |  |  | 103 | 2027 | 0 | 0
|  |  |  | 103 | 2028 | 0 | 0
|  |  |  | 103 | 2029 | 0 | 0
|  |  |  | 103 | 2030 | 0 | 0
|  |  |  | 103 | 2031 | 0 | 0
|  |  |  | 103 | 2032 | 0 | 0
|  |  |  | 103 | 2033 | 0 | 0
|  |  |  | 103 | 2034 | 0 | 0
|  |  |  | 103 | 2035 | 0 | 0
|  |  |  | 103 | 2036 | 0 | 0
|  |  |  | 103 | 2037 | 0 | 0
|  |  |  | 103 | 2038 | 0 | 0
|  |  |  | 103 | 2039 | 0 | 0
|  |  |  | 103 | 2040 | 0 | 0
|  |  |  | 103 | 2041 | 0 | 0
|  |  |  | 103 | 2042 | 0 | 0
|  |  |  | 103 | 2043 | 0 | 0
|  |  |  | 103 | 2044 | 0 | 0
|  |  |  | 103 | 2045 | 0 | 0
|  |  |  | 103 | 2046 | 0 | 0
|  |  |  | 103 | 2047 | 0 | 0
|  |  |  | 103 | 2048 | 0 | 0
|  |  |  | 103 | 2049 | 0 | 0
|  |  |  | 103 | 2050 | 0 | 0
|  |  |  | 103 | 2051 | 0 | 0
|  |  |  | 103 | 2052 | 0 | 0
|  |  |  | 103 | 2053 | 0 | 0
|  |  |  | 103 | 2054 | 0 | 0
|  |  |  | 103 | 2055 | 0 | 0
|  |  |  | 103 | 2056 | 0 | 0
|  |  |  | 103 | 2057 | 0 | 0
|  |  |  | 103 | 2058 | 0 | 0
|  |  |  | 103 | 2059 | 0 | 0
|  |  |  | 103 | 2060 | 0 | 0
|  |  |  | 103 | 2061 | 0 | 0
|  |  |  | 103 | 2062 | 0 | 0
|  |  |  | 103 | 2063 | 0 | 0
|  |  |  | 103 | 2064 | 0 | 0
|  |  |  | 103 | 2065 | 0 | 0
|  |  |  | 103 | 2066 | 0 | 0
|  |  |  | 103 | 2067 | 0 | 0
|  |  |  | 103 | 2068 | 0 | 0
|  |  |  | 103 | 2069 | 0 | 0
|  |  |  | 103 | 2070 | 0 | 0
|  |  |  | 103 | 2071 | 0 | 0
|  |  |  | 103 | 2072 | 0 | 0
|  |  |  | 103 | 2073 | 0 | 0
|  |  |  | 103 | 2074 | 0 | 0
|  |  |  | 103 | 2075 | 0 | 0
|  |  |  | 103 | 2076 | 0 | 0
|  |  |  | 103 | 2077 | 0 | 0
|  |  |  | 103 | 2078 | 0 | 0
|  |  |  | 103 | 2079 | 0 | 0
|  |  |  | 103 | 2080 | 0 | 0
|  |  |  | 103 | 2081 | 0 | 0
|  |  |  | 103 | 2082 | 0 | 0
|  |  |  | 103 | 2083 | 0 | 0
|  |  |  | 103 | 2084 | 0 | 0
|  |  |  | 103 | 2085 | 0 | 0
|  |  |  | 103 | 2086 | 0 | 0
|  |  |  | 103 | 2087 | 0 | 0
|  |  |  | 103 | 2088 | 0 | 0
|  |  |  | 103 | 2089 | 0 | 0
|  |  |  | 103 | 2090 | 0 | 0
|  |  |  | 103 | 2091 | 0 | 0
|  |  |  | 103 | 2092 | 0 | 0
|  |  |  | 103 | 2093 | 0 | 0
|  |  |  | 103 | 2094 | 0 | 0
|  |  |  | 103 | 2095 | 0 | 0
|  |  |  | 103 | 2096 | 0 | 0
|  |  |  | 103 | 2097 | 0 | 0
|  |  |  | 103 | 2098 | 0 | 0
|  |  |  | 103 | 2099 | 0 | 0
|  |  |  | 103 | 2100 | 0 | 0
|  |  |  | 103 | 2101 | 0 | 0
|  |  |  | 103 | 2102 | 0 | 0
|  |  |  | 103 | 2103 | 0 | 0
|  |  |  | 103 | 2104 | 0 | 0
|  |  |  | 103 | 2105 | 0 | 0
|  |  |  | 103 | 2106 | 0 | 0
|  |  |  | 103 | 2107 | 0 | 0
|  |  |  | 103 | 2108 | 0 | 0
|  |  |  | 103 | 2109 | 0 | 0
|  |  |  | 103 | 2110 | 0 | 0
|  |  |  | 103 | 2111 | 0 | 0
|  |  |  | 103 | 2112 | 0 | 0
|  |  |  | 103 | 2113 | 0 | 0
|  |  |  | 103 | 2114 | 0 | 0
|  |  |  | 103 | 2115 | 0 | 0
|  |  |  | 103 | 2116 | 0 | 0
|  |  |  | 103 | 2117 | 0 | 0
|  |  |  | 103 | 2118 | 0 | 0
|  |  |  | 103 | 2119 | 0 | 0
|  |  |  | 103 | 2120 | 0 | 0
|  |  |  | 103 | 2121 | 0 | 0
|  |  |  | 103 | 2122 | 0 | 0
|  |  |  | 103 | 2123 | 0 | 0
|  |  |  | 103 | 2124 | 0 | 0
|  |  |  | 103 | 2125 | 0 | 0
|  |  |  | 103 | 2126 | 0 | 0
|  |  |  | 103 | 2127 | 0 | 0
|  |  |  | 103 | 2128 | 0 | 0
|  |  |  | 103 | 2129 | 0 | 0
|  |  |  | 103 | 2130 | 0 | 0
|  |  |  | 103 | 2131 | 0 | 0
|  |  |  | 103 | 2132 | 0 | 0
|  |  |  | 103 | 2133 | 0 | 0
|  |  |  | 103 | 2134 | 0 | 0
|  |  |  | 103 | 2135 | 0 | 0
|  |  |  | 103 | 2136 | 0 | 0
|  |  |  | 103 | 2137 | 0 | 0
|  |  |  | 103 | 2138 | 0 | 0
|  |  |  | 103 | 2139 | 0 | 0
|  |  |  | 103 | 2140 | 0 | 0
|  |  |  | 103 | 2141 | 0 | 0
|  |  |  | 103 | 2142 | 0 | 0
|  |  |  | 103 | 2143 | 0 | 0
|  |  |  | 103 | 2144 | 0 | 0
|  |  |  | 103 | 2145 | 0 | 0
|  |  |  | 103 | 2146 | 0 | 0
|  |  |  | 103 | 2147 | 0 | 0
|  |  |  | 103 | 2148 | 0 | 0
|  |  |  | 103 | 2149 | 0 | 0
|  |  |  | 103 | 2150 | 0 | 0
|  |  |  | 103 | 2151 | 0 | 0
|  |  |  | 103 | 2152 | 0 | 0
|  |  |  | 103 | 2153 | 0 | 0
|  |  |  | 103 | 2154 | 0 | 0
|  |  |  | 103 | 2155 | 0 | 0
|  |  |  | 103 | 2156 | 0 | 0
|  |  |  | 103 | 2157 | 0 | 0
|  |  |  | 103 | 2158 | 0 | 0
|  |  |  | 103 | 2159 | 0 | 0
|  |  |  | 103 | 2160 | 0 | 0
|  |  |  | 103 | 2161 | 0 | 0
|  |  |  | 103 | 2162 | 0 | 0
|  |  |  | 103 | 2163 | 0 | 0
|  |  |  | 103 | 2164 | 0 | 0
|  |  |  | 103 | 2165 | 0 | 0
|  |  |  | 103 | 2166 | 0 | 0
|  |  |  | 103 | 2167 | 0 | 0
|  |  |  | 103 | 2168 | 0 | 0
|  |  |  | 103 | 2169 | 0 | 0
|  |  |  | 103 | 2170 | 0 | 0
|  |  |  | 103 | 2171 | 0 | 0
|  |  |  | 103 | 2172 | 0 | 0
|  |  |  | 103 | 2173 | 0 | 0
|  |  |  | 103 | 2174 | 0 | 0
|  |  |  | 103 | 2175 | 0 | 0
|  |  |  | 103 | 2176 | 0 | 0
|  |  |  | 103 | 2177 | 0 | 0
|  |  |  | 103 | 2178 | 0 | 0
|  |  |  | 103 | 2179 | 0 | 0
|  |  |  | 103 | 2180 | 0 | 0
|  |  |  | 103 | 2181 | 0 | 0
|  |  |  | 103 | 2182 | 0 | 0
|  |  |  | 103 | 2183 | 0 | 0
|  |  |  | 103 | 2184 | 0 | 0
|  |  |  | 103 | 2185 | 0 | 0
|  |  |  | 103 | 2186 | 0 | 0
|  |  |  | 103 | 2187 | 0 | 0
|  |  |  | 103 | 2188 | 0 | 0
|  |  |  | 103 | 2189 | 0 | 0
|  |  |  | 103 | 2190 | 0 | 0
|  |  |  | 103 | 2191 | 0 | 0
|  |  |  | 103 | 2192 | 0 | 0
|  |  |  | 103 | 2193 | 0 | 0
|  |  |  | 103 | 2194 | 0 | 0
|  |  |  | 103 | 2195 | 0 | 0
|  |  |  | 103 | 2196 | 0 | 0
|  |  |  | 103 | 2197 | 0 | 0
|  |  |  | 103 | 2198 | 0 | 0
|  |  |  | 103 | 2199 | 0 | 0
|  |  |  | 103 | 2200 | 0 | 0
|  |  |  | 103 | 2201 | 0 | 0
|  |  |  | 103 | 2202 | 0 | 0

## New Line Segment
Cells for data entry | Cells to extend formula | Output
| new line segment | Distance | Weight | Default Ratio |  | Distance
| direction | between wells | New | New Line-Segment |  | New
| degrees right of north | feet | Line-Segment | to Distance between Wells |  | Line-Segment
| (from Column K of tab Data Angle Comparison) |  |  |  |  | feet
MW-13 to MW-16 | 39 | 444 | 0.0001 | 1 | 0.0444 | 0.0444
MW-16 to MW-17 | 150 | 260 | 0.9451 | 1 | 245.726 | 245.726
MW-17 to MW-14 | 201 | 328 | 0.1408 | 1 | 46.1824 | 46.1824
MW-13 to MW-14 | 303 | 344 | 0.0001 | 1 | 0.0344 | 0.0344
0
0
0
0
0
0
0
0
0
0
0
0
0
0
0
0
0
0
0
0
0
0
0
0
0
0
0
0
0
0
0
0
0
0
0
0
0
0
0
0
0
0
0
0
0
0
0
0
0
0

## Plume Lengths
Cells for data entry | Cells to extend formula | Output
|  |  |  | hydraulic |  |  | rate constant | Input | from Xu and Eckstein |  | acceptable
|  | Ks | effective porosity | gradient | seepage velocity | half life (days) | per day | dispersivity | dispersivity | initial concentration | concentration | denominator | numerator | plume length | Monitoring Well
|  | feet per day |  |  | feet per day | (from tab Rates of Benzene Degradation) |  | feet | feet | mg/L | mg/L |  |  | feet
MW-9 |  | 0.77 | 0.2 | 0.0174 | 0.06699 | 230 | 0.0030135 | 7 | 7.3518 | 6.3 | 0.14 | -0.50318 | -53.2933 | 105.9128 | MW-9
MW-9 |  | 0.77 | 0.2 | 0.0174 | 0.06699 | 693 | 0.0010001 | 14 | 13.847 | 6.3 | 0.14 | -0.35502 | -106.5865 | 300.2309 | MW-9
MW-9 |  | 0.77 | 0.25 | 0.0174 | 0.053592 | 230 | 0.0030135 | 7 | 6.4494 | 6.3 | 0.14 | -0.60451 | -53.2933 | 88.16 | MW-9
MW-9 |  | 0.77 | 0.25 | 0.0174 | 0.053592 | 693 | 0.0010001 | 12 | 12.3165 | 6.3 | 0.14 | -0.37688 | -91.3599 | 242.4142 | MW-9
MW-11 |  | 1.66 | 0.2 | 0.0174 | 0.14442 | 230 | 0.0030135 | 11 | 10.9746 | 4.5 | 0.14 | -0.38496 | -76.3442 | 198.3185 | MW-11
MW-11 |  | 1.66 | 0.2 | 0.0174 | 0.14442 | 693 | 0.0010001 | 19 | 18.9207 | 4.5 | 0.14 | -0.23544 | -131.8672 | 560.0819 | MW-11
MW-11 |  | 1.66 | 0.25 | 0.0174 | 0.11554 | 230 | 0.0030135 | 10 | 9.699 | 4.5 | 0.14 | -0.42944 | -69.4038 | 161.614 | MW-11
MW-11 |  | 1.66 | 0.25 | 0.0174 | 0.11554 | 693 | 0.0010001 | 17 | 17.0911 | 4.5 | 0.14 | -0.26042 | -117.9865 | 453.0709 | MW-11
MW-6 |  | 2.21 | 0.2 | 0.0174 | 0.19227 | 230 | 0.0030135 | 11 | 10.7319 | 1.89 | 0.14 | -0.29985 | -57.2592 | 190.9572 | MW-6
MW-6 |  | 2.21 | 0.2 | 0.0174 | 0.19227 | 693 | 0.0010001 | 19 | 18.6901 | 1.89 | 0.14 | -0.18124 | -98.9022 | 545.6891 | MW-6
MW-6 |  | 2.21 | 0.25 | 0.0174 | 0.15382 | 230 | 0.0030135 | 9 | 9.3796 | 1.89 | 0.14 | -0.30587 | -46.8484 | 153.1653 | MW-6
MW-6 |  | 2.21 | 0.25 | 0.0174 | 0.15382 | 693 | 0.0010001 | 17 | 16.8562 | 1.89 | 0.14 | -0.2009 | -88.4914 | 440.4846 | MW-6

## Rates of Benzene Degradation
|  |  | First Order | Half Life
Rate Constant
| Reference | Site | per day | days | Type
1 | Wilson, B.H. et al. (1996) in Aronson and Howard (1997) | Tibbitts Road Site, Barrington, NH | 0.00010951 | 6329.3002 | field
2 | Rifai, H.S. et al. (1995) in Aronson and Howard (1997) | Rocky Point, NC | 0.0002 | 3465.7359 | field
3 | Wilson, J.T. et al. (1994B) in Aronson and Howard (1997) | Sleeping Bear Dunes National Lakeshore, MI | 0.00043 | 1611.9702 | field
4 | Buscheck, T.E. et al. (1993) Evaluation of Intrinsic Bioremediation at Field Sites. In Proceedings of the 1993 Petroleum Hydrocarbons and Organic Chemicals in Ground Water: Prevention, Detection, and Restoration: A Conference and Exposition, pp.367-381. National Water Well Association, Dublin, OH. | Fairfax, VA | 0.00055 | 1260.2676 | field
5 | Borden, R.C. et al. (1997) in Aronson and Howard (1997) | Sampson County, NC | 0.0006 | 1155.2453 | field
6 | Borden, R.C. et al. (1997) in Aronson and Howard (1997) | Sampson County, NC | 0.0009 | 770.1635 | field
7 | Buscheck, T.E. et al. (1993) Evaluation of Intrinsic Bioremediation at Field Sites. In Proceedings of the 1993 Petroleum Hydrocarbons and Organic Chemicals in Ground Water: Prevention, Detection, and Restoration: A Conference and Exposition, pp.367-381. National Water Well Association, Dublin, OH. | Elko County, NV | 0.001 | 693.1472 | field
8 | Borden, R.C. et al. (1997) in Aronson and Howard (1997) | Sampson County, NC | 0.0014 | 495.1051 | field
9 | Barlaz, M.A. et al. (1993) in Aronson and Howard (1997) | Sleeping Bear Dunes National Lakeshore, MI | 0.002 | 346.5736 | field
10 | Buscheck, T.E. et al. (1993) Evaluation of Intrinsic Bioremediation at Field Sites. In Proceedings of the 1993 Petroleum Hydrocarbons and Organic Chemicals in Ground Water: Prevention, Detection, and Restoration: A Conference and Exposition, pp.367-381. National Water Well Association, Dublin, OH. | Alameda County, CA | 0.002 | 346.5736 | field
11 | Wilson, B.H. et al. (1996) in Aronson and Howard (1997) | Tibbitts Road Site, Barrington, NH | 0.002245 | 308.7464 | field
12 | Buscheck, T.E. et al. (1993) Evaluation of Intrinsic Bioremediation at Field Sites. In Proceedings of the 1993 Petroleum Hydrocarbons and Organic Chemicals in Ground Water: Prevention, Detection, and Restoration: A Conference and Exposition, pp.367-381. National Water Well Association, Dublin, OH. | San Francisco, CA | 0.0028 | 247.5526 | field
13 | Reinhard, M. et al. (2005) In Situ Biotransformation of BTEX Compounds Under Methanogenic Conditions. Ground Water Monitoring and Remediation. 24, no.4, Fall 2005, pages 50-59. | Seal Beach, CA | 0.003 | 231.0491 | field
14 | Kemblowski, M.W. et al. (1987) Fate and Transport of Residual Hydrocarbon in Ground Water: A Case Study. In Proceedings of Petroleum Hydrocarbons and Organic Chemicals in Ground Water: Prevention, Detection, and Restoration: A Conference and Exposition, pp. 207-231. National Water Well Association, Dublin, OH. | Morgan Hill, CA | 0.0035 | 198.0421 | field
15 | Barlaz, M.A. et al. (1993) in Aronson and Howard (1997) | Sleeping Bear Dunes National Lakeshore, MI | 0.004 | 173.2868 | field
16 | Barlaz, M.A. et al. (1995) in Aronson and Howard (1997) | Rocky Point, NC | 0.0041 | 169.0603 | in-situ microcosm
17 | Hunt, M.J. et al. (1995) in Aronson and Howard (1997) | South East Costal Plain, NC | 0.0049 | 141.4586 | in-situ microcosm
18 | Zoeteman, B.C.J. et al. (1981) in in Aronson and Howard (1997) | Noordwijk Landfill,The Netherlands | 0.0063 | 110.0234 | field
19 | Wilson, B.H. et al. (1990) in Aronson and Howard (1997) | Traverse City, MI | 0.00714 | 97.0794 | field
20 | Kemblowski, M.W. et al. (1987) Fate and Transport of Residual Hydrocarbon in Ground Water: A Case Study. In Proceedings of Petroleum Hydrocarbons and Organic Chemicals in Ground Water: Prevention, Detection, and Restoration: A Conference and Exposition, pp. 207-231. National Water Well Association, Dublin, OH. | Indian River, FL | 0.0085 | 81.5467 | field
21 | Wiedemeier, T.H. et al. (1995) in Aronson and Howard (1997) | Patrick AFB, FL | 0.01 | 69.3147 | field
22 | Cozzarelli, I.M. et al. (1990) in Aronson and Howard (1997) | Bemidji, MN | 0.017 | 40.7734 | field
23 | Wiedemeier, T.H. et al. (1996) in Aronson and Howard (1997) | Hill AFB, UT | 0.027 | 25.6721 | field
24 | Wiedemeier, T.H. et al. (1996) in Aronson and Howard (1997) | Hill AFB, UT | 0.038 | 18.2407 | field
Aronson and Howard (1997)
Anaerobic Biodegradation of Organic Chemicals in Groundwater:
A Summary of Field and Laboratory Studies
Dallas Aronson and Philp H. Howard
Environmental Science Center
Syracuse Research Corporation
6225 Running Ridge Road
North Syracuse, NY 13212-2509
November 12, 1997
Report prepared for the
American Petroleum Institute, Chemical Manufacturer’s Association, National Council of the
Paper Industry for Air and Stream Improvement, Edison Electric Institute, and American
Forest and Paper Association, Washington, DC. pp. 16 and 224–228.