{"text_format":"3","workbook":"xlsx","n_sheets":3,"sheets":["NEEDS 5.13v3_Active","NEEDS 5.13v3_Retired_by2016","Key to Emission Control"],"not_rendered":{"defined_names":2},"read":"whole","date_system":"1900"}

{"sheet":"NEEDS 5.13v3_Active","index":0,"n_rows":16283,"n_cols":48,"rows_kept":1125,"cut":true,"bounds":{"rows_first":500,"rows_last":125,"rows_between":500,"halvings":2}}
["Plant Name","UniqueID_Final","ORIS Plant Code","Boiler/Generator/Committed Unit","Unit ID","CAMD Database UnitID","PlantType","Combustion Turbine/IC Engine","Region Name","State Name","State Code","County","County Code","FIPS5","Capacity (MW)","Heat Rate (Btu/kWh)","On Line Year","Retirement Year","Firing","Bottom","Cogen?","Modeled Fuels","Wet/DryScrubber","Scrubber_Online_Year","Scrubber Efficiency","Scrubber Efficiency_MATS","NOx Comb Control","NOx Post-Comb Control","SCR_Online_Year","SNCR_Online_Year","PM Control","PM Control_MATS","FlueGasConditioning_Flag","Mercury_Controls","ACI_Online_Year","Mercury_Controls Efficiency_MATS","SO2 Permit Rate (lbs/mmBtu)","Mode 1 NOx Rate (lbs/mmBtu)","Mode 2 NOx Rate (lbs/mmBtu)","Mode 3 NOx Rate  (lbs/mmBtu)","Mode 4 NOx Rate  (lbs/mmBtu)","Hg EMF for BIT_MATS","Hg EMF for SUB_MATS","Hg EMF for LIG_MATS","HCL Removal","HCL Removal_MATS","DSI Unit","BART Affected Unit"]
["Greene County","10_G_GT10",10,"G","GT10",21,"Combustion Turbine","Combustion Turbine","S_SOU","Alabama",1,"Greene",63,"01063",85,14562,1996,9999,"","","N","Natural Gas, Distillate Fuel Oil","","","","","H2O","","","","","","","","","",0.0006,0.08110163147470544,0.08110163147470544,0.08110163147470544,0.08110163147470544,"","","","","","",""]
["Greene County","10_G_GT2",10,"G","GT2",22,"Combustion Turbine","Combustion Turbine","S_SOU","Alabama",1,"Greene",63,"01063",84,14562,1996,9999,"","","N","Natural Gas, Distillate Fuel Oil","","","","","H2O","","","","","","","","","",0.0006,0.06740348416044645,0.06740348416044645,0.06740348416044645,0.06740348416044645,"","","","","","",""]
["Greene County","10_G_GT3",10,"G","GT3",23,"Combustion Turbine","Combustion Turbine","S_SOU","Alabama",1,"Greene",63,"01063",82,14562,1995,9999,"","","N","Natural Gas, Distillate Fuel Oil","","","","","H2O","","","","","","","","","",0.0006,0.06551551884133616,0.06551551884133616,0.06551551884133616,0.06551551884133616,"","","","","","",""]
["Greene County","10_G_GT4",10,"G","GT4",24,"Combustion Turbine","Combustion Turbine","S_SOU","Alabama",1,"Greene",63,"01063",81,14562,1995,9999,"","","N","Natural Gas, Distillate Fuel Oil","","","","","H2O","","","","","","","","","",0.0006,0.07105117586664166,0.07105117586664166,0.07105117586664166,0.07105117586664166,"","","","","","",""]
["Greene County","10_G_GT5",10,"G","GT5",25,"Combustion Turbine","Combustion Turbine","S_SOU","Alabama",1,"Greene",63,"01063",82,14562,1995,9999,"","","N","Natural Gas, Distillate Fuel Oil","","","","","H2O","","","","","","","","","",0.0006,0.06291517890890375,0.06291517890890375,0.06291517890890375,0.06291517890890375,"","","","","","",""]
["Greene County","10_G_GT6",10,"G","GT6",26,"Combustion Turbine","Combustion Turbine","S_SOU","Alabama",1,"Greene",63,"01063",81,14562,1995,9999,"","","N","Natural Gas, Distillate Fuel Oil","","","","","H2O","","","","","","","","","",0.0006,0.06234967199426745,0.06234967199426745,0.06234967199426745,0.06234967199426745,"","","","","","",""]
["Greene County","10_G_GT7",10,"G","GT7",27,"Combustion Turbine","Combustion Turbine","S_SOU","Alabama",1,"Greene",63,"01063",80,14562,1995,9999,"","","N","Natural Gas, Distillate Fuel Oil","","","","","H2O","","","","","","","","","",0.0006,0.0713827979430648,0.0713827979430648,0.0713827979430648,0.0713827979430648,"","","","","","",""]
["Greene County","10_G_GT8",10,"G","GT8",28,"Combustion Turbine","Combustion Turbine","S_SOU","Alabama",1,"Greene",63,"01063",83,14562,1996,9999,"","","N","Natural Gas, Distillate Fuel Oil","","","","","H2O","","","","","","","","","",0.0006,0.06142612605415333,0.06142612605415333,0.06142612605415333,0.06142612605415333,"","","","","","",""]
["Greene County","10_G_GT9",10,"G","GT9",29,"Combustion Turbine","Combustion Turbine","S_SOU","Alabama",1,"Greene",63,"01063",82,14562,1996,9999,"","","N","Natural Gas, Distillate Fuel Oil","","","","","H2O","","","","","","","","","",0.0006,0.05930442241386767,0.05930442241386767,0.05930442241386767,0.05930442241386767,"","","","","","",""]
["South Consolidated","100_G_SC1",100,"G","SC1","","Hydro","","WECC_AZ","Arizona",4,"Maricopa",13,"04013",1.4,0,1981,9999,"","","N","Hydro","","","","","","","","","","","","","","","",0,0,0,0,"","","","","","",""]
["Mosiac South Pierce Operations","10004_G_TG1",10004,"G","TG1","","Non-Fossil Waste","","FRCC","Florida",12,"Polk",105,"12105",4,9716,1978,9999,"","","Y","Non-Fossil Waste","","","","","","","","","","","","","","","",0,0,0,0,"","","","","","",""]
["Mosiac South Pierce Operations","10004_G_TG2",10004,"G","TG2","","Non-Fossil Waste","","FRCC","Florida",12,"Polk",105,"12105",33,9716,1992,9999,"","","Y","Non-Fossil Waste","","","","","","","","","","","","","","","",0,0,0,0,"","","","","","",""]
["Dinosaur Point","10005_G_WTGS",10005,"G","WTGS","","Wind","","WEC_CALN","California",6,"MERCED",47,"06047",17,0,1988,9999,"","","N","Wind","","","","","","","","","","","","","","","",0,0,0,0,"","","","","","",""]
["Baptist Medical Center","10008_G_TG-2",10008,"G","TG-2","","Combustion Turbine","Combustion Turbine","FRCC","Florida",12,"DUVAL",31,"12031",2.2,8700,1983,9999,"","","Y","Natural Gas, Distillate Fuel Oil","","","","","","","","","","","","","","",0.8,0.4715478664354188,0.4715478664354188,0.4715478664354188,0.4715478664354188,"","","","","","",""]
["Baptist Medical Center","10008_G_TG-3",10008,"G","TG-3","","Combustion Turbine","Combustion Turbine","FRCC","Florida",12,"DUVAL",31,"12031",2.7,8700,1986,9999,"","","Y","Natural Gas, Distillate Fuel Oil","","","","","","","","","","","","","","",0.8,0.4715478664354188,0.4715478664354188,0.4715478664354188,0.4715478664354188,"","","","","","",""]
["Baptist Medical Center","10008_G_TG-4",10008,"G","TG-4","","Combustion Turbine","Combustion Turbine","FRCC","Florida",12,"DUVAL",31,"12031",3.2,8700,1993,9999,"","","Y","Natural Gas, Distillate Fuel Oil","","","","","","","","","","","","","","",0.8,0.18366846931454198,0.18366846931454198,0.18366846931454198,0.18366846931454198,"","","","","","",""]
["Cayuga","1001_G_31",1001,"G","31","","Combustion Turbine","IC Engine","MIS_INKY","Indiana",18,"Vermillion",165,"18165",3,13055,1972,9999,"","","N","Distillate Fuel Oil","","","","","","","","","","","","","","",1.6,2.3354529520972003,2.3354529520972003,2.3354529520972003,2.3354529520972003,"","","","","","",""]
["Cayuga","1001_G_32",1001,"G","32","","Combustion Turbine","IC Engine","MIS_INKY","Indiana",18,"Vermillion",165,"18165",3,13061,1972,9999,"","","N","Distillate Fuel Oil","","","","","","","","","","","","","","",1.6,2.3354529520972003,2.3354529520972003,2.3354529520972003,2.3354529520972003,"","","","","","",""]
["Cayuga","1001_G_33",1001,"G","33","","Combustion Turbine","IC Engine","MIS_INKY","Indiana",18,"Vermillion",165,"18165",2,13044,1972,9999,"","","N","Distillate Fuel Oil","","","","","","","","","","","","","","",1.6,2.3354529520972003,2.3354529520972003,2.3354529520972003,2.3354529520972003,"","","","","","",""]
["Cayuga","1001_G_34",1001,"G","34","","Combustion Turbine","IC Engine","MIS_INKY","Indiana",18,"Vermillion",165,"18165",2,13044,1972,9999,"","","N","Distillate Fuel Oil","","","","","","","","","","","","","","",1.6,2.3354529520972003,2.3354529520972003,2.3354529520972003,2.3354529520972003,"","","","","","",""]
["Cayuga","1001_G_4",1001,"G","4",708,"Combustion Turbine","Combustion Turbine","MIS_INKY","Indiana",18,"Vermillion",165,"18165",99,13747,1993,9999,"","","N","Natural Gas, Distillate Fuel Oil","","","","","DLNB","","","","","","","","","",1.6,0.05910660928344846,0.05910660928344846,0.05910660928344846,0.05910660928344846,"","","","","","",""]
["Lucky Peak Power Plant Project","10014_G_U131",10014,"G","U131","","Hydro","","WECC_ID","Idaho",16,"Ada",1,"16001",36,0,1988,9999,"","","N","Hydro","","","","","","","","","","","","","","","",0,0,0,0,"","","","","","",""]
["Lucky Peak Power Plant Project","10014_G_U132",10014,"G","U132","","Hydro","","WECC_ID","Idaho",16,"Ada",1,"16001",36,0,1988,9999,"","","N","Hydro","","","","","","","","","","","","","","","",0,0,0,0,"","","","","","",""]
["Lucky Peak Power Plant Project","10014_G_U133",10014,"G","U133","","Hydro","","WECC_ID","Idaho",16,"Ada",1,"16001",10.6,0,1988,9999,"","","N","Hydro","","","","","","","","","","","","","","","",0,0,0,0,"","","","","","",""]
["Desert Peak Power Plant","10018_G_GEN2",10018,"G","GEN2","","Geothermal","","WECC_NNV","Nevada",32,"Lyon",19,"32019",10,9760,2006,9999,"","","N","Geothermal","","","","","","","","","","","","","","","",0,0,0,0,0.4563,0.4563,0.4563,"","","",""]
["Desert Peak Power Plant","10018_G_OEC2",10018,"G","OEC2","","Geothermal","","WECC_NNV","Nevada",32,"Lyon",19,"32019",7.5,9760,2006,9999,"","","N","Geothermal","","","","","","","","","","","","","","","",0,0,0,0,0.4563,0.4563,0.4563,"","","",""]
["Connersville","1002_G_1",1002,"G","1",9097,"Combustion Turbine","Combustion Turbine","MIS_INKY","Indiana",18,"Fayette",41,"18041",43,15730,1972,9999,"","","N","Distillate Fuel Oil","","","","","","","","","","","","","","",1.6,0.6381497095589944,0.6381497095589944,0.6381497095589944,0.6381497095589944,"","","","","","",""]
["Connersville","1002_G_2",1002,"G","2",9098,"Combustion Turbine","Combustion Turbine","MIS_INKY","Indiana",18,"Fayette",41,"18041",43,15736,1972,9999,"","","N","Distillate Fuel Oil","","","","","","","","","","","","","","",1.6,0.47280669760960964,0.47280669760960964,0.47280669760960964,0.47280669760960964,"","","","","","",""]
["EUIPH Wind Farm","10027_G_EXIS",10027,"G","EXIS","","Wind","","WECC_SCE","California",6,"Riverside",65,"06065",25,0,1985,9999,"","","N","Wind","","","","","","","","","","","","","","","",0,0,0,0,"","","","","","",""]
["Felt Hydroelectric Plant","10028_G_GEN1",10028,"G","GEN1","","Hydro","","WECC_ID","Idaho",16,"Teton",81,"16081",2.3,0,1985,9999,"","","N","Hydro","","","","","","","","","","","","","","","",0,0,0,0,"","","","","","",""]
["Felt Hydroelectric Plant","10028_G_GEN2",10028,"G","GEN2","","Hydro","","WECC_ID","Idaho",16,"Teton",81,"16081",2.3,0,1985,9999,"","","N","Hydro","","","","","","","","","","","","","","","",0,0,0,0,"","","","","","",""]
["Felt Hydroelectric Plant","10028_G_GEN3",10028,"G","GEN3","","Hydro","","WECC_ID","Idaho",16,"Teton",81,"16081",0.8,0,1986,9999,"","","N","Hydro","","","","","","","","","","","","","","","",0,0,0,0,"","","","","","",""]
["Felt Hydroelectric Plant","10028_G_GEN4",10028,"G","GEN4","","Hydro","","WECC_ID","Idaho",16,"Teton",81,"16081",0.5,0,1986,9999,"","","N","Hydro","","","","","","","","","","","","","","","",0,0,0,0,"","","","","","",""]
["NRG Energy Center Dover","10030_G_KD-1",10030,"G","KD-1",5046,"Combustion Turbine","Combustion Turbine","PJM_EMAC","Delaware",10,"Kent",1,"10001",42,10745,2001,9999,"","","N","Natural Gas, Distillate Fuel Oil","","","","","H2O","","","","","","","","","",0.81,0.07321293259558674,0.07321293259558674,0.07321293259558674,0.07321293259558674,"","","","","","",""]
["NRG Energy Center Dover","10030_G_KD-2",10030,"G","KD-2",5047,"Combustion Turbine","Combustion Turbine","PJM_EMAC","Delaware",10,"Kent",1,"10001",42,10745,2001,9999,"","","N","Natural Gas, Distillate Fuel Oil","","","","","H2O","","","","","","","","","",0.81,0.07587306492975537,0.07587306492975537,0.07587306492975537,0.07587306492975537,"","","","","","",""]
["Gilroy Power Plant","10034_G_GEN1",10034,"G","GEN1",89552,"Combined Cycle","","WEC_CALN","California",6,"Santa Clara",85,"06085",80,8403,1987,9999,"","","Y","Natural Gas","","","","","STM","","","","","","","","","","",0.03987442428190159,0.03987442428190159,0.03987442428190159,0.03987442428190159,"","","","","","",""]
["Gilroy Power Plant","10034_G_GEN2",10034,"G","GEN2",89552,"Combined Cycle","","WEC_CALN","California",6,"Santa Clara",85,"06085",25,8403,1987,9999,"","","Y","Natural Gas","","","","","STM","","","","","","","","","","",0.03987442428190159,0.03987442428190159,0.03987442428190159,0.03987442428190159,"","","","","","",""]
["Hillsborough Hosiery","10036_G_GEN1",10036,"G","GEN1","","Hydro","","NENGREST","New Hampshire",33,"Hillsborough",11,"33011",0.6,0,1989,9999,"","","N","Hydro","","","","","","","","","","","","","","","",0,0,0,0,"","","","","","",""]
["Hillsborough Hosiery","10036_G_GEN2",10036,"G","GEN2","","Hydro","","NENGREST","New Hampshire",33,"Hillsborough",11,"33011",0.6,0,1989,9999,"","","N","Hydro","","","","","","","","","","","","","","","",0,0,0,0,"","","","","","",""]
["Edwardsport","1004_G_CT1",1004,"G","CT1","","IGCC","","MIS_INKY","Indiana",18,"Knox",83,"18083",174,8800,2012,9999,"","","N","Bituminous","","",95,95,"NDI","","","","","","","","","","",0.06804597983670126,0.06804597983670126,0.06804597983670126,0.06804597983670126,0.1,0.1,0.1,99,99,"",""]
["Edwardsport","1004_G_CT2",1004,"G","CT2","","IGCC","","MIS_INKY","Indiana",18,"Knox",83,"18083",174,8800,2012,9999,"","","N","Bituminous","","",95,95,"NDI","","","","","","","","","","",0.06804597983670126,0.06804597983670126,0.06804597983670126,0.06804597983670126,0.1,0.1,0.1,99,99,"",""]
["Edwardsport","1004_G_ST",1004,"G","ST","","IGCC","","MIS_INKY","Indiana",18,"Knox",83,"18083",238,8800,2012,9999,"","","N","Bituminous","","",95,95,"NDI","","","","","","","","","","",0.06804597983670126,0.06804597983670126,0.06804597983670126,0.06804597983670126,0.1,0.1,0.1,99,99,"",""]
["Kinsleys Landfill","10045_G_0011",10045,"G","0011","","Landfill Gas","","PJM_EMAC","New Jersey",34,"GLOUCESTER",15,"34015",0.5,13500,1985,9999,"","","N","Landfill Gas","","","","","","","","","","","","","","","",0.04394744404747715,0.04394744404747715,0.04394744404747715,0.04394744404747715,"","","","","","",""]
["Kinsleys Landfill","10045_G_0012",10045,"G","0012","","Landfill Gas","","PJM_EMAC","New Jersey",34,"GLOUCESTER",15,"34015",0.5,13500,1985,9999,"","","N","Landfill Gas","","","","","","","","","","","","","","","",0.04394744404747715,0.04394744404747715,0.04394744404747715,0.04394744404747715,"","","","","","",""]
["Kinsleys Landfill","10045_G_0013",10045,"G","0013","","Landfill Gas","","PJM_EMAC","New Jersey",34,"GLOUCESTER",15,"34015",0.5,13500,1985,9999,"","","N","Landfill Gas","","","","","","","","","","","","","","","",0.04394744404747715,0.04394744404747715,0.04394744404747715,0.04394744404747715,"","","","","","",""]
["Kinsleys Landfill","10045_G_0014",10045,"G","0014","","Landfill Gas","","PJM_EMAC","New Jersey",34,"GLOUCESTER",15,"34015",0.5,13500,1985,9999,"","","N","Landfill Gas","","","","","","","","","","","","","","","",0.04394744404747715,0.04394744404747715,0.04394744404747715,0.04394744404747715,"","","","","","",""]
["Central Utilities Plant LAX","10048_G_GEN1",10048,"G","GEN1","","Combustion Turbine","Combustion Turbine","WEC_LADW","California",6,"Los Angeles",37,"06037",3.5,8700,1985,9999,"","","Y","Natural Gas","","","","","","","","","","","","","","",0.74,0.4777602100541084,0.4777602100541084,0.4777602100541084,0.4777602100541084,"","","","","","",""]
["Central Utilities Plant LAX","10048_G_GEN2",10048,"G","GEN2","","Combustion Turbine","Combustion Turbine","WEC_LADW","California",6,"Los Angeles",37,"06037",3.5,8700,1985,9999,"","","Y","Natural Gas","","","","","","","","","","","","","","",0.74,0.4777602100541084,0.4777602100541084,0.4777602100541084,0.4777602100541084,"","","","","","",""]
["Little Mac Project","10049_G_1",10049,"G","1","","Hydro","","WECC_ID","Idaho",16,"TWIN FALLS",83,"16083",0.3,0,1984,9999,"","","N","Hydro","","","","","","","","","","","","","","","",0,0,0,0,"","","","","","",""]
["Little Mac Project","10049_G_2",10049,"G","2","","Hydro","","WECC_ID","Idaho",16,"TWIN FALLS",83,"16083",0.4,0,1984,9999,"","","N","Hydro","","","","","","","","","","","","","","","",0,0,0,0,"","","","","","",""]
["Little Mac Project","10049_G_3",10049,"G","3","","Hydro","","WECC_ID","Idaho",16,"TWIN FALLS",83,"16083",0.4,0,1984,9999,"","","N","Hydro","","","","","","","","","","","","","","","",0,0,0,0,"","","","","","",""]
["Little Mac Project","10049_G_4",10049,"G","4","","Hydro","","WECC_ID","Idaho",16,"TWIN FALLS",83,"16083",0.4,0,1984,9999,"","","N","Hydro","","","","","","","","","","","","","","","",0,0,0,0,"","","","","","",""]
["Markland","1005_G_1",1005,"G","1","","Hydro","","MIS_INKY","Indiana",18,"Switzerland",155,"18155",15,0,1967,9999,"","","N","Hydro","","","","","","","","","","","","","","","",0,0,0,0,"","","","","","",""]
["Markland","1005_G_2",1005,"G","2","","Hydro","","MIS_INKY","Indiana",18,"Switzerland",155,"18155",15,0,1967,9999,"","","N","Hydro","","","","","","","","","","","","","","","",0,0,0,0,"","","","","","",""]
["Markland","1005_G_3",1005,"G","3","","Hydro","","MIS_INKY","Indiana",18,"Switzerland",155,"18155",15,0,1967,9999,"","","N","Hydro","","","","","","","","","","","","","","","",0,0,0,0,"","","","","","",""]
["Lockville Hydropower","10051_G_GEN1",10051,"G","GEN1","","Hydro","","S_VACA","North Carolina",37,"Chatham",37,"37037",0.6,0,1985,9999,"","","N","Hydro","","","","","","","","","","","","","","","",0,0,0,0,"","","","","","",""]
["Lockville Hydropower","10051_G_GEN2",10051,"G","GEN2","","Hydro","","S_VACA","North Carolina",37,"Chatham",37,"37037",0.6,0,1985,9999,"","","N","Hydro","","","","","","","","","","","","","","","",0,0,0,0,"","","","","","",""]
["General Electric Great Falls Upper Hydro","10059_G_1575",10059,"G","1575","","Hydro","","NENGREST","New Hampshire",33,"Strafford",17,"33017",0.1,0,1984,9999,"","","N","Hydro","","","","","","","","","","","","","","","",0,0,0,0,"","","","","","",""]
["General Electric Great Falls Upper Hydro","10059_G_500",10059,"G","500","","Hydro","","NENGREST","New Hampshire",33,"Strafford",17,"33017",0.5,0,1988,9999,"","","N","Hydro","","","","","","","","","","","","","","","",0,0,0,0,"","","","","","",""]
["Miami Wabash","1006_G_1",1006,"G","1","","Combustion Turbine","Combustion Turbine","MIS_INKY","Indiana",18,"Wabash",169,"18169",16,25000,1968,9999,"","","N","Distillate Fuel Oil","","","","","","","","","","","","","","",1.6,0.38083112985036566,0.38083112985036566,0.38083112985036566,0.38083112985036566,"","","","","","",""]
["Miami Wabash","1006_G_2",1006,"G","2","","Combustion Turbine","Combustion Turbine","MIS_INKY","Indiana",18,"Wabash",169,"18169",16,25000,1968,9999,"","","N","Distillate Fuel Oil","","","","","","","","","","","","","","",1.6,0.38083112985036566,0.38083112985036566,0.38083112985036566,0.38083112985036566,"","","","","","",""]
["Miami Wabash","1006_G_3",1006,"G","3","","Combustion Turbine","Combustion Turbine","MIS_INKY","Indiana",18,"Wabash",169,"18169",16,25000,1968,9999,"","","N","Distillate Fuel Oil","","","","","","","","","","","","","","",1.6,0.38083112985036566,0.38083112985036566,0.38083112985036566,0.38083112985036566,"","","","","","",""]
["Miami Wabash","1006_G_4",1006,"G","4","","Combustion Turbine","Combustion Turbine","MIS_INKY","Indiana",18,"Wabash",169,"18169",16,25000,1968,9999,"","","N","Distillate Fuel Oil","","","","","","","","","","","","","","",1.6,0.38083112985036566,0.38083112985036566,0.38083112985036566,0.38083112985036566,"","","","","","",""]
["Miami Wabash","1006_G_5",1006,"G","5","","Combustion Turbine","Combustion Turbine","MIS_INKY","Indiana",18,"Wabash",169,"18169",16,25000,1969,9999,"","","N","Distillate Fuel Oil","","","","","","","","","","","","","","",1.6,0.38083112985036566,0.38083112985036566,0.38083112985036566,0.38083112985036566,"","","","","","",""]
["Miami Wabash","1006_G_6",1006,"G","6","","Combustion Turbine","Combustion Turbine","MIS_INKY","Indiana",18,"Wabash",169,"18169",16,25000,1969,9999,"","","N","Distillate Fuel Oil","","","","","","","","","","","","","","",1.6,0.38083112985036566,0.38083112985036566,0.38083112985036566,0.38083112985036566,"","","","","","",""]
["Derby Hydro","10063_G_GEN1",10063,"G","GEN1","","Hydro","","NENG_CT","Connecticut",9,"Fairfield",1,"09001",4,0,1989,9999,"","","N","Hydro","","","","","","","","","","","","","","","",0,0,0,0,"","","","","","",""]
["Derby Hydro","10063_G_GEN2",10063,"G","GEN2","","Hydro","","NENG_CT","Connecticut",9,"Fairfield",1,"09001",4,0,1989,9999,"","","N","Hydro","","","","","","","","","","","","","","","",0,0,0,0,"","","","","","",""]
["Derby Hydro","10063_G_GEN3",10063,"G","GEN3","","Hydro","","NENG_CT","Connecticut",9,"Fairfield",1,"09001",0.3,0,1989,9999,"","","N","Hydro","","","","","","","","","","","","","","","",0,0,0,0,"","","","","","",""]
["Derby Hydro","10063_G_GEN4",10063,"G","GEN4","","Hydro","","NENG_CT","Connecticut",9,"Fairfield",1,"09001",0.3,0,1989,9999,"","","N","Hydro","","","","","","","","","","","","","","","",0,0,0,0,"","","","","","",""]
["Lockwood Hydroelectric Facility","10066_G_GEN1",10066,"G","GEN1","","Hydro","","NENG_ME","Maine",23,"Kennebec",11,"23011",0.7,0,1985,9999,"","","N","Hydro","","","","","","","","","","","","","","","",0,0,0,0,"","","","","","",""]
["Lockwood Hydroelectric Facility","10066_G_GEN2",10066,"G","GEN2","","Hydro","","NENG_ME","Maine",23,"Kennebec",11,"23011",0.7,0,1985,9999,"","","N","Hydro","","","","","","","","","","","","","","","",0,0,0,0,"","","","","","",""]
["Lockwood Hydroelectric Facility","10066_G_GEN3",10066,"G","GEN3","","Hydro","","NENG_ME","Maine",23,"Kennebec",11,"23011",0.7,0,1985,9999,"","","N","Hydro","","","","","","","","","","","","","","","",0,0,0,0,"","","","","","",""]
["Lockwood Hydroelectric Facility","10066_G_GEN4",10066,"G","GEN4","","Hydro","","NENG_ME","Maine",23,"Kennebec",11,"23011",0.7,0,1985,9999,"","","N","Hydro","","","","","","","","","","","","","","","",0,0,0,0,"","","","","","",""]
["Lockwood Hydroelectric Facility","10066_G_GEN5",10066,"G","GEN5","","Hydro","","NENG_ME","Maine",23,"Kennebec",11,"23011",0.7,0,1985,9999,"","","N","Hydro","","","","","","","","","","","","","","","",0,0,0,0,"","","","","","",""]
["Lockwood Hydroelectric Facility","10066_G_GEN6",10066,"G","GEN6","","Hydro","","NENG_ME","Maine",23,"Kennebec",11,"23011",0.7,0,1985,9999,"","","N","Hydro","","","","","","","","","","","","","","","",0,0,0,0,"","","","","","",""]
["Lockwood Hydroelectric Facility","10066_G_GEN7",10066,"G","GEN7","","Hydro","","NENG_ME","Maine",23,"Kennebec",11,"23011",2.2,0,1988,9999,"","","N","Hydro","","","","","","","","","","","","","","","",0,0,0,0,"","","","","","",""]
["Noblesville","1007_G_1",1007,"G","1",8288,"Combined Cycle","","MIS_INKY","Indiana",18,"Hamilton",57,"18057",45,9495,1950,9999,"","","N","Natural Gas","","","","","DLNB","SCR","","","","","","","","","",0.01979256723040242,0.01979256723040242,0.01979256723040242,0.01979256723040242,"","","","","","",""]
["Noblesville","1007_G_2",1007,"G","2",8288,"Combined Cycle","","MIS_INKY","Indiana",18,"Hamilton",57,"18057",45,9495,1950,9999,"","","N","Natural Gas","","","","","DLNB","SCR","","","","","","","","","",0.01979256723040242,0.01979256723040242,0.01979256723040242,0.01979256723040242,"","","","","","",""]
["Noblesville","1007_G_3",1007,"G","3",8288,"Combined Cycle","","MIS_INKY","Indiana",18,"Hamilton",57,"18057",65,9495,2003,9999,"","","N","Natural Gas","","","","","DLNB","SCR","","","","","","","","","",0.01979256723040242,0.01979256723040242,0.01979256723040242,0.01979256723040242,"","","","","","",""]
["Noblesville","1007_G_4",1007,"G","4",8290,"Combined Cycle","","MIS_INKY","Indiana",18,"Hamilton",57,"18057",65,9495,2003,9999,"","","N","Natural Gas","","","","","DLNB","SCR","","","","","","","","","",0.01979256723040242,0.01979256723040242,0.01979256723040242,0.01979256723040242,"","","","","","",""]
["Noblesville","1007_G_5",1007,"G","5",8292,"Combined Cycle","","MIS_INKY","Indiana",18,"Hamilton",57,"18057",65,9495,2003,9999,"","","N","Natural Gas","","","","","DLNB","SCR","","","","","","","","","",0.01979256723040242,0.01979256723040242,0.01979256723040242,0.01979256723040242,"","","","","","",""]
["Foothills Hydro Plant","10070_G_GEN1",10070,"G","GEN1","","Hydro","","WECC_CO","Colorado",8,"Denver",31,"08031",3.1,0,1985,9999,"","","N","Hydro","","","","","","","","","","","","","","","",0,0,0,0,"","","","","","",""]
["Strontia Springs Hydro Plant","10081_G_GEN1",10081,"G","GEN1","","Hydro","","WECC_CO","Colorado",8,"DOUGLAS",35,"08035",1,0,1986,9999,"","","N","Hydro","","","","","","","","","","","","","","","",0,0,0,0,"","","","","","",""]
["Pedricktown Cogeneration Company LP","10099_G_GEN1",10099,"G","GEN1",3525,"Combined Cycle","","PJM_EMAC","New Jersey",34,"Salem",33,"34033",76,8308,1992,9999,"","","Y","Natural Gas, Distillate Fuel Oil","","","","","NH3 + STM","","","","","","","","","","",0.033768602498074826,0.033768602498074826,0.033768602498074826,0.033768602498074826,"","","","","","",""]
["Pedricktown Cogeneration Company LP","10099_G_GEN2",10099,"G","GEN2",3525,"Combined Cycle","","PJM_EMAC","New Jersey",34,"Salem",33,"34033",35,8308,1992,9999,"","","Y","Natural Gas","","","","","NH3 + STM","","","","","","","","","","",0.033768602498074826,0.033768602498074826,0.033768602498074826,0.033768602498074826,"","","","","","",""]
["Wabash River","1010_G_1",1010,"G","1",720,"IGCC","","MIS_INKY","Indiana",18,"Vigo",167,"18167",85,10276,1953,9999,"","","N","Bituminous","","",97,97,"NDI","","","","","","","","","",4.04,0.07433926913433517,0.07433926913433517,0.07433926913433517,0.07433926913433517,0.1,0.1,0.1,99,99,"",""]
["Wabash River","1010_G_1A",1010,"G","1A",720,"IGCC","","MIS_INKY","Indiana",18,"Vigo",167,"18167",189,8800,1995,9999,"","","N","Bituminous","","",97,97,"NDI","","","","","","","","","",6,0.07433926913433517,0.07433926913433517,0.07433926913433517,0.07433926913433517,0.1,0.1,0.1,99,99,"",""]
["Wabash River","1010_G_71",1010,"G","71","","Combustion Turbine","IC Engine","MIS_INKY","Indiana",18,"Vigo",167,"18167",3,10745,1967,9999,"","","N","Distillate Fuel Oil","","","","","","","","","","","","","","",4.04,2.3354529520972003,2.3354529520972003,2.3354529520972003,2.3354529520972003,"","","","","","",""]
["Wabash River","1010_G_72",1010,"G","72","","Combustion Turbine","IC Engine","MIS_INKY","Indiana",18,"Vigo",167,"18167",3,10745,1967,9999,"","","N","Distillate Fuel Oil","","","","","","","","","","","","","","",4.04,2.3354529520972003,2.3354529520972003,2.3354529520972003,2.3354529520972003,"","","","","","",""]
["Wabash River","1010_G_73",1010,"G","73","","Combustion Turbine","IC Engine","MIS_INKY","Indiana",18,"Vigo",167,"18167",2,10745,1967,9999,"","","N","Distillate Fuel Oil","","","","","","","","","","","","","","",4.04,2.3354529520972003,2.3354529520972003,2.3354529520972003,2.3354529520972003,"","","","","","",""]
["Franklin Industrial Complex","10109_G_1",10109,"G","1","","Hydro","","NENGREST","New Hampshire",33,"Merrimack",13,"33013",0.3,0,1985,9999,"","","N","Hydro","","","","","","","","","","","","","","","",0,0,0,0,"","","","","","",""]
["Franklin Industrial Complex","10109_G_2",10109,"G","2","","Hydro","","NENGREST","New Hampshire",33,"Merrimack",13,"33013",0.2,0,1982,9999,"","","N","Hydro","","","","","","","","","","","","","","","",0,0,0,0,"","","","","","",""]
["Broadway","1011_G_1",1011,"G","1",9099,"Combustion Turbine","Combustion Turbine","MIS_INKY","Indiana",18,"Vanderburgh",163,"18163",50,15041,1971,9999,"","","N","Natural Gas","","","","","","","","","","","","","","",1.6,0.2889369659406396,0.2889369659406396,0.2889369659406396,0.2889369659406396,"","","","","","",""]
["Broadway","1011_G_2",1011,"G","2",9100,"Combustion Turbine","Combustion Turbine","MIS_INKY","Indiana",18,"Vanderburgh",163,"18163",65,15041,1981,9999,"","","N","Natural Gas, Distillate Fuel Oil","","","","","H2O","","","","","","","","","",1.6,0.20575666226811867,0.20575666226811867,0.20575666226811867,0.20575666226811867,"","","","","","",""]
["Frito-Lay Cogen Plant","10110_G_GEN1",10110,"G","GEN1","","Combustion Turbine","Combustion Turbine","WEC_CALN","California",6,"Kern",29,"06029",5.5,8700,1986,9999,"","","Y","Natural Gas","","","","","","","","","","","","","","",0.74,0.4777602100541084,0.4777602100541084,0.4777602100541084,0.4777602100541084,"","","","","","",""]
["Hampshire Paper","10116_G_05",10116,"G","05","","Hydro","","NY_Z_C&E","New York",36,"St. Lawrence",89,"36089",1.8,0,1987,9999,"","","N","Hydro","","","","","","","","","","","","","","","",0,0,0,0,"","","","","","",""]
["High Shoals Hydro","10121_G_GEN1",10121,"G","GEN1","","Hydro","","S_SOU","Georgia",13,"MORGAN",211,"13211",1.4,0,1988,9999,"","","N","Hydro","","","","","","","","","","","","","","","",0,0,0,0,"","","","","","",""]
["Hollow Dam Power Partnership","10124_G_HY1",10124,"G","HY1","","Hydro","","NY_Z_C&E","New York",36,"St. Lawrence",89,"36089",0.1,0,1987,9999,"","","N","Hydro","","","","","","","","","","","","","","","",0,0,0,0,"","","","","","",""]
["Hollow Dam Power Partnership","10124_G_HY2",10124,"G","HY2","","Hydro","","NY_Z_C&E","New York",36,"St. Lawrence",89,"36089",0.1,0,1987,9999,"","","N","Hydro","","","","","","","","","","","","","","","",0,0,0,0,"","","","","","",""]
["Gosselin Hydro Plant","10128_G_GEN1",10128,"G","GEN1","","Hydro","","WEC_CALN","California",6,"Trinity",105,"06105",0.2,0,1983,9999,"","","N","Hydro","","","","","","","","","","","","","","","",0,0,0,0,"","","","","","",""]
["Gosselin Hydro Plant","10128_G_GEN2",10128,"G","GEN2","","Hydro","","WEC_CALN","California",6,"Trinity",105,"06105",0.2,0,1983,9999,"","","N","Hydro","","","","","","","","","","","","","","","",0,0,0,0,"","","","","","",""]
["Indiana University of Pennsylvania","10129_G_GEN1",10129,"G","GEN1","","Combustion Turbine","IC Engine","PJM_PENE","Pennsylvania",42,"INDIANA",63,"42063",6,9669,1988,9999,"","","Y","Natural Gas, Distillate Fuel Oil","","","","","","","","","","","","","","",3.7,2.0543300185532067,2.0543300185532067,2.0543300185532067,2.0543300185532067,"","","","","","",""]
["Indiana University of Pennsylvania","10129_G_GEN2",10129,"G","GEN2","","Combustion Turbine","IC Engine","PJM_PENE","Pennsylvania",42,"INDIANA",63,"42063",6,9669,1988,9999,"","","Y","Natural Gas, Distillate Fuel Oil","","","","","","","","","","","","","","",3.7,2.0543300185532067,2.0543300185532067,2.0543300185532067,2.0543300185532067,"","","","","","",""]
["Indiana University of Pennsylvania","10129_G_GEN3",10129,"G","GEN3","","Combustion Turbine","IC Engine","PJM_PENE","Pennsylvania",42,"INDIANA",63,"42063",6,9669,1988,9999,"","","Y","Natural Gas, Distillate Fuel Oil","","","","","","","","","","","","","","",3.7,2.0543300185532067,2.0543300185532067,2.0543300185532067,2.0543300185532067,"","","","","","",""]
["Indiana University of Pennsylvania","10129_G_GEN4",10129,"G","GEN4","","Combustion Turbine","IC Engine","PJM_PENE","Pennsylvania",42,"INDIANA",63,"42063",6,9669,1988,9999,"","","Y","Natural Gas, Distillate Fuel Oil","","","","","","","","","","","","","","",3.7,2.0543300185532067,2.0543300185532067,2.0543300185532067,2.0543300185532067,"","","","","","",""]
["Northeast","1013_G_1",1013,"G","1","","Combustion Turbine","Combustion Turbine","MIS_INKY","Indiana",18,"Vanderburgh",163,"18163",10,24507,1963,9999,"","","N","Natural Gas","","","","","","","","","","","","","","",1.6,0.24798215769370738,0.24798215769370738,0.24798215769370738,0.24798215769370738,"","","","","","",""]
["Northeast","1013_G_2",1013,"G","2","","Combustion Turbine","Combustion Turbine","MIS_INKY","Indiana",18,"Vanderburgh",163,"18163",10,24638,1964,9999,"","","N","Natural Gas","","","","","","","","","","","","","","",1.6,0.24798215769370738,0.24798215769370738,0.24798215769370738,0.24798215769370738,"","","","","","",""]
["Deweys Mill","10137_G_GEN1",10137,"G","GEN1","","Hydro","","NENGREST","Vermont",50,"Windham",25,"50025",2.4,0,1989,9999,"","","N","Hydro","","","","","","","","","","","","","","","",0,0,0,0,"","","","","","",""]
["Deweys Mill","10137_G_GEN2",10137,"G","GEN2","","Hydro","","NENGREST","Vermont",50,"Windham",25,"50025",0.5,0,1989,9999,"","","N","Hydro","","","","","","","","","","","","","","","",0,0,0,0,"","","","","","",""]
["South Dry Creek Hydro","10138_G_1",10138,"G","1","","Hydro","","WECC_MT","Montana",30,"Carbon",9,"30009",2,0,1985,9999,"","","N","Hydro","","","","","","","","","","","","","","","",0,0,0,0,"","","","","","",""]
["Isabella Hydro Project","10139_G_GEN1",10139,"G","GEN1","","Hydro","","WECC_SCE","California",6,"Kern",29,"06029",5.9,0,1990,9999,"","","N","Hydro","","","","","","","","","","","","","","","",0,0,0,0,"","","","","","",""]
["Isabella Hydro Project","10139_G_GEN2",10139,"G","GEN2","","Hydro","","WECC_SCE","California",6,"Kern",29,"06029",5.9,0,1990,9999,"","","N","Hydro","","","","","","","","","","","","","","","",0,0,0,0,"","","","","","",""]
["Birch Creek Power","10140_G_GEN1",10140,"G","GEN1","","Hydro","","WECC_ID","Idaho",16,"Clark",33,"16033",2.6,0,1986,9999,"","","N","Hydro","","","","","","","","","","","","","","","",0,0,0,0,"","","","","","",""]
["Warrior Ridge Hydro","10152_G_L-1",10152,"G","L-1","","Hydro","","PJM_PENE","Pennsylvania",42,"Huntingdon",61,"42061",0.7,0,1985,9999,"","","N","Hydro","","","","","","","","","","","","","","","",0,0,0,0,"","","","","","",""]
["Warrior Ridge Hydro","10152_G_L-2",10152,"G","L-2","","Hydro","","PJM_PENE","Pennsylvania",42,"Huntingdon",61,"42061",0.7,0,1985,9999,"","","N","Hydro","","","","","","","","","","","","","","","",0,0,0,0,"","","","","","",""]
["Warrior Ridge Hydro","10152_G_L-4",10152,"G","L-4","","Hydro","","PJM_PENE","Pennsylvania",42,"Huntingdon",61,"42061",0.7,0,1985,9999,"","","N","Hydro","","","","","","","","","","","","","","","",0,0,0,0,"","","","","","",""]
["Warrior Ridge Hydro","10152_G_L-5",10152,"G","L-5","","Hydro","","PJM_PENE","Pennsylvania",42,"Huntingdon",61,"42061",0.7,0,1985,9999,"","","N","Hydro","","","","","","","","","","","","","","","",0,0,0,0,"","","","","","",""]
["Brasfield","10155_G_1",10155,"G","1","","Hydro","","PJM_Dom","Virginia",51,"Chesterfield",41,"51041",2.9,0,1993,9999,"","","N","Hydro","","","","","","","","","","","","","","","",0,0,0,0,"","","","","","",""]
["Fresno Cogen Partners","10156_G_GEN2",10156,"G","GEN2",89509,"Combined Cycle","","WEC_CALN","California",6,"Fresno",19,"06019",6,9105,1990,9999,"","","Y","Natural Gas","","","","","H2O","SCR","","","","","","","","","",0.010119095594992807,0.010119095594992807,0.010119095594992807,0.010119095594992807,"","","","","","",""]
["Fresno Cogen Partners","10156_G_GEN3",10156,"G","GEN3",89509,"Combined Cycle","","WEC_CALN","California",6,"Fresno",19,"06019",21.9,9105,2001,9999,"","","N","Natural Gas","","","","","H2O","SCR","","","","","","","","","",0.010119095594992807,0.010119095594992807,0.010119095594992807,0.010119095594992807,"","","","","","",""]
["Fresno Cogen Partners","10156_G_GEN4",10156,"G","GEN4",89509,"Combined Cycle","","WEC_CALN","California",6,"Fresno",19,"06019",45,9105,2004,9999,"","","Y","Natural Gas","","","","","H2O","SCR","","","","","","","","","",0.010119095594992807,0.010119095594992807,0.010119095594992807,0.010119095594992807,"","","","","","",""]
["Asbury Park Press","10157_G_ENG1",10157,"G","ENG1","","Combustion Turbine","IC Engine","PJM_EMAC","New Jersey",34,"Monmouth",25,"34025",0.7,8700,1987,9999,"","","Y","Natural Gas","","","","","","","","","","","","","","","",0.2192,0.2192,0.2192,0.2192,"","","","","","",""]
["Asbury Park Press","10157_G_ENG2",10157,"G","ENG2","","Combustion Turbine","IC Engine","PJM_EMAC","New Jersey",34,"Monmouth",25,"34025",0.7,8700,1987,9999,"","","Y","Natural Gas","","","","","","","","","","","","","","","",0.2232,0.2232,0.2232,0.2232,"","","","","","",""]
["Butler-Warner Generation Plant","1016_G_1",1016,"G","1",9622,"Combined Cycle","","S_VACA","North Carolina",37,"Cumberland",51,"37051",20,12165,1976,9999,"","","N","Natural Gas, Distillate Fuel Oil","","","","","H2O","","","","","","","","","","",0.14922650847032531,0.14922650847032531,0.14922650847032531,0.14922650847032531,"","","","","","",""]
["Butler-Warner Generation Plant","1016_G_2",1016,"G","2",9623,"Combined Cycle","","S_VACA","North Carolina",37,"Cumberland",51,"37051",20,12165,1976,9999,"","","N","Natural Gas, Distillate Fuel Oil","","","","","H2O","","","","","","","","","","",0.14922650847032531,0.14922650847032531,0.14922650847032531,0.14922650847032531,"","","","","","",""]
["Butler-Warner Generation Plant","1016_G_3",1016,"G","3",9624,"Combined Cycle","","S_VACA","North Carolina",37,"Cumberland",51,"37051",20,12165,1976,9999,"","","N","Natural Gas, Distillate Fuel Oil","","","","","H2O","","","","","","","","","","",0.14922650847032531,0.14922650847032531,0.14922650847032531,0.14922650847032531,"","","","","","",""]
["Butler-Warner Generation Plant","1016_G_4",1016,"G","4",9625,"Combustion Turbine","Combustion Turbine","S_VACA","North Carolina",37,"Cumberland",51,"37051",20,25000,1976,9999,"","","N","Natural Gas, Distillate Fuel Oil","","","","","H2O","","","","","","","","","",2.3000000000000003,0.28305400661256386,0.28305400661256386,0.28305400661256386,0.28305400661256386,"","","","","","",""]
["Butler-Warner Generation Plant","1016_G_5",1016,"G","5",9626,"Combustion Turbine","Combustion Turbine","S_VACA","North Carolina",37,"Cumberland",51,"37051",20,25000,1977,9999,"","","N","Natural Gas, Distillate Fuel Oil","","","","","H2O","","","","","","","","","",2.3000000000000003,0.2830945997043759,0.2830945997043759,0.2830945997043759,0.2830945997043759,"","","","","","",""]
["Butler-Warner Generation Plant","1016_G_6",1016,"G","6",9627,"Combined Cycle","","S_VACA","North Carolina",37,"Cumberland",51,"37051",20,12165,1978,9999,"","","N","Natural Gas, Distillate Fuel Oil","","","","","H2O","","","","","","","","","","",0.14922650847032531,0.14922650847032531,0.14922650847032531,0.14922650847032531,"","","","","","",""]
["Butler-Warner Generation Plant","1016_G_7",1016,"G","7",9628,"Combined Cycle","","S_VACA","North Carolina",37,"Cumberland",51,"37051",20,12165,1979,9999,"","","N","Natural Gas, Distillate Fuel Oil","","","","","H2O","","","","","","","","","","",0.14922650847032531,0.14922650847032531,0.14922650847032531,0.14922650847032531,"","","","","","",""]
["Butler-Warner Generation Plant","1016_G_8",1016,"G","8",88321,"Combined Cycle","","S_VACA","North Carolina",37,"Cumberland",51,"37051",20,12165,1980,9999,"","","N","Natural Gas, Distillate Fuel Oil","","","","","H2O","","","","","","","","","","",0.14922650847032531,0.14922650847032531,0.14922650847032531,0.14922650847032531,"","","","","","",""]
["Butler-Warner Generation Plant","1016_G_9",1016,"G","9",9622,"Combined Cycle","","S_VACA","North Carolina",37,"Cumberland",51,"37051",65,12165,1988,9999,"","","N","Natural Gas, Distillate Fuel Oil","","","","","H2O","","","","","","","","","","",0.14922650847032531,0.14922650847032531,0.14922650847032531,0.14922650847032531,"","","","","","",""]
["Whitewater Hydro Plant","10162_G_WWHI",10162,"G","WWHI","","Hydro","","WECC_SCE","California",6,"Riverside",65,"06065",1.3,0,1986,9999,"","","N","Hydro","","","","","","","","","","","","","","","",0,0,0,0,"","","","","","",""]
["Cardinal Cogen","10168_G_GTG1",10168,"G","GTG1","","Combined Cycle","","WEC_CALN","California",6,"Santa Clara",85,"06085",32,9714,1987,9999,"","","Y","Natural Gas","","","","","","","","","","","","","","","",0.25592513171924164,0.25592513171924164,0.25592513171924164,0.25592513171924164,"","","","","","",""]
["Cardinal Cogen","10168_G_STG1",10168,"G","STG1","","Combined Cycle","","WEC_CALN","California",6,"Santa Clara",85,"06085",9.4,9714,1988,9999,"","","Y","Natural Gas","","","","","","","","","","","","","","","",0.25592513171924164,0.25592513171924164,0.25592513171924164,0.25592513171924164,"","","","","","",""]
["Carson Cogeneration","10169_G_GEN1",10169,"G","GEN1",89366,"Combined Cycle","","WECC_SCE","California",6,"Los Angeles",37,"06037",41,8647,1989,9999,"","","Y","Natural Gas","","","","","H2O","SCR","","","","","","","","","",0.008939715915745694,0.008939715915745694,0.008939715915745694,0.008939715915745694,"","","","","","",""]
["Carson Cogeneration","10169_G_GEN2",10169,"G","GEN2",89366,"Combined Cycle","","WECC_SCE","California",6,"Los Angeles",37,"06037",8,8647,1990,9999,"","","Y","Natural Gas","","","","","H2O","SCR","","","","","","","","","",0.008939715915745694,0.008939715915745694,0.008939715915745694,0.008939715915745694,"","","","","","",""]
["Cherokee Falls","10173_G_T-1",10173,"G","T-1","","Hydro","","S_VACA","South Carolina",45,"CHEROKEE",21,"45021",1,0,1985,9999,"","","N","Hydro","","","","","","","","","","","","","","","",0,0,0,0,"","","","","","",""]
["Childrens Hospital","10175_G_0799",10175,"G","0799","","Combustion Turbine","IC Engine","WEC_SDGE","California",6,"San Diego",73,"06073",2,13216,2000,9999,"","","N","Distillate Fuel Oil","","","","","","","","","","","","","","","",2.3354529520972003,2.3354529520972003,2.3354529520972003,2.3354529520972003,"","","","","","",""]
["Childrens Hospital","10175_G_1711",10175,"G","1711","","Combustion Turbine","Combustion Turbine","WEC_SDGE","California",6,"San Diego",73,"06073",3.5,12363,2004,9999,"","","Y","Natural Gas","","","","","","","","","","","","","","","",0.18366846931454198,0.18366846931454198,0.18366846931454198,0.18366846931454198,"","","","","","",""]
["Childrens Hospital","10175_G_5083",10175,"G","5083","","Combustion Turbine","IC Engine","WEC_SDGE","California",6,"San Diego",73,"06073",1.5,13216,2010,9999,"","","N","Distillate Fuel Oil","","","","","","","","","","","","","","","",2.3354529520972003,2.3354529520972003,2.3354529520972003,2.3354529520972003,"","","","","","",""]
["Childrens Hospital","10175_G_5084",10175,"G","5084","","Combustion Turbine","IC Engine","WEC_SDGE","California",6,"San Diego",73,"06073",1.5,13216,2010,9999,"","","N","Distillate Fuel Oil","","","","","","","","","","","","","","","",2.3354529520972003,2.3354529520972003,2.3354529520972003,2.3354529520972003,"","","","","","",""]
["Childrens Hospital","10175_G_5085",10175,"G","5085","","Combustion Turbine","IC Engine","WEC_SDGE","California",6,"San Diego",73,"06073",1.5,13216,2010,9999,"","","N","Distillate Fuel Oil","","","","","","","","","","","","","","","",2.3354529520972003,2.3354529520972003,2.3354529520972003,2.3354529520972003,"","","","","","",""]
["M Street Jet","10176_G_NO.6",10176,"G","NO.6",3530,"Combustion Turbine","Combustion Turbine","NENGREST","Massachusetts",25,"Suffolk",25,"25025",50,14096,1979,9999,"","","N","Distillate Fuel Oil","","","","","H2O","","","","","","","","","",1.2,0.1874605958111097,0.1874605958111097,0.1874605958111097,0.1874605958111097,"","","","","","",""]
["Metro Wastewater Reclamation District","10180_G_1",10180,"G","1","","Non-Fossil Waste","","WECC_CO","Colorado",8,"Denver",31,"08031",1.2,6205,1985,9999,"","","Y","Non-Fossil Waste","","","","","","","","","","","","","","","",0,0,0,0,"","","","","","",""]
["Metro Wastewater Reclamation District","10180_G_2",10180,"G","2","","Non-Fossil Waste","","WECC_CO","Colorado",8,"Denver",31,"08031",1.2,6205,1985,9999,"","","Y","Non-Fossil Waste","","","","","","","","","","","","","","","",0,0,0,0,"","","","","","",""]
["Metro Wastewater Reclamation District","10180_G_3",10180,"G","3","","Non-Fossil Waste","","WECC_CO","Colorado",8,"Denver",31,"08031",1.2,6205,1985,9999,"","","Y","Non-Fossil Waste","","","","","","","","","","","","","","","",0,0,0,0,"","","","","","",""]
["Metro Wastewater Reclamation District","10180_G_4",10180,"G","4","","Non-Fossil Waste","","WECC_CO","Colorado",8,"Denver",31,"08031",1.2,6205,1985,9999,"","","Y","Non-Fossil Waste","","","","","","","","","","","","","","","",0,0,0,0,"","","","","","",""]
["Metro Wastewater Reclamation District","10180_G_5",10180,"G","5","","Non-Fossil Waste","","WECC_CO","Colorado",8,"Denver",31,"08031",2.5,6205,2000,9999,"","","Y","Non-Fossil Waste","","","","","","","","","","","","","","","",0,0,0,0,"","","","","","",""]
["Metro Wastewater Reclamation District","10180_G_6",10180,"G","6","","Non-Fossil Waste","","WECC_CO","Colorado",8,"Denver",31,"08031",2.5,6205,2000,9999,"","","Y","Non-Fossil Waste","","","","","","","","","","","","","","","",0,0,0,0,"","","","","","",""]
["Mine Falls Generating Station","10183_G_GEN1",10183,"G","GEN1","","Hydro","","NENGREST","New Hampshire",33,"Hillsborough",11,"33011",0.6,0,1985,9999,"","","N","Hydro","","","","","","","","","","","","","","","",0,0,0,0,"","","","","","",""]
["Mine Falls Generating Station","10183_G_GEN2",10183,"G","GEN2","","Hydro","","NENGREST","New Hampshire",33,"Hillsborough",11,"33011",0.6,0,1985,9999,"","","N","Hydro","","","","","","","","","","","","","","","",0,0,0,0,"","","","","","",""]
["Central Utility Plant","10184_G_EG1",10184,"G","EG1","","Combustion Turbine","IC Engine","ERC_REST","Texas",48,"Travis",453,"48453",2,11680,1988,9999,"","","Y","Natural Gas, Distillate Fuel Oil","","","","","","","","","","","","","","",3,2.0543300185532067,2.0543300185532067,2.0543300185532067,2.0543300185532067,"","","","","","",""]
["Central Utility Plant","10184_G_EG2",10184,"G","EG2","","Combustion Turbine","IC Engine","ERC_REST","Texas",48,"Travis",453,"48453",3.6,11680,1988,9999,"","","Y","Natural Gas, Distillate Fuel Oil","","","","","","","","","","","","","","",3,2.0543300185532067,2.0543300185532067,2.0543300185532067,2.0543300185532067,"","","","","","",""]
["Central Utility Plant","10184_G_TG1",10184,"G","TG1","","O/G Steam","","ERC_REST","Texas",48,"Travis",453,"48453",2.1,11675,1988,9999,"","","Y","Natural Gas, Distillate Fuel Oil","","","","","","","","","","","","","","",3,0.21659818900266276,0.21659818900266276,0.21659818900266276,0.21659818900266276,"","","","","","",""]
["Castleton Energy Center","10190_G_GEN1",10190,"G","GEN1",3532,"Combined Cycle","","NY_Z_F","New York",36,"Rensselaer",83,"36083",43,8603,1992,9999,"","","N","Natural Gas, Distillate Fuel Oil","","","","","STM","","","","","","","","","","",0.08612378959888092,0.08612378959888092,0.08612378959888092,0.08612378959888092,"","","","","","",""]
["Castleton Energy Center","10190_G_GEN2",10190,"G","GEN2",3532,"Combined Cycle","","NY_Z_F","New York",36,"Rensselaer",83,"36083",25,8603,1992,9999,"","","N","Natural Gas, Distillate Fuel Oil","","","","","STM","","","","","","","","","","",0.08612378959888092,0.08612378959888092,0.08612378959888092,0.08612378959888092,"","","","","","",""]
["Tehachapi Wind Resource I","10191_G_EXIS",10191,"G","EXIS","","Wind","","WECC_SCE","California",6,"Kern",29,"06029",8.7,0,1984,9999,"","","N","Wind","","","","","","","","","","","","","","","",0,0,0,0,"","","","","","",""]
["Moose River","10196_G_GEN1",10196,"G","GEN1","","Hydro","","NY_Z_C&E","New York",36,"Lewis",49,"36049",12.2,0,1987,9999,"","","N","Hydro","","","","","","","","","","","","","","","",0,0,0,0,"","","","","","",""]
["Philadlephia","10197_G_GEN1",10197,"G","GEN1","","Hydro","","NY_Z_C&E","New York",36,"Jefferson",45,"36045",3.3,0,1986,9999,"","","N","Hydro","","","","","","","","","","","","","","","",0,0,0,0,"","","","","","",""]
["IMC Phosphates Company Uncle Sam","10198_G_GEN1",10198,"G","GEN1","","Non-Fossil Waste","","S_D_AMSO","Louisiana",22,"St. James",93,"22093",10.2,9716,1968,9999,"","","Y","Non-Fossil Waste","","","","","","","","","","","","","","","",0,0,0,0,"","","","","","",""]
["IMC Phosphates Company Uncle Sam","10198_G_GEN2",10198,"G","GEN2","","Non-Fossil Waste","","S_D_AMSO","Louisiana",22,"St. James",93,"22093",10.2,9716,1968,9999,"","","Y","Non-Fossil Waste","","","","","","","","","","","","","","","",0,0,0,0,"","","","","","",""]
["West Ford Flat Power Plant","10199_G_WFF1",10199,"G","WFF1","","Geothermal","","WEC_CALN","California",6,"Lake",33,"06033",15,9760,1988,9999,"","","N","Geothermal","","","","","","","","","","","","","","","",0,0,0,0,0.3713,0.3713,0.3713,"","","",""]
["West Ford Flat Power Plant","10199_G_WFF2",10199,"G","WFF2","","Geothermal","","WEC_CALN","California",6,"Lake",33,"06033",15,9760,1988,9999,"","","N","Geothermal","","","","","","","","","","","","","","","",0,0,0,0,0.3713,0.3713,0.3713,"","","",""]
["Manti Lower","1020_G_2",1020,"G","2","","Hydro","","WECC_UT","Utah",49,"Sanpete",39,"49039",0.5,0,1989,9999,"","","N","Hydro","","","","","","","","","","","","","","","",0,0,0,0,"","","","","","",""]
["Manti Lower","1020_G_HC1",1020,"G","HC1","","Hydro","","WECC_UT","Utah",49,"Sanpete",39,"49039",0.5,0,1989,9999,"","","N","Hydro","","","","","","","","","","","","","","","",0,0,0,0,"","","","","","",""]
["Mosaic Co Tampa Facility","10204_G_GEN1",10204,"G","GEN1","","Non-Fossil Waste","","FRCC","Florida",12,"Hillsborough",57,"12057",34,9716,1988,9999,"","","Y","Non-Fossil Waste","","","","","","","","","","","","","","","",0,0,0,0,"","","","","","",""]
["Mosaic Co Tampa Facility","10204_G_GEN3",10204,"G","GEN3","","Non-Fossil Waste","","FRCC","Florida",12,"Hillsborough",57,"12057",42,9716,1999,9999,"","","Y","Non-Fossil Waste","","","","","","","","","","","","","","","",0,0,0,0,"","","","","","",""]
["Lower Saranac Hydroelectric Facility","10214_G_GEN1",10214,"G","GEN1","","Hydro","","NY_Z_D","New York",36,"Clinton",19,"36019",3,0,1990,9999,"","","N","Hydro","","","","","","","","","","","","","","","",0,0,0,0,"","","","","","",""]
["Lower Saranac Hydroelectric Facility","10214_G_GEN2",10214,"G","GEN2","","Hydro","","NY_Z_D","New York",36,"Clinton",19,"36019",3,0,1990,9999,"","","N","Hydro","","","","","","","","","","","","","","","",0,0,0,0,"","","","","","",""]
["Lower Saranac Hydroelectric Facility","10214_G_GEN3",10214,"G","GEN3","","Hydro","","NY_Z_D","New York",36,"Clinton",19,"36019",0.3,0,1990,9999,"","","N","Hydro","","","","","","","","","","","","","","","",0,0,0,0,"","","","","","",""]
["Snowbird Power Plant","10215_G_1367",10215,"G","1367","","Combustion Turbine","IC Engine","WECC_UT","Utah",49,"Salt Lake",35,"49035",0.6,8700,1986,9999,"","","Y","Natural Gas","","","","","","","","","","","","","","",0.85,2.0543300185532067,2.0543300185532067,2.0543300185532067,2.0543300185532067,"","","","","","",""]
["Snowbird Power Plant","10215_G_1391",10215,"G","1391","","Combustion Turbine","IC Engine","WECC_UT","Utah",49,"Salt Lake",35,"49035",0.6,8700,1986,9999,"","","Y","Natural Gas","","","","","","","","","","","","","","",0.85,2.0543300185532067,2.0543300185532067,2.0543300185532067,2.0543300185532067,"","","","","","",""]
["Snowbird Power Plant","10215_G_1392",10215,"G","1392","","Combustion Turbine","IC Engine","WECC_UT","Utah",49,"Salt Lake",35,"49035",0.6,8700,1986,9999,"","","Y","Natural Gas","","","","","","","","","","","","","","",0.85,2.0543300185532067,2.0543300185532067,2.0543300185532067,2.0543300185532067,"","","","","","",""]
["Warrensburg Hydroelectric","10218_G_HY1",10218,"G","HY1","","Hydro","","NY_Z_F","New York",36,"Warren",113,"36113",0.5,0,1988,9999,"","","N","Hydro","","","","","","","","","","","","","","","",0,0,0,0,"","","","","","",""]
["Middle Falls Hydro","10219_G_HY1",10219,"G","HY1","","Hydro","","NY_Z_F","New York",36,"Washington",115,"36115",0.4,0,1989,9999,"","","N","Hydro","","","","","","","","","","","","","","","",0,0,0,0,"","","","","","",""]
["Middle Falls Hydro","10219_G_HY2",10219,"G","HY2","","Hydro","","NY_Z_F","New York",36,"Washington",115,"36115",0.4,0,1989,9999,"","","N","Hydro","","","","","","","","","","","","","","","",0,0,0,0,"","","","","","",""]
["Sissonville Hydro","10220_G_HY1",10220,"G","HY1","","Hydro","","NY_Z_C&E","New York",36,"St. Lawrence",89,"36089",1.2,0,1990,9999,"","","N","Hydro","","","","","","","","","","","","","","","",0,0,0,0,"","","","","","",""]
["New York State Dam Hydro","10221_G_GEN1",10221,"G","GEN1","","Hydro","","NY_Z_F","New York",36,"Saratoga",91,"36091",1.4,0,1990,9999,"","","N","Hydro","","","","","","","","","","","","","","","",0,0,0,0,"","","","","","",""]
["New York State Dam Hydro","10221_G_GEN2",10221,"G","GEN2","","Hydro","","NY_Z_F","New York",36,"Saratoga",91,"36091",1.4,0,1990,9999,"","","N","Hydro","","","","","","","","","","","","","","","",0,0,0,0,"","","","","","",""]
["Tulare Success Power Project","10222_G_SPP1",10222,"G","SPP1","","Hydro","","WECC_SCE","California",6,"TULARE",107,"06107",1.4,0,1989,9999,"","","N","Hydro","","","","","","","","","","","","","","","",0,0,0,0,"","","","","","",""]
["Diana Hydroelectric","10237_G_GEN1",10237,"G","GEN1","","Hydro","","NY_Z_C&E","New York",36,"Lewis",49,"36049",1.7,0,1985,9999,"","","N","Hydro","","","","","","","","","","","","","","","",0,0,0,0,"","","","","","",""]
["Dolgeville Hydro","10238_G_GEN1",10238,"G","GEN1","","Hydro","","NY_Z_C&E","New York",36,"HERKIMER",43,"36043",5,0,1985,9999,"","","N","Hydro","","","","","","","","","","","","","","","",0,0,0,0,"","","","","","",""]
["Crawfordsville","1024_G_D1",1024,"G","D1","","Combustion Turbine","IC Engine","MIS_INKY","Indiana",18,"Montgomery",107,"18107",0.9,12774,1994,9999,"","","N","Distillate Fuel Oil","","","","","","","","","","","","","","",1.6,2.3354529520972003,2.3354529520972003,2.3354529520972003,2.3354529520972003,"","","","","","",""]
["Celanese Engineering Resin","10243_G_GEN5",10243,"G","GEN5","","Combustion Turbine","Combustion Turbine","ERC_REST","Texas",48,"Nueces",355,"48355",32,8700,1989,9999,"","","Y","Natural Gas","","","","","","","","","","","","","","","",0.4777602100541084,0.4777602100541084,0.4777602100541084,0.4777602100541084,"","","","","","",""]
["Bay Resource Management Center","10250_G_GEN1",10250,"G","GEN1","","Municipal Solid Waste","","S_SOU","Florida",12,"Bay",5,"12005",10,39431,1987,9999,"","","N","MSW","","",98.5,98.5,"","","","","","","","","","","",0.161692308,0.161692308,0.161692308,0.161692308,0.08,0.08,0.08,"","","",""]
["Haypress","10253_G_LGEN",10253,"G","LGEN","","Hydro","","WEC_CALN","California",6,"Sierra",91,"06091",5,0,1989,9999,"","","N","Hydro","","","","","","","","","","","","","","","",0,0,0,0,"","","","","","",""]
["Haypress","10253_G_UGEN",10253,"G","UGEN","","Hydro","","WEC_CALN","California",6,"Sierra",91,"06091",5,0,1988,9999,"","","N","Hydro","","","","","","","","","","","","","","","",0,0,0,0,"","","","","","",""]
["Bangor Pacific Hydro","10255_G_GEN1",10255,"G","GEN1","","Hydro","","NENG_ME","Maine",23,"Penobscot",19,"23019",4.4,0,1988,9999,"","","N","Hydro","","","","","","","","","","","","","","","",0,0,0,0,"","","","","","",""]
["Bangor Pacific Hydro","10255_G_GEN2",10255,"G","GEN2","","Hydro","","NENG_ME","Maine",23,"Penobscot",19,"23019",5.1,0,1988,9999,"","","N","Hydro","","","","","","","","","","","","","","","",0,0,0,0,"","","","","","",""]
["Haw River Hydro","10258_G_1",10258,"G","1","","Hydro","","S_VACA","North Carolina",37,"ALAMANCE",1,"37001",1,0,1981,9999,"","","N","Hydro","","","","","","","","","","","","","","","",0,0,0,0,"","","","","","",""]
["Haw River Hydro","10258_G_2",10258,"G","2","","Hydro","","S_VACA","North Carolina",37,"ALAMANCE",1,"37001",0.5,0,1982,9999,"","","N","Hydro","","","","","","","","","","","","","","","",0,0,0,0,"","","","","","",""]
["Clement Dam Hydro LLC","10276_G_0049",10276,"G","0049","","Hydro","","NENGREST","New Hampshire",33,"Belknap",1,"33001",0.7,0,1984,9999,"","","N","Hydro","","","","","","","","","","","","","","","",0,0,0,0,"","","","","","",""]
["Kansas River Project","10279_G_1",10279,"G","1","","Hydro","","SPP_N","Kansas",20,"Douglas",45,"20045",0.3,0,1920,9999,"","","N","Hydro","","","","","","","","","","","","","","","",0,0,0,0,"","","","","","",""]
["Kansas River Project","10279_G_2",10279,"G","2","","Hydro","","SPP_N","Kansas",20,"Douglas",45,"20045",0.4,0,1922,9999,"","","N","Hydro","","","","","","","","","","","","","","","",0,0,0,0,"","","","","","",""]
["Kansas River Project","10279_G_3",10279,"G","3","","Hydro","","SPP_N","Kansas",20,"Douglas",45,"20045",0.3,0,1922,9999,"","","N","Hydro","","","","","","","","","","","","","","","",0,0,0,0,"","","","","","",""]
["Kansas River Project","10279_G_4",10279,"G","4","","Hydro","","SPP_N","Kansas",20,"Douglas",45,"20045",0.4,0,1922,9999,"","","N","Hydro","","","","","","","","","","","","","","","",0,0,0,0,"","","","","","",""]
["Kansas River Project","10279_G_5",10279,"G","5","","Hydro","","SPP_N","Kansas",20,"Douglas",45,"20045",0.4,0,1922,9999,"","","N","Hydro","","","","","","","","","","","","","","","",0,0,0,0,"","","","","","",""]
["Kansas River Project","10279_G_6",10279,"G","6","","Hydro","","SPP_N","Kansas",20,"Douglas",45,"20045",0.4,0,1925,9999,"","","N","Hydro","","","","","","","","","","","","","","","",0,0,0,0,"","","","","","",""]
["Kansas River Project","10279_G_7",10279,"G","7","","Hydro","","SPP_N","Kansas",20,"Douglas",45,"20045",0.4,0,1925,9999,"","","N","Hydro","","","","","","","","","","","","","","","",0,0,0,0,"","","","","","",""]
["Big Creek Water Works","10282_G_BCHY",10282,"G","BCHY","","Hydro","","WEC_CALN","California",6,"Trinity",105,"06105",4.8,0,1987,9999,"","","N","Hydro","","","","","","","","","","","","","","","",0,0,0,0,"","","","","","",""]
["Townsend Hydro","10285_G_GEN1",10285,"G","GEN1","","Hydro","","PJM_West","Pennsylvania",42,"Beaver",7,"42007",1,0,1987,9999,"","","N","Hydro","","","","","","","","","","","","","","","",0,0,0,0,"","","","","","",""]
["Townsend Hydro","10285_G_GEN2",10285,"G","GEN2","","Hydro","","PJM_West","Pennsylvania",42,"Beaver",7,"42007",1,0,1987,9999,"","","N","Hydro","","","","","","","","","","","","","","","",0,0,0,0,"","","","","","",""]
["Beowawe Power","10287_G_GEN1",10287,"G","GEN1","","Geothermal","","WECC_NNV","Nevada",32,"EUREKA",11,"32011",12.8,9760,1985,9999,"","","N","Geothermal","","","","","","","","","","","","","","","",0,0,0,0,0.4563,0.4563,0.4563,"","","",""]
["Big Valley Power LLC","10288_G_IS27",10288,"G","IS27","","Biomass","","WEC_CALN","California",6,"Lassen",35,"06035",8.7,17283,1983,9999,"","","N","Biomass","","","","","","","","","","","","","","","",0.22926295483445053,0.22926295483445053,0.22926295483445053,0.22926295483445053,"","","","","","",""]
["King City Power Plant","10294_G_GTG",10294,"G","GTG",8434,"Combined Cycle","","WEC_CALN","California",6,"MONTEREY",53,"06053",73,8470,1989,9999,"","","Y","Natural Gas","","","","","DLNB + H2O + NH3","SCR","","","","","","","","","",0.016663344034248656,0.016663344034248656,0.016663344034248656,0.016663344034248656,"","","","","","",""]
["King City Power Plant","10294_G_STG",10294,"G","STG",8434,"Combined Cycle","","WEC_CALN","California",6,"MONTEREY",53,"06053",38,8470,1989,9999,"","","Y","Natural Gas","","","","","DLNB + H2O + NH3","SCR","","","","","","","","","",0.016663344034248656,0.016663344034248656,0.016663344034248656,0.016663344034248656,"","","","","","",""]
["South Forks Hydro","10296_G_GEN1",10296,"G","GEN1","","Hydro","","WECC_ID","Idaho",16,"Twin Falls",83,"16083",4,0,1984,9999,"","","N","Hydro","","","","","","","","","","","","","","","",0,0,0,0,"","","","","","",""]
["South Forks Hydro","10296_G_GEN2",10296,"G","GEN2","","Hydro","","WECC_ID","Idaho",16,"Twin Falls",83,"16083",4,0,1984,9999,"","","N","Hydro","","","","","","","","","","","","","","","",0,0,0,0,"","","","","","",""]
["Bayou Cogen Plant","10298_G_GEN1",10298,"G","GEN1",88563,"Combustion Turbine","Combustion Turbine","ERC_REST","Texas",48,"Harris",201,"48201",65,8700,1984,9999,"","","Y","Natural Gas","","","","","DLNB","","","","","","","","","",3,0.30500820929264394,0.30500820929264394,0.30500820929264394,0.30500820929264394,"","","","","","",""]
["Bayou Cogen Plant","10298_G_GEN2",10298,"G","GEN2",88564,"Combustion Turbine","Combustion Turbine","ERC_REST","Texas",48,"Harris",201,"48201",65,8700,1984,9999,"","","Y","Natural Gas","","","","","DLNB","","","","","","","","","",3,0.029601177052727374,0.029601177052727374,0.029601177052727374,0.029601177052727374,"","","","","","",""]
["Bayou Cogen Plant","10298_G_GEN3",10298,"G","GEN3",88565,"Combustion Turbine","Combustion Turbine","ERC_REST","Texas",48,"Harris",201,"48201",65,8700,1985,9999,"","","Y","Natural Gas","","","","","DLNB","","","","","","","","","",3,0.027577926993703098,0.027577926993703098,0.027577926993703098,0.027577926993703098,"","","","","","",""]
["Bayou Cogen Plant","10298_G_GEN4",10298,"G","GEN4",88566,"Combustion Turbine","Combustion Turbine","ERC_REST","Texas",48,"Harris",201,"48201",65,8700,1985,9999,"","","Y","Natural Gas","","","","","DLNB","","","","","","","","","",3,0.026651002023350297,0.026651002023350297,0.026651002023350297,0.026651002023350297,"","","","","","",""]
["Dutchess Cnty Resource Recovery Facility","10305_G_GEN1",10305,"G","GEN1","","Municipal Solid Waste","","NY_Z_G-I","New York",36,"DUTCHESS",27,"36027",7.2,29119,1987,9999,"","","N","MSW","","","","","","","","","","","","","","","",0.161692308,0.161692308,0.161692308,0.161692308,0.08,0.08,0.08,"","","",""]
["Bellingham Cogeneration Facility","10307_G_CT1",10307,"G","CT1",3537,"Combined Cycle","","NENGREST","Massachusetts",25,"Norfolk",21,"25021",102,7870,1991,9999,"","","Y","Natural Gas, Distillate Fuel Oil","","","","","STM","","","","","","","","","","",0.09776231948505143,0.09776231948505143,0.09776231948505143,0.09776231948505143,"","","","","","",""]
["Bellingham Cogeneration Facility","10307_G_CT2",10307,"G","CT2",3538,"Combined Cycle","","NENGREST","Massachusetts",25,"Norfolk",21,"25021",102,7870,1991,9999,"","","Y","Natural Gas, Distillate Fuel Oil","","","","","STM","","","","","","","","","","",0.09776231948505143,0.09776231948505143,0.09776231948505143,0.09776231948505143,"","","","","","",""]
["Bellingham Cogeneration Facility","10307_G_ST1",10307,"G","ST1",3537,"Combined Cycle","","NENGREST","Massachusetts",25,"Norfolk",21,"25021",60,7870,1991,9999,"","","Y","Natural Gas","","","","","STM","","","","","","","","","","",0.09776231948505143,0.09776231948505143,0.09776231948505143,0.09776231948505143,"","","","","","",""]
["Sayreville Cogeneration Facility","10308_G_CT1",10308,"G","CT1",3539,"Combined Cycle","","PJM_EMAC","New Jersey",34,"Middlesex",23,"34023",98,8491,1991,9999,"","","N","Natural Gas","","","","","STM","","","","","","","","","","",0.0872984242434203,0.0872984242434203,0.0872984242434203,0.0872984242434203,"","","","","","",""]
["Sayreville Cogeneration Facility","10308_G_CT2",10308,"G","CT2",3540,"Combined Cycle","","PJM_EMAC","New Jersey",34,"Middlesex",23,"34023",98,8491,1991,9999,"","","N","Natural Gas","","","","","STM","","","","","","","","","","",0.0872984242434203,0.0872984242434203,0.0872984242434203,0.0872984242434203,"","","","","","",""]
["Sayreville Cogeneration Facility","10308_G_ST1",10308,"G","ST1",3539,"Combined Cycle","","PJM_EMAC","New Jersey",34,"Middlesex",23,"34023",75,8491,1991,9999,"","","N","Natural Gas","","","","","STM","","","","","","","","","","",0.0872984242434203,0.0872984242434203,0.0872984242434203,0.0872984242434203,"","","","","","",""]
["Logansport","1032_G_6",1032,"G","6","","Combustion Turbine","Combustion Turbine","MIS_INKY","Indiana",18,"Cass",17,"18017",15,10745,1969,9999,"","","N","Natural Gas","","","","","","","","","","","","","","",1.6,0.24798215769370738,0.24798215769370738,0.24798215769370738,0.24798215769370738,"","","","","","",""]
["Copper Dam Plant","10323_G_GEN1",10323,"G","GEN1","","Hydro","","WECC_PNW","Oregon",41,"Hood River",27,"41027",1,0,1986,9999,"","","N","Hydro","","","","","","","","","","","","","","","",0,0,0,0,"","","","","","",""]
["Copper Dam Plant","10323_G_GEN2",10323,"G","GEN2","","Hydro","","WECC_PNW","Oregon",41,"Hood River",27,"41027",0.5,0,1986,9999,"","","N","Hydro","","","","","","","","","","","","","","","",0,0,0,0,"","","","","","",""]
["Peters Drive Plant","10324_G_GEN3",10324,"G","GEN3","","Hydro","","WECC_PNW","Oregon",41,"Hood River",27,"41027",0.3,0,1987,9999,"","","N","Hydro","","","","","","","","","","","","","","","",0,0,0,0,"","","","","","",""]
["Mink Creek Hydro","10325_G_GEN1",10325,"G","GEN1","","Hydro","","WECC_ID","Idaho",16,"Franklin",41,"16041",2,0,1986,9999,"","","N","Hydro","","","","","","","","","","","","","","","",0,0,0,0,"","","","","","",""]
["T B Simon Power Plant","10328_G_GEN6",10328,"G","GEN6","","Combustion Turbine","Combustion Turbine","MIS_LMI","Michigan",26,"Ingham",65,"26065",12.6,12724,2006,9999,"","","N","Natural Gas","","","","","","","","","","","","","","","",0.18366846931454198,0.18366846931454198,0.18366846931454198,0.18366846931454198,"","","","","","",""]
["Foster Wheeler Martinez","10342_G_TG1",10342,"G","TG1","","Combined Cycle","","WEC_CALN","California",6,"Contra Costa",13,"06013",35,8265,1987,9999,"","","Y","Natural Gas","","","","","","","","","","","","","","","",0.25592513171924164,0.25592513171924164,0.25592513171924164,0.25592513171924164,"","","","","","",""]
["Foster Wheeler Martinez","10342_G_TG2",10342,"G","TG2","","Combined Cycle","","WEC_CALN","California",6,"Contra Costa",13,"06013",35,8265,1987,9999,"","","Y","Natural Gas","","","","","","","","","","","","","","","",0.25592513171924164,0.25592513171924164,0.25592513171924164,0.25592513171924164,"","","","","","",""]
["Foster Wheeler Martinez","10342_G_TG3",10342,"G","TG3","","Combined Cycle","","WEC_CALN","California",6,"Contra Costa",13,"06013",34,8265,1987,9999,"","","Y","Natural Gas","","","","","","","","","","","","","","","",0.25592513171924164,0.25592513171924164,0.25592513171924164,0.25592513171924164,"","","","","","",""]
["TMC LLC","10347_G_GEN1",10347,"G","GEN1","","Biomass","","FRCC","Florida",12,"Jefferson",65,"12065",7.5,38971,1990,9999,"","","N","Biomass","","","","","","","","","","","","","","","",0.22926295483445053,0.22926295483445053,0.22926295483445053,0.22926295483445053,"","","","","","",""]
["Greenleaf 2 Power Plant","10349_G_GEN1",10349,"G","GEN1",8436,"Combustion Turbine","Combustion Turbine","WEC_CALN","California",6,"Sutter",101,"06101",50,8700,1989,9999,"","","Y","Natural Gas","","","","","H2O","SCR","","","","","","","","",0.74,0.029088913384158022,0.029088913384158022,0.029088913384158022,0.029088913384158022,"","","","","","",""]
["Greenleaf 1 Power Plant","10350_G_GEN1",10350,"G","GEN1",90712,"Combined Cycle","","WEC_CALN","California",6,"Sutter",101,"06101",42,6202,1989,9999,"","","Y","Natural Gas","","","","","DLNB + STM","","","","","","","","","","",0.12846077437889492,0.12846077437889492,0.12846077437889492,0.12846077437889492,"","","","","","",""]
["Greenleaf 1 Power Plant","10350_G_GEN2",10350,"G","GEN2",90712,"Combined Cycle","","WEC_CALN","California",6,"Sutter",101,"06101",8,6202,1989,9999,"","","Y","Natural Gas","","","","","DLNB + STM","","","","","","","","","","",0.12846077437889492,0.12846077437889492,0.12846077437889492,0.12846077437889492,"","","","","","",""]
["Peru","1037_G_D1",1037,"G","D1","","Combustion Turbine","IC Engine","MIS_INKY","Indiana",18,"Miami",103,"18103",1.8,25000,2002,9999,"","","N","Distillate Fuel Oil","","","","","","","","","","","","","","",1.6,2.3354529520972003,2.3354529520972003,2.3354529520972003,2.3354529520972003,"","","","","","",""]
["Rensselaer City Light Plant","1038_G_10",1038,"G","10","","Combustion Turbine","IC Engine","MIS_INKY","Indiana",18,"JASPER",73,"18073",1.9,10745,1971,9999,"","","N","Distillate Fuel Oil","","","","","","","","","","","","","","",1.6,2.3354529520972003,2.3354529520972003,2.3354529520972003,2.3354529520972003,"","","","","","",""]
["Rensselaer City Light Plant","1038_G_11",1038,"G","11","","Combustion Turbine","IC Engine","MIS_INKY","Indiana",18,"JASPER",73,"18073",1.9,10745,1971,9999,"","","N","Distillate Fuel Oil","","","","","","","","","","","","","","",1.6,2.3354529520972003,2.3354529520972003,2.3354529520972003,2.3354529520972003,"","","","","","",""]
["Rensselaer City Light Plant","1038_G_14",1038,"G","14","","Combustion Turbine","IC Engine","MIS_INKY","Indiana",18,"JASPER",73,"18073",4.8,10745,1994,9999,"","","N","Natural Gas, Distillate Fuel Oil","","","","","","","","","","","","","","",1.6,2.3354529520972003,2.3354529520972003,2.3354529520972003,2.3354529520972003,"","","","","","",""]
["Rensselaer City Light Plant","1038_G_15",1038,"G","15","","Combustion Turbine","IC Engine","MIS_INKY","Indiana",18,"JASPER",73,"18073",8.3,10745,2006,9999,"","","N","Distillate Fuel Oil","","","","","","","","","","","","","","",0.5,2.3354529520972003,2.3354529520972003,2.3354529520972003,2.3354529520972003,"","","","","","",""]
["Rensselaer City Light Plant","1038_G_5",1038,"G","5","","Combustion Turbine","IC Engine","MIS_INKY","Indiana",18,"JASPER",73,"18073",1.8,10745,1950,9999,"","","N","Distillate Fuel Oil","","","","","","","","","","","","","","",1.6,2.3354529520972003,2.3354529520972003,2.3354529520972003,2.3354529520972003,"","","","","","",""]
["Rensselaer City Light Plant","1038_G_6",1038,"G","6","","Combustion Turbine","IC Engine","MIS_INKY","Indiana",18,"JASPER",73,"18073",2.4,10745,1957,9999,"","","N","Distillate Fuel Oil","","","","","","","","","","","","","","",1.6,2.3354529520972003,2.3354529520972003,2.3354529520972003,2.3354529520972003,"","","","","","",""]
["Sycamore Energy 1 LLC","10387_G_3",10387,"G","3","","Landfill Gas","","WEC_SDGE","California",6,"San Diego",73,"06073",2.8,25136,2004,9999,"","","N","Landfill Gas","","","","","","","","","","","","","","","",0.04394744404747715,0.04394744404747715,0.04394744404747715,0.04394744404747715,"","","","","","",""]
["Newby Island I","10388_G_1",10388,"G","1","","Landfill Gas","","WEC_CALN","California",6,"Santa Clara",85,"06085",0.5,14430,1984,9999,"","","N","Landfill Gas","","","","","","","","","","","","","","","",0.04394744404747715,0.04394744404747715,0.04394744404747715,0.04394744404747715,"","","","","","",""]
["Newby Island I","10388_G_2",10388,"G","2","","Landfill Gas","","WEC_CALN","California",6,"Santa Clara",85,"06085",0.5,14431,1984,9999,"","","N","Landfill Gas","","","","","","","","","","","","","","","",0.04394744404747715,0.04394744404747715,0.04394744404747715,0.04394744404747715,"","","","","","",""]
["Newby Island I","10388_G_3",10388,"G","3","","Landfill Gas","","WEC_CALN","California",6,"Santa Clara",85,"06085",0.5,14431,1984,9999,"","","N","Landfill Gas","","","","","","","","","","","","","","","",0.04394744404747715,0.04394744404747715,0.04394744404747715,0.04394744404747715,"","","","","","",""]
["Newby Island I","10388_G_4",10388,"G","4","","Landfill Gas","","WEC_CALN","California",6,"Santa Clara",85,"06085",0.5,14431,1984,9999,"","","N","Landfill Gas","","","","","","","","","","","","","","","",0.04394744404747715,0.04394744404747715,0.04394744404747715,0.04394744404747715,"","","","","","",""]
["Newby Island II","10389_G_1",10389,"G","1","","Landfill Gas","","WEC_CALN","California",6,"Santa Clara",85,"06085",1,15960,1989,9999,"","","N","Landfill Gas","","","","","","","","","","","","","","","",0.04394744404747715,0.04394744404747715,0.04394744404747715,0.04394744404747715,"","","","","","",""]
["Newby Island II","10389_G_2",10389,"G","2","","Landfill Gas","","WEC_CALN","California",6,"Santa Clara",85,"06085",1,15961,1989,9999,"","","N","Landfill Gas","","","","","","","","","","","","","","","",0.04394744404747715,0.04394744404747715,0.04394744404747715,0.04394744404747715,"","","","","","",""]
["Newby Island II","10389_G_3",10389,"G","3","","Landfill Gas","","WEC_CALN","California",6,"Santa Clara",85,"06085",1,15961,1989,9999,"","","N","Landfill Gas","","","","","","","","","","","","","","","",0.04394744404747715,0.04394744404747715,0.04394744404747715,0.04394744404747715,"","","","","","",""]
["Guadalupe Power Plant","10390_G_1",10390,"G","1","","Landfill Gas","","WEC_CALN","California",6,"Santa Clara",85,"06085",0.5,16317,1983,9999,"","","N","Landfill Gas","","","","","","","","","","","","","","","",0.04394744404747715,0.04394744404747715,0.04394744404747715,0.04394744404747715,"","","","","","",""]
["Guadalupe Power Plant","10390_G_2",10390,"G","2","","Landfill Gas","","WEC_CALN","California",6,"Santa Clara",85,"06085",0.5,16317,1983,9999,"","","N","Landfill Gas","","","","","","","","","","","","","","","",0.04394744404747715,0.04394744404747715,0.04394744404747715,0.04394744404747715,"","","","","","",""]
["Guadalupe Power Plant","10390_G_3",10390,"G","3","","Landfill Gas","","WEC_CALN","California",6,"Santa Clara",85,"06085",0.5,16317,1983,9999,"","","N","Landfill Gas","","","","","","","","","","","","","","","",0.04394744404747715,0.04394744404747715,0.04394744404747715,0.04394744404747715,"","","","","","",""]
["Guadalupe Power Plant","10390_G_4",10390,"G","4","","Landfill Gas","","WEC_CALN","California",6,"Santa Clara",85,"06085",1,16317,1987,9999,"","","N","Landfill Gas","","","","","","","","","","","","","","","",0.04394744404747715,0.04394744404747715,0.04394744404747715,0.04394744404747715,"","","","","","",""]
["Marsh Road Power Plant","10391_G_1",10391,"G","1","","Landfill Gas","","WEC_CALN","California",6,"San Mateo",81,"06081",0.5,13500,1982,9999,"","","N","Landfill Gas","","","","","","","","","","","","","","","",0.04394744404747715,0.04394744404747715,0.04394744404747715,0.04394744404747715,"","","","","","",""]
["Marsh Road Power Plant","10391_G_2",10391,"G","2","","Landfill Gas","","WEC_CALN","California",6,"San Mateo",81,"06081",0.5,13500,1982,9999,"","","N","Landfill Gas","","","","","","","","","","","","","","","",0.04394744404747715,0.04394744404747715,0.04394744404747715,0.04394744404747715,"","","","","","",""]
["Marsh Road Power Plant","10391_G_3",10391,"G","3","","Landfill Gas","","WEC_CALN","California",6,"San Mateo",81,"06081",0.5,13500,1982,9999,"","","N","Landfill Gas","","","","","","","","","","","","","","","",0.04394744404747715,0.04394744404747715,0.04394744404747715,0.04394744404747715,"","","","","","",""]
["Marsh Road Power Plant","10391_G_4",10391,"G","4","","Landfill Gas","","WEC_CALN","California",6,"San Mateo",81,"06081",0.5,13500,1982,9999,"","","N","Landfill Gas","","","","","","","","","","","","","","","",0.04394744404747715,0.04394744404747715,0.04394744404747715,0.04394744404747715,"","","","","","",""]
["American Canyon Power Plant","10392_G_1",10392,"G","1","","Landfill Gas","","WEC_CALN","California",6,"Napa",55,"06055",0.7,15684,1985,9999,"","","N","Landfill Gas","","","","","","","","","","","","","","","",0.04394744404747715,0.04394744404747715,0.04394744404747715,0.04394744404747715,"","","","","","",""]
["American Canyon Power Plant","10392_G_2",10392,"G","2","","Landfill Gas","","WEC_CALN","California",6,"Napa",55,"06055",0.7,15685,1985,9999,"","","N","Landfill Gas","","","","","","","","","","","","","","","",0.04394744404747715,0.04394744404747715,0.04394744404747715,0.04394744404747715,"","","","","","",""]
["J S Eastwood","104_G_1",104,"G","1","","Pumped Storage","","WEC_CALN","California",6,"Fresno",19,"06019",207,0,1987,9999,"","","N","Pumped Storage","","","","","","","","","","","","","","","",0,0,0,0,"","","","","","",""]
["Little Company of Mary Hospital","10400_G_GEN1",10400,"G","GEN1","","Combustion Turbine","Combustion Turbine","PJM_COMD","Illinois",17,"Cook",31,"17031",3.2,8700,1989,9999,"","","Y","Natural Gas","","","","","","","","","","","","","","",1,0.4777602100541084,0.4777602100541084,0.4777602100541084,0.4777602100541084,"","","","","","",""]
["Kingsburg Cogen","10405_G_GEN1",10405,"G","GEN1",90775,"Combined Cycle","","WEC_CALN","California",6,"Fresno",19,"06019",22,10204,1990,9999,"","","Y","Natural Gas","","","","","","","","","","","","","","","",0.04664804364876065,0.04664804364876065,0.04664804364876065,0.04664804364876065,"","","","","","",""]
["Kingsburg Cogen","10405_G_GEN2",10405,"G","GEN2",90775,"Combined Cycle","","WEC_CALN","California",6,"Fresno",19,"06019",11.8,10204,1990,9999,"","","Y","Natural Gas","","","","","","","","","","","","","","","",0.04664804364876065,0.04664804364876065,0.04664804364876065,0.04664804364876065,"","","","","","",""]
["Pensacola Florida Plant","10416_G_GEN4",10416,"G","GEN4","","Combustion Turbine","Combustion Turbine","S_SOU","Florida",12,"Escambia",33,"12033",82,8700,1993,9999,"","","Y","Natural Gas","","","","","","","","","","","","","","","",0.05946663521647439,0.05946663521647439,0.05946663521647439,0.05946663521647439,"","","","","","",""]
["Dillon Hydro Plant","10421_G_GEN1",10421,"G","GEN1","","Hydro","","WECC_CO","Colorado",8,"Summit",117,"08117",1.8,0,1987,9999,"","","N","Hydro","","","","","","","","","","","","","","","",0,0,0,0,"","","","","","",""]
["Williams Fork Hydro Plant","10422_G_GEN1",10422,"G","GEN1","","Hydro","","WECC_CO","Colorado",8,"Grand",49,"08049",3,0,1959,9999,"","","N","Hydro","","","","","","","","","","","","","","","",0,0,0,0,"","","","","","",""]
["North Fork Hydro Plant","10423_G_GEN1",10423,"G","GEN1","","Hydro","","WECC_CO","Colorado",8,"Park",93,"08093",5.5,0,1988,9999,"","","N","Hydro","","","","","","","","","","","","","","","",0,0,0,0,"","","","","","",""]
["Gross Hydro Plant","10424_G_GEN1",10424,"G","GEN1","","Hydro","","WECC_CO","Colorado",8,"Jefferson",59,"08059",7.8,0,2007,9999,"","","N","Hydro","","","","","","","","","","","","","","","",0,0,0,0,"","","","","","",""]
["Inland Ontario Mill","10427_G_GEN1",10427,"G","GEN1","","Combustion Turbine","Combustion Turbine","WECC_SCE","California",6,"San Bernardino",71,"06071",34,8700,1985,9999,"","","Y","Natural Gas","","","","","","","","","","","","","","",0.74,0.4777602100541084,0.4777602100541084,0.4777602100541084,0.4777602100541084,"","","","","","",""]
["Oakland Dam Hydroelectric","10433_G_3",10433,"G","3","","Hydro","","PJM_PENE","Pennsylvania",42,"Susquehanna",115,"42115",0.5,0,1985,9999,"","","N","Hydro","","","","","","","","","","","","","","","",0,0,0,0,"","","","","","",""]
["Mosiac New Wales Operations","10434_G_TG1",10434,"G","TG1","","Non-Fossil Waste","","FRCC","Florida",12,"Polk",105,"12105",8,9716,1981,9999,"","","Y","Non-Fossil Waste","","","","","","","","","","","","","","","",0,0,0,0,"","","","","","",""]
["Mosiac New Wales Operations","10434_G_TG2",10434,"G","TG2","","Non-Fossil Waste","","FRCC","Florida",12,"Polk",105,"12105",48,9716,1984,9999,"","","Y","Non-Fossil Waste","","","","","","","","","","","","","","","",0,0,0,0,"","","","","","",""]
["Mosiac New Wales Operations","10434_G_TG3",10434,"G","TG3","","Non-Fossil Waste","","FRCC","Florida",12,"Polk",105,"12105",32,9716,1982,9999,"","","Y","Non-Fossil Waste","","","","","","","","","","","","","","","",0,0,0,0,"","","","","","",""]
["LAC Courte Oreilles Hydroelect","10453_G_U1",10453,"G","U1","","Hydro","","MIS_MNWI","Wisconsin",55,"Sawyer",113,"55113",0.2,0,1986,9999,"","","N","Hydro","","","","","","","","","","","","","","","",0,0,0,0,"","","","","","",""]
["LAC Courte Oreilles Hydroelect","10453_G_U2",10453,"G","U2","","Hydro","","MIS_MNWI","Wisconsin",55,"Sawyer",113,"55113",1.5,0,1986,9999,"","","N","Hydro","","","","","","","","","","","","","","","",0,0,0,0,"","","","","","",""]
["LAC Courte Oreilles Hydroelect","10453_G_U3",10453,"G","U3","","Hydro","","MIS_MNWI","Wisconsin",55,"Sawyer",113,"55113",1.5,0,1986,9999,"","","N","Hydro","","","","","","","","","","","","","","","",0,0,0,0,"","","","","","",""]
["Muck Valley Hydroelectric","10458_G_GEN1",10458,"G","GEN1","","Hydro","","WEC_CALN","California",6,"LASSEN",35,"06035",30,0,1988,9999,"","","N","Hydro","","","","","","","","","","","","","","","",0,0,0,0,"","","","","","",""]
["Fourth Branch Hydroelectric Facility","10467_G_1",10467,"G","1","","Hydro","","NY_Z_F","New York",36,"Saratoga",91,"36091",0.8,0,1987,9999,"","","N","Hydro","","","","","","","","","","","","","","","",0,0,0,0,"","","","","","",""]
["Bear Canyon Power Plant","10469_G_BVC1",10469,"G","BVC1","","Geothermal","","WEC_CALN","California",6,"Lake",33,"06033",10,9760,1988,9999,"","","N","Geothermal","","","","","","","","","","","","","","","",0,0,0,0,0.3713,0.3713,0.3713,"","","",""]
["Bear Canyon Power Plant","10469_G_BVC2",10469,"G","BVC2","","Geothermal","","WEC_CALN","California",6,"Lake",33,"06033",10,9760,1988,9999,"","","N","Geothermal","","","","","","","","","","","","","","","",0,0,0,0,0.3713,0.3713,0.3713,"","","",""]
["Lansing","1047_G_IC1",1047,"G","IC1","","Combustion Turbine","IC Engine","MIS_IA","Iowa",19,"Allamakee",5,"19005",1.2,12400,1970,9999,"","","N","Distillate Fuel Oil","","","","","","","","","","","","","","",2.5,0.7303252651467953,0.7303252651467953,0.7303252651467953,0.7303252651467953,"","","","","","",""]
["Lansing","1047_G_IC2",1047,"G","IC2","","Combustion Turbine","IC Engine","MIS_IA","Iowa",19,"Allamakee",5,"19005",1.1,12514,1971,9999,"","","N","Distillate Fuel Oil","","","","","","","","","","","","","","",2.5,0.7303252651467953,0.7303252651467953,0.7303252651467953,0.7303252651467953,"","","","","","",""]
["Puente Hills Energy Recovery","10472_G_GEN2",10472,"G","GEN2","","Landfill Gas","","WECC_SCE","California",6,"Los Angeles",37,"06037",1.1,21140,1984,9999,"","","N","Landfill Gas","","","","","","","","","","","","","","","",0.04394744404747715,0.04394744404747715,0.04394744404747715,0.04394744404747715,"","","","","","",""]
["Puente Hills Energy Recovery","10472_G_GEN3",10472,"G","GEN3","","Landfill Gas","","WECC_SCE","California",6,"Los Angeles",37,"06037",2.7,13500,2006,9999,"","","N","Landfill Gas","","","","","","","","","","","","","","","",0.04394744404747715,0.04394744404747715,0.04394744404747715,0.04394744404747715,"","","","","","",""]
["Puente Hills Energy Recovery","10472_G_GEN4",10472,"G","GEN4","","Landfill Gas","","WECC_SCE","California",6,"Los Angeles",37,"06037",2.7,13500,2006,9999,"","","N","Landfill Gas","","","","","","","","","","","","","","","",0.04394744404747715,0.04394744404747715,0.04394744404747715,0.04394744404747715,"","","","","","",""]
["Puente Hills Energy Recovery","10472_G_GEN5",10472,"G","GEN5","","Landfill Gas","","WECC_SCE","California",6,"Los Angeles",37,"06037",2.7,13500,2006,9999,"","","N","Landfill Gas","","","","","","","","","","","","","","","",0.04394744404747715,0.04394744404747715,0.04394744404747715,0.04394744404747715,"","","","","","",""]
["Pitchess Cogen Station","10478_G_GEN1",10478,"G","GEN1","","Combined Cycle","","WECC_SCE","California",6,"Los Angeles",37,"06037",21.5,6718,1988,9999,"","","Y","Natural Gas, Distillate Fuel Oil","","","","","","","","","","","","","","","",0.25592513171924164,0.25592513171924164,0.25592513171924164,0.25592513171924164,"","","","","","",""]
["Pitchess Cogen Station","10478_G_GEN2",10478,"G","GEN2","","Combined Cycle","","WECC_SCE","California",6,"Los Angeles",37,"06037",5.7,6718,1988,9999,"","","Y","Natural Gas, Distillate Fuel Oil","","","","","","","","","","","","","","","",0.25592513171924164,0.25592513171924164,0.25592513171924164,0.25592513171924164,"","","","","","",""]
["Ples I","10479_G_T101",10479,"G","T101","","Geothermal","","WECC_SCE","California",6,"Mono",51,"06051",4.5,9760,1990,9999,"","","N","Geothermal","","","","","","","","","","","","","","","",0,0,0,0,0.3713,0.3713,0.3713,"","","",""]
["Ples I","10479_G_T102",10479,"G","T102","","Geothermal","","WECC_SCE","California",6,"Mono",51,"06051",5.5,9760,1990,9999,"","","N","Geothermal","","","","","","","","","","","","","","","",0,0,0,0,0.3713,0.3713,0.3713,"","","",""]
["Ples I","10479_G_T103",10479,"G","T103","","Geothermal","","WECC_SCE","California",6,"Mono",51,"06051",5.5,9760,1990,9999,"","","N","Geothermal","","","","","","","","","","","","","","","",0,0,0,0,0.3713,0.3713,0.3713,"","","",""]
["Mammoth Pacific I","10480_G_GEN1",10480,"G","GEN1","","Geothermal","","WECC_SCE","California",6,"Mono",51,"06051",3.2,9760,1984,9999,"","","N","Geothermal","","","","","","","","","","","","","","","",0,0,0,0,0.3713,0.3713,0.3713,"","","",""]
["Mammoth Pacific I","10480_G_GEN2",10480,"G","GEN2","","Geothermal","","WECC_SCE","California",6,"Mono",51,"06051",2.6,9760,1984,9999,"","","N","Geothermal","","","","","","","","","","","","","","","",0,0,0,0,0.3713,0.3713,0.3713,"","","",""]
["Mammoth Pacific II","10481_G_1",10481,"G","1","","Geothermal","","WECC_SCE","California",6,"Mono",51,"06051",3,9760,1990,9999,"","","N","Geothermal","","","","","","","","","","","","","","","",0,0,0,0,0.3713,0.3713,0.3713,"","","",""]
["Mammoth Pacific II","10481_G_2",10481,"G","2","","Geothermal","","WECC_SCE","California",6,"Mono",51,"06051",3,9760,1990,9999,"","","N","Geothermal","","","","","","","","","","","","","","","",0,0,0,0,0.3713,0.3713,0.3713,"","","",""]
["Mammoth Pacific II","10481_G_3",10481,"G","3","","Geothermal","","WECC_SCE","California",6,"Mono",51,"06051",3,9760,1990,9999,"","","N","Geothermal","","","","","","","","","","","","","","","",0,0,0,0,0.3713,0.3713,0.3713,"","","",""]
["Mammoth Pacific II","10481_G_T101",10481,"G","T101","","Geothermal","","WECC_SCE","California",6,"Mono",51,"06051",3.8,9760,1990,9999,"","","N","Geothermal","","","","","","","","","","","","","","","",0,0,0,0,0.3713,0.3713,0.3713,"","","",""]
["Mammoth Pacific II","10481_G_T102",10481,"G","T102","","Geothermal","","WECC_SCE","California",6,"Mono",51,"06051",4.6,9760,1990,9999,"","","N","Geothermal","","","","","","","","","","","","","","","",0,0,0,0,0.3713,0.3713,0.3713,"","","",""]
["Mammoth Pacific II","10481_G_T103",10481,"G","T103","","Geothermal","","WECC_SCE","California",6,"Mono",51,"06051",4.2,9760,1990,9999,"","","N","Geothermal","","","","","","","","","","","","","","","",0,0,0,0,0.3713,0.3713,0.3713,"","","",""]
["Rumford Falls Power","10493_G_GEN1",10493,"G","GEN1","","Hydro","","NENG_ME","Maine",23,"Oxford",17,"23017",8.1,0,1918,9999,"","","N","Hydro","","","","","","","","","","","","","","","",0,0,0,0,"","","","","","",""]
["Rumford Falls Power","10493_G_GEN2",10493,"G","GEN2","","Hydro","","NENG_ME","Maine",23,"Oxford",17,"23017",8.1,0,1918,9999,"","","N","Hydro","","","","","","","","","","","","","","","",0,0,0,0,"","","","","","",""]
["Rumford Falls Power","10493_G_GEN3",10493,"G","GEN3","","Hydro","","NENG_ME","Maine",23,"Oxford",17,"23017",8.6,0,1926,9999,"","","N","Hydro","","","","","","","","","","","","","","","",0,0,0,0,"","","","","","",""]
["Rumford Falls Power","10493_G_GEN4",10493,"G","GEN4","","Hydro","","NENG_ME","Maine",23,"Oxford",17,"23017",4.3,0,1950,9999,"","","N","Hydro","","","","","","","","","","","","","","","",0,0,0,0,"","","","","","",""]
["Rumford Falls Power","10493_G_GEN5",10493,"G","GEN5","","Hydro","","NENG_ME","Maine",23,"Oxford",17,"23017",7.6,0,1954,9999,"","","N","Hydro","","","","","","","","","","","","","","","",0,0,0,0,"","","","","","",""]
["Rumford Falls Power","10493_G_GEN6",10493,"G","GEN6","","Hydro","","NENG_ME","Maine",23,"Oxford",17,"23017",7.6,0,1954,9999,"","","N","Hydro","","","","","","","","","","","","","","","",0,0,0,0,"","","","","","",""]
["Sheldon Springs Hydroelectric","10494_G_IG-1",10494,"G","IG-1","","Hydro","","NENGREST","Vermont",50,"Franklin",11,"50011",1.7,0,1988,9999,"","","N","Hydro","","","","","","","","","","","","","","","",0,0,0,0,"","","","","","",""]
["Sheldon Springs Hydroelectric","10494_G_IG-2",10494,"G","IG-2","","Hydro","","NENGREST","Vermont",50,"Franklin",11,"50011",1.7,0,1988,9999,"","","N","Hydro","","","","","","","","","","","","","","","",0,0,0,0,"","","","","","",""]
["Sheldon Springs Hydroelectric","10494_G_IG-3",10494,"G","IG-3","","Hydro","","NENGREST","Vermont",50,"Franklin",11,"50011",0.2,0,1988,9999,"","","N","Hydro","","","","","","","","","","","","","","","",0,0,0,0,"","","","","","",""]
["Sheldon Springs Hydroelectric","10494_G_SG-1",10494,"G","SG-1","","Hydro","","NENGREST","Vermont",50,"Franklin",11,"50011",9.7,0,1988,9999,"","","N","Hydro","","","","","","","","","","","","","","","",0,0,0,0,"","","","","","",""]
["Sheldon Springs Hydroelectric","10494_G_SG-2",10494,"G","SG-2","","Hydro","","NENGREST","Vermont",50,"Franklin",11,"50011",9.7,0,1988,9999,"","","N","Hydro","","","","","","","","","","","","","","","",0,0,0,0,"","","","","","",""]
["Sheldon Springs Hydroelectric","10494_G_SG-3",10494,"G","SG-3","","Hydro","","NENGREST","Vermont",50,"Franklin",11,"50011",1,0,1988,9999,"","","N","Hydro","","","","","","","","","","","","","","","",0,0,0,0,"","","","","","",""]
["Kern River Cogeneration","10496_G_GTAG",10496,"G","GTAG","","Combustion Turbine","Combustion Turbine","WECC_SCE","California",6,"Kern",29,"06029",72,8700,1985,9999,"","","Y","Natural Gas","","","","","","","","","","","","","","",0.74,0.4123194975976651,0.4123194975976651,0.4123194975976651,0.4123194975976651,"","","","","","",""]
["Kern River Cogeneration","10496_G_GTBG",10496,"G","GTBG","","Combustion Turbine","Combustion Turbine","WECC_SCE","California",6,"Kern",29,"06029",72,8700,1985,9999,"","","Y","Natural Gas","","","","","","","","","","","","","","",0.74,0.4123194975976651,0.4123194975976651,0.4123194975976651,0.4123194975976651,"","","","","","",""]
["Kern River Cogeneration","10496_G_GTCG",10496,"G","GTCG","","Combustion Turbine","Combustion Turbine","WECC_SCE","California",6,"Kern",29,"06029",72,8700,1985,9999,"","","Y","Natural Gas","","","","","","","","","","","","","","",0.74,0.4123194975976651,0.4123194975976651,0.4123194975976651,0.4123194975976651,"","","","","","",""]
["Kern River Cogeneration","10496_G_GTDG",10496,"G","GTDG","","Combustion Turbine","Combustion Turbine","WECC_SCE","California",6,"Kern",29,"06029",72,8700,1985,9999,"","","Y","Natural Gas","","","","","","","","","","","","","","",0.74,0.4123194975976651,0.4123194975976651,0.4123194975976651,0.4123194975976651,"","","","","","",""]
["Mid-Set Cogeneration","10501_G_K100",10501,"G","K100","","Combustion Turbine","Combustion Turbine","WEC_CALN","California",6,"Kern",29,"06029",36,8700,1989,9999,"","","Y","Natural Gas","","","","","","","","","","","","","","",0.74,0.4777602100541084,0.4777602100541084,0.4777602100541084,0.4777602100541084,"","","","","","",""]
["Milton Hydro","10519_G_1",10519,"G","1","","Hydro","","NENGREST","New Hampshire",33,"Strafford",17,"33017",0.1,0,1914,9999,"","","N","Hydro","","","","","","","","","","","","","","","",0,0,0,0,"","","","","","",""]
["Milton Hydro","10519_G_2",10519,"G","2","","Hydro","","NENGREST","New Hampshire",33,"Strafford",17,"33017",0.1,0,1914,9999,"","","N","Hydro","","","","","","","","","","","","","","","",0,0,0,0,"","","","","","",""]
["Milton Hydro","10519_G_3",10519,"G","3","","Hydro","","NENGREST","New Hampshire",33,"Strafford",17,"33017",0.1,0,1984,9999,"","","N","Hydro","","","","","","","","","","","","","","","",0,0,0,0,"","","","","","",""]
["Milton Hydro","10519_G_4",10519,"G","4","","Hydro","","NENGREST","New Hampshire",33,"Strafford",17,"33017",0.1,0,1987,9999,"","","N","Hydro","","","","","","","","","","","","","","","",0,0,0,0,"","","","","","",""]
["Dayton Hydro","10520_G_1",10520,"G","1","","Hydro","","MIS_IL","Illinois",17,"La Salle",99,"17099",1.6,0,1925,9999,"","","N","Hydro","","","","","","","","","","","","","","","",0,0,0,0,"","","","","","",""]
["Dayton Hydro","10520_G_2",10520,"G","2","","Hydro","","MIS_IL","Illinois",17,"La Salle",99,"17099",1,0,1925,9999,"","","N","Hydro","","","","","","","","","","","","","","","",0,0,0,0,"","","","","","",""]
["Dayton Hydro","10520_G_3",10520,"G","3","","Hydro","","MIS_IL","Illinois",17,"La Salle",99,"17099",1,0,1925,9999,"","","N","Hydro","","","","","","","","","","","","","","","",0,0,0,0,"","","","","","",""]
["Benton Falls Associates","10523_G_GEN1",10523,"G","GEN1","","Hydro","","NENG_ME","Maine",23,"Kennebec",11,"23011",3.3,0,1987,9999,"","","N","Hydro","","","","","","","","","","","","","","","",0,0,0,0,"","","","","","",""]
["Benton Falls Associates","10523_G_GEN2",10523,"G","GEN2","","Hydro","","NENG_ME","Maine",23,"Kennebec",11,"23011",0.7,0,1987,9999,"","","N","Hydro","","","","","","","","","","","","","","","",0,0,0,0,"","","","","","",""]
["Dodge Falls Associates","10526_G_1UNI",10526,"G","1UNI","","Hydro","","NENGREST","New Hampshire",33,"Grafton",9,"33009",5,0,1990,9999,"","","N","Hydro","","","","","","","","","","","","","","","",0,0,0,0,"","","","","","",""]
["Feeder Dam Hydro Plant","10530_G_1",10530,"G","1","","Hydro","","NY_Z_F","New York",36,"Saratoga",91,"36091",0.9,0,1924,9999,"","","N","Hydro","","","","","","","","","","","","","","","",0,0,0,0,"","","","","","",""]
["Feeder Dam Hydro Plant","10530_G_2",10530,"G","2","","Hydro","","NY_Z_F","New York",36,"Saratoga",91,"36091",0.9,0,1924,9999,"","","N","Hydro","","","","","","","","","","","","","","","",0,0,0,0,"","","","","","",""]
["Feeder Dam Hydro Plant","10530_G_3",10530,"G","3","","Hydro","","NY_Z_F","New York",36,"Saratoga",91,"36091",1,0,1924,9999,"","","N","Hydro","","","","","","","","","","","","","","","",0,0,0,0,"","","","","","",""]
["Feeder Dam Hydro Plant","10530_G_4",10530,"G","4","","Hydro","","NY_Z_F","New York",36,"Saratoga",91,"36091",0.9,0,1924,9999,"","","N","Hydro","","","","","","","","","","","","","","","",0,0,0,0,"","","","","","",""]
["Feeder Dam Hydro Plant","10530_G_5",10530,"G","5","","Hydro","","NY_Z_F","New York",36,"Saratoga",91,"36091",1,0,1924,9999,"","","N","Hydro","","","","","","","","","","","","","","","",0,0,0,0,"","","","","","",""]
["Beebee Island Hydro Plant","10531_G_1",10531,"G","1","","Hydro","","NY_Z_C&E","New York",36,"Jefferson",45,"36045",4.4,0,1931,9999,"","","N","Hydro","","","","","","","","","","","","","","","",0,0,0,0,"","","","","","",""]
["Beebee Island Hydro Plant","10531_G_2",10531,"G","2","","Hydro","","NY_Z_C&E","New York",36,"Jefferson",45,"36045",4.4,0,1931,9999,"","","N","Hydro","","","","","","","","","","","","","","","",0,0,0,0,"","","","","","",""]
["Granger Electric Generating Station #2","10532_G_2-1",10532,"G","2-1","","Landfill Gas","","MIS_LMI","Michigan",26,"Clinton",37,"26037",0.8,13500,1991,9999,"","","N","Landfill Gas","","","","","","","","","","","","","","","",0.04394744404747715,0.04394744404747715,0.04394744404747715,0.04394744404747715,"","","","","","",""]
["Granger Electric Generating Station #2","10532_G_2-3",10532,"G","2-3","","Landfill Gas","","MIS_LMI","Michigan",26,"Clinton",37,"26037",0.8,13500,1991,9999,"","","N","Landfill Gas","","","","","","","","","","","","","","","",0.04394744404747715,0.04394744404747715,0.04394744404747715,0.04394744404747715,"","","","","","",""]
["Granger Electric Generating Station #2","10532_G_2-4",10532,"G","2-4","","Landfill Gas","","MIS_LMI","Michigan",26,"Clinton",37,"26037",0.8,13500,1996,9999,"","","N","Landfill Gas","","","","","","","","","","","","","","","",0.04394744404747715,0.04394744404747715,0.04394744404747715,0.04394744404747715,"","","","","","",""]
["Granger Electric Generating Station #2","10532_G_2-5",10532,"G","2-5","","Landfill Gas","","MIS_LMI","Michigan",26,"Clinton",37,"26037",0.8,13500,1997,9999,"","","N","Landfill Gas","","","","","","","","","","","","","","","",0.04394744404747715,0.04394744404747715,0.04394744404747715,0.04394744404747715,"","","","","","",""]
["Dexter Plant","10538_G_GEN1",10538,"G","GEN1","","Hydro","","NY_Z_C&E","New York",36,"Jefferson",45,"36045",0.5,0,1931,9999,"","","N","Hydro","","","","","","","","","","","","","","","",0,0,0,0,"","","","","","",""]
["Dexter Plant","10538_G_GEN2",10538,"G","GEN2","","Hydro","","NY_Z_C&E","New York",36,"Jefferson",45,"36045",0.5,0,1931,9999,"","","N","Hydro","","","","","","","","","","","","","","","",0,0,0,0,"","","","","","",""]
["Dexter Plant","10538_G_GEN3",10538,"G","GEN3","","Hydro","","NY_Z_C&E","New York",36,"Jefferson",45,"36045",0.2,0,1958,9999,"","","N","Hydro","","","","","","","","","","","","","","","",0,0,0,0,"","","","","","",""]
["Dexter Plant","10538_G_GEN4",10538,"G","GEN4","","Hydro","","NY_Z_C&E","New York",36,"Jefferson",45,"36045",0.2,0,1986,9999,"","","N","Hydro","","","","","","","","","","","","","","","",0,0,0,0,"","","","","","",""]
["Dexter Plant","10538_G_GEN5",10538,"G","GEN5","","Hydro","","NY_Z_C&E","New York",36,"Jefferson",45,"36045",0.2,0,1986,9999,"","","N","Hydro","","","","","","","","","","","","","","","",0,0,0,0,"","","","","","",""]
["Dexter Plant","10538_G_GEN6",10538,"G","GEN6","","Hydro","","NY_Z_C&E","New York",36,"Jefferson",45,"36045",1.2,0,1988,9999,"","","N","Hydro","","","","","","","","","","","","","","","",0,0,0,0,"","","","","","",""]
["Dexter Plant","10538_G_GEN7",10538,"G","GEN7","","Hydro","","NY_Z_C&E","New York",36,"Jefferson",45,"36045",1.2,0,1988,9999,"","","N","Hydro","","","","","","","","","","","","","","","",0,0,0,0,"","","","","","",""]
["Theresa Plant","10539_G_GEN1",10539,"G","GEN1","","Hydro","","NY_Z_C&E","New York",36,"Jefferson",45,"36045",1,0,1929,9999,"","","N","Hydro","","","","","","","","","","","","","","","",0,0,0,0,"","","","","","",""]
["Theresa Plant","10539_G_GEN2",10539,"G","GEN2","","Hydro","","NY_Z_C&E","New York",36,"Jefferson",45,"36045",0.3,0,1927,9999,"","","N","Hydro","","","","","","","","","","","","","","","",0,0,0,0,"","","","","","",""]
["Diamond Island Plant","10540_G_GEN1",10540,"G","GEN1","","Hydro","","NY_Z_C&E","New York",36,"Jefferson",45,"36045",0.4,0,1914,9999,"","","N","Hydro","","","","","","","","","","","","","","","",0,0,0,0,"","","","","","",""]
["Diamond Island Plant","10540_G_GEN2",10540,"G","GEN2","","Hydro","","NY_Z_C&E","New York",36,"Jefferson",45,"36045",0.4,0,1914,9999,"","","N","Hydro","","","","","","","","","","","","","","","",0,0,0,0,"","","","","","",""]
["Diamond Island Plant","10540_G_GEN3",10540,"G","GEN3","","Hydro","","NY_Z_C&E","New York",36,"Jefferson",45,"36045",0.4,0,1914,9999,"","","N","Hydro","","","","","","","","","","","","","","","",0,0,0,0,"","","","","","",""]
["Hailesboro 4 Plant","10544_G_GEN1",10544,"G","GEN1","","Hydro","","NY_Z_C&E","New York",36,"St. Lawrence",89,"36089",0.8,0,1922,9999,"","","N","Hydro","","","","","","","","","","","","","","","",0,0,0,0,"","","","","","",""]
["Hailesboro 4 Plant","10544_G_GEN2",10544,"G","GEN2","","Hydro","","NY_Z_C&E","New York",36,"St. Lawrence",89,"36089",0.6,0,1922,9999,"","","N","Hydro","","","","","","","","","","","","","","","",0,0,0,0,"","","","","","",""]
["Copenhagen Plant","10545_G_GEN1",10545,"G","GEN1","","Hydro","","NY_Z_C&E","New York",36,"Lewis",49,"36049",1.4,0,1984,9999,"","","N","Hydro","","","","","","","","","","","","","","","",0,0,0,0,"","","","","","",""]
["Copenhagen Plant","10545_G_GEN2",10545,"G","GEN2","","Hydro","","NY_Z_C&E","New York",36,"Lewis",49,"36049",1.4,0,1984,9999,"","","N","Hydro","","","","","","","","","","","","","","","",0,0,0,0,"","","","","","",""]
["Copenhagen Plant","10545_G_GEN3",10545,"G","GEN3","","Hydro","","NY_Z_C&E","New York",36,"Lewis",49,"36049",0.3,0,1984,9999,"","","N","Hydro","","","","","","","","","","","","","","","",0,0,0,0,"","","","","","",""]
["Beaver Valley Patterson Dam","10546_G_GEN1",10546,"G","GEN1","","Hydro","","PJM_West","Pennsylvania",42,"Beaver",7,"42007",0.4,0,1982,9999,"","","N","Hydro","","","","","","","","","","","","","","","",0,0,0,0,"","","","","","",""]
["Beaver Valley Patterson Dam","10546_G_GEN2",10546,"G","GEN2","","Hydro","","PJM_West","Pennsylvania",42,"Beaver",7,"42007",0.4,0,1982,9999,"","","N","Hydro","","","","","","","","","","","","","","","",0,0,0,0,"","","","","","",""]
["Beaver Valley Patterson Dam","10546_G_GEN3",10546,"G","GEN3","","Hydro","","PJM_West","Pennsylvania",42,"Beaver",7,"42007",0.4,0,1982,9999,"","","N","Hydro","","","","","","","","","","","","","","","",0,0,0,0,"","","","","","",""]
["Pyrites Plant","10547_G_GEN1",10547,"G","GEN1","","Hydro","","NY_Z_C&E","New York",36,"St. Lawrence",89,"36089",1.1,0,1949,9999,"","","N","Hydro","","","","","","","","","","","","","","","",0,0,0,0,"","","","","","",""]
["Pyrites Plant","10547_G_GEN2",10547,"G","GEN2","","Hydro","","NY_Z_C&E","New York",36,"St. Lawrence",89,"36089",3.3,0,1985,9999,"","","N","Hydro","","","","","","","","","","","","","","","",0,0,0,0,"","","","","","",""]
["Pyrites Plant","10547_G_GEN3",10547,"G","GEN3","","Hydro","","NY_Z_C&E","New York",36,"St. Lawrence",89,"36089",3.3,0,1985,9999,"","","N","Hydro","","","","","","","","","","","","","","","",0,0,0,0,"","","","","","",""]
["San Jose Cogeneration","10548_G_GEN1",10548,"G","GEN1","","Combustion Turbine","Combustion Turbine","WEC_CALN","California",6,"Santa Clara",85,"06085",5.6,8700,1984,9999,"","","Y","Natural Gas, Distillate Fuel Oil","","","","","","","","","","","","","","",0.74,0.4777602100541084,0.4777602100541084,0.4777602100541084,0.4777602100541084,"","","","","","",""]
["Al Turi","10549_G_2",10549,"G","2","","Landfill Gas","","NY_Z_G-I","New York",36,"Orange",71,"36071",0.8,13500,2011,9999,"","","N","Landfill Gas","","","","","","","","","","","","","","","",0.04394744404747715,0.04394744404747715,0.04394744404747715,0.04394744404747715,"","","","","","",""]
["Al Turi","10549_G_3",10549,"G","3","","Landfill Gas","","NY_Z_G-I","New York",36,"Orange",71,"36071",0.8,13500,2011,9999,"","","N","Landfill Gas","","","","","","","","","","","","","","","",0.04394744404747715,0.04394744404747715,0.04394744404747715,0.04394744404747715,"","","","","","",""]
["Al Turi","10549_G_3010",10549,"G","3010","","Landfill Gas","","NY_Z_G-I","New York",36,"Orange",71,"36071",0.8,13500,1998,9999,"","","N","Landfill Gas","","","","","","","","","","","","","","","",0.04394744404747715,0.04394744404747715,0.04394744404747715,0.04394744404747715,"","","","","","",""]
["High Shoals Hydro","10550_G_GEN1",10550,"G","GEN1","","Hydro","","S_VACA","North Carolina",37,"Lincoln",109,"37109",1.8,0,1934,9999,"","","N","Hydro","","","","","","","","","","","","","","","",0,0,0,0,"","","","","","",""]
["Brassua Hydroelectric Project","10555_G_1",10555,"G","1","","Hydro","","NENG_ME","Maine",23,"Somerset",25,"23025",3.6,0,1989,9999,"","","N","Hydro","","","","","","","","","","","","","","","",0,0,0,0,"","","","","","",""]
["Boott Hydropower","10556_G_GEN1",10556,"G","GEN1","","Hydro","","NENGREST","Massachusetts",25,"Middlesex",17,"25017",7.1,0,1985,9999,"","","N","Hydro","","","","","","","","","","","","","","","",0,0,0,0,"","","","","","",""]
["Boott Hydropower","10556_G_GEN2",10556,"G","GEN2","","Hydro","","NENGREST","Massachusetts",25,"Middlesex",17,"25017",7.1,0,1985,9999,"","","N","Hydro","","","","","","","","","","","","","","","",0,0,0,0,"","","","","","",""]
["Boott Hydropower","10556_G_GEN3",10556,"G","GEN3","","Hydro","","NENGREST","Massachusetts",25,"Middlesex",17,"25017",7.5,0,1985,9999,"","","N","Hydro","","","","","","","","","","","","","","","",0,0,0,0,"","","","","","",""]
["Algonquin Windsor Locks","10567_G_GTG",10567,"G","GTG",3556,"Combined Cycle","","NENG_CT","Connecticut",9,"HARTFORD",3,"09003",35,7186,1990,9999,"","","Y","Natural Gas, Distillate Fuel Oil","","","","","NH3 + STM","","","","","","","","","",0.28,0.13713273768666856,0.13713273768666856,0.13713273768666856,0.13713273768666856,"","","","","","",""]
["Algonquin Windsor Locks","10567_G_STG",10567,"G","STG",3556,"Combined Cycle","","NENG_CT","Connecticut",9,"HARTFORD",3,"09003",16,7186,1990,9999,"","","Y","Natural Gas, Distillate Fuel Oil","","","","","NH3 + STM","","","","","","","","","",0.28,0.13713273768666856,0.13713273768666856,0.13713273768666856,0.13713273768666856,"","","","","","",""]
["Errol Hydroelectric Project","10570_G_1",10570,"G","1","","Hydro","","NENGREST","New Hampshire",33,"COOS",7,"33007",3,0,1986,9999,"","","N","Hydro","","","","","","","","","","","","","","","",0,0,0,0,"","","","","","",""]
["Cameron Ridge LLC","10586_G_EXIS",10586,"G","EXIS","","Wind","","WECC_SCE","California",6,"Kern",29,"06029",60,0,1984,9999,"","","N","Wind","","","","","","","","","","","","","","","",0,0,0,0,"","","","","","",""]
["Ridgetop Energy LLC","10597_G_WGN1",10597,"G","WGN1","","Wind","","WECC_SCE","California",6,"Kern",29,"06029",29,0,1984,9999,"","","N","Wind","","","","","","","","","","","","","","","",0,0,0,0,"","","","","","",""]
["Duane Arnold Energy Center","1060_G_1",1060,"G","1","","Nuclear","","MIS_IA","Iowa",19,"Linn",113,"19113",601.4,10460,1975,2035,"","","N","Nuclear Fuel","","","","","","","","","","","","","","","",0,0,0,0,"","","","","","",""]
["BP Wilmington Calciner","10601_G_GEN1",10601,"G","GEN1","","Non-Fossil Waste","","WECC_SCE","California",6,"Los Angeles",37,"06037",29,9716,1982,9999,"","","Y","Non-Fossil Waste","","","","","","","","","","","","","","",0.79,0,0,0,0,"","","","","","",""]
["Gilman Mill","10608_G_GEN1",10608,"G","GEN1","","Hydro","","NENGREST","Vermont",50,"Essex",9,"50009",2.1,0,1986,9999,"","","N","Hydro","","","","","","","","","","","","","","","",0,0,0,0,"","","","","","",""]
["Gilman Mill","10608_G_GEN2",10608,"G","GEN2","","Hydro","","NENGREST","Vermont",50,"Essex",9,"50009",0.9,0,1966,9999,"","","N","Hydro","","","","","","","","","","","","","","","",0,0,0,0,"","","","","","",""]
["Gilman Mill","10608_G_GEN3",10608,"G","GEN3","","Hydro","","NENGREST","Vermont",50,"Essex",9,"50009",0.7,0,1941,9999,"","","N","Hydro","","","","","","","","","","","","","","","",0,0,0,0,"","","","","","",""]
["Gilman Mill","10608_G_GEN4",10608,"G","GEN4","","Hydro","","NENGREST","Vermont",50,"Essex",9,"50009",0.6,0,1941,9999,"","","N","Hydro","","","","","","","","","","","","","","","",0,0,0,0,"","","","","","",""]
["Gilman Mill","10608_G_GEN5",10608,"G","GEN5","","Biomass","","NENGREST","Vermont",50,"Essex",9,"50009",3.7,17283,1982,9999,"","","Y","Biomass","","","","","","","","","","","","","","","",0.22926295483445053,0.22926295483445053,0.22926295483445053,0.22926295483445053,"","","","","","",""]
["Domtar - Woodland Mill","10613_G_HG1",10613,"G","HG1","","Hydro","","NENG_ME","Maine",23,"Washington",29,"23029",2.9,0,1912,9999,"","","N","Hydro","","","","","","","","","","","","","","","",0,0,0,0,"","","","","","",""]
["Domtar - Woodland Mill","10613_G_HG10",10613,"G","HG10","","Hydro","","NENG_ME","Maine",23,"Washington",29,"23029",1.1,0,1970,9999,"","","N","Hydro","","","","","","","","","","","","","","","",0,0,0,0,"","","","","","",""]
["Domtar - Woodland Mill","10613_G_HG2",10613,"G","HG2","","Hydro","","NENG_ME","Maine",23,"Washington",29,"23029",2.9,0,1912,9999,"","","N","Hydro","","","","","","","","","","","","","","","",0,0,0,0,"","","","","","",""]
["Domtar - Woodland Mill","10613_G_HG3",10613,"G","HG3","","Hydro","","NENG_ME","Maine",23,"Washington",29,"23029",3.1,0,1929,9999,"","","N","Hydro","","","","","","","","","","","","","","","",0,0,0,0,"","","","","","",""]
["Domtar - Woodland Mill","10613_G_HG4",10613,"G","HG4","","Hydro","","NENG_ME","Maine",23,"Washington",29,"23029",0.8,0,1906,9999,"","","N","Hydro","","","","","","","","","","","","","","","",0,0,0,0,"","","","","","",""]
["Domtar - Woodland Mill","10613_G_HG5",10613,"G","HG5","","Hydro","","NENG_ME","Maine",23,"Washington",29,"23029",0.8,0,1906,9999,"","","N","Hydro","","","","","","","","","","","","","","","",0,0,0,0,"","","","","","",""]
["Domtar - Woodland Mill","10613_G_HG6",10613,"G","HG6","","Hydro","","NENG_ME","Maine",23,"Washington",29,"23029",0.8,0,1906,9999,"","","N","Hydro","","","","","","","","","","","","","","","",0,0,0,0,"","","","","","",""]
["Domtar - Woodland Mill","10613_G_HG7",10613,"G","HG7","","Hydro","","NENG_ME","Maine",23,"Washington",29,"23029",1.5,0,1970,9999,"","","N","Hydro","","","","","","","","","","","","","","","",0,0,0,0,"","","","","","",""]
["Domtar - Woodland Mill","10613_G_HG8",10613,"G","HG8","","Hydro","","NENG_ME","Maine",23,"Washington",29,"23029",1.9,0,1970,9999,"","","N","Hydro","","","","","","","","","","","","","","","",0,0,0,0,"","","","","","",""]
["Domtar - Woodland Mill","10613_G_HG9",10613,"G","HG9","","Hydro","","NENG_ME","Maine",23,"Washington",29,"23029",1.9,0,1970,9999,"","","N","Hydro","","","","","","","","","","","","","","","",0,0,0,0,"","","","","","",""]
["CH Resources Beaver Falls","10617_G_GEN1",10617,"G","GEN1",3560,"Combined Cycle","","NY_Z_C&E","New York",36,"Lewis",49,"36049",52,10248,1995,9999,"","","Y","Natural Gas, Distillate Fuel Oil","","","","","STM","SCR","","","","","","","","","",0.22709999999999997,0.0605,0.22709999999999997,0.0605,"","","","","","",""]
["CH Resources Beaver Falls","10617_G_GEN2",10617,"G","GEN2",3560,"Combined Cycle","","NY_Z_C&E","New York",36,"Lewis",49,"36049",34,10248,1995,9999,"","","Y","Natural Gas, Distillate Fuel Oil","","","","","STM","SCR","","","","","","","","","",0.22709999999999997,0.0605,0.22709999999999997,0.0605,"","","","","","",""]
["Carthage Energy LLC","10620_G_GEN1",10620,"G","GEN1",3563,"Combined Cycle","","NY_Z_C&E","New York",36,"Jefferson",45,"36045",38,9694,1991,9999,"","","N","Natural Gas, Distillate Fuel Oil","","","","","STM","","","","","","","","","","",0.13486059978018705,0.13486059978018705,0.13486059978018705,0.13486059978018705,"","","","","","",""]
["Carthage Energy LLC","10620_G_GEN2",10620,"G","GEN2",3563,"Combined Cycle","","NY_Z_C&E","New York",36,"Jefferson",45,"36045",21,9694,1991,9999,"","","N","Natural Gas","","","","","STM","","","","","","","","","","",0.13486059978018705,0.13486059978018705,0.13486059978018705,0.13486059978018705,"","","","","","",""]
["CH Resources Syracuse","10621_G_GEN1",10621,"G","GEN1",3564,"Combined Cycle","","NY_Z_C&E","New York",36,"Onondaga",67,"36067",59,9395,1994,9999,"","","N","Natural Gas, Distillate Fuel Oil","","","","","STM","SCR","","","","","","","","","",0.2995,0.1362,0.2995,0.1362,"","","","","","",""]
["CH Resources Syracuse","10621_G_GEN2",10621,"G","GEN2",3564,"Combined Cycle","","NY_Z_C&E","New York",36,"Onondaga",67,"36067",34,9395,1994,9999,"","","N","Natural Gas, Distillate Fuel Oil","","","","","STM","SCR","","","","","","","","","",0.2995,0.1362,0.2995,0.1362,"","","","","","",""]
["Civic Center","10623_G_GEN1",10623,"G","GEN1","","Combined Cycle","","WEC_LADW","California",6,"Los Angeles",37,"06037",22.1,9180,1989,9999,"","","Y","Natural Gas","","","","","","","","","","","","","","","",0.25592513171924164,0.25592513171924164,0.25592513171924164,0.25592513171924164,"","","","","","",""]
["Civic Center","10623_G_GEN2",10623,"G","GEN2","","Combined Cycle","","WEC_LADW","California",6,"Los Angeles",37,"06037",1.5,9180,1989,9999,"","","Y","Natural Gas","","","","","","","","","","","","","","","",0.25592513171924164,0.25592513171924164,0.25592513171924164,0.25592513171924164,"","","","","","",""]
["J M Leathers","10631_G_GEN1",10631,"G","GEN1","","Geothermal","","WECC_IID","California",6,"Imperial",25,"06025",34,9760,1989,9999,"","","N","Geothermal","","","","","","","","","","","","","","","",0,0,0,0,0.4625,0.4625,0.4625,"","","",""]
["A W Hoch","10632_G_GEN1",10632,"G","GEN1","","Geothermal","","WECC_IID","California",6,"Imperial",25,"06025",34,9760,1988,9999,"","","N","Geothermal","","","","","","","","","","","","","","","",0,0,0,0,0.4625,0.4625,0.4625,"","","",""]
["Hopewell Cogeneration","10633_G_GT1",10633,"G","GT1",88335,"Combined Cycle","","PJM_Dom","Virginia",51,"Prince George",149,"51149",84,8711,1990,9999,"","","Y","Natural Gas, Distillate Fuel Oil","","","","","STM","","","","","","","","","","",0.10771544681097431,0.10771544681097431,0.10771544681097431,0.10771544681097431,"","","","","","",""]
["Hopewell Cogeneration","10633_G_GT2",10633,"G","GT2",88336,"Combined Cycle","","PJM_Dom","Virginia",51,"Prince George",149,"51149",84,8711,1990,9999,"","","Y","Natural Gas, Distillate Fuel Oil","","","","","STM","","","","","","","","","","",0.10771544681097431,0.10771544681097431,0.10771544681097431,0.10771544681097431,"","","","","","",""]
["Hopewell Cogeneration","10633_G_GT3",10633,"G","GT3",88337,"Combined Cycle","","PJM_Dom","Virginia",51,"Prince George",149,"51149",84,8711,1990,9999,"","","Y","Natural Gas, Distillate Fuel Oil","","","","","STM","","","","","","","","","","",0.10771544681097431,0.10771544681097431,0.10771544681097431,0.10771544681097431,"","","","","","",""]
["Hopewell Cogeneration","10633_G_ST1",10633,"G","ST1",88335,"Combined Cycle","","PJM_Dom","Virginia",51,"Prince George",149,"51149",96,8711,1990,9999,"","","Y","Natural Gas, Distillate Fuel Oil","","","","","STM","","","","","","","","","","",0.10771544681097431,0.10771544681097431,0.10771544681097431,0.10771544681097431,"","","","","","",""]
["J J Elmore","10634_G_GEN1",10634,"G","GEN1","","Geothermal","","WECC_IID","California",6,"Imperial",25,"06025",34,9760,1988,9999,"","","N","Geothermal","","","","","","","","","","","","","","","",0,0,0,0,0.4625,0.4625,0.4625,"","","",""]
["Corona Cogen","10635_G_GEN1",10635,"G","GEN1","","Combustion Turbine","Combustion Turbine","WECC_SCE","California",6,"Riverside",65,"06065",40,8700,1988,9999,"","","Y","Natural Gas","","","","","","","","","","","","","","",0.74,0.4777602100541084,0.4777602100541084,0.4777602100541084,0.4777602100541084,"","","","","","",""]
["Olinda Landfill Gas Recovery Plant","10648_G_GEN1",10648,"G","GEN1","","Landfill Gas","","WECC_SCE","California",6,"Orange",59,"06059",1.7,13500,1985,9999,"","","N","Landfill Gas","","","","","","","","","","","","","","","",0.04394744404747715,0.04394744404747715,0.04394744404747715,0.04394744404747715,"","","","","","",""]
["Olinda Landfill Gas Recovery Plant","10648_G_GEN2",10648,"G","GEN2","","Landfill Gas","","WECC_SCE","California",6,"Orange",59,"06059",1.7,13500,1985,9999,"","","N","Landfill Gas","","","","","","","","","","","","","","","",0.04394744404747715,0.04394744404747715,0.04394744404747715,0.04394744404747715,"","","","","","",""]
["Olinda Landfill Gas Recovery Plant","10648_G_GEN3",10648,"G","GEN3","","Landfill Gas","","WECC_SCE","California",6,"Orange",59,"06059",1.7,13500,1985,9999,"","","N","Landfill Gas","","","","","","","","","","","","","","","",0.04394744404747715,0.04394744404747715,0.04394744404747715,0.04394744404747715,"","","","","","",""]
["Bear Mountain Cogen","10649_G_GEN1",10649,"G","GEN1","","Combustion Turbine","Combustion Turbine","WEC_CALN","California",6,"Kern",29,"06029",46,8700,1995,9999,"","","Y","Natural Gas","","","","","","","","","","","","","","",0.74,0.18366846931454198,0.18366846931454198,0.18366846931454198,0.18366846931454198,"","","","","","",""]
["Badger Creek Cogen","10650_G_GEN1",10650,"G","GEN1","","Combustion Turbine","Combustion Turbine","WEC_CALN","California",6,"Kern",29,"06029",46,8700,1991,9999,"","","Y","Natural Gas","","","","","","","","","","","","","","",0.74,0.18366846931454198,0.18366846931454198,0.18366846931454198,0.18366846931454198,"","","","","","",""]
["Maquoketa","1067_G_1",1067,"G","1","","Hydro","","MIS_IA","Iowa",19,"Jackson",97,"19097",0.6,0,1924,9999,"","","N","Hydro","","","","","","","","","","","","","","","",0,0,0,0,"","","","","","",""]
["Maquoketa","1067_G_2",1067,"G","2","","Hydro","","MIS_IA","Iowa",19,"Jackson",97,"19097",0.6,0,1924,9999,"","","N","Hydro","","","","","","","","","","","","","","","",0,0,0,0,"","","","","","",""]
["AES Deepwater","10670_G_REDST",10670,"G","REDST","","Non-Fossil Waste","","ERC_REST","Texas",48,"Harris",201,"48201",1,9758,2010,9999,"","","N","Non-Fossil Waste","","","","","","","","","","","","","","","",0,0,0,0,"","","","","","",""]
["Marshalltown","1068_G_1",1068,"G","1",89836,"Combustion Turbine","Combustion Turbine","MIS_IA","Iowa",19,"Marshall",127,"19127",54,14546,1978,9999,"","","N","Distillate Fuel Oil","","","","","","","","","","","","","","",2.5,0.5633949150955071,0.5633949150955071,0.5633949150955071,0.5633949150955071,"","","","","","",""]
["Marshalltown","1068_G_2",1068,"G","2",89842,"Combustion Turbine","Combustion Turbine","MIS_IA","Iowa",19,"Marshall",127,"19127",55,14543,1978,9999,"","","N","Distillate Fuel Oil","","","","","","","","","","","","","","",2.5,0.5787075573041134,0.5787075573041134,0.5787075573041134,0.5787075573041134,"","","","","","",""]
["Marshalltown","1068_G_3",1068,"G","3",89844,"Combustion Turbine","Combustion Turbine","MIS_IA","Iowa",19,"Marshall",127,"19127",53,14546,1978,9999,"","","N","Distillate Fuel Oil","","","","","","","","","","","","","","",2.5,0.508647387659609,0.508647387659609,0.508647387659609,0.508647387659609,"","","","","","",""]
["Brush Generation Facility","10682_G_GT1",10682,"G","GT1",3576,"Combined Cycle","","WECC_CO","Colorado",8,"MORGAN",87,"08087",25,9762,1990,9999,"","","Y","Natural Gas","","","","","H2O","","","","","","","","","","",0.08953088686024058,0.08953088686024058,0.08953088686024058,0.08953088686024058,"","","","","","",""]
["Brush Generation Facility","10682_G_GT2",10682,"G","GT2",3576,"Combined Cycle","","WECC_CO","Colorado",8,"MORGAN",87,"08087",25,9762,1990,9999,"","","Y","Natural Gas","","","","","H2O","","","","","","","","","","",0.08953088686024058,0.08953088686024058,0.08953088686024058,0.08953088686024058,"","","","","","",""]
["Brush Generation Facility","10682_G_GT3",10682,"G","GT3",4142,"Combined Cycle","","WECC_CO","Colorado",8,"MORGAN",87,"08087",32,8841,1994,9999,"","","Y","Natural Gas","","","","","H2O","","","","","","","","","","",0.08403864275258192,0.08403864275258192,0.08403864275258192,0.08403864275258192,"","","","","","",""]
["Brush Generation Facility","10682_G_GT4",10682,"G","GT4",4142,"Combined Cycle","","WECC_CO","Colorado",8,"MORGAN",87,"08087",25,11296,1999,9999,"","","N","Natural Gas","","","","","H2O","","","","","","","","","","",0.08761981407071287,0.08761981407071287,0.08761981407071287,0.08761981407071287,"","","","","","",""]
["Brush Generation Facility","10682_G_GT5",10682,"G","GT5",4143,"Combined Cycle","","WECC_CO","Colorado",8,"MORGAN",87,"08087",25,11296,1999,9999,"","","N","Natural Gas","","","","","H2O","","","","","","","","","","",0.08761981407071287,0.08761981407071287,0.08761981407071287,0.08761981407071287,"","","","","","",""]
["Brush Generation Facility","10682_G_ST1",10682,"G","ST1",3576,"Combined Cycle","","WECC_CO","Colorado",8,"MORGAN",87,"08087",30,9762,1990,9999,"","","Y","Natural Gas","","","","","H2O","","","","","","","","","","",0.08953088686024058,0.08953088686024058,0.08953088686024058,0.08953088686024058,"","","","","","",""]
["Brush Generation Facility","10682_G_ST2",10682,"G","ST2",4142,"Combined Cycle","","WECC_CO","Colorado",8,"MORGAN",87,"08087",40,8841,1994,9999,"","","Y","Natural Gas","","","","","H2O","","","","","","","","","","",0.08403864275258192,0.08403864275258192,0.08403864275258192,0.08403864275258192,"","","","","","",""]
["Brush Generation Facility","10682_G_ST4",10682,"G","ST4",4142,"Combined Cycle","","WECC_CO","Colorado",8,"MORGAN",87,"08087",90,11296,2002,9999,"","","N","Natural Gas","","","","","H2O","","","","","","","","","","",0.08761981407071287,0.08761981407071287,0.08761981407071287,0.08761981407071287,"","","","","","",""]
["Argus Cogen Plant","10684_G_TG5",10684,"G","TG5","","Coal Steam","","WECC_SCE","California",6,"San Bernardino",71,"06071",7,12518,1947,9999,"","","N","Bituminous","","","","","","","","","","","","","","",0.526482047,0.4451349612788622,0.4451349612788622,0.4451349612788622,0.4451349612788622,1,1,1,"","","",""]
["Westend Facility","10685_G_PINA",10685,"G","PINA","","Combustion Turbine","Combustion Turbine","WECC_SCE","California",6,"San Bernardino",71,"06071",15,8700,1969,9999,"","","Y","Natural Gas","","","","","","","","","","","","","","",0.74,0.4777602100541084,0.4777602100541084,0.4777602100541084,0.4777602100541084,"","","","","","",""]
["Rapids Energy Center","10686_G_HYD",10686,"G","HYD","","Hydro","","MIS_MNWI","Minnesota",27,"Itasca",61,"27061",0.2,0,1943,9999,"","","N","Hydro","","","","","","","","","","","","","","","",0,0,0,0,"","","","","","",""]
["Black River Hydro Associates","10687_G_DE1",10687,"G","DE1","","Hydro","","NY_Z_C&E","New York",36,"Lewis",49,"36049",1.5,0,1984,9999,"","","N","Hydro","","","","","","","","","","","","","","","",0,0,0,0,"","","","","","",""]
["Black River Hydro Associates","10687_G_PL1",10687,"G","PL1","","Hydro","","NY_Z_C&E","New York",36,"Lewis",49,"36049",2.1,0,1984,9999,"","","N","Hydro","","","","","","","","","","","","","","","",0,0,0,0,"","","","","","",""]
["Black River Hydro Associates","10687_G_RI1",10687,"G","RI1","","Hydro","","NY_Z_C&E","New York",36,"Lewis",49,"36049",1.8,0,1984,9999,"","","N","Hydro","","","","","","","","","","","","","","","",0,0,0,0,"","","","","","",""]
["Pepperell Hydro Power Plant","10694_G_2121",10694,"G","2121","","Hydro","","NENGREST","Massachusetts",25,"Middlesex",17,"25017",0.8,0,1920,9999,"","","N","Hydro","","","","","","","","","","","","","","","",0,0,0,0,"","","","","","",""]
["Pepperell Hydro Power Plant","10694_G_8281",10694,"G","8281","","Hydro","","NENGREST","Massachusetts",25,"Middlesex",17,"25017",0.8,0,1920,9999,"","","N","Hydro","","","","","","","","","","","","","","","",0,0,0,0,"","","","","","",""]
["Pepperell Hydro Power Plant","10694_G_G3",10694,"G","G3","","Hydro","","NENGREST","Massachusetts",25,"Middlesex",17,"25017",0.6,0,2006,9999,"","","N","Hydro","","","","","","","","","","","","","","","",0,0,0,0,"","","","","","",""]
["Burney Creek","10706_G_GEN1",10706,"G","GEN1","","Hydro","","WEC_CALN","California",6,"Shasta",89,"06089",3,0,1990,9999,"","","N","Hydro","","","","","","","","","","","","","","","",0,0,0,0,"","","","","","",""]
["Cove Hydroelectric","10707_G_GEN1",10707,"G","GEN1","","Hydro","","WEC_CALN","California",6,"Shasta",89,"06089",5,0,1990,9999,"","","N","Hydro","","","","","","","","","","","","","","","",0,0,0,0,"","","","","","",""]
["Lost Creek I","10708_G_GEN1",10708,"G","GEN1","","Hydro","","WEC_CALN","California",6,"Shasta",89,"06089",1.1,0,1989,9999,"","","N","Hydro","","","","","","","","","","","","","","","",0,0,0,0,"","","","","","",""]
["Ponderosa Bailey Creek","10709_G_GEN1",10709,"G","GEN1","","Hydro","","WEC_CALN","California",6,"TEHAMA",103,"06103",1.1,0,1990,9999,"","","N","Hydro","","","","","","","","","","","","","","","",0,0,0,0,"","","","","","",""]
["Karen Avenue Windfarm","10718_G_WND",10718,"G","WND","","Wind","","WECC_SCE","California",6,"RIVERSIDE",65,"06065",11.7,0,1994,9999,"","","N","Wind","","","","","","","","","","","","","","","",0,0,0,0,"","","","","","",""]
["Jackson County Resource Recovery","10722_G_1",10722,"G","1","","Municipal Solid Waste","","MIS_LMI","Michigan",26,"Jackson",75,"26075",3,5588,1987,9999,"","","Y","MSW","","","","","","","","","","","","","","","",0.161692308,0.161692308,0.161692308,0.161692308,0.08,0.08,0.08,"","","",""]
["Selkirk Cogen","10725_G_GEN1",10725,"G","GEN1",3577,"Combined Cycle","","NY_Z_F","New York",36,"Albany",1,"36001",70,8461,1992,9999,"","","Y","Natural Gas, Distillate Fuel Oil","","","","","STM","","","","","","","","","","",0.036732658463070327,0.036732658463070327,0.036732658463070327,0.036732658463070327,"","","","","","",""]
["Selkirk Cogen","10725_G_GEN2",10725,"G","GEN2",3577,"Combined Cycle","","NY_Z_F","New York",36,"Albany",1,"36001",8.8,8461,1992,9999,"","","Y","Natural Gas","","","","","STM","","","","","","","","","","",0.036732658463070327,0.036732658463070327,0.036732658463070327,0.036732658463070327,"","","","","","",""]
["Selkirk Cogen","10725_G_GEN3",10725,"G","GEN3",3578,"Combined Cycle","","NY_Z_F","New York",36,"Albany",1,"36001",79,8461,1994,9999,"","","Y","Natural Gas, Distillate Fuel Oil","","","","","STM","SCR","","","","","","","","","",0.036732658463070327,0.036732658463070327,0.036732658463070327,0.036732658463070327,"","","","","","",""]
["Selkirk Cogen","10725_G_GEN4",10725,"G","GEN4",3579,"Combined Cycle","","NY_Z_F","New York",36,"Albany",1,"36001",79,8461,1994,9999,"","","Y","Natural Gas, Distillate Fuel Oil","","","","","STM","SCR","","","","","","","","","",0.036732658463070327,0.036732658463070327,0.036732658463070327,0.036732658463070327,"","","","","","",""]
["Selkirk Cogen","10725_G_GEN5",10725,"G","GEN5",3578,"Combined Cycle","","NY_Z_F","New York",36,"Albany",1,"36001",124,8461,1994,9999,"","","Y","Natural Gas","","","","","STM","SCR","","","","","","","","","",0.036732658463070327,0.036732658463070327,0.036732658463070327,0.036732658463070327,"","","","","","",""]
["Masspower","10726_G_GEN1",10726,"G","GEN1",3580,"Combined Cycle","","NENGREST","Massachusetts",25,"Hampden",13,"25013",82,8456,1993,9999,"","","Y","Natural Gas, Distillate Fuel Oil","","","","","STM","SCR","","","","","","","","","",0.031650868916767334,0.031650868916767334,0.031650868916767334,0.031650868916767334,"","","","","","",""]
["Masspower","10726_G_GEN2",10726,"G","GEN2",3581,"Combined Cycle","","NENGREST","Massachusetts",25,"Hampden",13,"25013",82,8456,1993,9999,"","","Y","Natural Gas, Distillate Fuel Oil","","","","","STM","SCR","","","","","","","","","",0.031650868916767334,0.031650868916767334,0.031650868916767334,0.031650868916767334,"","","","","","",""]
["Masspower","10726_G_GEN3",10726,"G","GEN3",3580,"Combined Cycle","","NENGREST","Massachusetts",25,"Hampden",13,"25013",74,8456,1993,9999,"","","Y","Natural Gas","","","","","STM","SCR","","","","","","","","","",0.031650868916767334,0.031650868916767334,0.031650868916767334,0.031650868916767334,"","","","","","",""]
["Barker Lower","10728_G_GEN1",10728,"G","GEN1","","Hydro","","NENG_ME","Maine",23,"Androscoggin",1,"23001",1.5,0,1986,9999,"","","N","Hydro","","","","","","","","","","","","","","","",0,0,0,0,"","","","","","",""]
["Barber Dam","10735_G_GEN1",10735,"G","GEN1","","Hydro","","WECC_ID","Idaho",16,"Ada",1,"16001",4,0,1990,9999,"","","N","Hydro","","","","","","","","","","","","","","","",0,0,0,0,"","","","","","",""]
["North Fork Hydro","10737_G_GEN1",10737,"G","GEN1","","Hydro","","WECC_PNW","Oregon",41,"Klamath",35,"41035",1,0,1989,9999,"","","N","Hydro","","","","","","","","","","","","","","","",0,0,0,0,"","","","","","",""]
["Northwind Energy","10738_G_GEN1",10738,"G","GEN1","","Wind","","WEC_CALN","California",6,"Contra Costa",13,"06013",12.1,0,1986,9999,"","","N","Wind","","","","","","","","","","","","","","","",0,0,0,0,"","","","","","",""]
["Magic Dam Hydroelectric Project","10740_G_GEN1",10740,"G","GEN1","","Hydro","","WECC_ID","Idaho",16,"LINCOLN",63,"16063",2.9,0,1989,9999,"","","N","Hydro","","","","","","","","","","","","","","","",0,0,0,0,"","","","","","",""]
["Magic Dam Hydroelectric Project","10740_G_GEN2",10740,"G","GEN2","","Hydro","","WECC_ID","Idaho",16,"LINCOLN",63,"16063",2.9,0,1989,9999,"","","N","Hydro","","","","","","","","","","","","","","","",0,0,0,0,"","","","","","",""]
["Magic Dam Hydroelectric Project","10740_G_GEN3",10740,"G","GEN3","","Hydro","","WECC_ID","Idaho",16,"LINCOLN",63,"16063",2.9,0,1989,9999,"","","N","Hydro","","","","","","","","","","","","","","","",0,0,0,0,"","","","","","",""]
["Clear Lake Cogeneration Ltd","10741_G_G102",10741,"G","G102",89945,"Combined Cycle","","ERC_REST","Texas",48,"Harris",201,"48201",100,6325,1985,9999,"","","Y","Natural Gas","","","","","DLNB","","","","","","","","","","",0.09468029144924697,0.09468029144924697,0.09468029144924697,0.09468029144924697,"","","","","","",""]
["Clear Lake Cogeneration Ltd","10741_G_G103",10741,"G","G103",89946,"Combined Cycle","","ERC_REST","Texas",48,"Harris",201,"48201",100,6325,1985,9999,"","","Y","Natural Gas","","","","","DLNB","","","","","","","","","","",0.09468029144924697,0.09468029144924697,0.09468029144924697,0.09468029144924697,"","","","","","",""]
["Clear Lake Cogeneration Ltd","10741_G_G104",10741,"G","G104",89947,"Combined Cycle","","ERC_REST","Texas",48,"Harris",201,"48201",100,6325,1985,9999,"","","Y","Natural Gas","","","","","DLNB","","","","","","","","","","",0.09468029144924697,0.09468029144924697,0.09468029144924697,0.09468029144924697,"","","","","","",""]
["Clear Lake Cogeneration Ltd","10741_G_S101",10741,"G","S101",89945,"Combined Cycle","","ERC_REST","Texas",48,"Harris",201,"48201",52,6325,1985,9999,"","","Y","Natural Gas","","","","","DLNB","","","","","","","","","","",0.09468029144924697,0.09468029144924697,0.09468029144924697,0.09468029144924697,"","","","","","",""]
["Clear Lake Cogeneration Ltd","10741_G_S102",10741,"G","S102",89945,"Combined Cycle","","ERC_REST","Texas",48,"Harris",201,"48201",14,6325,1985,9999,"","","Y","Natural Gas","","","","","DLNB","","","","","","","","","","",0.09468029144924697,0.09468029144924697,0.09468029144924697,0.09468029144924697,"","","","","","",""]
["Midland Cogeneration Venture","10745_G_1G12",10745,"G","1G12","","Combustion Turbine","IC Engine","MIS_LMI","Michigan",26,"Midland",111,"26111",5.2,9232,1990,9999,"","","Y","Distillate Fuel Oil","","","","","","","","","","","","","","",1.67,2.3354529520972003,2.3354529520972003,2.3354529520972003,2.3354529520972003,"","","","","","",""]
["Midland Cogeneration Venture","10745_G_BP15",10745,"G","BP15",88573,"Combined Cycle","","MIS_LMI","Michigan",26,"Midland",111,"26111",13.4,7289,1998,9999,"","","Y","Natural Gas","","","","","STM","","","","","","","","","","",0.11002855979563973,0.11002855979563973,0.11002855979563973,0.11002855979563973,"","","","","","",""]
["Midland Cogeneration Venture","10745_G_GT10",10745,"G","GT10",88574,"Combined Cycle","","MIS_LMI","Michigan",26,"Midland",111,"26111",88,7289,1990,9999,"","","Y","Natural Gas","","","","","STM","","","","","","","","","","",0.11002855979563973,0.11002855979563973,0.11002855979563973,0.11002855979563973,"","","","","","",""]
["Midland Cogeneration Venture","10745_G_GT11",10745,"G","GT11",88575,"Combined Cycle","","MIS_LMI","Michigan",26,"Midland",111,"26111",88,7289,1990,9999,"","","Y","Natural Gas","","","","","STM","","","","","","","","","","",0.11002855979563973,0.11002855979563973,0.11002855979563973,0.11002855979563973,"","","","","","",""]
["Midland Cogeneration Venture","10745_G_GT12",10745,"G","GT12",88576,"Combined Cycle","","MIS_LMI","Michigan",26,"Midland",111,"26111",88,7289,1990,9999,"","","Y","Natural Gas","","","","","DLNB","","","","","","","","","","",0.11002855979563973,0.11002855979563973,0.11002855979563973,0.11002855979563973,"","","","","","",""]
["Midland Cogeneration Venture","10745_G_GT13",10745,"G","GT13",88577,"Combined Cycle","","MIS_LMI","Michigan",26,"Midland",111,"26111",88,7289,1990,9999,"","","Y","Natural Gas","","","","","STM","","","","","","","","","","",0.11002855979563973,0.11002855979563973,0.11002855979563973,0.11002855979563973,"","","","","","",""]
["Midland Cogeneration Venture","10745_G_GT14",10745,"G","GT14",88578,"Combined Cycle","","MIS_LMI","Michigan",26,"Midland",111,"26111",88,7289,1990,9999,"","","Y","Natural Gas","","","","","STM","","","","","","","","","","",0.11002855979563973,0.11002855979563973,0.11002855979563973,0.11002855979563973,"","","","","","",""]
["Midland Cogeneration Venture","10745_G_GT3",10745,"G","GT3",88567,"Combined Cycle","","MIS_LMI","Michigan",26,"Midland",111,"26111",88,7289,1989,9999,"","","Y","Natural Gas","","","","","STM","","","","","","","","","","",0.11307616022276207,0.11307616022276207,0.11307616022276207,0.11307616022276207,"","","","","","",""]
["Midland Cogeneration Venture","10745_G_GT4",10745,"G","GT4",88568,"Combined Cycle","","MIS_LMI","Michigan",26,"Midland",111,"26111",88,7289,1989,9999,"","","Y","Natural Gas","","","","","STM","","","","","","","","","","",0.11307616022276207,0.11307616022276207,0.11307616022276207,0.11307616022276207,"","","","","","",""]
["Midland Cogeneration Venture","10745_G_GT5",10745,"G","GT5",88569,"Combined Cycle","","MIS_LMI","Michigan",26,"Midland",111,"26111",88,7289,1989,9999,"","","Y","Natural Gas","","","","","STM","","","","","","","","","","",0.11307616022276207,0.11307616022276207,0.11307616022276207,0.11307616022276207,"","","","","","",""]
["Midland Cogeneration Venture","10745_G_GT6",10745,"G","GT6",88570,"Combined Cycle","","MIS_LMI","Michigan",26,"Midland",111,"26111",88,7289,1989,9999,"","","Y","Natural Gas","","","","","STM","","","","","","","","","","",0.11307616022276207,0.11307616022276207,0.11307616022276207,0.11307616022276207,"","","","","","",""]
["Midland Cogeneration Venture","10745_G_GT7",10745,"G","GT7",88571,"Combined Cycle","","MIS_LMI","Michigan",26,"Midland",111,"26111",88,7289,1989,9999,"","","Y","Natural Gas","","","","","STM","","","","","","","","","","",0.11307616022276207,0.11307616022276207,0.11307616022276207,0.11307616022276207,"","","","","","",""]
["Midland Cogeneration Venture","10745_G_GT8",10745,"G","GT8",88572,"Combined Cycle","","MIS_LMI","Michigan",26,"Midland",111,"26111",88,7289,1989,9999,"","","Y","Natural Gas","","","","","STM","","","","","","","","","","",0.11307616022276207,0.11307616022276207,0.11307616022276207,0.11307616022276207,"","","","","","",""]
["Midland Cogeneration Venture","10745_G_GT9",10745,"G","GT9",88573,"Combined Cycle","","MIS_LMI","Michigan",26,"Midland",111,"26111",88,7289,1990,9999,"","","Y","Natural Gas","","","","","STM","","","","","","","","","","",0.11002855979563973,0.11002855979563973,0.11002855979563973,0.11002855979563973,"","","","","","",""]
["Midland Cogeneration Venture","10745_G_ST1",10745,"G","ST1",88567,"Combined Cycle","","MIS_LMI","Michigan",26,"Midland",111,"26111",410,7289,1990,9999,"","","Y","Natural Gas","","","","","STM","","","","","","","","","","",0.11307616022276207,0.11307616022276207,0.11307616022276207,0.11307616022276207,"","","","","","",""]
["Midland Cogeneration Venture","10745_G_ST2",10745,"G","ST2",88573,"Combined Cycle","","MIS_LMI","Michigan",26,"Midland",111,"26111",380,7289,1990,9999,"","","Y","Natural Gas","","","","","STM","","","","","","","","","","",0.11002855979563973,0.11002855979563973,0.11002855979563973,0.11002855979563973,"","","","","","",""]
["Marina Landfill Gas","10748_G_U1C06",10748,"G","U1C06","","Landfill Gas","","WEC_CALN","California",6,"Monterey",53,"06053",1.6,14415,2006,9999,"","","N","Landfill Gas","","","","","","","","","","","","","","","",0.04394744404747715,0.04394744404747715,0.04394744404747715,0.04394744404747715,"","","","","","",""]
["Marina Landfill Gas","10748_G_U2J02",10748,"G","U2J02","","Landfill Gas","","WEC_CALN","California",6,"Monterey",53,"06053",1,14415,2002,9999,"","","N","Landfill Gas","","","","","","","","","","","","","","","",0.04394744404747715,0.04394744404747715,0.04394744404747715,0.04394744404747715,"","","","","","",""]
["Marina Landfill Gas","10748_G_U3J98",10748,"G","U3J98","","Landfill Gas","","WEC_CALN","California",6,"Monterey",53,"06053",1,14415,1998,9999,"","","N","Landfill Gas","","","","","","","","","","","","","","","",0.04394744404747715,0.04394744404747715,0.04394744404747715,0.04394744404747715,"","","","","","",""]
["Marina Landfill Gas","10748_G_U4J08",10748,"G","U4J08","","Landfill Gas","","WEC_CALN","California",6,"Monterey",53,"06053",1.4,14415,2009,9999,"","","N","Landfill Gas","","","","","","","","","","","","","","","",0.04394744404747715,0.04394744404747715,0.04394744404747715,0.04394744404747715,"","","","","","",""]
["Camden Plant Holding LLC","10751_G_GEN1",10751,"G","GEN1",3583,"Combined Cycle","","PJM_EMAC","New Jersey",34,"Camden",7,"34007",95,9056,1993,9999,"","","N","Natural Gas, Distillate Fuel Oil","","","","","STM","SCR","","","","","","","","","",0.037149962666325906,0.037149962666325906,0.037149962666325906,0.037149962666325906,"","","","","","",""]
["Camden Plant Holding LLC","10751_G_GEN2",10751,"G","GEN2",3583,"Combined Cycle","","PJM_EMAC","New Jersey",34,"Camden",7,"34007",50,9056,1993,9999,"","","N","Natural Gas","","","","","STM","SCR","","","","","","","","","",0.037149962666325906,0.037149962666325906,0.037149962666325906,0.037149962666325906,"","","","","","",""]
["Lachute Hydro Lower","10752_G_GEN1",10752,"G","GEN1","","Hydro","","NY_Z_F","New York",36,"Essex",31,"36031",3.6,0,1987,9999,"","","N","Hydro","","","","","","","","","","","","","","","",0,0,0,0,"","","","","","",""]
["Lachute Hydro Upper","10753_G_GEN1",10753,"G","GEN1","","Hydro","","NY_Z_F","New York",36,"Essex",31,"36031",4.9,0,1987,9999,"","","N","Hydro","","","","","","","","","","","","","","","",0,0,0,0,"","","","","","",""]
["Rifle Generating Station","10755_G_GT2",10755,"G","GT2","","Combined Cycle","","WECC_CO","Colorado",8,"Garfield",45,"08045",13,9980,1987,9999,"","","Y","Natural Gas","","","","","","","","","","","","","","","",0.25592513171924164,0.25592513171924164,0.25592513171924164,0.25592513171924164,"","","","","","",""]
["Rifle Generating Station","10755_G_GT3",10755,"G","GT3","","Combined Cycle","","WECC_CO","Colorado",8,"Garfield",45,"08045",13,9980,1987,9999,"","","Y","Natural Gas","","","","","","","","","","","","","","","",0.25592513171924164,0.25592513171924164,0.25592513171924164,0.25592513171924164,"","","","","","",""]
["Rifle Generating Station","10755_G_GT4",10755,"G","GT4","","Combined Cycle","","WECC_CO","Colorado",8,"Garfield",45,"08045",13,9980,1987,9999,"","","Y","Natural Gas","","","","","","","","","","","","","","","",0.25592513171924164,0.25592513171924164,0.25592513171924164,0.25592513171924164,"","","","","","",""]
["Rifle Generating Station","10755_G_ST1",10755,"G","ST1","","Combined Cycle","","WECC_CO","Colorado",8,"Garfield",45,"08045",21.2,9980,1987,9999,"","","N","Natural Gas","","","","","","","","","","","","","","","",0.25592513171924164,0.25592513171924164,0.25592513171924164,0.25592513171924164,"","","","","","",""]
["Salton Sea Unit 3","10759_G_GEN1",10759,"G","GEN1","","Geothermal","","WECC_IID","California",6,"Imperial",25,"06025",48,9760,1989,9999,"","","N","Geothermal","","","","","","","","","","","","","","","",0,0,0,0,0.4625,0.4625,0.4625,"","","",""]
["Las Vegas Cogeneration LP","10761_G_GEN1",10761,"G","GEN1",3587,"Combined Cycle","","WECC_SNV","Nevada",32,"Clark",3,"32003",41,8400,1994,9999,"","","N","Natural Gas","","","","","","SCR","","","","","","","","","",0.0193,0.0193,0.0193,0.0193,"","","","","","",""]
["Las Vegas Cogeneration LP","10761_G_GEN2",10761,"G","GEN2",3587,"Combined Cycle","","WECC_SNV","Nevada",32,"Clark",3,"32003",9,8400,1994,9999,"","","N","Natural Gas","","","","","","SCR","","","","","","","","","",0.0193,0.0193,0.0193,0.0193,"","","","","","",""]
["Geo East Mesa III","10763_G_GBU",10763,"G","GBU","","Geothermal","","WECC_IID","California",6,"Imperial",25,"06025",6.5,9760,2007,9999,"","","N","Geothermal","","","","","","","","","","","","","","","",0,0,0,0,0.4625,0.4625,0.4625,"","","",""]
["Geo East Mesa III","10763_G_GEN1",10763,"G","GEN1","","Geothermal","","WECC_IID","California",6,"Imperial",25,"06025",18.5,9760,1989,9999,"","","N","Geothermal","","","","","","","","","","","","","","","",0,0,0,0,0.4625,0.4625,0.4625,"","","",""]
["Sutherland","1077_G_3",1077,"G","3",750,"Coal Steam","","MIS_IA","Iowa",19,"Marshall",127,"19127",78,11435,1961,9999,"cyclone","","N","Subbituminous","","","","","OFA","SNCR","",2009,"ESPC","ESPC","No","","","",3.2,0.3478465798215786,0.3478465798215786,0.3478465798215786,0.3478465798215786,0.64,0.97,1,"","","",""]
["E F Oxnard Energy Facility","10776_G_GTG",10776,"G","GTG","","Combustion Turbine","Combustion Turbine","WECC_SCE","California",6,"Ventura",111,"06111",48,8700,1990,9999,"","","Y","Natural Gas","","","","","","","","","","","","","","",0.74,0.18366846931454198,0.18366846931454198,0.18366846931454198,0.18366846931454198,"","","","","","",""]
["Koyle Ranch Hydroelectric Project","10781_G_GEN1",10781,"G","GEN1","","Hydro","","WECC_ID","Idaho",16,"Gooding",47,"16047",0.2,0,1983,9999,"","","N","Hydro","","","","","","","","","","","","","","","",0,0,0,0,"","","","","","",""]
["Koyle Ranch Hydroelectric Project","10781_G_GEN2",10781,"G","GEN2","","Hydro","","WECC_ID","Idaho",16,"Gooding",47,"16047",0.3,0,1983,9999,"","","N","Hydro","","","","","","","","","","","","","","","",0,0,0,0,"","","","","","",""]
["Koyle Ranch Hydroelectric Project","10781_G_GEN3",10781,"G","GEN3","","Hydro","","WECC_ID","Idaho",16,"Gooding",47,"16047",0.8,0,1983,9999,"","","N","Hydro","","","","","","","","","","","","","","","",0,0,0,0,"","","","","","",""]
["Piedmont Hydro Power Project","10787_G_GEN1",10787,"G","GEN1","","Hydro","","S_VACA","South Carolina",45,"Greenville",45,"45045",1,0,1989,9999,"","","N","Hydro","","","","","","","","","","","","","","","",0,0,0,0,"","","","","","",""]
["Fries Hydroelectric Project","10798_G_GEN2",10798,"G","GEN2","","Hydro","","PJM_West","Virginia",51,"Grayson",77,"51077",0.8,0,1933,9999,"","","N","Hydro","","","","","","","","","","","","","","","",0,0,0,0,"","","","","","",""]
["River Hills","1084_G_2",1084,"G","2","","Combustion Turbine","Combustion Turbine","MIS_MIDA","Iowa",19,"Polk",153,"19153",14.8,17662,1966,9999,"","","N","Natural Gas","","","","","","","","","","","","","","",0.5,0.4777602100541084,0.4777602100541084,0.4777602100541084,0.4777602100541084,"","","","","","",""]
["Salton Sea Unit 2","10879_G_GEN2",10879,"G","GEN2","","Geothermal","","WECC_IID","California",6,"Imperial",25,"06025",4.3,9760,1990,9999,"","","N","Geothermal","","","","","","","","","","","","","","","",0,0,0,0,0.4625,0.4625,0.4625,"","","",""]
["Keokuk","1109_G_15",1109,"G","15","","Hydro","","MIS_MO","Iowa",19,"Lee",111,"19111",8.1,0,1913,9999,"","","N","Hydro","","","","","","","","","","","","","","","",0,0,0,0,"","","","","","",""]
["Bancroft","1125_G_5",1125,"G","5","","Combustion Turbine","IC Engine","MIS_MIDA","Iowa",19,"Kossuth",109,"19109",0.5,12883,1954,9999,"","","N","Distillate Fuel Oil","","","","","","","","","","","","","","",2.5,0.7303252651467953,0.7303252651467953,0.7303252651467953,0.7303252651467953,"","","","","","",""]
["Estherville","1137_G_2",1137,"G","2","","Combustion Turbine","IC Engine","MIS_IA","Iowa",19,"Emmet",63,"19063",1.1,12855,1946,9999,"","","N","Distillate Fuel Oil","","","","","","","","","","","","","","",2.5,0.7303252651467953,0.7303252651467953,0.7303252651467953,0.7303252651467953,"","","","","","",""]
["Lenox","1158_G_1",1158,"G","1","","Combustion Turbine","IC Engine","MIS_IA","Iowa",19,"Taylor",173,"19173",0.3,19673,1948,9999,"","","N","Distillate Fuel Oil","","","","","","","","","","","","","","",2.5,0.7303252651467953,0.7303252651467953,0.7303252651467953,0.7303252651467953,"","","","","","",""]
["Montezuma","1165_G_10",1165,"G","10","","Combustion Turbine","IC Engine","MIS_MIDA","Iowa",19,"Poweshiek",157,"19157",0.2,11596,2003,9999,"","","N","Distillate Fuel Oil","","","","","","","","","","","","","","","",2.3354529520972003,2.3354529520972003,2.3354529520972003,2.3354529520972003,"","","","","","",""]
["West Phoenix","117_G_C5-1",117,"G","C5-1",71,"Combined Cycle","","WECC_AZ","Arizona",4,"Maricopa",13,"04013",160,8097,2003,9999,"","","N","Natural Gas","","","","","DLNB","SCR","","","","","","","","","",0.018237035979481193,0.018237035979481193,0.018237035979481193,0.018237035979481193,"","","","","","",""]
["Preston","1176_G_2",1176,"G","2","","Combustion Turbine","IC Engine","MIS_IA","Iowa",19,"JACKSON",97,"19097",0.7,11372,1968,9999,"","","N","Natural Gas, Distillate Fuel Oil","","","","","","","","","","","","","","",1.5724,0.7303252651467953,0.7303252651467953,0.7303252651467953,0.7303252651467953,"","","","","","",""]
["Villisca Municipal Power Plant","1193_G_6",1193,"G","6","","Combustion Turbine","IC Engine","MIS_IA","Iowa",19,"Montgomery",137,"19137",2,25000,2003,9999,"","","N","Distillate Fuel Oil","","","","","","","","","","","","","","",0.1398,2.3354529520972003,2.3354529520972003,2.3354529520972003,2.3354529520972003,"","","","","","",""]
["Wilton","1202_G_8",1202,"G","8","","Combustion Turbine","IC Engine","MIS_MIDA","Iowa",19,"Muscatine",139,"19139",2.2,10788,2002,9999,"","","N","Distillate Fuel Oil","","","","","","","","","","","","","","",0.1327,2.3354529520972003,2.3354529520972003,2.3354529520972003,2.3354529520972003,"","","","","","",""]
["Summit Lake","1206_G_GT1",1206,"G","GT1",89919,"Combined Cycle","","MIS_IA","Iowa",19,"UNION",175,"19175",33,15000,1973,9999,"","","N","Natural Gas, Distillate Fuel Oil","","","","","","","","","","","","","","",2.5,0.3124052839103163,0.3124052839103163,0.3124052839103163,0.3124052839103163,"","","","","","",""]
["Belleville","1263_G_4",1263,"G","4","","Combustion Turbine","IC Engine","SPP_NEBR","Kansas",20,"Republic",157,"20157",1,10745,1955,9999,"","","N","Natural Gas, Distillate Fuel Oil","","","","","","","","","","","","","","",3,2.3354529520972003,2.3354529520972003,2.3354529520972003,2.3354529520972003,"","","","","","",""]
["Coffeyville","1271_G_1",1271,"G","1","","Combustion Turbine","IC Engine","SPP_N","Kansas",20,"Montgomery",125,"20125",2,10745,2007,9999,"","","N","Distillate Fuel Oil","","","","","DLNB + H2O","","","","","","","","","","",2.3354529520972003,2.3354529520972003,2.3354529520972003,2.3354529520972003,"","","","","","",""]
["Goodland","1280_G_8",1280,"G","8","","Combustion Turbine","IC Engine","SPP_N","Kansas",20,"Sherman",181,"20181",4.6,12774,1975,9999,"","","N","Natural Gas, Distillate Fuel Oil","","","","","","","","","","","","","","",3,2.0543300185532067,2.0543300185532067,2.0543300185532067,2.0543300185532067,"","","","","","",""]
["Iola","1291_G_2",1291,"G","2","","Combustion Turbine","IC Engine","SPP_N","Kansas",20,"Allen",1,"20001",5,10745,2000,9999,"","","N","Natural Gas","","","","","","","","","","","","","","","",2.0543300185532067,2.0543300185532067,2.0543300185532067,2.0543300185532067,"","","","","","",""]
["Larned","1299_G_IC5",1299,"G","IC5","","Combustion Turbine","IC Engine","SPP_N","Kansas",20,"Pawnee",145,"20145",6,20500,1976,9999,"","","N","Natural Gas, Distillate Fuel Oil","","","","","","","","","","","","","","",3,2.3354529520972003,2.3354529520972003,2.3354529520972003,2.3354529520972003,"","","","","","",""]
["Mulvane Power Plant","1308_G_2",1308,"G","2","","Combustion Turbine","IC Engine","SPP_N","Kansas",20,"Sumner",191,"20191",0.2,12654,1945,9999,"","","N","Distillate Fuel Oil","","","","","","","","","","","","","","",3,2.3354529520972003,2.3354529520972003,2.3354529520972003,2.3354529520972003,"","","","","","",""]
["Pratt","1317_G_IC1",1317,"G","IC1","","Combustion Turbine","IC Engine","SPP_N","Kansas",20,"Pratt",151,"20151",1.5,18000,1958,9999,"","","N","Distillate Fuel Oil","","","","","","","","","","","","","","",3,2.3354529520972003,2.3354529520972003,2.3354529520972003,2.3354529520972003,"","","","","","",""]
["Stafford","1325_G_3",1325,"G","3","","Combustion Turbine","IC Engine","SPP_WEST","Kansas",20,"Stafford",185,"20185",0.8,16338,1958,9999,"","","N","Natural Gas, Distillate Fuel Oil","","","","","","","","","","","","","","",3,2.3354529520972003,2.3354529520972003,2.3354529520972003,2.3354529520972003,"","","","","","",""]
["West 14th Street","1332_G_GT1",1332,"G","GT1","","Combustion Turbine","Combustion Turbine","SPP_N","Kansas",20,"Cowley",35,"20035",11.1,15025,1962,9999,"","","N","Natural Gas","","","","","","","","","","","","","","","",0.4777602100541084,0.4777602100541084,0.4777602100541084,0.4777602100541084,"","","","","","",""]
["Paddys Run","1366_G_11",1366,"G","11",10010,"Combustion Turbine","Combustion Turbine","S_C_KY","Kentucky",21,"Jefferson",111,"21111",12,24899,1968,9999,"","","N","Natural Gas","","","","","","","","","","","","","","",3,0.7001,0.7001,0.7001,0.7001,"","","","","","",""]
["Wolf Creek","1380_G_3",1380,"G","3","","Hydro","","S_C_TVA","Kentucky",21,"Russell",207,"21207",52,0,1952,9999,"","","N","Hydro","","","","","","","","","","","","","","","",0,0,0,0,"","","","","","",""]
["Minden","1447_G_6",1447,"G","6","","Combustion Turbine","IC Engine","SPP_WEST","Louisiana",22,"WEBSTER",119,"22119",1.8,12302,1962,9999,"","","N","Distillate Fuel Oil","","","","","","","","","","","","","","","",2.3354529520972003,2.3354529520972003,2.3354529520972003,2.3354529520972003,"","","","","","",""]
["Kyrene","147_G_KY4",147,"G","KY4","","Combustion Turbine","Combustion Turbine","WECC_AZ","Arizona",4,"Maricopa",13,"04013",59,23118,1971,9999,"","","N","Natural Gas, Distillate Fuel Oil","","","","","","","","","","","","","","",1,0.4123194975976651,0.4123194975976651,0.4123194975976651,0.4123194975976651,"","","","","","",""]
["PPL Veazie Hydro Station","1479_G_VZ09",1479,"G","VZ09","","Hydro","","NENG_ME","Maine",23,"Penobscot",19,"23019",0.3,0,1920,9999,"","","N","Hydro","","","","","","","","","","","","","","","",0,0,0,0,"","","","","","",""]
["Deer Rips","1488_G_DR2",1488,"G","DR2","","Hydro","","NENG_ME","Maine",23,"Androscoggin",1,"23001",0.7,0,1903,9999,"","","N","Hydro","","","","","","","","","","","","","","","",0,0,0,0,"","","","","","",""]
["Williams","1510_G_WI2",1510,"G","WI2","","Hydro","","NENG_ME","Maine",23,"Somerset",25,"23025",6.7,0,1950,9999,"","","N","Hydro","","","","","","","","","","","","","","","",0,0,0,0,"","","","","","",""]
["Notch Cliff","1555_G_GT4",1555,"G","GT4","","Combustion Turbine","Combustion Turbine","PJM_SMAC","Maryland",24,"Baltimore",5,"24005",14,17269,1969,9999,"","","N","Natural Gas","","","","","","","","","","","","","","",0.3,0.4777602100541084,0.4777602100541084,0.4777602100541084,0.4777602100541084,"","","","","","",""]
["Chalk Point LLC","1571_G_GT5",1571,"G","GT5",1048,"Combustion Turbine","Combustion Turbine","PJM_SMAC","Maryland",24,"Prince George's",33,"24033",109,13521,1991,9999,"","","N","Natural Gas, Distillate Fuel Oil","","","","","H2O","","","","","","","","","",0.2,0.1017450371331736,0.1017450371331736,0.1017450371331736,0.1017450371331736,"","","","","","",""]
["Conowingo","1574_G_1",1574,"G","1","","Hydro","","PJM_EMAC","Maryland",24,"Harford",25,"24025",48,0,1928,9999,"","","N","Hydro","","","","","","","","","","","","","","","",0,0,0,0,"","","","","","",""]
["Apache Station","160_G_ST1",160,"G","ST1",92,"Combined Cycle","","WECC_AZ","Arizona",4,"Cochise",3,"04003",72,13943,1964,9999,"","","N","Natural Gas","","","","","","","","","","","","","","","",0.12510487498089617,0.12510487498089617,0.12510487498089617,0.12510487498089617,"","","","","","",""]
["Cabot","1629_G_5",1629,"G","5","","Hydro","","NENGREST","Massachusetts",25,"Franklin",11,"25011",10.3,0,1917,9999,"","","N","Hydro","","","","","","","","","","","","","","","",0,0,0,0,"","","","","","",""]
["Waters River","1678_G_1",1678,"G","1",89524,"Combustion Turbine","Combustion Turbine","NENGREST","Massachusetts",25,"Essex",9,"25009",16.1,10745,1971,9999,"","","N","Natural Gas, Distillate Fuel Oil","","","","","","","","","","","","","","",0.7890867906976743,0.47447175518818147,0.47447175518818147,0.47447175518818147,0.47447175518818147,"","","","","","",""]
["Five Channels","1704_G_1",1704,"G","1","","Hydro","","MIS_LMI","Michigan",26,"Iosco",69,"26069",3,0,1912,9999,"","","N","Hydro","","","","","","","","","","","","","","","",0,0,0,0,"","","","","","",""]
["Mio","1714_G_2",1714,"G","2","","Hydro","","MIS_LMI","Michigan",26,"Oscoda",135,"26135",0.8,0,1916,9999,"","","N","Hydro","","","","","","","","","","","","","","","",0,0,0,0,"","","","","","",""]
["Colfax","1725_G_3",1725,"G","3","","Combustion Turbine","IC Engine","MIS_LMI","Michigan",26,"Livingston",93,"26093",2.4,12774,1969,9999,"","","N","Distillate Fuel Oil","","","","","","","","","","","","","","",1.67,2.3354529520972003,2.3354529520972003,2.3354529520972003,2.3354529520972003,"","","","","","",""]
["Northeast","1734_G_3",1734,"G","3","","Combustion Turbine","Combustion Turbine","MIS_LMI","Michigan",26,"Macomb",99,"26099",12,25000,1966,9999,"","","N","Natural Gas","","","","","","","","","","","","","","",1.67,0.5924394044715431,0.5924394044715431,0.5924394044715431,0.5924394044715431,"","","","","","",""]
["Slocum","1741_G_2",1741,"G","2","","Combustion Turbine","IC Engine","MIS_LMI","Michigan",26,"Wayne",163,"26163",2.2,12774,1968,9999,"","","N","Distillate Fuel Oil","","","","","","","","","","","","","","",1.67,2.3354529520972003,2.3354529520972003,2.3354529520972003,2.3354529520972003,"","","","","","",""]
["Edison Sault","1751_G_24",1751,"G","24","","Hydro","","MIS_WUMS","Michigan",26,"Chippewa",33,"26033",0.4,0,1963,9999,"","","N","Hydro","","","","","","","","","","","","","","","",0,0,0,0,"","","","","","",""]
["Edison Sault","1751_G_61",1751,"G","61","","Hydro","","MIS_WUMS","Michigan",26,"Chippewa",33,"26033",0.4,0,1963,9999,"","","N","Hydro","","","","","","","","","","","","","","","",0,0,0,0,"","","","","","",""]
["Berrien Springs","1753_G_12",1753,"G","12","","Hydro","","PJM_West","Michigan",26,"Berrien",21,"26021",0.26,0,1996,9999,"","","N","Hydro","","","","","","","","","","","","","","","",0,0,0,0,"","","","","","",""]
["Mottville","1761_G_1",1761,"G","1","","Hydro","","PJM_West","Michigan",26,"St. Joseph",149,"26149",0.15,0,1923,9999,"","","N","Hydro","","","","","","","","","","","","","","","",0,0,0,0,"","","","","","",""]
["Way Dam","1785_G_1",1785,"G","1","","Hydro","","MIS_WUMS","Michigan",26,"Iron",71,"26071",0.1,0,1949,9999,"","","N","Hydro","","","","","","","","","","","","","","","",0,0,0,0,"","","","","","",""]
["Hillsdale","1829_G_10",1829,"G","10","","Combustion Turbine","IC Engine","MIS_LMI","Michigan",26,"Hillsdale",59,"26059",1.8,12077,2008,9999,"","","N","Distillate Fuel Oil","","","","","DLNB + H2O","","","","","","","","","","",2.3354529520972003,2.3354529520972003,2.3354529520972003,2.3354529520972003,"","","","","","",""]
["Frank Jenkins","1851_G_6",1851,"G","6","","Combustion Turbine","IC Engine","MIS_LMI","Michigan",26,"IONIA",67,"26067",1,12774,2002,9999,"","","N","Natural Gas, Distillate Fuel Oil","","","","","","","","","","","","","","",1.67,2.3354529520972003,2.3354529520972003,2.3354529520972003,2.3354529520972003,"","","","","","",""]
["Ubly","1875_G_1",1875,"G","1","","Combustion Turbine","IC Engine","MIS_LMI","Michigan",26,"Huron",63,"26063",0.6,10745,1938,9999,"","","N","Distillate Fuel Oil","","","","","","","","","","","","","","",1.67,2.3354529520972003,2.3354529520972003,2.3354529520972003,2.3354529520972003,"","","","","","",""]
["George Johnson","1877_G_10",1877,"G","10","","Combustion Turbine","Combustion Turbine","MIS_LMI","Michigan",26,"Osceola",133,"26133",23.8,11974,2000,9999,"","","N","Natural Gas","","","","","","","","","","","","","","",1.67,0.18366846931454198,0.18366846931454198,0.18366846931454198,0.18366846931454198,"","","","","","",""]
["High Bridge","1912_G_9",1912,"G","9",89581,"Combined Cycle","","MIS_MNWI","Minnesota",27,"Ramsey",123,"27123",178,9676,2008,9999,"","","N","Natural Gas","","","","","DLNB","SCR","","","","","","","","","",0.013778226753332921,0.013778226753332921,0.013778226753332921,0.013778226753332921,"","","","","","",""]
["Prairie Island","1925_G_1",1925,"G","1","","Nuclear","","MIS_MNWI","Minnesota",27,"Goodhue",49,"27049",594,10427,1974,2034,"","","N","Nuclear Fuel","","","","","","","","","","","","","","","",0,0,0,0,"","","","","","",""]
["Blue Earth","1967_G_IC6",1967,"G","IC6","","Combustion Turbine","IC Engine","MIS_MNWI","Minnesota",27,"Faribault",43,"27043",1.8,10745,1996,9999,"","","N","Distillate Fuel Oil","","","","","","","","","","","","","","","",2.3354529520972003,2.3354529520972003,2.3354529520972003,2.3354529520972003,"","","","","","",""]
["Glencoe","1975_G_6",1975,"G","6","","Combustion Turbine","IC Engine","MIS_MNWI","Minnesota",27,"McLeod",85,"27085",1,10745,1961,9999,"","","N","Natural Gas, Distillate Fuel Oil","","","","","","","","","","","","","","","",2.3354529520972003,2.3354529520972003,2.3354529520972003,2.3354529520972003,"","","","","","",""]
["Litchfield","1989_G_6",1989,"G","6","","Combustion Turbine","IC Engine","MIS_MNWI","Minnesota",27,"Meeker",93,"27093",2.1,17308,1963,9999,"","","N","Natural Gas, Distillate Fuel Oil","","","","","","","","","","","","","","","",2.3354529520972003,2.3354529520972003,2.3354529520972003,2.3354529520972003,"","","","","","",""]
["Mora","1997_G_5",1997,"G","5","","Combustion Turbine","IC Engine","MIS_MNWI","Minnesota",27,"Kanabec",65,"27065",5.7,10745,1972,9999,"","","N","Natural Gas, Distillate Fuel Oil","","","","","","","","","","","","","","","",2.0543300185532067,2.0543300185532067,2.0543300185532067,2.0543300185532067,"","","","","","",""]
["Redwood Falls","2009_G_6",2009,"G","6","","Combustion Turbine","IC Engine","MIS_MNWI","Minnesota",27,"Redwood",127,"27127",2.7,14802,1970,9999,"","","N","Distillate Fuel Oil","","","","","","","","","","","","","","","",2.3354529520972003,2.3354529520972003,2.3354529520972003,2.3354529520972003,"","","","","","",""]
["Truman","2015_G_1",2015,"G","1","","Combustion Turbine","IC Engine","MIS_MNWI","Minnesota",27,"Martin",91,"27091",0.2,10745,1938,9999,"","","N","Natural Gas, Distillate Fuel Oil","","","","","","","","","","","","","","","",2.3354529520972003,2.3354529520972003,2.3354529520972003,2.3354529520972003,"","","","","","",""]
["Worthington","2024_G_9",2024,"G","9","","Wind","","MIS_MNWI","Minnesota",27,"Nobles",105,"27105",0.9,0,2002,9999,"","","N","Wind","","","","","","","","","","","","","","","",0,0,0,0,"","","","","","",""]
["Paulding","2071_G_1",2071,"G","1","","Combustion Turbine","Combustion Turbine","S_SOU","Mississippi",28,"Jasper",61,"28061",16,15865,1972,9999,"","","N","Distillate Fuel Oil","","","","","","","","","","","","","","",4.8,0.7653828280223779,0.7653828280223779,0.7653828280223779,0.7653828280223779,"","","","","","",""]
["Meramec","2104_G_GT2",2104,"G","GT2",89685,"Combustion Turbine","Combustion Turbine","MIS_MO","Missouri",29,"St. Louis",189,"29189",53,13027,2000,9999,"","","N","Natural Gas, Distillate Fuel Oil","","","","","H2O","","","","","","","","","",0.5,0.7,0.7,0.7,0.7,"","","","","","",""]
["Carthage","2121_G_14",2121,"G","14","","Combustion Turbine","IC Engine","SPP_WEST","Missouri",29,"Jasper",97,"29097",5.5,14598,1976,9999,"","","N","Natural Gas, Distillate Fuel Oil","","","","","","","","","","","","","","",2.3000000000000003,2.0543300185532067,2.0543300185532067,2.0543300185532067,2.0543300185532067,"","","","","","",""]
["Stockton","2124_G_1",2124,"G","1","","Hydro","","SPP_N","Missouri",29,"CEDAR",39,"29039",54,0,1973,9999,"","","N","Hydro","","","","","","","","","","","","","","","",0,0,0,0,"","","","","","",""]
["Jackson","2137_G_12",2137,"G","12","","Combustion Turbine","IC Engine","MIS_MO","Missouri",29,"Cape Girardeau",31,"29031",2,11415,2006,9999,"","","N","Distillate Fuel Oil","","","","","","","","","","","","","","","",2.3354529520972003,2.3354529520972003,2.3354529520972003,2.3354529520972003,"","","","","","",""]
["Alta Powerhouse","214_G_1",214,"G","1","","Hydro","","WEC_CALN","California",6,"Placer",61,"06061",1,0,1902,9999,"","","N","Hydro","","","","","","","","","","","","","","","",0,0,0,0,"","","","","","",""]
["Monroe","2146_G_12",2146,"G","12","","Combustion Turbine","IC Engine","MIS_MO","Missouri",29,"MONROE",137,"29137",1.8,12278,2003,9999,"","","N","Distillate Fuel Oil","","","","","","","","","","","","","","",2.3000000000000003,2.3354529520972003,2.3354529520972003,2.3354529520972003,2.3354529520972003,"","","","","","",""]
["James River Power Station","2161_G_GT1",2161,"G","GT1",89860,"Combustion Turbine","Combustion Turbine","SPP_N","Missouri",29,"Greene",77,"29077",75,13793,1989,9999,"","","N","Natural Gas, Distillate Fuel Oil","","","","","H2O","","","","","","","","","",2.3000000000000003,0.16322386662572197,0.16322386662572197,0.16322386662572197,0.16322386662572197,"","","","","","",""]
["Belden","219_G_1",219,"G","1","","Hydro","","WEC_CALN","California",6,"Plumas",63,"06063",116,0,1969,9999,"","","N","Hydro","","","","","","","","","","","","","","","",0,0,0,0,"","","","","","",""]
["Ryan","2194_G_RYA4",2194,"G","RYA4","","Hydro","","WECC_MT","Montana",30,"Cascade",13,"30013",10,0,1915,9999,"","","N","Hydro","","","","","","","","","","","","","","","",0,0,0,0,"","","","","","",""]
["Ansley","2214_G_2",2214,"G","2","","Combustion Turbine","IC Engine","SPP_NEBR","Nebraska",31,"Custer",41,"31041",0.8,15182,1976,9999,"","","N","Natural Gas, Distillate Fuel Oil","","","","","","","","","","","","","","",2.5,2.0543300185532067,2.0543300185532067,2.0543300185532067,2.0543300185532067,"","","","","","",""]
["Crete","2231_G_2",2231,"G","2","","Combustion Turbine","IC Engine","SPP_NEBR","Nebraska",31,"Saline",151,"31151",1.3,11746,1955,9999,"","","N","Natural Gas, Distillate Fuel Oil","","","","","","","","","","","","","","",2.5,2.0543300185532067,2.0543300185532067,2.0543300185532067,2.0543300185532067,"","","","","","",""]
["Kimball","2248_G_6",2248,"G","6","","Combustion Turbine","IC Engine","WECC_WY","Nebraska",31,"Kimball",105,"31105",3.6,11222,1974,9999,"","","N","Natural Gas, Distillate Fuel Oil","","","","","","","","","","","","","","",2.5,2.0543300185532067,2.0543300185532067,2.0543300185532067,2.0543300185532067,"","","","","","",""]
["North Platte","2274_G_1",2274,"G","1","","Hydro","","SPP_NEBR","Nebraska",31,"Lincoln",111,"31111",12,0,1935,9999,"","","N","Hydro","","","","","","","","","","","","","","","",0,0,0,0,"","","","","","",""]
["Spencer","2278_G_1",2278,"G","1","","Hydro","","SPP_NEBR","Nebraska",31,"Boyd",15,"31015",1,0,1927,9999,"","","N","Hydro","","","","","","","","","","","","","","","",0,0,0,0,"","","","","","",""]
["Sutherland","2306_G_4",2306,"G","4","","Combustion Turbine","IC Engine","SPP_NEBR","Nebraska",31,"Lincoln",111,"31111",1.4,12219,1964,9999,"","","N","Distillate Fuel Oil","","","","","","","","","","","","","","",2.5,2.3354529520972003,2.3354529520972003,2.3354529520972003,2.3354529520972003,"","","","","","",""]
["Wilber","2315_G_6",2315,"G","6","","Combustion Turbine","IC Engine","SPP_NEBR","Nebraska",31,"Saline",151,"31151",1.6,25000,1997,9999,"","","N","Distillate Fuel Oil","","","","","","","","","","","","","","",2.5,2.3354529520972003,2.3354529520972003,2.3354529520972003,2.3354529520972003,"","","","","","",""]
["Tracy","2336_G_10",2336,"G","10",90238,"Combined Cycle","","WECC_NNV","Nevada",32,"Storey",29,"32029",263,7927,2008,9999,"","","N","Natural Gas","","","","","DLNB","SCR","","","","","","","","","",0.006098703359932787,0.006098703359932787,0.006098703359932787,0.006098703359932787,"","","","","","",""]
["Amoskeag","2354_G_2",2354,"G","2","","Hydro","","NENGREST","New Hampshire",33,"Hillsborough",11,"33011",4.8,0,1922,9999,"","","N","Hydro","","","","","","","","","","","","","","","",0,0,0,0,"","","","","","",""]
["El Dorado","238_G_2",238,"G","2","","Hydro","","WEC_CALN","California",6,"EL DORADO",17,"06017",5,0,1924,9999,"","","N","Hydro","","","","","","","","","","","","","","","",0,0,0,0,"","","","","","",""]
["PSEG Essex Generating Station","2401_G_9",2401,"G","9",1529,"Combustion Turbine","Combustion Turbine","PJM_EMAC","New Jersey",34,"Essex",13,"34013",81,14898,1990,9999,"","","N","Natural Gas, Distillate Fuel Oil","","","","","","","","","","","","","","",0.21,0.1476,0.1476,0.1476,0.1476,"","","","","","",""]
["Humboldt Bay","246_G_IC4",246,"G","IC4","","Combustion Turbine","IC Engine","WEC_CALN","California",6,"Humboldt",23,"06023",16.7,10745,2010,9999,"","","N","Natural Gas, Distillate Fuel Oil","","","","","","","","","","","","","","","",2.0543300185532067,2.0543300185532067,2.0543300185532067,2.0543300185532067,"","","","","","",""]
["East River","2493_G_1",2493,"G","1",1614,"Combined Cycle","","NY_Z_J","New York",36,"New York",61,"36061",146,7617,2005,9999,"","","Y","Natural Gas, Distillate Fuel Oil","","","","","NH3","SCR","","","","","","","","","",0.008370647602467897,0.008370647602467897,0.008370647602467897,0.008370647602467897,"","","","","","",""]
["Gowanus Gas Turbines Generating","2494_G_GT43",2494,"G","GT43",1645,"Combustion Turbine","Combustion Turbine","NY_Z_J","New York",36,"Kings",47,"36047",16.2,17100,1971,9999,"","","N","Distillate Fuel Oil","","","","","","","","","","","","","","",0.29,0.430700319,0.430700319,0.430700319,0.430700319,"","","","","","",""]
["Ravenswood","2500_G_4S",2500,"G","4S",89141,"Combined Cycle","","NY_Z_J","New York",36,"Queens",81,"36081",74,8385,2003,9999,"","","N","Natural Gas, Distillate Fuel Oil","","","","","DLNB + NH3","","","","","","","","","","",0.007364394600751505,0.007364394600751505,0.007364394600751505,0.007364394600751505,"","","","","","",""]
["East Hampton","2512_G_1",2512,"G","1",1737,"Combustion Turbine","Combustion Turbine","NY_Z_K","New York",36,"Suffolk",103,"36103",18.7,13588,1970,9999,"","","N","Distillate Fuel Oil","","","","","","","","","","","","","","",1.052964094,0.430700319,0.430700319,0.430700319,0.430700319,"","","","","","",""]
["Kings River","254_G_H1",254,"G","H1","","Hydro","","WEC_CALN","California",6,"Fresno",19,"06019",52,0,1962,9999,"","","N","Hydro","","","","","","","","","","","","","","","",0,0,0,0,"","","","","","",""]
["Franklin","2564_G_2",2564,"G","2","","Hydro","","NY_Z_D","New York",36,"Franklin",33,"36033",1.2,0,1926,9999,"","","N","Hydro","","","","","","","","","","","","","","","",0,0,0,0,"","","","","","",""]
["Granby","2569_G_2",2569,"G","2","","Hydro","","NY_Z_C&E","New York",36,"Oswego",75,"36075",5,0,1983,9999,"","","N","Hydro","","","","","","","","","","","","","","","",0,0,0,0,"","","","","","",""]
["Minetto","2586_G_2",2586,"G","2","","Hydro","","NY_Z_C&E","New York",36,"Oswego",75,"36075",1.3,0,1915,9999,"","","N","Hydro","","","","","","","","","","","","","","","",0,0,0,0,"","","","","","",""]
["Schuylerville","2607_G_1",2607,"G","1","","Hydro","","NY_Z_F","New York",36,"Saratoga",91,"36091",1.5,0,1919,9999,"","","N","Hydro","","","","","","","","","","","","","","","",0,0,0,0,"","","","","","",""]
["Stark","2613_G_1",2613,"G","1","","Hydro","","NY_Z_C&E","New York",36,"St. Lawrence",89,"36089",23.3,0,1957,9999,"","","N","Hydro","","","","","","","","","","","","","","","",0,0,0,0,"","","","","","",""]
["Pit 1","265_G_H2",265,"G","H2","","Hydro","","WEC_CALN","California",6,"Shasta",89,"06089",31,0,1922,9999,"","","N","Hydro","","","","","","","","","","","","","","","",0,0,0,0,"","","","","","",""]
["Blenheim Gilboa","2691_G_3",2691,"G","3","","Pumped Storage","","NY_Z_F","New York",36,"Schoharie",95,"36095",290,0,1973,9999,"","","N","Pumped Storage","","","","","","","","","","","","","","","",0,0,0,0,"","","","","","",""]
["Blewett","2707_G_1",2707,"G","1","","Hydro","","S_VACA","North Carolina",37,"Anson",7,"37007",3,0,1912,9999,"","","N","Hydro","","","","","","","","","","","","","","","",0,0,0,0,"","","","","","",""]
["W H Weatherspoon","2716_G_GT1",2716,"G","GT1",88324,"Combustion Turbine","Combustion Turbine","S_VACA","North Carolina",37,"Robeson",155,"37155",33,25000,1970,9999,"","","N","Natural Gas, Distillate Fuel Oil","","","","","","","","","","","","","","",2.3000000000000003,1.2000977448769488,1.2000977448769488,1.2000977448769488,1.2000977448769488,"","","","","","",""]
["Rhodhiss","2730_G_1",2730,"G","1","","Hydro","","S_VACA","North Carolina",37,"Caldwell",27,"37027",9.5,0,1925,9999,"","","N","Hydro","","","","","","","","","","","","","","","",0,0,0,0,"","","","","","",""]
["Lake Lure","2773_G_2",2773,"G","2","","Hydro","","S_VACA","North Carolina",37,"RUTHERFORD",161,"37161",2.4,0,1927,9999,"","","N","Hydro","","","","","","","","","","","","","","","",0,0,0,0,"","","","","","",""]
["Spaulding 2","282_G_1",282,"G","1","","Hydro","","WEC_CALN","California",6,"Nevada",57,"06057",4.4,0,1928,9999,"","","N","Hydro","","","","","","","","","","","","","","","",0,0,0,0,"","","","","","",""]
["Frank M Tait","2847_G_GT1",2847,"G","GT1",1928,"Combustion Turbine","Combustion Turbine","PJM_West","Ohio",39,"Montgomery",113,"39113",88,14890,1995,9999,"","","N","Natural Gas, Distillate Fuel Oil","","","","","H2O","","","","","","","","","",0.5,0.09124264449672105,0.09124264449672105,0.09124264449672105,0.09124264449672105,"","","","","","",""]
["Geysers Unit 5-20","286_G_U16",286,"G","U16","","Geothermal","","WEC_CALN","California",6,"Sonoma",97,"06097",75,9760,1985,9999,"","","N","Geothermal","","","","","","","","","","","","","","","",0,0,0,0,0.3713,0.3713,0.3713,"","","",""]
["FirstEnergy West Lorain","2869_G_3",2869,"G","3",8318,"Combustion Turbine","Combustion Turbine","PJM_ATSI","Ohio",39,"Lorain",93,"39093",85,12925,2001,9999,"","","N","Natural Gas, Distillate Fuel Oil","","","","","DLNB + H2O","","","","","","","","","",0.5,0.019428381280304333,0.019428381280304333,0.019428381280304333,0.019428381280304333,"","","","","","",""]
["Wise","292_G_2",292,"G","2","","Hydro","","WEC_CALN","California",6,"Placer",61,"06061",3.2,0,1986,9999,"","","N","Hydro","","","","","","","","","","","","","","","",0,0,0,0,"","","","","","",""]
["St Marys","2942_G_GT1",2942,"G","GT1","","Combustion Turbine","Combustion Turbine","PJM_West","Ohio",39,"Auglaize",11,"39011",10.4,18309,1999,9999,"","","N","Natural Gas","","","","","","","","","","","","","","",0.5,0.18366846931454198,0.18366846931454198,0.18366846931454198,0.18366846931454198,"","","","","","",""]
["Southwestern","2964_G_4",2964,"G","4",1873,"Combustion Turbine","Combustion Turbine","SPP_WEST","Oklahoma",40,"Caddo",15,"40015",76,12136,2008,9999,"","","N","Natural Gas","","","","","CM","","","","","","","","","","",0.11996154545975517,0.11996154545975517,0.11996154545975517,0.11996154545975517,"","","","","","",""]
["Pensacola","2981_G_A",2981,"G","A","","Hydro","","SPP_WEST","Oklahoma",40,"Mayes",97,"40097",0.5,0,1940,9999,"","","N","Hydro","","","","","","","","","","","","","","","",0,0,0,0,"","","","","","",""]
["Webbers Falls","2987_G_2",2987,"G","2","","Hydro","","SPP_WEST","Oklahoma",40,"Muskogee",101,"40101",23,0,1973,9999,"","","N","Hydro","","","","","","","","","","","","","","","",0,0,0,0,"","","","","","",""]
["Oxbow","3014_G_4",3014,"G","4","","Hydro","","WECC_PNW","Oregon",41,"Baker",1,"41001",55,0,1961,9999,"","","N","Hydro","","","","","","","","","","","","","","","",0,0,0,0,"","","","","","",""]
["Faraday","3045_G_5",3045,"G","5","","Hydro","","WECC_PNW","Oregon",41,"Clackamas",5,"41005",5.1,0,1910,9999,"","","N","Hydro","","","","","","","","","","","","","","","",0,0,0,0,"","","","","","",""]
["Bonneville","3075_G_16",3075,"G","16","","Hydro","","WECC_PNW","Oregon",41,"Multnomah",51,"41051",66,0,1981,9999,"","","N","Hydro","","","","","","","","","","","","","","","",0,0,0,0,"","","","","","",""]
["Green Peter","3080_G_1",3080,"G","1","","Hydro","","WECC_PNW","Oregon",41,"Linn",43,"41043",40,0,1967,9999,"","","N","Hydro","","","","","","","","","","","","","","","",0,0,0,0,"","","","","","",""]
["McNary","3084_G_14",3084,"G","14","","Hydro","","WECC_PNW","Oregon",41,"Umatilla",59,"41059",80,0,1957,9999,"","","N","Hydro","","","","","","","","","","","","","","","",0,0,0,0,"","","","","","",""]
["Piney","3124_G_1",3124,"G","1","","Hydro","","PJM_PENE","Pennsylvania",42,"Clarion",31,"42031",9,0,1924,9999,"","","N","Hydro","","","","","","","","","","","","","","","",0,0,0,0,"","","","","","",""]
["PPL Martins Creek LLC Harrisburg","3143_G_CTG3",3143,"G","CTG3","","Combustion Turbine","Combustion Turbine","PJM_WMAC","Pennsylvania",42,"DAUPHIN",43,"42043",14,16297,1969,9999,"","","N","Distillate Fuel Oil","","","","","","","","","","","","","","",1.315144651,0.6055514995983419,0.6055514995983419,0.6055514995983419,0.6055514995983419,"","","","","","",""]
["Richmond Generating Station","3168_G_92",3168,"G","92",2165,"Combustion Turbine","Combustion Turbine","PJM_EMAC","Pennsylvania",42,"Philadelphia",101,"42101",48,13561,1973,9999,"","","N","Distillate Fuel Oil","","","","","","","","","","","","","","",0.2,0.5980631270730113,0.5980631270730113,0.5980631270730113,0.5980631270730113,"","","","","","",""]
["Big Creek 2","318_G_4",318,"G","4","","Hydro","","WECC_SCE","California",6,"Fresno",19,"06019",15.6,0,1914,9999,"","","N","Hydro","","","","","","","","","","","","","","","",0,0,0,0,"","","","","","",""]
["Darlington County","3250_G_11",3250,"G","11",88101,"Combustion Turbine","Combustion Turbine","S_VACA","South Carolina",45,"Darlington",31,"45031",52,15688,1974,9999,"","","N","Distillate Fuel Oil","","","","","","","","","","","","","","",3.5,0.7025,0.7025,0.7025,0.7025,"","","","","","",""]
["Fishing Creek","3257_G_5",3257,"G","5","","Hydro","","S_VACA","South Carolina",45,"Chester",23,"45023",8,0,1916,9999,"","","N","Hydro","","","","","","","","","","","","","","","",0,0,0,0,"","","","","","",""]
["Rocky Creek","3266_G_5",3266,"G","5","","Hydro","","S_VACA","South Carolina",45,"Fairfield",39,"45039",4.8,0,1909,9999,"","","N","Hydro","","","","","","","","","","","","","","","",0,0,0,0,"","","","","","",""]
["Columbia","3283_G_3",3283,"G","3","","Hydro","","S_VACA","South Carolina",45,"Richland",79,"45079",1.3,0,1929,9999,"","","N","Hydro","","","","","","","","","","","","","","","",0,0,0,0,"","","","","","",""]
["Parr GT","3291_G_GT1",3291,"G","GT1","","Combustion Turbine","Combustion Turbine","S_VACA","South Carolina",45,"Fairfield",39,"45039",15.5,16006,1970,9999,"","","N","Natural Gas, Distillate Fuel Oil","","","","","","","","","","","","","","",3.5,0.4777602100541084,0.4777602100541084,0.4777602100541084,0.4777602100541084,"","","","","","",""]
["Jefferies","3319_G_H2",3319,"G","H2","","Hydro","","S_VACA","South Carolina",45,"Berkeley",15,"45015",29,0,1942,9999,"","","N","Hydro","","","","","","","","","","","","","","","",0,0,0,0,"","","","","","",""]
["Aberdeen CT","3338_G_GT1",3338,"G","GT1","","Combustion Turbine","Combustion Turbine","MAP_WAUE","South Dakota",46,"Brown",13,"46013",20.5,14420,1978,9999,"","","N","Distillate Fuel Oil","","","","","","","","","","","","","","",3,0.7653828280223779,0.7653828280223779,0.7653828280223779,0.7653828280223779,"","","","","","",""]
["Big Bend","3375_G_3",3375,"G","3","","Hydro","","MAP_WAUE","South Dakota",46,"Buffalo",17,"46017",65,0,1965,9999,"","","N","Hydro","","","","","","","","","","","","","","","",0,0,0,0,"","","","","","",""]
["Allen Steam Plant","3393_G_GT8",3393,"G","GT8","","Combustion Turbine","Combustion Turbine","S_C_TVA","Tennessee",47,"Shelby",157,"47157",16.4,14742,1971,9999,"","","N","Natural Gas, Distillate Fuel Oil","","","","","","","","","","","","","","",0.5,0.4105704832294289,0.4105704832294289,0.4105704832294289,0.4105704832294289,"","","","","","",""]
["Douglas Dam","3400_G_1",3400,"G","1","","Hydro","","S_C_TVA","Tennessee",47,"Sevier",155,"47155",44,0,1944,9999,"","","N","Hydro","","","","","","","","","","","","","","","",0,0,0,0,"","","","","","",""]
["Johnsonville","3406_G_GT7",3406,"G","GT7",88179,"Combustion Turbine","Combustion Turbine","S_C_TVA","Tennessee",47,"Humphreys",85,"47085",52,12946,1975,9999,"","","N","Natural Gas, Distillate Fuel Oil","","","","","","","","","","","","","","",3.4,0.5782464738208533,0.5782464738208533,0.5782464738208533,0.5782464738208533,"","","","","","",""]
["Pickwick Landing Dam","3415_G_6",3415,"G","6","","Hydro","","S_C_TVA","Tennessee",47,"Hardin",71,"47071",43,0,1952,9999,"","","N","Hydro","","","","","","","","","","","","","","","",0,0,0,0,"","","","","","",""]
["Newman","3456_G_5CT2",3456,"G","5CT2",4579,"Combined Cycle","","WECC_NM","Texas",48,"El Paso",141,"48141",70,10691,2009,9999,"","","N","Natural Gas","","","","","DLNB","","","","","","","","","","",0.02388670731294441,0.02388670731294441,0.02388670731294441,0.02388670731294441,"","","","","","",""]
["T H Wharton","3469_G_42",3469,"G","42",89963,"Combined Cycle","","ERC_REST","Texas",48,"Harris",201,"48201",57,9478,1972,9999,"","","N","Natural Gas","","","","","DLNB","","","","","","","","","",0.01,0.017430879838979563,0.017430879838979563,0.017430879838979563,0.017430879838979563,"","","","","","",""]
["Stryker Creek","3504_G_D3",3504,"G","D3","","Combustion Turbine","IC Engine","ERC_REST","Texas",48,"Cherokee",73,"48073",2,12774,1966,9999,"","","N","Distillate Fuel Oil","","","","","","","","","","","","","","",3,2.3354529520972003,2.3354529520972003,2.3354529520972003,2.3354529520972003,"","","","","","",""]
["Dunlap TP 1","3582_G_2",3582,"G","2","","Hydro","","ERC_REST","Texas",48,"Guadalupe",187,"48187",1.8,0,1927,9999,"","","N","Hydro","","","","","","","","","","","","","","","",0,0,0,0,"","","","","","",""]
["Leon Creek","3609_G_CGT1",3609,"G","CGT1",89297,"Combustion Turbine","Combustion Turbine","ERC_REST","Texas",48,"Bexar",29,"48029",46,10897,2004,9999,"","","N","Natural Gas","","","","","","SCR","","","","","","","","",3,0.018834865263400228,0.018834865263400228,0.018834865263400228,0.018834865263400228,"","","","","","",""]
["Pearsall","3630_G_1A",3630,"G","1A","","Combustion Turbine","IC Engine","ERC_REST","Texas",48,"Frio",163,"48163",8.4,10745,2010,9999,"","","N","Natural Gas","","","","","","","","","","","","","","","",2.0543300185532067,2.0543300185532067,2.0543300185532067,2.0543300185532067,"","","","","","",""]
["Provo","3686_G_5",3686,"G","5","","Combustion Turbine","IC Engine","WECC_UT","Utah",49,"UTAH",49,"49049",2.5,12117,1980,9999,"","","N","Natural Gas, Distillate Fuel Oil","","","","","","","","","","","","","","",0.85,2.0543300185532067,2.0543300185532067,2.0543300185532067,2.0543300185532067,"","","","","","",""]
["Milton","3717_G_2",3717,"G","2","","Hydro","","NENGREST","Vermont",50,"Chittenden",7,"50007",3.5,0,1929,9999,"","","N","Hydro","","","","","","","","","","","","","","","",0,0,0,0,"","","","","","",""]
["Harriman","3746_G_GEN3",3746,"G","GEN3","","Hydro","","NENGREST","Vermont",50,"Windham",25,"50025",13.7,0,1924,9999,"","","N","Hydro","","","","","","","","","","","","","","","",0,0,0,0,"","","","","","",""]
["Byllesby 2","3773_G_4",3773,"G","4","","Hydro","","PJM_West","Virginia",51,"Carroll",35,"51035",7.9,0,1912,9999,"","","N","Hydro","","","","","","","","","","","","","","","",0,0,0,0,"","","","","","",""]
["Leesville","3777_G_1",3777,"G","1","","Hydro","","PJM_West","Virginia",51,"Pittsylvania",143,"51143",25,0,1964,9999,"","","N","Hydro","","","","","","","","","","","","","","","",0,0,0,0,"","","","","","",""]
["Possum Point","3804_G_GT1",3804,"G","GT1","","Combustion Turbine","Combustion Turbine","PJM_Dom","Virginia",51,"Prince William",153,"51153",12,17991,1968,9999,"","","N","Distillate Fuel Oil","","","","","","","","","","","","","","",1.06,0.7653828280223779,0.7653828280223779,0.7653828280223779,0.7653828280223779,"","","","","","",""]
["John H Kerr","3833_G_B",3833,"G","B","","Hydro","","PJM_Dom","Virginia",51,"Mecklenburg",117,"51117",1,0,2008,9999,"","","N","Hydro","","","","","","","","","","","","","","","",0,0,0,0,"","","","","","",""]
["Drop 3","386_G_1",386,"G","1","","Hydro","","WECC_IID","California",6,"Imperial",25,"06025",4,0,1941,9999,"","","N","Hydro","","","","","","","","","","","","","","","",0,0,0,0,"","","","","","",""]
["Rocky Reach","3883_G_C-2",3883,"G","C-2","","Hydro","","WECC_PNW","Washington",53,"Chelan",7,"53007",105,0,1961,9999,"","","N","Hydro","","","","","","","","","","","","","","","",0,0,0,0,"","","","","","",""]
["Wanapum","3888_G_1",3888,"G","1","","Hydro","","WECC_PNW","Washington",53,"Grant",25,"53025",97,0,1963,9999,"","","N","Hydro","","","","","","","","","","","","","","","",0,0,0,0,"","","","","","",""]
["The Dalles","3895_G_15",3895,"G","15","","Hydro","","WECC_PNW","Oregon",41,"Wasco",65,"41065",86,0,1973,9999,"","","N","Hydro","","","","","","","","","","","","","","","",0,0,0,0,"","","","","","",""]
["Castaic","392_G_4",392,"G","4","","Pumped Storage","","WEC_LADW","California",6,"Los Angeles",37,"06037",265,0,1977,9999,"","","N","Pumped Storage","","","","","","","","","","","","","","","",0,0,0,0,"","","","","","",""]
["Ice Harbor","3925_G_2",3925,"G","2","","Hydro","","WECC_PNW","Washington",53,"Walla Walla",71,"53071",90,0,1962,9999,"","","N","Hydro","","","","","","","","","","","","","","","",0,0,0,0,"","","","","","",""]
["Wisconsin Rapids","3974_G_1",3974,"G","1","","Hydro","","MIS_WUMS","Wisconsin",55,"Wood",141,"55141",2.3,0,1920,9999,"","","N","Hydro","","","","","","","","","","","","","","","",0,0,0,0,"","","","","","",""]
["Whiting","3975_G_8",3975,"G","8","","Hydro","","MIS_WUMS","Wisconsin",55,"Portage",97,"55097",0.3,0,1891,9999,"","","N","Hydro","","","","","","","","","","","","","","","",0,0,0,0,"","","","","","",""]
["Arpin Dam","3995_G_2",3995,"G","2","","Hydro","","MIS_MNWI","Wisconsin",55,"Sawyer",113,"55113",0.6,0,1971,9999,"","","N","Hydro","","","","","","","","","","","","","","","",0,0,0,0,"","","","","","",""]
["St Croix Falls","4011_G_1",4011,"G","1","","Hydro","","MIS_MNWI","Wisconsin",55,"Polk",95,"55095",3.1,0,1917,9999,"","","N","Hydro","","","","","","","","","","","","","","","",0,0,0,0,"","","","","","",""]
["Clam River Dam","4018_G_3",4018,"G","3","","Hydro","","MIS_MNWI","Wisconsin",55,"Burnett",13,"55013",0.4,0,1967,9999,"","","N","Hydro","","","","","","","","","","","","","","","",0,0,0,0,"","","","","","",""]
["Oconto Falls Upper","4044_G_2",4044,"G","2","","Hydro","","MIS_WUMS","Wisconsin",55,"Oconto",83,"55083",0.4,0,1921,9999,"","","N","Hydro","","","","","","","","","","","","","","","",0,0,0,0,"","","","","","",""]
["Alexander","4060_G_2",4060,"G","2","","Hydro","","MIS_WUMS","Wisconsin",55,"Lincoln",69,"55069",0.9,0,1925,9999,"","","N","Hydro","","","","","","","","","","","","","","","",0,0,0,0,"","","","","","",""]
["Weston","4078_G_31",4078,"G","31",89867,"Combustion Turbine","Combustion Turbine","MIS_WUMS","Wisconsin",55,"Marathon",73,"55073",19.9,14607,1969,9999,"","","N","Natural Gas, Distillate Fuel Oil","","","","","","","","","","","","","","",3,0.3415167916028739,0.3415167916028739,0.3415167916028739,0.3415167916028739,"","","","","","",""]
["Barron","4102_G_2A",4102,"G","2A","","Combustion Turbine","IC Engine","MIS_MNWI","Wisconsin",55,"Barron",5,"55005",1.1,11278,1998,9999,"","","N","Distillate Fuel Oil","","","","","","","","","","","","","","",3,2.3354529520972003,2.3354529520972003,2.3354529520972003,2.3354529520972003,"","","","","","",""]
["Washington Island","4148_G_2",4148,"G","2","","Combustion Turbine","IC Engine","MIS_WUMS","Wisconsin",55,"Door",29,"55029",0.1,12025,1952,9999,"","","N","Distillate Fuel Oil","","","","","","","","","","","","","","",3,2.3354529520972003,2.3354529520972003,2.3354529520972003,2.3354529520972003,"","","","","","",""]
["Washington Island","4148_G_8",4148,"G","8","","Combustion Turbine","IC Engine","MIS_WUMS","Wisconsin",55,"Door",29,"55029",1.6,11359,1997,9999,"","","N","Distillate Fuel Oil","","","","","","","","","","","","","","",3,2.3354529520972003,2.3354529520972003,2.3354529520972003,2.3354529520972003,"","","","","","",""]
["Oxbow","426_G_1",426,"G","1","","Hydro","","WEC_CALN","California",6,"Placer",61,"06061",6,0,1966,9999,"","","N","Hydro","","","","","","","","","","","","","","","",0,0,0,0,"","","","","","",""]
["Thermalito","438_G_4",438,"G","4","","Pumped Storage","","WEC_CALN","California",6,"Butte",7,"06007",26,0,1968,9999,"","","N","Pumped Storage","","","","","","","","","","","","","","","",0,0,0,0,"","","","","","",""]
["Parker Dam","447_G_1",447,"G","1","","Hydro","","WECC_AZ","California",6,"San Bernardino",71,"06071",30,0,1942,9999,"","","N","Hydro","","","","","","","","","","","","","","","",0,0,0,0,"","","","","","",""]
["Boulder Canyon Hydro","466_G_1",466,"G","1","","Hydro","","WECC_CO","Colorado",8,"Boulder",13,"08013",10,0,1911,9999,"","","N","Hydro","","","","","","","","","","","","","","","",0,0,0,0,"","","","","","",""]
["Upper Dawson","489_G_1",489,"G","1","","Hydro","","WEC_CALN","California",6,"Tuolumne",109,"06109",5.5,0,1983,9999,"","","N","Hydro","","","","","","","","","","","","","","","",0,0,0,0,"","","","","","",""]
["Barney M Davis","4939_G_2",4939,"G","2",90244,"Combined Cycle","","ERC_REST","Texas",48,"Nueces",355,"48355",347,7509,1976,9999,"","","N","Natural Gas","","","","","DLNB + H2O","SCR","","","","","","","","","",0.017407800511501405,0.017407800511501405,0.017407800511501405,0.017407800511501405,"","","","","","",""]
["MMWAC Resource Recovery Facility","50035_G_ST1",50035,"G","ST1","","Municipal Solid Waste","","NENG_ME","Maine",23,"Androscoggin",1,"23001",2.7,19968,1992,9999,"","","N","MSW","","","","","","","","","","","","","","","",0.161692308,0.161692308,0.161692308,0.161692308,0.08,0.08,0.08,"","","",""]
["International Paper Riley Hydro","50081_G_GEN6",50081,"G","GEN6","","Hydro","","NENG_ME","Maine",23,"Franklin",7,"23007",1.1,0,1981,9999,"","","N","Hydro","","","","","","","","","","","","","","","",0,0,0,0,"","","","","","",""]
["South Oaks Hospital","50136_G_CG3",50136,"G","CG3","","Combustion Turbine","IC Engine","NY_Z_K","New York",36,"Suffolk",103,"36103",0.1,12693,2008,9999,"","","Y","Natural Gas","","","","","DLNB + H2O","","","","","","","","","","",1.30077846,1.30077846,1.30077846,1.30077846,"","","","","","",""]
["Bear Creek","50156_G_GEN1",50156,"G","GEN1","","Hydro","","WEC_CALN","California",6,"Shasta",89,"06089",3,0,1990,9999,"","","N","Hydro","","","","","","","","","","","","","","","",0,0,0,0,"","","","","","",""]
["Vallecito Hydroelectric","50206_G_GEN1",50206,"G","GEN1","","Hydro","","WECC_CO","Colorado",8,"La Plata",67,"08067",0.8,0,1989,9999,"","","N","Hydro","","","","","","","","","","","","","","","",0,0,0,0,"","","","","","",""]
["Lower Village Water Power Project","50285_G_0002",50285,"G","0002","","Hydro","","NENGREST","New Hampshire",33,"Sullivan",19,"33019",0.6,0,1995,9999,"","","N","Hydro","","","","","","","","","","","","","","","",0,0,0,0,"","","","","","",""]
["Byllesby","50328_G_1",50328,"G","1","","Hydro","","MIS_MNWI","Minnesota",27,"Dakota",37,"27037",0.8,0,1988,9999,"","","N","Hydro","","","","","","","","","","","","","","","",0,0,0,0,"","","","","","",""]
["Ridgewood Providence Power","50365_G_PH24",50365,"G","PH24","","Landfill Gas","","NENGREST","Rhode Island",44,"Providence",7,"44007",1.5,13500,2005,9999,"","","N","Landfill Gas","","","","","","","","","","","","","","","",0.04394744404747715,0.04394744404747715,0.04394744404747715,0.04394744404747715,"","","","","","",""]
["Windland","50386_G_WING",50386,"G","WING","","Wind","","WECC_SCE","California",6,"Kern",29,"06029",16,0,1982,9999,"","","N","Wind","","","","","","","","","","","","","","","",0,0,0,0,"","","","","","",""]
["Cowiche","50423_G_983",50423,"G","983","","Hydro","","WECC_PNW","Washington",53,"Yakima",77,"53077",1.6,0,1987,9999,"","","N","Hydro","","","","","","","","","","","","","","","",0,0,0,0,"","","","","","",""]
["S D Warren Westbrook","50447_G_GN16",50447,"G","GN16","","Hydro","","NENG_ME","Maine",23,"Cumberland",5,"23005",0.5,0,1940,9999,"","","N","Hydro","","","","","","","","","","","","","","","",0,0,0,0,"","","","","","",""]
["Gas Utilization Facility","50492_G_3",50492,"G","3","","Hydro","","WEC_SDGE","California",6,"San Diego",73,"06073",1,0,2002,9999,"","","N","Hydro","","","","","","","","","","","","","","","",0,0,0,0,"","","","","","",""]
["Lawrence Hydroelectric Associates","50545_G_GEN2",50545,"G","GEN2","","Hydro","","NENGREST","Massachusetts",25,"Essex",9,"25009",7,0,1981,9999,"","","N","Hydro","","","","","","","","","","","","","","","",0,0,0,0,"","","","","","",""]
["Omega Hills Gas Recovery","50577_G_GEN1",50577,"G","GEN1","","Landfill Gas","","MIS_WUMS","Wisconsin",55,"Washington",131,"55131",2.9,18968,1985,9999,"","","N","Landfill Gas","","","","","","","","","","","","","","","",0.04394744404747715,0.04394744404747715,0.04394744404747715,0.04394744404747715,"","","","","","",""]
["Covanta Fairfax Energy","50658_G_GEN1",50658,"G","GEN1","","Municipal Solid Waste","","PJM_Dom","Virginia",51,"Fairfax",59,"51059",49,18813,1990,9999,"","","N","MSW","","",80,80,"","","","","","","","","","","",0.161692308,0.161692308,0.161692308,0.161692308,0.08,0.08,0.08,"","","",""]
["Thermo Greeley","50709_G_GEN1",50709,"G","GEN1","","Combustion Turbine","Combustion Turbine","WECC_CO","Colorado",8,"Weld",123,"08123",37,8700,1996,9999,"","","Y","Natural Gas","","","","","","","","","","","","","","",1.2,0.18366846931454198,0.18366846931454198,0.18366846931454198,0.18366846931454198,"","","","","","",""]
["Pejepscot Hydroelectric Project","50758_G_GEN1",50758,"G","GEN1","","Hydro","","NENG_ME","Maine",23,"Sagadahoc",23,"23023",11.7,0,1987,9999,"","","N","Hydro","","","","","","","","","","","","","","","",0,0,0,0,"","","","","","",""]
["Stillwater Facility","50765_G_2-1",50765,"G","2-1","","Geothermal","","WECC_NNV","Nevada",32,"Churchill",1,"32001",10.1,9760,2009,9999,"","","N","Geothermal","","","","","","","","","","","","","","","",0,0,0,0,0.4563,0.4563,0.4563,"","","",""]
["Ormesa I","50766_G_OE3",50766,"G","OE3","","Geothermal","","WECC_IID","California",6,"Imperial",25,"06025",0.9,9760,1986,9999,"","","N","Geothermal","","","","","","","","","","","","","","","",0,0,0,0,0.4625,0.4625,0.4625,"","","",""]
["PE Berkeley","50849_G_GEN2",50849,"G","GEN2","","Combined Cycle","","WEC_CALN","California",6,"Alameda",1,"06001",2,5500,1987,9999,"","","Y","Natural Gas","","","","","","","","","","","","","","","",0.25592513171924164,0.25592513171924164,0.25592513171924164,0.25592513171924164,"","","","","","",""]
["Allegheny Hydro No 9 LP","50898_G_GEN2",50898,"G","GEN2","","Hydro","","PJM_PENE","Pennsylvania",42,"Armstrong",5,"42005",8.9,0,1990,9999,"","","N","Hydro","","","","","","","","","","","","","","","",0,0,0,0,"","","","","","",""]
["Winnebago County Landfill Gas","50936_G_EG5",50936,"G","EG5","","Landfill Gas","","MIS_WUMS","Wisconsin",55,"Winnebago",139,"55139",1.4,9958,2010,9999,"","","Y","Landfill Gas","","","","","","","","","","","","","","","",0.04394744404747715,0.04394744404747715,0.04394744404747715,0.04394744404747715,"","","","","","",""]
["Flatiron","518_G_3",518,"G","3","","Pumped Storage","","WECC_CO","Colorado",8,"Larimer",69,"08069",8.5,0,1954,9999,"","","N","Pumped Storage","","","","","","","","","","","","","","","",0,0,0,0,"","","","","","",""]
["Ogdensburg","52058_G_01",52058,"G","01","","Hydro","","NY_Z_C&E","New York",36,"St. Lawrence",89,"36089",0.2,0,1987,9999,"","","N","Hydro","","","","","","","","","","","","","","","",0,0,0,0,"","","","","","",""]
["Coalinga 25D Cogen","52086_G_TG4",52086,"G","TG4","","Combustion Turbine","Combustion Turbine","WEC_CALN","California",6,"FRESNO",19,"06019",2.7,8700,1987,9999,"","","Y","Natural Gas","","","","","","","","","","","","","","",0.74,0.4777602100541084,0.4777602100541084,0.4777602100541084,0.4777602100541084,"","","","","","",""]
["Mojave 3","52143_G_GEN1",52143,"G","GEN1","","Wind","","WECC_SCE","California",6,"Kern",29,"06029",23.5,0,1990,9999,"","","N","Wind","","","","","","","","","","","","","","","",0,0,0,0,"","","","","","",""]
["Soda Lake Geothermal No I II","52174_G_OEC1",52174,"G","OEC1","","Geothermal","","WECC_NNV","Nevada",32,"Churchill",1,"32001",1.1,9760,1990,9999,"","","N","Geothermal","","","","","","","","","","","","","","","",0,0,0,0,0.4563,0.4563,0.4563,"","","",""]
["Otay","52204_G_OTA2",52204,"G","OTA2","","Landfill Gas","","WEC_SDGE","California",6,"SAN DIEGO",73,"06073",1.7,13560,1991,9999,"","","N","Landfill Gas","","","","","","","","","","","","","","","",0.04394744404747715,0.04394744404747715,0.04394744404747715,0.04394744404747715,"","","","","","",""]
["Branford","540_G_UN10",540,"G","UN10",326,"Combustion Turbine","Combustion Turbine","NENG_CT","Connecticut",9,"New Haven",9,"09009",17.4,14515,1967,9999,"","","N","Distillate Fuel Oil","","","","","H2O","","","","","","","","","",0.55,1.2,1.2,1.2,1.2,"","","","","","",""]
["Port Edwards Mill","54103_G_HG2",54103,"G","HG2","","Hydro","","MIS_WUMS","Wisconsin",55,"Wood",141,"55141",0.4,0,1913,9999,"","","N","Hydro","","","","","","","","","","","","","","","",0,0,0,0,"","","","","","",""]
["Fortistar North Tonawanda","54131_G_GEN2",54131,"G","GEN2",3754,"Combined Cycle","","NY_Z_A&B","New York",36,"Niagara",63,"36063",15.7,7829,1993,9999,"","","Y","Natural Gas, Distillate Fuel Oil","","","","","STM","","","","","","","","","","",0.08757977134069055,0.08757977134069055,0.08757977134069055,0.08757977134069055,"","","","","","",""]
["Stony Brook Cogen Plant","54149_G_GEN1",54149,"G","GEN1",3757,"Combustion Turbine","Combustion Turbine","NY_Z_K","New York",36,"Suffolk",103,"36103",44,8700,1995,9999,"","","Y","Natural Gas, Distillate Fuel Oil","","","","","H2O","","","","","","","","","",1.052964094,0.07992095811387617,0.07992095811387617,0.07992095811387617,0.07992095811387617,"","","","","","",""]
["Naval Submarine Base Kings Bay","54239_G_5878",54239,"G","5878","","Combustion Turbine","IC Engine","S_SOU","Georgia",13,"Camden",39,"13039",2.5,13652,1989,9999,"","","N","Distillate Fuel Oil","","","","","","","","","","","","","","",0.8,2.3354529520972003,2.3354529520972003,2.3354529520972003,2.3354529520972003,"","","","","","",""]
["Goodwin Hydroelectric","54302_G_G2",54302,"G","G2","","Hydro","","NENG_CT","Connecticut",9,"Hartford",3,"09003",1.6,0,1986,9999,"","","N","Hydro","","","","","","","","","","","","","","","",0,0,0,0,"","","","","","",""]
["Dry Creek Project","54394_G_GEN1",54394,"G","GEN1","","Hydro","","WECC_ID","Idaho",16,"Butte",23,"16023",2.5,0,1987,9999,"","","N","Hydro","","","","","","","","","","","","","","","",0,0,0,0,"","","","","","",""]
["Orlando Cogen LP","54466_G_GEN1",54466,"G","GEN1",3773,"Combined Cycle","","FRCC","Florida",12,"Orange",95,"12095",120,7895,1993,9999,"","","Y","Natural Gas","","","","","","","","","","","","","","","",0.05585319872261642,0.05585319872261642,0.05585319872261642,0.05585319872261642,"","","","","","",""]
["Sumpter Energy Associates","54536_G_0388",54536,"G","0388","","Landfill Gas","","MIS_LMI","Michigan",26,"Wayne",163,"26163",0.8,13500,1992,9999,"","","N","Landfill Gas","","","","","","","","","","","","","","","",0.04394744404747715,0.04394744404747715,0.04394744404747715,0.04394744404747715,"","","","","","",""]
["Sithe Independence Station","54547_G_1",54547,"G","1",3774,"Combined Cycle","","NY_Z_C&E","New York",36,"Oswego",75,"36075",144,7058,1994,9999,"","","Y","Natural Gas","","","","","DLNB","SCR","","","","","","","","","",0.0166653257021387,0.0166653257021387,0.0166653257021387,0.0166653257021387,"","","","","","",""]
["Saranac Facility","54574_G_GEN2",54574,"G","GEN2",3781,"Combined Cycle","","NY_Z_D","New York",36,"Clinton",19,"36019",83,8046,1994,9999,"","","N","Natural Gas","","","","","","SCR","","","","","","","","","",0.02889024355975485,0.02889024355975485,0.02889024355975485,0.02889024355975485,"","","","","","",""]
["Berlin Gorham","54639_G_GOR4",54639,"G","GOR4","","Hydro","","NENGREST","New Hampshire",33,"Coos",7,"33007",1.2,0,1920,9999,"","","N","Hydro","","","","","","","","","","","","","","","",0,0,0,0,"","","","","","",""]
["Berlin Gorham","54639_G_XP3",54639,"G","XP3","","Hydro","","NENGREST","New Hampshire",33,"Coos",7,"33007",0.6,0,1921,9999,"","","N","Hydro","","","","","","","","","","","","","","","",0,0,0,0,"","","","","","",""]
["Oyster Creek Unit VIII","54676_G_G82",54676,"G","G82","","Combined Cycle","","ERC_REST","Texas",48,"Brazoria",39,"48039",73,9657,1994,9999,"","","Y","Natural Gas","","","","","","","","","","","","","","","",0.036387173944549454,0.036387173944549454,0.036387173944549454,0.036387173944549454,"","","","","","",""]
["Yuma Cogeneration Associates","54694_G_GEN1",54694,"G","GEN1","","Combined Cycle","","WECC_AZ","Arizona",4,"Yuma",27,"04027",35,7612,1994,9999,"","","Y","Natural Gas, Distillate Fuel Oil","","","","","","","","","","","","","","","",0.04664804364876063,0.04664804364876063,0.04664804364876063,0.04664804364876063,"","","","","","",""]
["Alliant SBD 9106 Rockwell CR","54717_G_2679",54717,"G","2679","","Combustion Turbine","IC Engine","MIS_IA","Iowa",19,"Linn",113,"19113",1.6,15035,1992,9999,"","","N","Distillate Fuel Oil","","","","","","","","","","","","","","",2.5,2.3354529520972003,2.3354529520972003,2.3354529520972003,2.3354529520972003,"","","","","","",""]
["Ormesa II","54724_G_OE26",54724,"G","OE26","","Geothermal","","WECC_IID","California",6,"Imperial",25,"06025",0.9,9760,1987,9999,"","","N","Geothermal","","","","","","","","","","","","","","","",0,0,0,0,0.4625,0.4625,0.4625,"","","",""]
["Grand Blanc Generating Station","54757_G_4-3",54757,"G","4-3","","Landfill Gas","","MIS_LMI","Michigan",26,"Genesee",49,"26049",0.8,13500,1994,9999,"","","N","Landfill Gas","","","","","","","","","","","","","","","",0.04394744404747715,0.04394744404747715,0.04394744404747715,0.04394744404747715,"","","","","","",""]
["Boydton Plank Road Cogen Plant","54766_G_GEN25",54766,"G","GEN25","","Fossil Waste","","PJM_Dom","Virginia",51,"Dinwiddie",53,"51053",0.3,10745,2000,9999,"","","N","Fossil Waste","","","","","","","","","","","","","","","",0.08560208286506267,0.08560208286506267,0.08560208286506267,0.08560208286506267,"","","","","","",""]
["Seneca Energy","54782_G_GE18",54782,"G","GE18","","Landfill Gas","","NY_Z_C&E","New York",36,"Seneca",99,"36099",1.6,13500,2007,9999,"","","N","Landfill Gas","","","","","","","","","","","","","","","",0.04394744404747715,0.04394744404747715,0.04394744404747715,0.04394744404747715,"","","","","","",""]
["Panda Brandywine LP","54832_G_1",54832,"G","1",3806,"Combined Cycle","","PJM_SMAC","Maryland",24,"Prince George's",33,"24033",79,7840,1996,9999,"","","N","Natural Gas, Distillate Fuel Oil","","","","","H2O","","","","","","","","","","",0.031574695295420965,0.031574695295420965,0.031574695295420965,0.031574695295420965,"","","","","","",""]
["High Rock","54896_G_HR2",54896,"G","HR2","","Hydro","","S_VACA","North Carolina",37,"Davidson",57,"37057",13,0,1927,9999,"","","N","Hydro","","","","","","","","","","","","","","","",0,0,0,0,"","","","","","",""]
["Twin Bridges I II & III LFGTE","54925_G_III-2",54925,"G","III-2","","Landfill Gas","","MIS_INKY","Indiana",18,"HENDRICKS",63,"18063",0.8,13500,2009,9999,"","","N","Landfill Gas","","","","","","","","","","","","","","","",0.04394744404747715,0.04394744404747715,0.04394744404747715,0.04394744404747715,"","","","","","",""]
["Hudson Falls Hydroelectric Project","54953_G_GEN1",54953,"G","GEN1","","Hydro","","NY_Z_F","New York",36,"Saratoga",91,"36091",8.2,0,1995,9999,"","","N","Hydro","","","","","","","","","","","","","","","",0,0,0,0,"","","","","","",""]
["Ocean County Landfill","54980_G_UNT6",54980,"G","UNT6","","Landfill Gas","","PJM_EMAC","New Jersey",34,"Ocean",29,"34029",0.8,13500,1997,9999,"","","N","Landfill Gas","","","","","","","","","","","","","","","",0.04394744404747715,0.04394744404747715,0.04394744404747715,0.04394744404747715,"","","","","","",""]
["Four Hills Nashua Landfill","55006_G_UNT2",55006,"G","UNT2","","Landfill Gas","","NENGREST","New Hampshire",33,"Hillsborough",11,"33011",0.7,20558,1996,9999,"","","N","Landfill Gas","","","","","","","","","","","","","","",0.27,0.04394744404747715,0.04394744404747715,0.04394744404747715,0.04394744404747715,"","","","","","",""]
["Mid-Georgia Cogeneration Facility","55040_G_CT1",55040,"G","CT1",3825,"Combined Cycle","","S_SOU","Georgia",13,"Houston",153,"13153",106,6819,1997,9999,"","","Y","Natural Gas, Distillate Fuel Oil","","","","","DLNB + H2O","SCR","","","","","","","","",0.0515,0.050846012929132406,0.050846012929132406,0.050846012929132406,0.050846012929132406,"","","","","","",""]
["Brownsville Peaking Power","55081_G_4",55081,"G","4",1459,"Combustion Turbine","Combustion Turbine","S_C_TVA","Tennessee",47,"Haywood",75,"47075",121,12118,1999,9999,"","","N","Natural Gas","","","","","H2O","","","","","","","","","",5,0.08255231318221311,0.08255231318221311,0.08255231318221311,0.08255231318221311,"","","","","","",""]
["Midlothian Energy Facility","55091_G_STK3",55091,"G","STK3",3875,"Combined Cycle","","ERC_REST","Texas",48,"Ellis",139,"48139",208,7701,2000,9999,"","","N","Natural Gas","","","","","DLNB + H2O","SCR","","","","","","","","","",0.009552374301964846,0.009552374301964846,0.009552374301964846,0.009552374301964846,"","","","","","",""]
["Klamath Cogeneration Plant","55103_G_ST1",55103,"G","ST1",3899,"Combined Cycle","","WECC_PNW","Oregon",41,"Klamath",35,"41035",170,6827,2001,9999,"","","Y","Natural Gas","","","","","","SCR","","","","","","","","","",0.014666104599830216,0.014666104599830216,0.014666104599830216,0.014666104599830216,"","","","","","",""]
["Rockingham County CT Station","55116_G_CT3",55116,"G","CT3",3937,"Combustion Turbine","Combustion Turbine","S_VACA","North Carolina",37,"Rockingham",157,"37157",155,11294,2000,9999,"","","N","Natural Gas, Distillate Fuel Oil","","","","","DLNB + H2O","","","","","","","","","",2.3000000000000003,0.048487666538885026,0.048487666538885026,0.048487666538885026,0.048487666538885026,"","","","","","",""]
["NAFTA Region Olefins Complex Cogen Fac","55122_G_UN1",55122,"G","UN1","","Combustion Turbine","Combustion Turbine","S_D_WOTA","Texas",48,"Jefferson",245,"48245",35,9934,2001,9999,"","","Y","Natural Gas","","","","","","","","","","","","","","",3,0.18366846931454198,0.18366846931454198,0.18366846931454198,0.18366846931454198,"","","","","","",""]
["Wolf Hollow I LP","55139_G_ST",55139,"G","ST",3981,"Combined Cycle","","ERC_REST","Texas",48,"Hood",221,"48221",241,8048,2003,9999,"","","N","Natural Gas","","","","","","SCR","","","","","","","","","",0.03905805344849676,0.03905805344849676,0.03905805344849676,0.03905805344849676,"","","","","","",""]
["Guadalupe Generating Station","55153_G_STG1",55153,"G","STG1",4028,"Combined Cycle","","ERC_REST","Texas",48,"Guadalupe",187,"48187",199,7642,2000,9999,"","","N","Natural Gas","","","","","DLNB","","","","","","","","","","",0.035980503812092474,0.035980503812092474,0.035980503812092474,0.035980503812092474,"","","","","","",""]
["Bosque County Peaking","55172_G_GT-1",55172,"G","GT-1",4054,"Combustion Turbine","Combustion Turbine","ERC_REST","Texas",48,"Bosque",35,"48035",154,12320,2000,9999,"","","N","Natural Gas","","","","","DLNB","SCR","","","","","","","","","",0.0486,0.016087476809284552,0.0486,0.016087476809284552,"","","","","","",""]
["Sunrise Power LLC","55182_G_X719",55182,"G","X719",8460,"Combined Cycle","","WEC_CALN","California",6,"Kern",29,"06029",150,7240,2001,9999,"","","N","Natural Gas","","","","","DLNB","SCR","","","","","","","","","",0.007831609398823563,0.007831609398823563,0.007831609398823563,0.007831609398823563,"","","","","","",""]
["Elwood Energy LLC","55199_G_GT5",55199,"G","GT5",4119,"Combustion Turbine","Combustion Turbine","PJM_COMD","Illinois",17,"Will",197,"17197",150,10881,2001,9999,"","","N","Natural Gas","","","","","DLNB","","","","","","","","","",1,0.028960197718688355,0.028960197718688355,0.028960197718688355,0.028960197718688355,"","","","","","",""]
["Valmont Combustion Turbine Project","55207_G_UN7",55207,"G","UN7",4141,"Combustion Turbine","Combustion Turbine","WECC_CO","Colorado",8,"BOULDER",13,"08013",40,12778,2000,9999,"","","N","Natural Gas","","","","","H2O","","","","","","","","","",1.2,0.10393122567925905,0.10393122567925905,0.10393122567925905,0.10393122567925905,"","","","","","",""]
["Harry L. Oswald","55221_G_G9",55221,"G","G9",4167,"Combined Cycle","","SPP_WEST","Arkansas",5,"Pulaski",119,"05119",95,9547,2002,9999,"","","N","Natural Gas","","","","","STM","","","","","","","","","","",0.07894348549006841,0.07894348549006841,0.07894348549006841,0.07894348549006841,"","","","","","",""]
["Greenville Electric Generating Station","55228_G_GT2",55228,"G","GT2",4214,"Combustion Turbine","Combustion Turbine","PJM_West","Ohio",39,"Darke",37,"39037",50,11438,2000,9999,"","","N","Natural Gas","","","","","H2O","","","","","","","","","",0.5,0.08428068198842892,0.08428068198842892,0.08428068198842892,0.08428068198842892,"","","","","","",""]
["Audrain Generating Station","55234_G_GT8",55234,"G","GT8",4265,"Combustion Turbine","Combustion Turbine","MIS_MO","Missouri",29,"Audrain",7,"29007",76,13562,2001,9999,"","","N","Natural Gas","","","","","DLNB","","","","","","","","","",0.0006,0.026723074125627685,0.026723074125627685,0.026723074125627685,0.026723074125627685,"","","","","","",""]
["Astoria Gas Turbines","55243_G_3-3",55243,"G","3-3",3504,"Combustion Turbine","Combustion Turbine","NY_Z_J","New York",36,"Queens",81,"36081",35,14564,1970,9999,"","","N","Natural Gas, Distillate Fuel Oil","","","","","","","","","","","","","","",0.315889228,0.430700319,0.430700319,0.430700319,0.430700319,"","","","","","",""]
["University Park Energy LLC","55250_G_UPG1",55250,"G","UPG1",4323,"Combustion Turbine","Combustion Turbine","PJM_COMD","Illinois",17,"Will",197,"17197",50,11544,2001,9999,"","","N","Natural Gas","","","","","H2O","","","","","","","","","",1,0.07923973450115931,0.07923973450115931,0.07923973450115931,0.07923973450115931,"","","","","","",""]
["Napoleon Peaking Station","55264_G_CT2",55264,"G","CT2",4365,"Combustion Turbine","Combustion Turbine","PJM_ATSI","Ohio",39,"Henry",69,"39069",12,13742,2000,9999,"","","N","Natural Gas","","","","","","SCR","","","","","","","","",0.5,0.0381,0.0381,0.0381,0.0381,"","","","","","",""]
["Ceredo Generating Station","55276_G_05",55276,"G","05",4401,"Combustion Turbine","Combustion Turbine","PJM_West","West Virginia",54,"Wayne",99,"54099",75,12516,2001,9999,"","","N","Natural Gas","","","","","CM","","","","","","","","","",2.7,0.025799999999999997,0.025799999999999997,0.025799999999999997,0.025799999999999997,"","","","","","",""]
["Wolf Hills Energy LLC","55285_G_WHG1",55285,"G","WHG1",4436,"Combustion Turbine","Combustion Turbine","PJM_West","Virginia",51,"Washington",191,"51191",50,11176,2001,9999,"","","N","Natural Gas","","","","","H2O","","","","","","","","","",2.64,0.06063649080613575,0.06063649080613575,0.06063649080613575,0.06063649080613575,"","","","","","",""]
["New Covert Generating Facility","55297_G_1",55297,"G","1",4471,"Combined Cycle","","MIS_LMI","Michigan",26,"Van Buren",159,"26159",211,7688,2003,9999,"","","N","Natural Gas","","","","","DLNB","SCR","","","","","","","","","",0.011318353392034396,0.011318353392034396,0.011318353392034396,0.011318353392034396,"","","","","","",""]
["Fore River Generating Station","55317_G_ST15",55317,"G","ST15",4488,"Combined Cycle","","NENGREST","Massachusetts",25,"Norfolk",21,"25021",248,7377,2003,9999,"","","N","Natural Gas","","","","","DLNB + H2O","SCR","","","","","","","","","",0.007016833680088645,0.007016833680088645,0.007016833680088645,0.007016833680088645,"","","","","","",""]
["Otay Mesa Generating Project","55345_G_1-02",55345,"G","1-02",4524,"Combined Cycle","","WEC_SDGE","California",6,"San Diego",73,"06073",153,7195,2009,9999,"","","N","Natural Gas","","","","","DLNB","SCR","","","","","","","","","",0.005725981726798781,0.005725981726798781,0.005725981726798781,0.005725981726798781,"","","","","","",""]
["Exelon LaPorte Generating Station","55365_G_GT2",55365,"G","GT2",4560,"Combustion Turbine","Combustion Turbine","ERC_REST","Texas",48,"Harris",201,"48201",38,12267,2001,9999,"","","N","Natural Gas","","","","","DLNB","","","","","","","","","",3,0.09299999999999999,0.09299999999999999,0.09299999999999999,0.09299999999999999,"","","","","","",""]
["Harquahala Generating Project","55372_G_STG2",55372,"G","STG2",8538,"Combined Cycle","","WECC_AZ","Arizona",4,"Maricopa",13,"04013",149,7391,2004,9999,"","","N","Natural Gas","","","","","DLNB","SCR","","","","","","","","","",0.2587,0.0119,0.2587,0.0119,"","","","","","",""]
["Washington Energy Facility","55397_G_ST1",55397,"G","ST1",9212,"Combined Cycle","","PJM_West","Ohio",39,"Washington",167,"39167",300,7296,2002,9999,"","","N","Natural Gas","","","","","DLNB","SCR","","","","","","","","","",0.008272283040573935,0.008272283040573935,0.008272283040573935,0.008272283040573935,"","","","","","",""]
["Effingham County Power Project","55406_G_STG",55406,"G","STG",4680,"Combined Cycle","","S_SOU","Georgia",13,"Effingham",103,"13103",171,7151,2003,9999,"","","N","Natural Gas","","","","","DLNB","SCR","","","","","","","","","",0.012787822543304194,0.012787822543304194,0.012787822543304194,0.012787822543304194,"","","","","","",""]
["Bayou Cove Peaking Power","55433_G_0001",55433,"G","0001",8562,"Combustion Turbine","Combustion Turbine","S_D_WOTA","Louisiana",22,"Acadia",1,"22001",75,12646,2002,9999,"","","N","Natural Gas","","","","","DLNB","","","","","","","","","",0.01,0.023389441109989906,0.023389441109989906,0.023389441109989906,0.023389441109989906,"","","","","","",""]
["Fountain Valley Power Facility","55453_G_S2",55453,"G","S2",4791,"Combustion Turbine","Combustion Turbine","WECC_CO","Colorado",8,"El Paso",41,"08041",39,10966,2001,9999,"","","N","Natural Gas","","","","","H2O","","","","","","","","","",1.2,0.09663855404040099,0.09663855404040099,0.09663855404040099,0.09663855404040099,"","","","","","",""]
["Ouachita","55467_G_CTG2",55467,"G","CTG2",4830,"Combined Cycle","","S_D_REST","Louisiana",22,"Ouachita",73,"22073",154,7601,2002,9999,"","","N","Natural Gas","","","","","DLNB","SCR","","","","","","","","","",0.017702482558686047,0.017702482558686047,0.017702482558686047,0.017702482558686047,"","","","","","",""]
["Goldendale Generating Station","55482_G_G1",55482,"G","G1",4863,"Combined Cycle","","WECC_PNW","Washington",53,"Klickitat",39,"53039",146,7050,2004,9999,"","","N","Natural Gas","","","","","DLNB","SCR","","","","","","","","","",0.010612178985881158,0.010612178985881158,0.010612178985881158,0.010612178985881158,"","","","","","",""]
["Frank Knutson","55505_G_BR2",55505,"G","BR2",4906,"Combustion Turbine","Combustion Turbine","WECC_CO","Colorado",8,"ADAMS",1,"08001",67,12051,2002,9999,"","","N","Natural Gas, Distillate Fuel Oil","","","","","DLNB + H2O","","","","","","","","","",1.2,0.035062054783475766,0.035062054783475766,0.035062054783475766,0.035062054783475766,"","","","","","",""]
["Sundance","55522_G_CT8",55522,"G","CT8",9958,"Combustion Turbine","Combustion Turbine","WECC_AZ","Arizona",4,"Pinal",21,"04021",41,10745,2002,9999,"","","N","Natural Gas","","","","","H2O","SCR","","","","","","","","",0.8,0.02622275383113542,0.02622275383113542,0.02622275383113542,0.02622275383113542,"","","","","","",""]
["Larkspur Energy Facility","55542_G_CTG2",55542,"G","CTG2",8648,"Combustion Turbine","Combustion Turbine","WEC_SDGE","California",6,"San Diego",73,"06073",50,10753,2001,9999,"","","N","Natural Gas, Distillate Fuel Oil","","","","","","SCR","","","","","","","","",0.74,0.02065095876123038,0.02065095876123038,0.02065095876123038,0.02065095876123038,"","","","","","",""]
["Agassiz Beach LLC","55576_G_AB30",55576,"G","AB30","","Wind","","MIS_MNWI","Minnesota",27,"Clay",27,"27027",1.9,0,2001,9999,"","","N","Wind","","","","","","","","","","","","","","","",0,0,0,0,"","","","","","",""]
["C & C Electric","55597_G_3",55597,"G","3","","Landfill Gas","","MIS_LMI","Michigan",26,"Calhoun",25,"26025",0.9,17267,1995,9999,"","","N","Landfill Gas","","","","","","","","","","","","","","","",0.04394744404747715,0.04394744404747715,0.04394744404747715,0.04394744404747715,"","","","","","",""]
["West Valley Generation Project","55622_G_U5",55622,"G","U5",10041,"Combustion Turbine","Combustion Turbine","WECC_UT","Utah",49,"Salt Lake",35,"49035",38,10745,2002,9999,"","","N","Natural Gas","","","","","DLNB","SCR","","","","","","","","",0.85,0.017858082111435036,0.017858082111435036,0.017858082111435036,0.017858082111435036,"","","","","","",""]
["Plains End","55650_G_GE13",55650,"G","GE13","","Combustion Turbine","IC Engine","WECC_CO","Colorado",8,"Jefferson",59,"08059",5.7,10745,2002,9999,"","","N","Natural Gas","","","","","","","","","","","","","","",1.2,2.0543300185532067,2.0543300185532067,2.0543300185532067,2.0543300185532067,"","","","","","",""]
["Chehalis Generating Facility","55662_G_CT2",55662,"G","CT2",8782,"Combined Cycle","","WECC_PNW","Washington",53,"Lewis",41,"53041",172,7462,2003,9999,"","","N","Natural Gas, Distillate Fuel Oil","","","","","DLNB + H2O","SCR","","","","","","","","","",0.017125592198087677,0.017125592198087677,0.017125592198087677,0.017125592198087677,"","","","","","",""]
["Bethlehem Power Plant","55690_G_CTG7",55690,"G","CTG7",8906,"Combined Cycle","","PJM_WMAC","Pennsylvania",42,"Northampton",95,"42095",126,8206,2003,9999,"","","N","Natural Gas, Distillate Fuel Oil","","","","","H2O + OFA","SCR","","","","","","","","","",0.007138797178194246,0.007138797178194246,0.007138797178194246,0.007138797178194246,"","","","","","",""]
["Los Esteros Critical Energy Center","55748_G_CTG2",55748,"G","CTG2",9251,"Combustion Turbine","Combustion Turbine","WEC_CALN","California",6,"Santa Clara",85,"06085",45,10745,2003,9999,"","","N","Natural Gas","","","","","H2O","SCR","","","","","","","","",0.74,0.024544172155203377,0.024544172155203377,0.024544172155203377,0.024544172155203377,"","","","","","",""]
["Model City Energy Facility","55757_G_GEN1",55757,"G","GEN1","","Landfill Gas","","NY_Z_A&B","New York",36,"Niagara",63,"36063",0.8,13500,2001,9999,"","","N","Landfill Gas","","","","","","","","","","","","","","","",0.04394744404747715,0.04394744404747715,0.04394744404747715,0.04394744404747715,"","","","","","",""]
["Green Knight Energy Center","55765_G_TG3",55765,"G","TG3","","Landfill Gas","","PJM_WMAC","Pennsylvania",42,"Northampton",95,"42095",2.4,21984,2001,9999,"","","N","Landfill Gas","","","","","","","","","","","","","","","",0.04394744404747715,0.04394744404747715,0.04394744404747715,0.04394744404747715,"","","","","","",""]
["Henrietta Peaker","55807_G_HPP2",55807,"G","HPP2",88087,"Combustion Turbine","Combustion Turbine","WEC_CALN","California",6,"Kings",31,"06031",47,10745,2002,9999,"","","N","Natural Gas","","","","","H2O","SCR","","","","","","","","",0.74,0.021852697744219118,0.021852697744219118,0.021852697744219118,0.021852697744219118,"","","","","","",""]
["Montgomery County Oaks LFGE Plant","55885_G_GEJGC",55885,"G","GEJGC","","Landfill Gas","","PJM_SMAC","Maryland",24,"Montgomery",31,"24031",0.8,13500,2009,9999,"","","N","Landfill Gas","","","","","","","","","","","","","","","",0.04394744404747715,0.04394744404747715,0.04394744404747715,0.04394744404747715,"","","","","","",""]
["McMinnville","55928_G_9",55928,"G","9","","Combustion Turbine","IC Engine","S_C_TVA","Tennessee",47,"Warren",177,"47177",1.8,10745,2001,9999,"","","N","Distillate Fuel Oil","","","","","","","","","","","","","","",5,2.3354529520972003,2.3354529520972003,2.3354529520972003,2.3354529520972003,"","","","","","",""]
["Las Vegas Cogeneration II LLC","55952_G_GEN7",55952,"G","GEN7","","Combined Cycle","","WECC_SNV","Nevada",32,"Clark",3,"32003",26,8570,2003,9999,"","","N","Natural Gas","","","","","","","","","","","","","","","",0.016817983474025033,0.016817983474025033,0.016817983474025033,0.016817983474025033,"","","","","","",""]
["Great Works Hydro","55967_G_WW8",55967,"G","WW8","","Hydro","","NENG_ME","Maine",23,"Penobscot",19,"23019",0.6,0,1910,9999,"","","N","Hydro","","","","","","","","","","","","","","","",0,0,0,0,"","","","","","",""]
["Wabuska","55988_G_5",55988,"G","5","","Geothermal","","WECC_NNV","Nevada",32,"Lyon",19,"32019",0.4,9760,2011,9999,"","","N","Geothermal","","","","","","","","","","","","","","","",0,0,0,0,0.4563,0.4563,0.4563,"","","",""]
["Danbury Diesel","55998_G_IC1",55998,"G","IC1","","Combustion Turbine","IC Engine","MIS_MNWI","Wisconsin",55,"BURNETT",13,"55013",0.5,12774,1982,9999,"","","N","Distillate Fuel Oil","","","","","","","","","","","","","","",3,2.3354529520972003,2.3354529520972003,2.3354529520972003,2.3354529520972003,"","","","","","",""]
["Traer East","56025_G_6",56025,"G","6","","Combustion Turbine","IC Engine","MIS_MIDA","Iowa",19,"Tama",171,"19171",2,10745,2004,9999,"","","N","Distillate Fuel Oil","","","","","","","","","","","","","","",2.5,2.3354529520972003,2.3354529520972003,2.3354529520972003,2.3354529520972003,"","","","","","",""]
["G McNeilus Wind Farm Dodge Center","56054_G_GM1",56054,"G","GM1","","Wind","","MIS_MNWI","Minnesota",27,"DODGE",39,"27039",32,0,2002,9999,"","","N","Wind","","","","","","","","","","","","","","","",0,0,0,0,"","","","","","",""]
["High Winds LLC","56075_G_2",56075,"G","2","","Wind","","WEC_CALN","California",6,"Solano",95,"06095",16.2,0,2003,9999,"","","N","Wind","","","","","","","","","","","","","","","",0,0,0,0,"","","","","","",""]
["IMEA Flora","56116_G_10",56116,"G","10","","Combustion Turbine","IC Engine","MIS_IL","Illinois",17,"Clay",25,"17025",1.8,11047,2000,9999,"","","N","Distillate Fuel Oil","","","","","","","","","","","","","","",1,2.3354529520972003,2.3354529520972003,2.3354529520972003,2.3354529520972003,"","","","","","",""]
["Valenite","56131_G_1",56131,"G","1","","Combustion Turbine","IC Engine","S_VACA","South Carolina",45,"Oconee",73,"45073",2.4,10803,2003,9999,"","","N","Distillate Fuel Oil","","","","","","","","","","","","","","",3.5,2.3354529520972003,2.3354529520972003,2.3354529520972003,2.3354529520972003,"","","","","","",""]
["South Harper","56151_G_GT1",56151,"G","GT1",89544,"Combustion Turbine","Combustion Turbine","SPP_N","Missouri",29,"Cass",37,"29037",98,11537,2005,9999,"","","N","Natural Gas","","","","","","","","","","","","","","",2.3000000000000003,0.0508245096251373,0.0508245096251373,0.0508245096251373,0.0508245096251373,"","","","","","",""]
["Genoa Diesel Generating Station","56181_G_1",56181,"G","1","","Combustion Turbine","IC Engine","PJM_ATSI","Ohio",39,"Ottawa",123,"39123",2,10745,2004,9999,"","","N","Distillate Fuel Oil","","","","","","","","","","","","","","",0.5,2.3354529520972003,2.3354529520972003,2.3354529520972003,2.3354529520972003,"","","","","","",""]
["Chowchilla II","56185_G_IC9",56185,"G","IC9","","Combustion Turbine","IC Engine","WEC_CALN","California",6,"MADERA",39,"06039",3.1,10745,2001,9999,"","","N","Natural Gas","","","","","","","","","","","","","","",0.74,2.0543300185532067,2.0543300185532067,2.0543300185532067,2.0543300185532067,"","","","","","",""]
["Aeroturbine","56214_G_WT120",56214,"G","WT120","","Wind","","WECC_SCE","California",6,"Riverside",65,"06065",4.7,0,1989,9999,"","","N","Wind","","","","","","","","","","","","","","","",0,0,0,0,"","","","","","",""]
["Ontario LFGTE","56250_G_GEN7",56250,"G","GEN7","","Landfill Gas","","NY_Z_C&E","New York",36,"Ontario",69,"36069",0.8,13500,2005,9999,"","","N","Landfill Gas","","","","","","","","","","","","","","","",0.04394744404747715,0.04394744404747715,0.04394744404747715,0.04394744404747715,"","","","","","",""]
["John Street 1, 3, 4 & 5","56256_G_JS 3",56256,"G","JS 3","","Combustion Turbine","IC Engine","NENG_CT","Connecticut",9,"New Haven",9,"09009",2,19048,2006,9999,"","","N","Distillate Fuel Oil","","","","","","SCR","","","","","","","","","",2.3354529520972003,0.46709059041943995,2.3354529520972003,0.46709059041943995,"","","","","","",""]
["Bavarian LFGTE","56277_G_2",56277,"G","2","","Landfill Gas","","S_C_KY","Kentucky",21,"Boone",15,"21015",0.8,13500,2003,9999,"","","N","Landfill Gas","","","","","","","","","","","","","","","",0.04394744404747715,0.04394744404747715,0.04394744404747715,0.04394744404747715,"","","","","","",""]
["Wolverine Creek","56301_G_1",56301,"G","1","","Wind","","WECC_ID","Idaho",16,"Bonneville",19,"16019",64,0,2006,9999,"","","N","Wind","","","","","","","","","","","","","","","",0,0,0,0,"","","","","","",""]
["Fauquier Landfill Gas","56318_G_2",56318,"G","2","","Landfill Gas","","PJM_Dom","Virginia",51,"FAUQUIER",61,"51061",1,13500,2004,9999,"","","N","Landfill Gas","","","","","","","","","","","","","","","",0.04394744404747715,0.04394744404747715,0.04394744404747715,0.04394744404747715,"","","","","","",""]
["Spearville","56351_G_1",56351,"G","1","","Wind","","SPP_N","Kansas",20,"Ford",57,"20057",100,0,2006,9999,"","","N","Wind","","","","","","","","","","","","","","","",0,0,0,0,"","","","","","",""]
["Clearwater Power Plant","56356_G_ST1",56356,"G","ST1","","Combined Cycle","","WECC_SCE","California",6,"Riverside",65,"06065",7,9281,2005,9999,"","","Y","Natural Gas","","","","","","","","","","","","","","","",0.04664804364876063,0.04664804364876063,0.04664804364876063,0.04664804364876063,"","","","","","",""]
["Redwood Falls Wind","56414_G_WND2",56414,"G","WND2","","Wind","","MIS_MNWI","Minnesota",27,"Redwood",127,"27127",1.7,0,2005,9999,"","","N","Wind","","","","","","","","","","","","","","","",0,0,0,0,"","","","","","",""]
["AMERESCO Delaware South","56429_G_4",56429,"G","4","","Landfill Gas","","PJM_EMAC","Delaware",10,"Sussex",5,"10005",1,13500,2006,9999,"","","N","Landfill Gas","","","","","","","","","","","","","","",0.2,0.04394744404747715,0.04394744404747715,0.04394744404747715,0.04394744404747715,"","","","","","",""]
["MinnDakota Wind LLC","56459_G_2",56459,"G","2","","Wind","","MIS_MNWI","South Dakota",46,"Brookings",11,"46011",150,0,2008,9999,"","","N","Wind","","","","","","","","","","","","","","","",0,0,0,0,"","","","","","",""]
["Barre Substation Peaker Power Unit","56474_G_1",56474,"G","1",90072,"Combustion Turbine","Combustion Turbine","WECC_SCE","California",6,"ORANGE",59,"06059",47,12076,2007,9999,"","","N","Natural Gas","","","","","DLNB","","","","","","","","","","",0.013177453487501961,0.013177453487501961,0.013177453487501961,0.013177453487501961,"","","","","","",""]
["Goodman Energy Center","56497_G_4",56497,"G","4","","Combustion Turbine","IC Engine","SPP_WEST","Kansas",20,"Ellis",51,"20051",8.2,10745,2008,9999,"","","N","Natural Gas","","","","","","SCR","","","","","","","","","",2.0543300185532067,0.41086600371064125,2.0543300185532067,0.41086600371064125,"","","","","","",""]
["Western 102 Power Plant","56500_G_E202",56500,"G","E202","","Combustion Turbine","IC Engine","WECC_NNV","Nevada",32,"Storey",29,"32029",7.9,11044,2005,9999,"","","N","Natural Gas","","","","","","","","","","","","","","","",2.0543300185532067,2.0543300185532067,2.0543300185532067,2.0543300185532067,"","","","","","",""]
["Plains End II LLC","56516_G_2G05",56516,"G","2G05","","Combustion Turbine","IC Engine","WECC_CO","Colorado",8,"Jefferson",59,"08059",8.3,10745,2008,9999,"","","N","Natural Gas","","","","","DLNB + H2O","","","","","","","","","","",2.0543300185532067,2.0543300185532067,2.0543300185532067,2.0543300185532067,"","","","","","",""]
["Springhill Gas Recovery Plant","56522_G_GEN1",56522,"G","GEN1","","Landfill Gas","","S_SOU","Florida",12,"JACKSON",63,"12063",0.8,13500,2006,9999,"","","N","Landfill Gas","","","","","","","","","","","","","","","",0.04394744404747715,0.04394744404747715,0.04394744404747715,0.04394744404747715,"","","","","","",""]
["Chaffee Gas Recovery","56526_G_GEN8",56526,"G","GEN8","","Landfill Gas","","NY_Z_A&B","New York",36,"Erie",29,"36029",0.8,13500,2009,9999,"","","N","Landfill Gas","","","","","","","","","","","","","","","",0.04394744404747715,0.04394744404747715,0.04394744404747715,0.04394744404747715,"","","","","","",""]
["Bradley Gas Recovery","56533_G_GEN4",56533,"G","GEN4","","Landfill Gas","","WEC_LADW","California",6,"Los Angeles",37,"06037",1.3,14645,2004,9999,"","","N","Landfill Gas","","","","","","","","","","","","","","","",0.04394744404747715,0.04394744404747715,0.04394744404747715,0.04394744404747715,"","","","","","",""]
["Salt Lake Energy Systems","56554_G_Unit3",56554,"G","Unit3","","Landfill Gas","","WECC_UT","Utah",49,"Salt Lake",35,"49035",1.5,13500,2006,9999,"","","N","Landfill Gas","","","","","","","","","","","","","","","",0.04394744404747715,0.04394744404747715,0.04394744404747715,0.04394744404747715,"","","","","","",""]
["Cowell","56577_G_1",56577,"G","1","","Wind","","MIS_MNWI","Minnesota",27,"Pipestone",117,"27117",1.3,0,2006,9999,"","","N","Wind","","","","","","","","","","","","","","","",0,0,0,0,"","","","","","",""]
["Providence Heights Wind LLC","56622_G_1",56622,"G","1","","Wind","","PJM_COMD","Illinois",17,"Bureau",11,"17011",72,0,2008,9999,"","","N","Wind","","","","","","","","","","","","","","","",0,0,0,0,"","","","","","",""]
["Turlock Irrigation District Fuel Cell","56631_G_TFC",56631,"G","TFC","","Fuel Cell","","WEC_CALN","California",6,"Stanislaus",99,"06099",1.1,13500,2009,9999,"","","Y","Non-Fossil Waste","","","","","","","","","","","","","","","",0,0,0,0,"","","","","","",""]
["Charles City Wind Farm","56677_G_CCWF",56677,"G","CCWF","","Wind","","MIS_MIDA","Iowa",19,"Floyd",67,"19067",75,0,2008,9999,"","","N","Wind","","","","","","","","","","","","","","","",0,0,0,0,"","","","","","",""]
["Amelia","56681_G_28",56681,"G","28","","Landfill Gas","","PJM_Dom","Virginia",51,"Amelia",7,"51007",0.3,13500,2001,9999,"","","N","Landfill Gas","","","","","","","","","","","","","","","",0.04394744404747715,0.04394744404747715,0.04394744404747715,0.04394744404747715,"","","","","","",""]
["Amelia","56681_G_43",56681,"G","43","","Landfill Gas","","PJM_Dom","Virginia",51,"Amelia",7,"51007",0.3,13500,2001,9999,"","","N","Landfill Gas","","","","","","","","","","","","","","","",0.04394744404747715,0.04394744404747715,0.04394744404747715,0.04394744404747715,"","","","","","",""]
["Brunswick","56682_G_3",56682,"G","3","","Landfill Gas","","PJM_Dom","Virginia",51,"Brunswick",25,"51025",0.3,13500,2007,9999,"","","N","Landfill Gas","","","","","","","","","","","","","","","",0.04394744404747715,0.04394744404747715,0.04394744404747715,0.04394744404747715,"","","","","","",""]
["Charles City","56683_G_26",56683,"G","26","","Landfill Gas","","PJM_Dom","Virginia",51,"Charles City",36,"51036",0.3,13500,2003,9999,"","","N","Landfill Gas","","","","","","","","","","","","","","","",0.04394744404747715,0.04394744404747715,0.04394744404747715,0.04394744404747715,"","","","","","",""]
["Chesterfield","56684_G_33",56684,"G","33","","Landfill Gas","","PJM_Dom","Virginia",51,"Chesterfield",41,"51041",0.3,13500,2004,9999,"","","N","Landfill Gas","","","","","","","","","","","","","","","",0.04394744404747715,0.04394744404747715,0.04394744404747715,0.04394744404747715,"","","","","","",""]
["King & Queen","56686_G_19",56686,"G","19","","Landfill Gas","","PJM_Dom","Virginia",51,"King and Queen",97,"51097",0.3,13500,2008,9999,"","","N","Landfill Gas","","","","","","","","","","","","","","","",0.04394744404747715,0.04394744404747715,0.04394744404747715,0.04394744404747715,"","","","","","",""]
["King & Queen","56686_G_9",56686,"G","9","","Landfill Gas","","PJM_Dom","Virginia",51,"King and Queen",97,"51097",0.3,13500,2008,9999,"","","N","Landfill Gas","","","","","","","","","","","","","","","",0.04394744404747715,0.04394744404747715,0.04394744404747715,0.04394744404747715,"","","","","","",""]
["Mountain View","56687_G_41",56687,"G","41","","Landfill Gas","","PJM_AP","Pennsylvania",42,"Franklin",55,"42055",0.3,13500,2003,9999,"","","N","Landfill Gas","","","","","","","","","","","","","","","",0.04394744404747715,0.04394744404747715,0.04394744404747715,0.04394744404747715,"","","","","","",""]
["Pine Grove","56690_G_12",56690,"G","12","","Landfill Gas","","PJM_WMAC","Pennsylvania",42,"Schuylkill",107,"42107",0.3,13500,2008,9999,"","","N","Landfill Gas","","","","","","","","","","","","","","","",0.04394744404747715,0.04394744404747715,0.04394744404747715,0.04394744404747715,"","","","","","",""]
["Rockville 1 & 2","56692_G_1C",56692,"G","1C","","Combustion Turbine","IC Engine","PJM_Dom","Virginia",51,"Hanover",85,"51085",0.3,10745,1995,9999,"","","N","Distillate Fuel Oil","","","","","","","","","","","","","","","",2.3354529520972003,2.3354529520972003,2.3354529520972003,2.3354529520972003,"","","","","","",""]
["Virginia Beach","56693_G_19",56693,"G","19","","Landfill Gas","","PJM_Dom","Virginia",51,"Virginia Beach",810,"51810",0.3,13500,2001,9999,"","","N","Landfill Gas","","","","","","","","","","","","","","","",0.04394744404747715,0.04394744404747715,0.04394744404747715,0.04394744404747715,"","","","","","",""]
["Summer Falls Power Plant","56695_G_2",56695,"G","2","","Hydro","","WECC_PNW","Washington",53,"Grant",25,"53025",46,0,1985,9999,"","","N","Hydro","","","","","","","","","","","","","","","",0,0,0,0,"","","","","","",""]
["Capricorn Ridge Wind LLC","56763_G_3",56763,"G","3","","Wind","","ERC_WEST","Texas",48,"Sterling",431,"48431",186,0,2008,9999,"","","N","Wind","","","","","","","","","","","","","","","",0,0,0,0,"","","","","","",""]
["Virginia Tech Power Plant","56785_G_WG01",56785,"G","WG01","","Coal Steam","","PJM_West","Virginia",51,"MONTGOMERY",121,"51121",2.5,10386,1976,9999,"","","Y","Bituminous","","","","","","","","","","","","","","",1.0560800000000006,0.4451349612788622,0.4451349612788622,0.4451349612788622,0.4451349612788622,1,1,1,"","","",""]
["Walnut Wind Farm","56811_G_WWF",56811,"G","WWF","","Wind","","MIS_MIDA","Iowa",19,"Pottawattamie",155,"19155",153,0,2008,9999,"","","N","Wind","","","","","","","","","","","","","","","",0,0,0,0,"","","","","","",""]
["EXC Wind 7 LLC","56839_G_1",56839,"G","1","","Wind","","SPP_SPS","Texas",48,"Moore",341,"48341",10,0,2008,9999,"","","N","Wind","","","","","","","","","","","","","","","",0,0,0,0,"","","","","","",""]
["Rail Splitter Wind Farm","56856_G_GEN1",56856,"G","GEN1","","Wind","","MIS_IL","Illinois",17,"Tazewell",179,"17179",100,0,2009,9999,"","","N","Wind","","","","","","","","","","","","","","","",0,0,0,0,"","","","","","",""]
["Carbon Limestone","56868_G_9",56868,"G","9","","Landfill Gas","","PJM_ATSI","Ohio",39,"Mahoning",99,"39099",1.4,13500,2001,9999,"","","N","Landfill Gas","","","","","","","","","","","","","","","",0.04394744404747715,0.04394744404747715,0.04394744404747715,0.04394744404747715,"","","","","","",""]
["OREG 2 Inc","56880_G_CS8",56880,"G","CS8","","Non-Fossil Waste","","MIS_MAPP","Montana",30,"Roosevelt",85,"30085",5.5,9758,2008,9999,"","","N","Non-Fossil Waste","","","","","","","","","","","","","","","",0,0,0,0,"","","","","","",""]
["Atlantic City Convention Center","56900_G_3",56900,"G","3","","Solar PV","","PJM_EMAC","New Jersey",34,"ATLANTIC",1,"34001",0.5,0,2008,9999,"","","N","Solar","","","","","","","","","","","","","","","",0,0,0,0,"","","","","","",""]
["SAS Solar Farm","56915_G_1",56915,"G","1","","Solar PV","","S_VACA","North Carolina",37,"Wake",183,"37183",0.5,0,2008,9999,"","","N","Solar","","","","","","","","","","","","","","","",0,0,0,0,"","","","","","",""]
["Grand Ridge Wind Energy Center","56941_G_2",56941,"G","2","","Wind","","PJM_COMD","Illinois",17,"La Salle",99,"17099",51,0,2009,9999,"","","N","Wind","","","","","","","","","","","","","","","",0,0,0,0,"","","","","","",""]
["DANC LFGTE Facility","56958_G_GEN1",56958,"G","GEN1","","Landfill Gas","","NY_Z_C&E","New York",36,"Jefferson",45,"36045",1.6,13500,2008,9999,"","","N","Landfill Gas","","","","","","","","","","","","","","","",0.04394744404747715,0.04394744404747715,0.04394744404747715,0.04394744404747715,"","","","","","",""]
["Solar Photovoltaic Project #01","56976_G_S1B",56976,"G","S1B","","Solar PV","","WECC_SCE","California",6,"SAN BERNARDINO",71,"06071",0.5,0,2008,9999,"","","N","Solar","","","","","","","","","","","","","","","",0,0,0,0,"","","","","","",""]
["Grand Meadow","56994_G_WND67",56994,"G","WND67","","Wind","","MIS_MNWI","Minnesota",27,"Mower",99,"27099",100,0,2008,9999,"","","N","Wind","","","","","","","","","","","","","","","",0,0,0,0,"","","","","","",""]
["Waste Management Madison County LFGTE","57021_G_GEN1",57021,"G","GEN1","","Landfill Gas","","NY_Z_C&E","New York",36,"MADISON",53,"36053",1.6,13500,2009,9999,"","","N","Landfill Gas","","","","","","","","","","","","","","","",0.04394744404747715,0.04394744404747715,0.04394744404747715,0.04394744404747715,"","","","","","",""]
["Ashtabula Wind Energy Center","57032_G_1",57032,"G","1","","Wind","","MIS_MAPP","North Dakota",38,"Barnes",3,"38003",4,0,2008,9999,"","","N","Wind","","","","","","","","","","","","","","","",0,0,0,0,"","","","","","",""]
["GenConn Devon LLC","57070_G_18",57070,"G","18","","Combustion Turbine","Combustion Turbine","NENG_CT","Connecticut",9,"New Haven",9,"09009",48,13576,2010,9999,"","","N","Natural Gas, Distillate Fuel Oil","","","","","","","","","","","","","","","",0.7314733646649173,0.7314733646649173,0.7314733646649173,0.7314733646649173,"","","","","","",""]
["Dry Lake Wind LLC","57098_G_1",57098,"G","1","","Wind","","WECC_AZ","Arizona",4,"Navajo",17,"04017",63,0,2009,9999,"","","N","Wind","","","","","","","","","","","","","","","",0,0,0,0,"","","","","","",""]
["Highland Wind Project","57139_G_1",57139,"G","1","","Wind","","PJM_PENE","Pennsylvania",42,"Cambria",21,"42021",10,0,2009,9999,"","","N","Wind","","","","","","","","","","","","","","","",0,0,0,0,"","","","","","",""]
["Suburban Landfill Gas Recovery","57170_G_GEN1",57170,"G","GEN1","","Landfill Gas","","PJM_West","Ohio",39,"PERRY",127,"39127",0.8,13500,2011,9999,"","","N","Landfill Gas","","","","","","","","","","","","","","","",0.04394744404747715,0.04394744404747715,0.04394744404747715,0.04394744404747715,"","","","","","",""]
["Little Quinnesec Falls Hydro Project","57190_G_UNIT6",57190,"G","UNIT6","","Hydro","","MIS_WUMS","Wisconsin",55,"MARINETTE",75,"55075",2.4,0,1916,9999,"","","N","Hydro","","","","","","","","","","","","","","","",0,0,0,0,"","","","","","",""]
["ENEL Salt Wells LLC","57213_G_201",57213,"G","201","","Geothermal","","WECC_NNV","Nevada",32,"CHURCHILL",1,"32001",10.1,9760,2009,9999,"","","N","Geothermal","","","","","","","","","","","","","","","",0,0,0,0,0.4563,0.4563,0.4563,"","","",""]
["Solar Photovoltaic Project #18","57232_G_S018A",57232,"G","S018A","","Solar PV","","WECC_SCE","California",6,"SAN BERNARDINO",71,"06071",0.5,0,2011,9999,"","","N","Solar","","","","","","","","","","","","","","","",0,0,0,0,"","","","","","",""]
["Welcome Wind Turbine","57248_G_WIND1",57248,"G","WIND1","","Wind","","MIS_MNWI","Minnesota",27,"MARTIN",91,"27091",2.1,0,2008,9999,"","","N","Wind","","","","","","","","","","","","","","","",0,0,0,0,"","","","","","",""]
["Laredo Ridge Wind LLC","57262_G_1",57262,"G","1","","Wind","","SPP_NEBR","Nebraska",31,"Boone",11,"31011",80,0,2011,9999,"","","N","Wind","","","","","","","","","","","","","","","",0,0,0,0,"","","","","","",""]
["Cedar Hills","57298_G_8",57298,"G","8","","Landfill Gas","","WECC_PNW","Washington",53,"King",33,"53033",0.3,13500,2009,9999,"","","N","Landfill Gas","","","","","","","","","","","","","","","",0.04394744404747715,0.04394744404747715,0.04394744404747715,0.04394744404747715,"","","","","","",""]
["Silver Lake Solar Farm","57341_G_SILV",57341,"G","SILV","","Solar PV","","PJM_EMAC","New Jersey",34,"Middlesex",23,"34023",1.7,0,2010,9999,"","","N","Solar","","","","","","","","","","","","","","","",0,0,0,0,"","","","","","",""]
["MP Durham LLC","57365_G_1C",57365,"G","1C","","Landfill Gas","","S_VACA","North Carolina",37,"Durham",63,"37063",1.1,13500,2009,9999,"","","N","Landfill Gas","","","","","","","","","","","","","","","",0.04394744404747715,0.04394744404747715,0.04394744404747715,0.04394744404747715,"","","","","","",""]
["Linden Solar Farm","57381_G_LIND",57381,"G","LIND","","Solar PV","","PJM_EMAC","New Jersey",34,"Union",39,"34039",2.7,0,2010,9999,"","","N","Solar","","","","","","","","","","","","","","","",0,0,0,0,"","","","","","",""]
["Prairie View IL","57406_G_GEN2",57406,"G","GEN2","","Landfill Gas","","PJM_COMD","Illinois",17,"Will",197,"17197",1.6,13500,2011,9999,"","","N","Landfill Gas","","","","","","","","","","","","","","","",0.04394744404747715,0.04394744404747715,0.04394744404747715,0.04394744404747715,"","","","","","",""]
["Pine Tree Acres WM LFGTE","57443_G_GEN3",57443,"G","GEN3","","Landfill Gas","","MIS_LMI","Michigan",26,"Macomb",99,"26099",1.6,13500,2011,9999,"","","N","Landfill Gas","","","","","","","","","","","","","","","",0.04394744404747715,0.04394744404747715,0.04394744404747715,0.04394744404747715,"","","","","","",""]
["Garden Wind LLC","57469_G_GE1.5",57469,"G","GE1.5","","Wind","","MIS_MIDA","Iowa",19,"Story",169,"19169",150,0,2009,9999,"","","N","Wind","","","","","","","","","","","","","","","",0,0,0,0,"","","","","","",""]
["Sampson County Landfill","57492_G_GEN4",57492,"G","GEN4","","Landfill Gas","","S_VACA","North Carolina",37,"Sampson",163,"37163",1.6,13500,2011,9999,"","","N","Landfill Gas","","","","","","","","","","","","","","","",0.04394744404747715,0.04394744404747715,0.04394744404747715,0.04394744404747715,"","","","","","",""]
["University of California San Diego","57584_G_ST1",57584,"G","ST1","","Combined Cycle","","WEC_SDGE","California",6,"San Diego",73,"06073",13.5,10952,2001,9999,"","","N","Natural Gas","","","","","","","","","","","","","","","",0.04664804364876063,0.04664804364876063,0.04664804364876063,0.04664804364876063,"","","","","","",""]
["The Charleston Clean Energy Facility","57587_G_1",57587,"G","1","","Landfill Gas","","PJM_West","West Virginia",54,"Kanawha",39,"54039",1.1,13500,2011,9999,"","","N","Landfill Gas","","","","","","","","","","","","","","","",0.04394744404747715,0.04394744404747715,0.04394744404747715,0.04394744404747715,"","","","","","",""]
["Eastside WWTP","57606_G_3",57606,"G","3","","Combustion Turbine","IC Engine","S_VACA","North Carolina",37,"Guilford",81,"37081",1.8,10745,2004,9999,"","","N","Distillate Fuel Oil","","","","","","","","","","","","","","","",2.3354529520972003,2.3354529520972003,2.3354529520972003,2.3354529520972003,"","","","","","",""]
["CASD Solar","57668_G_CASDE",57668,"G","CASDE","","Solar PV","","PJM_WMAC","Pennsylvania",42,"Cumberland",41,"42041",0.9,0,2010,9999,"","","N","Solar","","","","","","","","","","","","","","","",0,0,0,0,"","","","","","",""]
["Stephentown Regulation Services LLC","57710_G_SRS1",57710,"G","SRS1","","Non-Fossil Waste","","NY_Z_F","New York",36,"Rensselaer",83,"36083",20,9758,2011,9999,"","","N","Non-Fossil Waste","","","","","","","","","","","","","","","",0,0,0,0,"","","","","","",""]
["Racine","6006_G_1",6006,"G","1","","Hydro","","PJM_West","Ohio",39,"Meigs",105,"39105",10,0,1983,9999,"","","N","Hydro","","","","","","","","","","","","","","","",0,0,0,0,"","","","","","",""]
["Belle River","6034_G_3",6034,"G","3","","Combustion Turbine","IC Engine","MIS_LMI","Michigan",26,"st. Clair",147,"26147",2.4,25000,1981,9999,"","","N","Distillate Fuel Oil","","","","","","","","","","","","","","",1.67,2.3354529520972003,2.3354529520972003,2.3354529520972003,2.3354529520972003,"","","","","","",""]
["Martin","6043_G_8B",6043,"G","8B",2717,"Combined Cycle","","FRCC","Florida",12,"Martin",85,"12085",170,7328,2001,9999,"","","N","Natural Gas","","","","","DLNB + H2O","SCR","","","","","","","","","",8.497944861208348E-3,8.497944861208348E-3,8.497944861208348E-3,8.497944861208348E-3,"","","","","","",""]
["Fredonia","607_G_1",607,"G","1","","Combustion Turbine","Combustion Turbine","WECC_PNW","Washington",53,"Skagit",57,"53057",93,11412,1984,9999,"","","N","Natural Gas, Distillate Fuel Oil","","","","","","","","","","","","","","",2.630289302325581,0.4123194975976651,0.4123194975976651,0.4123194975976651,0.4123194975976651,"","","","","","",""]
["Deerfield 3","6083_G_GEN1",6083,"G","GEN1","","Hydro","","NENGREST","Massachusetts",25,"Franklin",11,"25011",2.1,0,1912,9999,"","","N","Hydro","","","","","","","","","","","","","","","",0,0,0,0,"","","","","","",""]
["Spirit Mound","6092_G_1",6092,"G","1","","Combustion Turbine","Combustion Turbine","MAP_WAUE","South Dakota",46,"Clay",27,"46027",52,13316,1978,9999,"","","N","Distillate Fuel Oil","","","","","","","","","","","","","","",3,0.7442713052960919,0.7442713052960919,0.7442713052960919,0.7442713052960919,"","","","","","",""]
["Fort Myers","612_G_GT1",612,"G","GT1",90145,"Combustion Turbine","Combustion Turbine","FRCC","Florida",12,"Lee",71,"12071",54,13737,1974,9999,"","","N","Distillate Fuel Oil","","","","","","","","","","","","","","",0.5,0.5606884709730172,0.5606884709730172,0.5606884709730172,0.5606884709730172,"","","","","","",""]
["V C Summer","6127_G_1",6127,"G","1","","Nuclear","","S_VACA","South Carolina",45,"Fairfield",39,"45039",966,10460,1984,2044,"","","N","Nuclear Fuel","","","","","","","","","","","","","","","",0,0,0,0,"","","","","","",""]
["Richard B Russell","6132_G_3",6132,"G","3","","Hydro","","S_SOU","Georgia",13,"Elbert",105,"13105",84,0,1985,9999,"","","N","Hydro","","","","","","","","","","","","","","","",0,0,0,0,"","","","","","",""]
["Harry Truman","6141_G_6",6141,"G","6","","Pumped Storage","","SPP_WEST","Missouri",29,"Benton",15,"29015",31,0,1979,9999,"","","N","Pumped Storage","","","","","","","","","","","","","","","",0,0,0,0,"","","","","","",""]
["Grand Coulee","6163_G_11",6163,"G","11","","Hydro","","WECC_PNW","Washington",53,"Grant",25,"53025",125,0,1951,9999,"","","N","Hydro","","","","","","","","","","","","","","","",0,0,0,0,"","","","","","",""]
["Bath County","6167_G_5",6167,"G","5","","Pumped Storage","","PJM_Dom","Virginia",51,"Bath",17,"51017",501,0,1985,9999,"","","N","Pumped Storage","","","","","","","","","","","","","","","",0,0,0,0,"","","","","","",""]
["Lower Granite","6175_G_1",6175,"G","1","","Hydro","","WECC_PNW","Washington",53,"Whitman",75,"53075",135,0,1975,9999,"","","N","Hydro","","","","","","","","","","","","","","","",0,0,0,0,"","","","","","",""]
["Rock Island","6200_G_B-6",6200,"G","B-6","","Hydro","","WECC_PNW","Washington",53,"Chelan",7,"53007",17,0,1952,9999,"","","N","Hydro","","","","","","","","","","","","","","","",0,0,0,0,"","","","","","",""]
["Turkey Point","621_G_5CA",621,"G","5CA",89540,"Combined Cycle","","FRCC","Florida",12,"Miami-Dade",86,"12086",443,7341,2007,9999,"","","N","Natural Gas","","","","","DLNB + H2O + NH3","SCR","","","","","","","","","",0.00833893286894469,0.00833893286894469,0.00833893286894469,0.00833893286894469,"","","","","","",""]
["Avon Park","624_G_P2",624,"G","P2",89899,"Combustion Turbine","Combustion Turbine","FRCC","Florida",12,"Highlands",55,"12055",24,16964,1968,9999,"","","N","Distillate Fuel Oil","","","","","","","","","","","","","","",1.00223823,0.46286608907346416,0.46286608907346416,0.46286608907346416,0.46286608907346416,"","","","","","",""]
["Ozark Beach","6280_G_6",6280,"G","6","","Hydro","","SPP_N","Missouri",29,"Taney",213,"29213",4,0,1931,9999,"","","N","Hydro","","","","","","","","","","","","","","","",0,0,0,0,"","","","","","",""]
["Turners Falls","6388_G_3",6388,"G","3","","Hydro","","NENGREST","Massachusetts",25,"Franklin",11,"25011",1.3,0,1910,9999,"","","N","Hydro","","","","","","","","","","","","","","","",0,0,0,0,"","","","","","",""]
["Anderson Ranch","6395_G_2",6395,"G","2","","Hydro","","WECC_ID","Idaho",16,"Elmore",39,"16039",20,0,1951,9999,"","","N","Hydro","","","","","","","","","","","","","","","",0,0,0,0,"","","","","","",""]
["Cedar Falls","6430_G_5",6430,"G","5","","Hydro","","WECC_PNW","Washington",53,"King",33,"53033",15,0,1921,9999,"","","N","Hydro","","","","","","","","","","","","","","","",0,0,0,0,"","","","","","",""]
["Wilson Dam","6440_G_2",6440,"G","2","","Hydro","","S_C_TVA","Alabama",1,"Lauderdale",77,"01077",22.3,0,1925,9999,"","","N","Hydro","","","","","","","","","","","","","","","",0,0,0,0,"","","","","","",""]
["Gorge 18","6475_G_1",6475,"G","1","","Hydro","","NENGREST","Vermont",50,"Chittenden",7,"50007",3,0,1928,9999,"","","N","Hydro","","","","","","","","","","","","","","","",0,0,0,0,"","","","","","",""]
["Battle Mountain","6509_G_2",6509,"G","2","","Combustion Turbine","IC Engine","WECC_NNV","Nevada",32,"Lander",15,"32015",1.8,12774,1967,9999,"","","N","Distillate Fuel Oil","","","","","","","","","","","","","","",1.4000000000000001,2.3354529520972003,2.3354529520972003,2.3354529520972003,2.3354529520972003,"","","","","","",""]
["Vergennes 9","6519_G_4",6519,"G","4","","Hydro","","NENGREST","Vermont",50,"Addison",1,"50001",1,0,1943,9999,"","","N","Hydro","","","","","","","","","","","","","","","",0,0,0,0,"","","","","","",""]
["Washoe","6532_G_2",6532,"G","2","","Hydro","","WECC_NNV","Nevada",32,"Washoe",31,"32031",0.9,0,1904,9999,"","","N","Hydro","","","","","","","","","","","","","","","",0,0,0,0,"","","","","","",""]
["Johnson","6579_G_1",6579,"G","1","","Combustion Turbine","IC Engine","SPP_N","Kansas",20,"Stanton",187,"20187",0.6,11976,1959,9999,"","","N","Natural Gas, Distillate Fuel Oil","","","","","","","","","","","","","","",3,2.3354529520972003,2.3354529520972003,2.3354529520972003,2.3354529520972003,"","","","","","",""]
["Fort Peck","6623_G_2",6623,"G","2","","Hydro","","MAP_WAUE","Montana",30,"McCone",55,"30055",18,0,1948,9999,"","","N","Hydro","","","","","","","","","","","","","","","",0,0,0,0,"","","","","","",""]
["G W Ivey","665_G_9",665,"G","9","","Combustion Turbine","IC Engine","FRCC","Florida",12,"Miami-Dade",86,"12086",2,12567,1958,9999,"","","N","Natural Gas, Distillate Fuel Oil","","","","","","","","","","","","","","","",2.0543300185532067,2.0543300185532067,2.0543300185532067,2.0543300185532067,"","","","","","",""]
["Tom G Smith","673_G_GT2",673,"G","GT2","","Combined Cycle","","FRCC","Florida",12,"Palm Beach",99,"12099",21,15000,1978,9999,"","","N","Natural Gas, Distillate Fuel Oil","","","","","","","","","","","","","","","",0.2559251317192416,0.2559251317192416,0.2559251317192416,0.2559251317192416,"","","","","","",""]
["Smith Street","679_G_3",679,"G","3","","Combustion Turbine","IC Engine","FRCC","Florida",12,"Volusia",127,"12127",0.8,12774,1946,9999,"","","N","Distillate Fuel Oil","","","","","","","","","","","","","","","",2.3354529520972003,2.3354529520972003,2.3354529520972003,2.3354529520972003,"","","","","","",""]
["S O Purdom","689_G_9",689,"G","9",521,"Combined Cycle","","FRCC","Florida",12,"Wakulla",129,"12129",72,7720,2000,9999,"","","N","Natural Gas, Distillate Fuel Oil","","","","","DLNB + H2O","","","","","","","","","","",0.025685232194885298,0.025685232194885298,0.025685232194885298,0.025685232194885298,"","","","","","",""]
["Gadsden","7_G_1",7,"G","1",11,"Coal Steam","","S_SOU","Alabama",1,"Etowah",55,"01055",64,14302,1949,9999,"tangential","","Y","Bituminous","","","","","","","","","ESPC","ESPC","No","","","",4,0.4857205653327176,0.4857205653327176,0.24,0.24,0.64,0.97,1,"","","",""]
["Whitehead","7028_G_K2",7028,"G","K2","","Combustion Turbine","IC Engine","WECC_UT","Utah",49,"UTAH",49,"49049",6,14314,1986,9999,"","","Y","Natural Gas","","","","","","","","","","","","","","",0.85,2.0543300185532067,2.0543300185532067,2.0543300185532067,2.0543300185532067,"","","","","","",""]
["Hill Mill","7048_G_HM4",7048,"G","HM4","","Hydro","","NENG_ME","Maine",23,"Androscoggin",1,"23001",0.3,0,1986,9999,"","","N","Hydro","","","","","","","","","","","","","","","",0,0,0,0,"","","","","","",""]
["Upper Salmon B","7079_G_2",7079,"G","2","","Hydro","","WECC_ID","Idaho",16,"Twin Falls",83,"16083",8.4,0,1947,9999,"","","N","Hydro","","","","","","","","","","","","","","","",0,0,0,0,"","","","","","",""]
["Cataract","7118_G_1",7118,"G","1","","Hydro","","MIS_WUMS","Michigan",26,"Marquette",103,"26103",0.6,0,1988,9999,"","","N","Hydro","","","","","","","","","","","","","","","",0,0,0,0,"","","","","","",""]
["Hay Road","7153_G_HR1",7153,"G","HR1",2964,"Combined Cycle","","PJM_EMAC","Delaware",10,"New Castle",3,"10003",126,8337,1989,9999,"","","N","Natural Gas, Distillate Fuel Oil","","","","","H2O + OFA","","","","","","","","","",0.04,0.05941101216127568,0.05941101216127568,0.05941101216127568,0.05941101216127568,"","","","","","",""]
["Woodsdale","7158_G_GT4",7158,"G","GT4",2979,"Combustion Turbine","Combustion Turbine","PJM_West","Ohio",39,"Butler",17,"39017",77,25000,1992,9999,"","","N","Natural Gas","","","","","H2O","","","","","","","","","",0.5,0.11332090019821281,0.11332090019821281,0.11332090019821281,0.11332090019821281,"","","","","","",""]
["North Highlands","719_G_3",719,"G","3","","Hydro","","S_SOU","Georgia",13,"Muscogee",215,"13215",10.5,0,1963,9999,"","","N","Hydro","","","","","","","","","","","","","","","",0,0,0,0,"","","","","","",""]
["Gianera","7231_G_2",7231,"G","2","","Combustion Turbine","Combustion Turbine","WEC_CALN","California",6,"Santa Clara",85,"06085",26,16104,1986,9999,"","","N","Natural Gas, Distillate Fuel Oil","","","","","","","","","","","","","","",0.74,0.4777602100541084,0.4777602100541084,0.4777602100541084,0.4777602100541084,"","","","","","",""]
["Lincoln Combustion","7277_G_2",7277,"G","2",3078,"Combustion Turbine","Combustion Turbine","S_VACA","North Carolina",37,"Lincoln",109,"37109",79,14046,1995,9999,"","","N","Natural Gas, Distillate Fuel Oil","","","","","H2O","","","","","","","","","",2.3000000000000003,0.09174398093211164,0.09174398093211164,0.09174398093211164,0.09174398093211164,"","","","","","",""]
["Hines Energy Complex","7302_G_2GT",7302,"G","2GT",10029,"Combined Cycle","","FRCC","Florida",12,"Polk",105,"12105",159,7155,2003,9999,"","","N","Natural Gas, Distillate Fuel Oil","","","","","DLNB + H2O","SCR","","","","","","","","",0.050111911,0.00953951598726823,0.00953951598726823,0.00953951598726823,0.00953951598726823,"","","","","","",""]
["Anderson","7336_G_ACT1",7336,"G","ACT1",3099,"Combustion Turbine","Combustion Turbine","PJM_West","Indiana",18,"Madison",95,"18095",34,12652,1992,9999,"","","N","Natural Gas, Distillate Fuel Oil","","","","","H2O","","","","","","","","","",1.6,0.10202466633782308,0.10202466633782308,0.10202466633782308,0.10202466633782308,"","","","","","",""]
["Stevens Creek","736_G_6",736,"G","6","","Hydro","","S_VACA","Georgia",13,"Columbia",73,"13073",1.5,0,1925,9999,"","","N","Hydro","","","","","","","","","","","","","","","",0,0,0,0,"","","","","","",""]
["Water Street Station","7398_G_GEN2",7398,"G","GEN2","","Combustion Turbine","IC Engine","MIS_LMI","Michigan",26,"Bay",17,"26017",6.9,10882,1984,9999,"","","N","Natural Gas, Distillate Fuel Oil","","","","","","","","","","","","","","",1.67,2.0543300185532067,2.0543300185532067,2.0543300185532067,2.0543300185532067,"","","","","","",""]
["Vernon","7436_G_JH1",7436,"G","JH1","","Combustion Turbine","IC Engine","WECC_SCE","California",6,"Los Angeles",37,"06037",3.6,12774,1933,9999,"","","N","Distillate Fuel Oil","","","","","","","","","","","","","","","",2.3354529520972003,2.3354529520972003,2.3354529520972003,2.3354529520972003,"","","","","","",""]
["Church Street Plant","7438_G_C5",7438,"G","C5","","Combustion Turbine","IC Engine","PJM_Dom","Virginia",51,"Prince William",153,"51153",1.5,10745,1987,9999,"","","N","Distillate Fuel Oil","","","","","","","","","","","","","","",1.06,2.3354529520972003,2.3354529520972003,2.3354529520972003,2.3354529520972003,"","","","","","",""]
["Croswell","7497_G_3",7497,"G","3","","Combustion Turbine","IC Engine","MIS_LMI","Michigan",26,"SANILAC",151,"26151",1.2,10848,1988,9999,"","","N","Distillate Fuel Oil","","","","","","","","","","","","","","",1.67,2.3354529520972003,2.3354529520972003,2.3354529520972003,2.3354529520972003,"","","","","","",""]
["Wayne County","7538_G_4",7538,"G","4",1828,"Combustion Turbine","Combustion Turbine","S_VACA","North Carolina",37,"Wayne",191,"37191",170,11438,2000,9999,"","","N","Natural Gas, Distillate Fuel Oil","","","","","DLNB + H2O","","","","","","","","","",2.3000000000000003,0.05403668078103915,0.05403668078103915,0.05403668078103915,0.05403668078103915,"","","","","","",""]
["Napoleon","7578_G_2",7578,"G","2","","Combustion Turbine","IC Engine","PJM_ATSI","Ohio",39,"Henry",69,"39069",1.8,10745,1990,9999,"","","N","Distillate Fuel Oil","","","","","","","","","","","","","","",0.5,2.3354529520972003,2.3354529520972003,2.3354529520972003,2.3354529520972003,"","","","","","",""]
["St Francis Energy Facility","7604_G_1",7604,"G","1",3135,"Combined Cycle","","S_D_N_AR","Missouri",29,"Dunklin",69,"29069",225,7617,1999,9999,"","","N","Natural Gas, Distillate Fuel Oil","","","","","DLNB","SCR","","","","","","","","","",0.015528029157896438,0.015528029157896438,0.015528029157896438,0.015528029157896438,"","","","","","",""]
["Dahlberg","7709_G_2",7709,"G","2",3186,"Combustion Turbine","Combustion Turbine","S_SOU","Georgia",13,"Jackson",157,"13157",74,12369,2000,9999,"","","N","Natural Gas, Distillate Fuel Oil","","","","","DLNB + H2O","","","","","","","","","",0.0515,0.032773776261605665,0.032773776261605665,0.032773776261605665,0.032773776261605665,"","","","","","",""]
["Theodore Cogen Facility","7721_G_1",7721,"G","1",3151,"Combined Cycle","","S_SOU","Alabama",1,"Mobile",97,"01097",160,7350,2000,9999,"","","Y","Natural Gas","","","","","DLNB","SCR","","","","","","","","",0.0006,0.00864215022823659,0.00864215022823659,0.00864215022823659,0.00864215022823659,"","","","","","",""]
["Henry County","7763_G_3",7763,"G","3",3175,"Combustion Turbine","Combustion Turbine","MIS_INKY","Indiana",18,"Henry",65,"18065",45,13976,2001,9999,"","","N","Natural Gas","","","","","H2O","","","","","","","","","",1.6,0.0835706344545938,0.0835706344545938,0.0835706344545938,0.0835706344545938,"","","","","","",""]
["Versailles Peaking","7775_G_3",7775,"G","3","","Combustion Turbine","IC Engine","PJM_West","Ohio",39,"Darke",37,"39037",1.8,10745,1999,9999,"","","N","Distillate Fuel Oil","","","","","","","","","","","","","","",0.5,2.3354529520972003,2.3354529520972003,2.3354529520972003,2.3354529520972003,"","","","","","",""]
["Richmond","7805_G_7",7805,"G","7",3241,"Combined Cycle","","S_VACA","North Carolina",37,"Richmond",153,"37153",151,7050,2002,9999,"","","N","Natural Gas","","","","","DLNB + H2O","SCR","","","","","","","","",2.3000000000000003,8.960853835784292E-3,8.960853835784292E-3,8.960853835784292E-3,8.960853835784292E-3,"","","","","","",""]
["Hamilton Hydro","7807_G_4",7807,"G","4","","Hydro","","PJM_West","Ohio",39,"Butler",17,"39017",1,0,1994,9999,"","","N","Hydro","","","","","","","","","","","","","","","",0,0,0,0,"","","","","","",""]
["Rowan","7826_G_STG",7826,"G","STG",3251,"Combined Cycle","","S_VACA","North Carolina",37,"Rowan",159,"37159",152,7124,2003,9999,"","","N","Natural Gas","","","","","DLNB","SCR","","","","","","","","","",0.01212900891703544,0.01212900891703544,0.01212900891703544,0.01212900891703544,"","","","","","",""]
["Louisa Generating","7837_G_5",7837,"G","5",3278,"Combustion Turbine","Combustion Turbine","PJM_Dom","Virginia",51,"Louisa",109,"51109",158,11924,2003,9999,"","","N","Natural Gas, Distillate Fuel Oil","","","","","DLNB + H2O","","","","","","","","","",2.64,0.039008843558143755,0.039008843558143755,0.039008843558143755,0.039008843558143755,"","","","","","",""]
["Shenandoah","7850_G_8",7850,"G","8","","Combustion Turbine","IC Engine","MIS_MIDA","Iowa",19,"Page",145,"19145",2,12774,2000,9999,"","","N","Distillate Fuel Oil","","","","","","","","","","","","","","",0.05,2.3354529520972003,2.3354529520972003,2.3354529520972003,2.3354529520972003,"","","","","","",""]
["Waterloo Lundquist","7851_G_3",7851,"G","3","","Combustion Turbine","IC Engine","MIS_MIDA","Iowa",19,"Black Hawk",13,"19013",2,12774,2000,9999,"","","N","Distillate Fuel Oil","","","","","","","","","","","","","","",0.05,2.3354529520972003,2.3354529520972003,2.3354529520972003,2.3354529520972003,"","","","","","",""]
["Powell Valley","7883_G_3",7883,"G","3","","Combustion Turbine","IC Engine","S_C_TVA","Tennessee",47,"Hancock",67,"47067",1.8,10745,2000,9999,"","","N","Distillate Fuel Oil","","","","","","","","","","","","","","",5,2.3354529520972003,2.3354529520972003,2.3354529520972003,2.3354529520972003,"","","","","","",""]
["Gillum","7891_G_2",7891,"G","2","","Combustion Turbine","IC Engine","PJM_COMD","Illinois",17,"McLean",113,"17113",1.8,12774,2000,9999,"","","N","Distillate Fuel Oil","","","","","","","","","","","","","","",1,2.3354529520972003,2.3354529520972003,2.3354529520972003,2.3354529520972003,"","","","","","",""]
["Chattahoochee Energy Facility","7917_G_1",7917,"G","1",3371,"Combined Cycle","","S_SOU","Georgia",13,"Heard",149,"13149",146,7377,2003,9999,"","","N","Natural Gas","","","","","","SCR","","","","","","","","","",0.011484697882549058,0.011484697882549058,0.011484697882549058,0.011484697882549058,"","","","","","",""]
["Buffalo Mountain","7927_G_1",7927,"G","1","","Wind","","S_C_TVA","Tennessee",47,"Anderson",1,"47001",0.7,0,2000,9999,"","","N","Wind","","","","","","","","","","","","","","","",0,0,0,0,"","","","","","",""]
["Coyote Springs II","7931_G_1",7931,"G","1",3106,"Combined Cycle","","WECC_PNW","Oregon",41,"Morrow",49,"41049",149,7050,2003,9999,"","","N","Natural Gas","","","","","DLNB","SCR","","","","","","","","","",0.020270342561995586,0.020270342561995586,0.020270342561995586,0.020270342561995586,"","","","","","",""]
["Elk City Station","7955_G_2",7955,"G","2","","Landfill Gas","","SPP_NEBR","Nebraska",31,"Douglas",55,"31055",0.8,13500,2002,9999,"","","N","Landfill Gas","","","","","","","","","","","","","","","",0.04394744404747715,0.04394744404747715,0.04394744404747715,0.04394744404747715,"","","","","","",""]
["State St Generating","7970_G_4",7970,"G","4","","Combustion Turbine","IC Engine","MIS_LMI","Michigan",26,"BRANCH",23,"26023",1.8,10745,2001,9999,"","","N","Distillate Fuel Oil","","","","","","","","","","","","","","",1.67,2.3354529520972003,2.3354529520972003,2.3354529520972003,2.3354529520972003,"","","","","","",""]
["Chamberlain Wind Project","7974_G_WTC1",7974,"G","WTC1","","Wind","","MIS_MAPP","South Dakota",46,"Brule",15,"46015",1.3,0,2001,9999,"","","N","Wind","","","","","","","","","","","","","","","",0,0,0,0,"","","","","","",""]
["Lake","7987_G_L1",7987,"G","L1",9888,"Combustion Turbine","Combustion Turbine","WEC_LADW","California",6,"Los Angeles",37,"06037",48,10745,2002,9999,"","","N","Natural Gas","","","","","H2O","SCR","","","","","","","","",0.74,0.02379814240799573,0.02379814240799573,0.02379814240799573,0.02379814240799573,"","","","","","",""]
["Winston","7997_G_WD11",7997,"G","WD11","","Combustion Turbine","IC Engine","FRCC","Florida",12,"Polk",105,"12105",2.5,12774,2001,9999,"","","N","Distillate Fuel Oil","","","","","","","","","","","","","","","",2.3354529520972003,2.3354529520972003,2.3354529520972003,2.3354529520972003,"","","","","","",""]
["Holtsville","8007_G_2",8007,"G","2",3403,"Combustion Turbine","Combustion Turbine","NY_Z_K","New York",36,"Suffolk",103,"36103",47,15021,1974,9999,"","","N","Distillate Fuel Oil","","","","","H2O","","","","","","","","","",1.052964094,0.430700319,0.430700319,0.430700319,0.430700319,"","","","","","",""]
["Boulder Park","8022_G_5",8022,"G","5","","Combustion Turbine","IC Engine","WECC_PNW","Washington",53,"Spokane",63,"53063",4.1,10745,2002,9999,"","","N","Natural Gas","","","","","","","","","","","","","","",2.630289302325581,2.0543300185532067,2.0543300185532067,2.0543300185532067,2.0543300185532067,"","","","","","",""]
["Intercession City","8049_G_P12",8049,"G","P12",3442,"Combustion Turbine","Combustion Turbine","FRCC","Florida",12,"Osceola",97,"12097",76,12954,2000,9999,"","","N","Natural Gas, Distillate Fuel Oil","","","","","DLNB + H2O","","","","","","","","","",0.050111911,0.028496123468978493,0.028496123468978493,0.028496123468978493,0.028496123468978493,"","","","","","",""]
["Jarvis (Hinckley)","808_G_1",808,"G","1","","Hydro","","NY_Z_C&E","New York",36,"Oneida",65,"36065",2,0,1991,9999,"","","N","Hydro","","","","","","","","","","","","","","","",0,0,0,0,"","","","","","",""]
["Springfield","8100_G_IC5",8100,"G","IC5","","Combustion Turbine","IC Engine","WECC_CO","Colorado",8,"BACA",9,"08009",0.8,12630,1960,9999,"","","N","Natural Gas, Distillate Fuel Oil","","","","","","","","","","","","","","",1.2,2.3354529520972003,2.3354529520972003,2.3354529520972003,2.3354529520972003,"","","","","","",""]
["Salmon Diesel","817_G_2",817,"G","2","","Combustion Turbine","IC Engine","WECC_ID","Idaho",16,"Lemhi",59,"16059",2.7,12203,1967,9999,"","","N","Distillate Fuel Oil","","","","","","","","","","","","","","",1.75,2.3354529520972003,2.3354529520972003,2.3354529520972003,2.3354529520972003,"","","","","","",""]
["Soda","831_G_1",831,"G","1","","Hydro","","WECC_ID","Idaho",16,"Caribou",29,"16029",7.6,0,1924,9999,"","","N","Hydro","","","","","","","","","","","","","","","",0,0,0,0,"","","","","","",""]
["Albeni Falls","851_G_1",851,"G","1","","Hydro","","WECC_PNW","Idaho",16,"Bonner",17,"16017",14,0,1955,9999,"","","N","Hydro","","","","","","","","","","","","","","","",0,0,0,0,"","","","","","",""]
["Hoover Dam","8902_G_A9",8902,"G","A9","","Hydro","","WECC_AZ","Arizona",4,"Mohave",15,"04015",68,0,1952,9999,"","","N","Hydro","","","","","","","","","","","","","","","",0,0,0,0,"","","","","","",""]
["Alamo","905_G_1",905,"G","1","","Hydro","","WECC_SCE","California",6,"Los Angeles",37,"06037",17,0,1986,9999,"","","N","Hydro","","","","","","","","","","","","","","","",0,0,0,0,"","","","","","",""]
["Freeburg","943_G_4",943,"G","4","","Combustion Turbine","IC Engine","MIS_IL","Illinois",17,"St. Clair",163,"17163",1,14408,1959,9999,"","","N","Distillate Fuel Oil","","","","","","","","","","","","","","",1,2.3354529520972003,2.3354529520972003,2.3354529520972003,2.3354529520972003,"","","","","","",""]
["Peru","955_G_10",955,"G","10","","Combustion Turbine","IC Engine","MIS_IL","Illinois",17,"La Salle",99,"17099",2,12774,2003,9999,"","","N","Distillate Fuel Oil","","","","","","","","","","","","","","",1,2.3354529520972003,2.3354529520972003,2.3354529520972003,2.3354529520972003,"","","","","","",""]
["Rantoul","958_G_13",958,"G","13","","Combustion Turbine","IC Engine","MIS_IL","Illinois",17,"Champaign",19,"17019",1.8,10745,2000,9999,"","","N","Distillate Fuel Oil","","","","","","","","","","","","","","",1,2.3354529520972003,2.3354529520972003,2.3354529520972003,2.3354529520972003,"","","","","","",""]
["Red Bud","959_G_1",959,"G","1","","Combustion Turbine","IC Engine","MIS_IL","Illinois",17,"RANDOLPH",157,"17157",2.2,12119,1968,9999,"","","N","Distillate Fuel Oil","","","","","","","","","","","","","","",1,2.3354529520972003,2.3354529520972003,2.3354529520972003,2.3354529520972003,"","","","","","",""]
["Cabot Holyoke","9864_G_3",9864,"G","3","","Hydro","","NENGREST","Massachusetts",25,"Hampden",13,"25013",0.3,0,1939,9999,"","","N","Hydro","","","","","","","","","","","","","","","",0,0,0,0,"","","","","","",""]
["Norway","998_G_3",998,"G","3","","Hydro","","MIS_INKY","Indiana",18,"White",181,"18181",1.1,0,1923,9999,"","","N","Hydro","","","","","","","","","","","","","","","",0,0,0,0,"","","","","","",""]
["Portsmouth Genco LLC","10071_B_2A",10071,"B","2A",88185,"Coal Steam","","PJM_Dom","Virginia",51,"PORTSMOUTH",740,"51740",19.2,11933,1988,9999,"stoker/SPR","dry","N","Bituminous","Dry Scrubber",2008,90,90,"OFA","","","","B","B","","","","",0.96,0.3507541590154681,0.3507541590154681,0.3507541590154681,0.3507541590154681,0.05,0.75,1,95,95,"",""]
["Leaf River Cellulose LLC","10233_B_PB",10233,"B","PB","","O/G Steam","","S_SOU","Mississippi",28,"Perry",111,"28111",38,8300,1984,9999,"","","Y","Natural Gas","","","","","","","","","","","","","","","",0.18503010241324,0.18503010241324,0.18503010241324,0.18503010241324,"","","","","","",""]
["CPI USA NC Southport","10378_B_2C",10378,"B","2C",9912,"Coal Steam","","S_VACA","North Carolina",37,"BRUNSWICK",19,"37019",17.8,13011,1987,9999,"stoker/SPR","dry","Y","Bituminous","","","","","OFA","","","","B","B","","","","",1.47,0.26345127498394005,0.26345127498394005,0.26345127498394005,0.26345127498394005,0.11,0.27,1,"","","",""]
["Camden Resource Recovery Facility","10435_B_SG101A",10435,"B","SG101A","","Municipal Solid Waste","","PJM_EMAC","New Jersey",34,"Camden",7,"34007",10,21567,1991,9999,"","","N","MSW","Dry Scrubber","",80,80,"LA + OFA","","","","","","","ACI",2010,92,"",0.3,0.3,0.3,0.3,0.08,0.08,0.08,"","","",""]
["Craven County Wood Energy LP","10525_B_4A",10525,"B","4A",89655,"Biomass","","S_VACA","North Carolina",37,"Craven",49,"37049",48,16027,1990,9999,"","","N","Biomass","","","","","","","","","","","","","","","",0.42498943281622076,0.42498943281622076,0.42498943281622076,0.42498943281622076,"","","","","","",""]
["AES Beaver Valley Partners Beaver Valley","10676_B_2",10676,"B","2",3571,"Coal Steam","","PJM_West","Pennsylvania",42,"Beaver",7,"42007",43,10903,1987,9999,"wall","dry","Y","Bituminous","Wet Scrubber",1980,92,92,"LNBO","SNCR","",2003,"ESPC + WS","ESPC + B + WS","Yes","","","",0.7,0.4044295639462953,0.4044295639462953,0.4044295639462953,0.4044295639462953,0.3,0.3,0.56,97,99,"",""]
["Morgantown Energy Facility","10743_B_CFB1",10743,"B","CFB1",10078,"Coal Steam","","PJM_AP","West Virginia",54,"Monongalia",61,"54061",25,8666,1991,9999,"FBC","dry","Y","Waste Coal","Reagent Injection","",91.6,91.6,"CF","","","","B","B","","","","",0.4,0.25171610038576103,0.25171610038576103,0.25171610038576103,0.25171610038576103,0.01,0.01,0.01,95,95,"",""]
["Medical Area Total Energy Plant","10883_B_PSG1",10883,"B","PSG1","","O/G Steam","","NENGREST","Massachusetts",25,"Suffolk",25,"25025",3.1,8300,1980,9999,"","","Y","Natural Gas","","","","","","","","","","","","","","",0.74,0.2713157516014496,0.2713157516014496,0.2713157516014496,0.2713157516014496,"","","","","","",""]
["Gordon Evans Energy Center","1240_B_2",1240,"B","2",815,"O/G Steam","","SPP_N","Kansas",20,"Sedgwick",173,"20173",384,12351,1967,9999,"","","N","Natural Gas, Residual Fuel Oil","","","","","","","","","","","","","","",3,0.29521078221351793,0.29521078221351793,0.29521078221351793,0.29521078221351793,"","","","","","",""]
["Wellington 1","1330_B_4",1330,"B","4","","O/G Steam","","SPP_N","Kansas",20,"Sumner",191,"20191",19.5,14500,1972,9999,"","","N","Natural Gas","","","","","","","","","","","","","","","",0.23464734870002554,0.23464734870002554,0.23464734870002554,0.23464734870002554,"","","","","","",""]
["Shawnee","1379_B_6",1379,"B","6",922,"Coal Steam","","S_C_TVA","Kentucky",21,"McCracken",145,"21145",134,10984,1954,9999,"wall","dry","N","Bituminous, Subbituminous","","","","","LNB","","","","B + C","B + C","","","","",1.2,0.3370199510736643,0.3370199510736643,0.32,0.32,0.11,0.27,1,"","","",""]
["Nine Mile Point","1403_B_1",1403,"B","1",966,"O/G Steam","","S_D_AMSO","Louisiana",22,"Jefferson",51,"22051",50,12176,1951,9999,"","","N","Natural Gas","","","","","","","","","","","","","","",5.260578604651162,0.0567,0.0567,0.0567,0.0567,"","","","","","",""]
["Morgan City","1449_B_3",1449,"B","3",989,"O/G Steam","","S_D_REST","Louisiana",22,"st. Mary",101,"22101",18,14500,1970,9999,"","","N","Natural Gas","","","","","","","","","","","","","","",5.260578604651162,0.112244825196004,0.112244825196004,0.112244825196004,0.112244825196004,"","","","","","",""]
["Dan E Karn","1702_B_4",1702,"B","4",1156,"O/G Steam","","MIS_LMI","Michigan",26,"Bay",17,"26017",638,14500,1977,9999,"","","N","Natural Gas, Residual Fuel Oil","","","","","LNB","","","","","","","","","",1.11,0.1424,0.1424,0.1424,0.1424,"","","","","","",""]
["River Rouge","1740_B_1",1740,"B","1",1186,"O/G Steam","","MIS_LMI","Michigan",26,"Wayne",163,"26163",234,10896,1956,9999,"","","N","Natural Gas","","","","","FR + LNB","","","","","","","","","",2,0.13762089663357685,0.13762089663357685,0.13762089663357685,0.13762089663357685,"","","","","","",""]
["Eckert Station","1831_B_6",1831,"B","6",1220,"Coal Steam","","MIS_LMI","Michigan",26,"Ingham",65,"26065",64,12437,1970,9999,"wall","dry","N","Bituminous, Subbituminous","","","","","LNB + SOFA","","","","ESPC","ESPC","No","","","",1.67,0.21890109380089215,0.21890109380089215,0.21890109380089215,0.21890109380089215,0.64,0.97,1,"","","","Yes"]
["Virginia","2018_B_11",2018,"B","11","","Coal Steam","","MIS_MNWI","Minnesota",27,"st. Louis",137,"27137",7.2,14500,1954,9999,"","","Y","Subbituminous","","","","","","SNCR","",2015,"","","","","","",3.013333333333333,0.09839933042226234,0.09839933042226234,0.09839933042226234,0.09839933042226234,1,1,1,"","","",""]
["Labadie","2103_B_2",2103,"B","2",1329,"Coal Steam","","MIS_MO","Missouri",29,"Franklin",71,"29071",593,10315,1971,9999,"tangential","dry","N","Bituminous, Subbituminous","","","","","LNC3","","","","ESPC","ESPC","Yes","","","",4.8,0.10783678578342074,0.10783678578342074,0.10783678578342074,0.10783678578342074,0.64,0.97,1,"","","","Yes"]
["Fairbury","2236_B_1",2236,"B","1","","O/G Steam","","SPP_NEBR","Nebraska",31,"Jefferson",95,"31095",18.8,14500,1938,9999,"","","N","Natural Gas","","","","","","","","","","","","","","",2.5,0.1657,0.1657,0.1657,0.1657,"","","","","","",""]
["Four Corners","2442_B_1",2442,"B","1",1581,"Coal Steam","","WECC_NM","New Mexico",35,"San Juan",45,"35045",170,10358,1963,9999,"wall","dry","N","Subbituminous","Wet Scrubber",1972,94,94,"LNB","","","","WS","B + WS","","","","",0.878326724,0.7857989364317941,0.7857989364317941,0.5129520835040878,0.5129520835040878,0.1,0.27,0.56,99,99,"","Yes"]
["Far Rockaway","2513_B_40",2513,"B","40",1738,"O/G Steam","","NY_Z_K","New York",36,"Queens",81,"36081",105,11772,1953,9999,"","","N","Natural Gas","","","","","OFA","","","","","","","","","",0.6,0.08054247789590956,0.08054247789590956,0.08054247789590956,0.08054247789590956,"","","","","","",""]
["Dynegy Moss Landing Power Plant","260_B_6-1",260,"B","6-1",158,"O/G Steam","","WEC_CALN","California",6,"Monterey",53,"06053",754,10228,1967,9999,"","","N","Natural Gas","","","","","FR + LNB","SCR","","","","","","","","",5.260578604651162,0.005372052663875304,0.005372052663875304,0.005372052663875304,0.005372052663875304,"","","","","","",""]
["Marshall","2727_B_3",2727,"B","3",1863,"Coal Steam","","S_VACA","North Carolina",37,"Catawba",35,"37035",658,9339,1969,9999,"tangential","dry","N","Bituminous","Wet Scrubber",2007,95,95,"LNC3","SCR",2009,"","ESPC","ESPC + B","No","","","",0.56,0.04187678185666537,0.04187678185666537,0.04187678185666537,0.04187678185666537,0.1,0.3,0.56,99,99,"","Yes"]
["Hamilton","2917_B_7",2917,"B","7","","O/G Steam","","PJM_West","Ohio",39,"Butler",17,"39017",24.3,13811,1964,9999,"","","N","Natural Gas","","","","","","","","","","","","","","",0.01,0.2713157516014496,0.2713157516014496,0.2713157516014496,0.2713157516014496,"","","","","","",""]
["Southwestern","2964_B_8003",2964,"B","8003",2022,"O/G Steam","","SPP_WEST","Oklahoma",40,"Caddo",15,"40015",295,12121,1967,9999,"","","N","Natural Gas","","","","","","","","","","","","","","",0.52,0.48620708147066405,0.48620708147066405,0.48620708147066405,0.48620708147066405,"","","","","","",""]
["Anadarko Plant","3006_B_1",3006,"B","1",2028,"O/G Steam","","SPP_WEST","Oklahoma",40,"Caddo",15,"40015",12,14500,1953,9999,"","","N","Natural Gas","","","","","FR + LNB","","","","","","","","","","",0.2607,0.2607,0.2607,0.2607,"","","","","","",""]
["McMeekin","3287_B_MCM2",3287,"B","MCM2",2227,"Coal Steam","","S_VACA","South Carolina",45,"Lexington",63,"45063",125,9526,1958,9999,"tangential","dry","N","Bituminous","","","","","LNC2","","","","B","B","","","","",3.5,0.31981421363950163,0.31981421363950163,0.24150294705671047,0.24150294705671047,0.11,0.27,1,"","","",""]
["Kingston","3407_B_5",3407,"B","5",2284,"Coal Steam","","S_C_TVA","Tennessee",47,"Roane",145,"47145",174,10254,1955,9999,"tangential","dry","N","Bituminous, Subbituminous","Wet Scrubber",2010,98,98,"LNC2","SCR",2000,"","ESPC + C","ESPC + C","No","","","",0.15,0.05851151279163787,0.05851151279163787,0.05851151279163787,0.05851151279163787,0.1,0.84,0.56,99,99,"",""]
["W A Parish","3470_B_WAP4",3470,"B","WAP4",2377,"O/G Steam","","ERC_REST","Texas",48,"Fort Bend",157,"48157",552,10953,1968,9999,"","","N","Natural Gas","","","","","FR + BOOS","","","","","","","","","",0.01,0.11004895586787761,0.11004895586787761,0.11004895586787761,0.11004895586787761,"","","","","","",""]
["Handley","3491_B_4",3491,"B","4",2414,"O/G Steam","","ERC_REST","Texas",48,"Tarrant",439,"48439",435,14006,1976,9999,"","","N","Natural Gas","","","","","OFA + SC","SCR","","","","","","","","",0.5,0.01268530716411669,0.01268530716411669,0.01268530716411669,0.01268530716411669,"","","","","","",""]
["O W Sommers","3611_B_2",3611,"B","2",2480,"O/G Steam","","ERC_REST","Texas",48,"Bexar",29,"48029",435,11743,1974,9999,"","","N","Natural Gas","","","","","FR + OFA","","","","","","","","","",1.1573272930232559,0.128470875323663,0.128470875323663,0.128470875323663,0.128470875323663,"","","","","","",""]
["Joliet 29","384_B_71",384,"B","71",250,"Coal Steam","","PJM_COMD","Illinois",17,"Will",197,"17197",259,10520,1965,9999,"tangential","dry","N","Subbituminous","","","","","LNC3","","","","ESPC","ESPC + B","No","ACI",2009,90,1.8,0.12646145820354582,0.12646145820354582,0.12646145820354582,0.12646145820354582,0.1,0.1,0.1,"","","","Yes"]
["Weston","4078_B_4",4078,"B","4",89565,"Coal Steam","","MIS_WUMS","Wisconsin",55,"Marathon",73,"55073",552,9879,2008,9999,"wall","dry","N","Bituminous, Subbituminous","Dry Scrubber",2008,90,90,"LNB + OFA","SCR",2008,"","B","B","","ACI",2008,90,0.1,0.054991222146871445,0.054991222146871445,0.054991222146871445,0.054991222146871445,0.1,0.1,0.1,95,99,"",""]
["Dave Johnston","4158_B_BW42",4158,"B","BW42",2634,"Coal Steam","","WECC_WY","Wyoming",56,"Converse",9,"56009",106,11124,1961,9999,"wall","dry","N","Subbituminous","","","","","LNB","","","","ESPC","ESPC","No","","","",1.2,0.4340972542377129,0.4340972542377129,0.28124610837936326,0.28124610837936326,0.64,0.97,1,"","","",""]
["Barney M Davis","4939_B_1",4939,"B","1",2658,"O/G Steam","","ERC_REST","Texas",48,"Nueces",355,"48355",335,11524,1974,9999,"","","N","Natural Gas","","","","","FR","","","","","","","","","",1.1573272930232559,0.13734754782281572,0.13734754782281572,0.13734754782281572,0.13734754782281572,"","","","","","",""]
["New Hanover County WASTEC","50271_B_1A",50271,"B","1A","","Municipal Solid Waste","","S_VACA","North Carolina",37,"New Hanover",129,"37129",1.2,19686,1991,9999,"","","N","MSW","Dry Scrubber","",71,71,"","SNCR","","","","","","ACI",2010,92,"",0.161692308,0.161692308,0.161692308,0.161692308,0.08,0.08,0.08,"","","",""]
["P H Glatfelter","50397_B_1PB035",50397,"B","1PB035",3655,"Coal Steam","","PJM_WMAC","Pennsylvania",42,"York",133,"42133",10.2,8300,1964,9999,"wall","dry","Y","Bituminous","","","","","LNBO","SNCR","",2005,"ESPH + C","ESPH + C","Yes","","","",3.7,0.4688853014017749,0.4688853014017749,0.4688853014017749,0.4688853014017749,0.9,0.94,1,"","","",""]
["Covanta Alexandria/Arlington Energy","50663_B_B300",50663,"B","B300","","Municipal Solid Waste","","PJM_Dom","Virginia",51,"Alexandria",510,"51510",9.7,19968,1987,9999,"","","N","MSW","Dry Scrubber","",95,95,"","SNCR","","","","","","ACI",2002,92,0.14,0.483076923,0.483076923,0.483076923,0.483076923,0.08,0.08,0.08,"","","",""]
["Covanta Wallingford Energy","50664_B_B101",50664,"B","B101","","Municipal Solid Waste","","NENG_CT","Connecticut",9,"New Haven",9,"09009",2.8,27718,1988,9999,"","","N","MSW","Dry Scrubber","",70,70,"OFA","","","","","","","ACI",1997,92,0.07,0.2,0.2,0.2,0.2,0.08,0.08,0.08,"","","",""]
["Pinellas County Resource Recovery","50884_B_B103",50884,"B","B103","","Municipal Solid Waste","","FRCC","Florida",12,"Pinellas",103,"12103",17,26397,1986,9999,"","","N","MSW","Dry Scrubber","",75,75,"","SNCR","","","","","","ACI",2010,92,"",0.707692308,0.707692308,0.707692308,0.707692308,0.08,0.08,0.08,"","","",""]
["Sandow Station","52071_B_5B",52071,"B","5B",89921,"Coal Steam","","ERC_REST","Texas",48,"Milam",331,"48331",285,11429,2010,9999,"FBC","dry","N","Lignite","Dry Scrubber",2009,98,98,"CF","SNCR","",2009,"B","B","","ACI",2009,90,1.2,0.06419830562238676,0.06419830562238676,0.06419830562238676,0.06419830562238676,0.1,0.1,0.1,99,99,"",""]
["Piney Creek Project","54144_B_BRBR1",54144,"B","BRBR1",3756,"Coal Steam","","PJM_PENE","Pennsylvania",42,"CLARION",31,"42031",32,13354,1992,9999,"FBC","dry","N","Waste Coal","Dry Scrubber",1992,97.2,97.2,"OFA","SNCR","",2003,"B","B","","","","",1,0.1537,0.122,0.1537,0.08,0.01,0.01,0.01,99,99,"",""]
["Montville Station","546_B_6",546,"B","6",344,"O/G Steam","","NENG_CT","Connecticut",9,"New London",11,"09011",410,12518,1971,9999,"","","N","Residual Fuel Oil","","",81.76,"","BF + LA","","","","","","","","","",0.3,0.20168839532487662,0.20168839532487662,0.20168839532487662,0.20168839532487662,"","","","","","",""]
["Wheelabrator Portsmouth","54998_B_12600",54998,"B","12600","","Municipal Solid Waste","","PJM_Dom","Virginia",51,"Portsmouth",740,"51740",11.6,11265,1987,9999,"","","Y","MSW","Dry Scrubber","",70,70,"","","","","","","","","","","",0.161692308,0.161692308,0.161692308,0.161692308,0.08,0.08,0.08,"","","",""]
["Charles R Lowman","56_B_1",56,"B","1",53,"Coal Steam","","S_SOU","Alabama",1,"Washington",129,"01129",80,10666,1969,9999,"wall","dry","N","Bituminous","Wet Scrubber",2008,96.6,96.6,"LNB","","","","ESPH","ESPH","No","","","",4,0.3261905634492731,0.3261905634492731,0.32,0.32,0.58,0.8,1,99,99,"","Yes"]
["Aspen Biomass Power Plant","56931_B_BoilA",56931,"B","BoilA","","Biomass","","ERC_REST","Texas",48,"Angelina",5,"48005",50,16943,1996,9999,"","","N","Biomass","","","","","","","","","","","","","","","",0.22926295483445053,0.22926295483445053,0.22926295483445053,0.22926295483445053,"","","","","","",""]
["James H Miller Jr","6002_B_1",6002,"B","1",2669,"Coal Steam","","S_SOU","Alabama",1,"Jefferson",73,"01073",673,10323,1978,9999,"wall","dry","N","Bituminous, Subbituminous","Wet Scrubber",2011,95,95,"LNB","SCR",2004,"","ESPC","ESPC","Yes","","","",1.2,0.08431370948747524,0.08431370948747524,0.08431370948747524,0.08431370948747524,0.1,0.84,0.56,99,99,"","Yes"]
["Martin","6043_B_PMR2",6043,"B","PMR2",2715,"O/G Steam","","FRCC","Florida",12,"Martin",85,"12085",826,9754,1981,9999,"","","N","Natural Gas, Residual Fuel Oil","","","","","LNB + OFA","","","","","","","","","",0.7,0.13261474434027354,0.13261474434027354,0.13261474434027354,0.13261474434027354,"","","","","","",""]
["R M Schahfer","6085_B_14",6085,"B","14",2762,"Coal Steam","","MIS_INKY","Indiana",18,"Jasper",73,"18073",431,11001,1976,9999,"cyclone","wet","N","Bituminous, Subbituminous","Wet Scrubber",2013,97.28,97.28,"OFA","SCR",2004,"","ESPC","ESPC","No","","","",1.2,0.1,0.1,0.1,0.1,0.1,0.84,0.56,99,99,"","Yes"]
["Rush Island","6155_B_2",6155,"B","2",2814,"Coal Steam","","MIS_MO","Missouri",29,"Jefferson",99,"29099",603,10232,1977,9999,"tangential","dry","N","Subbituminous","","","","","LNC3","","","","ESPC","ESPC","Yes","","","",2.3000000000000003,0.08173245275681329,0.08173245275681329,0.08173245275681329,0.08173245275681329,0.64,0.97,1,"","","","Yes"]
["Southwest Power Station","6195_B_2",6195,"B","2",90438,"Coal Steam","","SPP_N","Missouri",29,"Greene",77,"29077",279,10580,2011,9999,"wall","dry","N","Subbituminous","Dry Scrubber",2011,92.51,92.51,"AA + LNB","SCR",2011,"","B","B","","ACI",2011,90,0.095,0.08994779021796909,0.08994779021796909,0.08994779021796909,0.08994779021796909,0.1,0.1,0.1,97.51,99,"",""]
["Deerhaven Generating Station","663_B_B2",663,"B","B2",487,"Coal Steam","","FRCC","Florida",12,"Alachua",1,"12001",232,11172,1981,9999,"wall","dry","N","Bituminous","Dry Scrubber",2009,90,90,"OFA","SCR",2009,"","ESPH + B","ESPH + B","No","","","",1.2,0.2377,0.0651313234393667,0.2377,0.0651313234393667,0.05,0.75,1,95,99,"","Yes"]
["Warrick","6705_B_2",6705,"B","2",2903,"Coal Steam","","MIS_INKY","Indiana",18,"Warrick",173,"18173",147,10977,1964,9999,"wall","dry","Y","Bituminous","Wet Scrubber",2008,98,98,"LNB + SOFA","","","","ESPH","ESPH + B","No","","","",5.11,0.44922598699916844,0.44922598699916844,0.44922598699916844,0.44922598699916844,0.03,0.27,0.56,99,99,"","Yes"]
["McManus","715_B_1",715,"B","1",548,"O/G Steam","","S_SOU","Georgia",13,"Glynn",127,"13127",43,14500,1952,9999,"","","N","Distillate Fuel Oil, Residual Fuel Oil","","","","","","","","","","","","","","",3.15,0.40929771970149553,0.40929771970149553,0.40929771970149553,0.40929771970149553,"","","","","","",""]
["Columbia","8023_B_2",8023,"B","2",3432,"Coal Steam","","MIS_WUMS","Wisconsin",55,"Columbia",21,"55021",564,10728,1978,9999,"tangential","dry","N","Subbituminous","Dry Scrubber",2013,92.51,92.51,"LNC2","","","","ESPC + B","ESPC + B","Yes","ACI",2013,90,1.2,0.14211983816872384,0.14211983816872384,0.12,0.12,0.1,0.1,0.1,97.51,99,"","Yes"]
["Springerville","8223_B_3",8223,"B","3",89514,"Coal Steam","","WECC_AZ","Arizona",4,"Apache",1,"04001",417,10145,2006,9999,"wall","dry","N","Subbituminous","Dry Scrubber",2006,84.7,90,"LNC3","SCR",2006,"","B","B","","","","",0.69,0.06586020721907691,0.06586020721907691,0.06586020721907691,0.06586020721907691,0.05,0.75,1,89.7,99,"",""]
["Baldwin Energy Complex","889_B_3",889,"B","3",613,"Coal Steam","","MIS_IL","Illinois",17,"Randolph",157,"17157",608,10101,1975,9999,"tangential","dry","N","Subbituminous","Dry Scrubber",2013,90,90,"LNC2","","","","ESPC + B","ESPC + B","Yes","ACI",2013,90,0.1,0.09222981649670113,0.09222981649670113,0.09222981649670113,0.09222981649670113,0.1,0.1,0.1,95,99,"","Yes"]
["Clifty Creek","983_B_4",983,"B","4",661,"Coal Steam","","MIS_INKY","Indiana",18,"Jefferson",77,"18077",196,10261,1955,9999,"wall","wet","N","Bituminous, Subbituminous","Wet Scrubber",2013,98,98,"OFA","SCR",2003,"","ESPC","ESPC + B","Yes","","","",7.5200000000000005,0.3711521978558317,0.07,0.3711521978558317,0.07,0.1,0.3,0.56,99,99,"",""]
["WECC_IID_CA_Geothermal","83803_C_1",83803,"C",1,"","Geothermal","","WECC_IID","California",6,"NA","","06000",43.86,9760,2015,9999,"","","N","Geothermal","","","","","","","","","","","","","","",0,0,0,0,0,0.4625,0.4625,0.4625,"","","",""]
["PJM_ATSI_OH_Wind","83682_C_1",83682,"C",1,"","Wind","","PJM_ATSI","Ohio",39,"NA","","39000",2.8070000000000004,0,2015,9999,"","","N","Wind","","","","","","","","","","","","","","",0,0,0,0,0,"","","","","","",""]
["WECC_NNV_NV_Combustion Turbine","83812_C_1",83812,"C",1,"","Combustion Turbine","Combustion Turbine","WECC_NNV","Nevada",32,"NA","","32000",1.2,9750,2015,9999,"","","N","Natural Gas","","","","","","","","","","","","","","",0,0.08,0.08,0.08,0.08,"","","","","","",""]
["MIS_WUMS_WI_Landfill Gas","83639_C_1",83639,"C",1,"","Landfill Gas","","MIS_WUMS","Wisconsin",55,"NA","","55000",23.4,13648,2015,9999,"","","N","Landfill Gas","","","","","","","","","","","","","","",0,0.09,0.09,0.09,0.09,"","","","","","",""]
["S_VACA_NC_Biomass","83744_C_1",83744,"C",1,"","Biomass","","S_VACA","North Carolina",37,"NA","","37000",1.602,13500,2015,9999,"","","N","Biomass","","","","","","","","","","","","","","",0,0.36,0.36,0.36,0.36,"","","","","","",""]
["S_VACA_NC_Non-Fossil Waste","83749_C_1",83749,"C",1,"","Non-Fossil Waste","","S_VACA","North Carolina",37,"NA","","37000",1.628,14731,2015,9999,"","","N","Non-Fossil Waste","","","","","","","","","","","","","","",0,0,0,0,0,"","","","","","",""]
["PJM_AP_PA_Hydro","83674_C_1",83674,"C",1,"","Hydro","","PJM_AP","Pennsylvania",42,"NA","","42000",0.01,0,2015,9999,"","","N","Hydro","","","","","","","","","","","","","","",0,0,0,0,0,"","","","","","",""]
["Yamhill Solar LLC","57652_G_1",57652,"G","1","","Solar PV","","WECC_PNW","Oregon",41,"Yamhill",71,"41071",1,0,2011,9999,"","","N","Solar","","","","","","","","","","","","","","",0,0,0,0,0,"","","","","","",""]
["Solar Photovoltaic Project #13","57227_G_S013D",57227,"G","S013D","","Solar PV","","WECC_SCE","California",6,"SAN BERNARDINO",71,"06071",0.5,0,2011,9999,"","","N","Solar","","","","","","","","","","","","","","",0,0,0,0,0,"","","","","","",""]
["Solar Photovoltaic Project #32","57534_G_S32A",57534,"G","S32A","","Solar PV","","WECC_SCE","California",6,"San Bernardino",71,"06071",0.5,0,2011,9999,"","","N","Solar","","","","","","","","","","","","","","",0,0,0,0,0,"","","","","","",""]
["Solar Photovoltaic Project #32","57534_G_S32B",57534,"G","S32B","","Solar PV","","WECC_SCE","California",6,"San Bernardino",71,"06071",0.5,0,2011,9999,"","","N","Solar","","","","","","","","","","","","","","",0,0,0,0,0,"","","","","","",""]
["Solar Photovoltaic Project #32","57534_G_S32C",57534,"G","S32C","","Solar PV","","WECC_SCE","California",6,"San Bernardino",71,"06071",0.5,0,2012,9999,"","","N","Solar","","","","","","","","","","","","","","",0,0,0,0,0,"","","","","","",""]
["Solar Photovoltaic Project #33","57535_G_S33A",57535,"G","S33A","","Solar PV","","WECC_SCE","California",6,"San Bernardino",71,"06071",0.5,0,2011,9999,"","","N","Solar","","","","","","","","","","","","","","",0,0,0,0,0,"","","","","","",""]
["Solar Photovoltaic Project #33","57535_G_S33B",57535,"G","S33B","","Solar PV","","WECC_SCE","California",6,"San Bernardino",71,"06071",0.5,0,2011,9999,"","","N","Solar","","","","","","","","","","","","","","",0,0,0,0,0,"","","","","","",""]
["Saint Marys Hospital Power Plant","54262_G_7",54262,"G","7","","Combustion Turbine","IC Engine","MIS_MNWI","Minnesota",27,"Olmsted",109,"27109",2.5,9750,2011,9999,"","","N","Distillate Fuel Oil","","","","","","","","","","","","","","",0,0.07999999999999996,0.07999999999999996,0.07999999999999996,0.07999999999999996,"","","","","","",""]
["Sullivan","969_G_13",969,"G","13","","Combustion Turbine","IC Engine","MIS_IL","Illinois",17,"Moultrie",139,"17139",2.3,9750,2012,9999,"","","N","Distillate Fuel Oil","","","","","","","","","","","","","","",0,2.3354529520972003,2.3354529520972003,2.3354529520972003,2.3354529520972003,"","","","","","",""]
["Sullivan","969_G_14",969,"G","14","","Combustion Turbine","IC Engine","MIS_IL","Illinois",17,"Moultrie",139,"17139",2.3,9750,2012,9999,"","","N","Distillate Fuel Oil","","","","","","","","","","","","","","",0,2.3354529520972003,2.3354529520972003,2.3354529520972003,2.3354529520972003,"","","","","","",""]
["Sullivan","969_G_15",969,"G","15","","Combustion Turbine","IC Engine","MIS_IL","Illinois",17,"Moultrie",139,"17139",2.3,9750,2012,9999,"","","N","Distillate Fuel Oil","","","","","","","","","","","","","","",0,2.3354529520972003,2.3354529520972003,2.3354529520972003,2.3354529520972003,"","","","","","",""]
["Almond Power Plant","7315_G_2",7315,"G","2","","Combustion Turbine","Combustion Turbine","WEC_CALN","California",6,"STANISLAUS",99,"06099",50,9750,2012,9999,"","","N","Natural Gas","","","","","","","","","","","","","","",0,0.08,0.08,0.08,0.08,"","","","","","",""]
["Almond Power Plant","7315_G_3",7315,"G","3","","Combustion Turbine","Combustion Turbine","WEC_CALN","California",6,"STANISLAUS",99,"06099",50,9750,2012,9999,"","","N","Natural Gas","","","","","","","","","","","","","","",0,0.08,0.08,0.08,0.08,"","","","","","",""]
["Almond Power Plant","7315_G_4",7315,"G","4","","Combustion Turbine","Combustion Turbine","WEC_CALN","California",6,"STANISLAUS",99,"06099",50,9750,2012,9999,"","","N","Natural Gas","","","","","","","","","","","","","","",0,0.08,0.08,0.08,0.08,"","","","","","",""]
["La Senita","57556_G_1",57556,"G","1","","Solar PV","","WECC_AZ","Arizona",4,"Mohave",15,"04015",1,0,2011,9999,"","","N","Solar","","","","","","","","","","","","","","",0,0,0,0,0,"","","","","","",""]
["Howard Down","2434_G_11",2434,"G","11","","Combustion Turbine","Combustion Turbine","PJM_EMAC","New Jersey",34,"Cumberland",11,"34011",56.2,10720,2012,9999,"","","N","Natural Gas, Distillate Fuel Oil","","","","","","","","","","","","","","",2.1,0.08,0.08,0.08,0.08,"","","","","","",""]
["Waterloo","971_G_13",971,"G","13","","Combustion Turbine","Combustion Turbine","MIS_IL","Illinois",17,"Monroe",133,"17133",6.6,9750,2012,9999,"","","N","Natural Gas, Distillate Fuel Oil","","","","","","","","","","","","","","",0,0.08,0.08,0.08,0.08,"","","","","","",""]
["Southwestern Bell Telephone","54858_G_E/G6",54858,"G","E/G6","","Combustion Turbine","IC Engine","MIS_MO","Missouri",29,"Cooper",53,"29053",2.8,9750,2011,9999,"","","N","Distillate Fuel Oil","","","","","","","","","","","","","","",0,0.07999999999999996,0.07999999999999996,0.07999999999999996,0.07999999999999996,"","","","","","",""]
["Southwestern Bell Telephone","54858_G_E/G7",54858,"G","E/G7","","Combustion Turbine","IC Engine","MIS_MO","Missouri",29,"Cooper",53,"29053",2.8,9750,2011,9999,"","","N","Distillate Fuel Oil","","","","","","","","","","","","","","",0,0.07999999999999996,0.07999999999999996,0.07999999999999996,0.07999999999999996,"","","","","","",""]
["McGinness Hills","57446_G_1",57446,"G","1","","Geothermal","","WECC_NNV","Nevada",32,"Lander",15,"32015",12,9760,2012,9999,"","","N","Geothermal","","","","","","","","","","","","","","",0,0,0,0,0,0.4563,0.4563,0.4563,"","","",""]
["McGinness Hills","57446_G_2",57446,"G","2","","Geothermal","","WECC_NNV","Nevada",32,"Lander",15,"32015",12,9760,2012,9999,"","","N","Geothermal","","","","","","","","","","","","","","",0,0,0,0,0,0.4563,0.4563,0.4563,"","","",""]
["McGinness Hills","57446_G_3",57446,"G","3","","Geothermal","","WECC_NNV","Nevada",32,"Lander",15,"32015",6,9760,2012,9999,"","","N","Geothermal","","","","","","","","","","","","","","",0,0,0,0,0,0.4563,0.4563,0.4563,"","","",""]
["Tuscarora Geothermal Power Plant","57451_G_G9200",57451,"G","G9200","","Geothermal","","WECC_NNV","Nevada",32,"Elko",7,"32007",9,9760,2012,9999,"","","N","Geothermal","","","","","","","","","","","","","","",0,0,0,0,0,0.4563,0.4563,0.4563,"","","",""]
["Tuscarora Geothermal Power Plant","57451_G_G9250",57451,"G","G9250","","Geothermal","","WECC_NNV","Nevada",32,"Elko",7,"32007",9,9760,2012,9999,"","","N","Geothermal","","","","","","","","","","","","","","",0,0,0,0,0,0.4563,0.4563,0.4563,"","","",""]
["KUCC","56163_G_MCHP",56163,"G","MCHP","","Combustion Turbine","Combustion Turbine","WECC_UT","Utah",49,"Salt Lake",35,"49035",5.9,9750,2012,9999,"","","Y","Natural Gas","","","","","","","","","","","","","","",0,0.08,0.08,0.08,0.08,"","","","","","",""]
["Lava Beds Wind Park LLC","56436_G_LBWP",56436,"G","LBWP","","Wind","","WECC_ID","Idaho",16,"Bingham",11,"16011",18,0,2012,9999,"","","N","Wind","","","","","","","","","","","","","","",0,0,0,0,0,"","","","","","",""]
["Notch Butte Wind Park","56438_G_NBWP",56438,"G","NBWP","","Wind","","WECC_ID","Idaho",16,"Jerome",53,"16053",18,0,2012,9999,"","","N","Wind","","","","","","","","","","","","","","",0,0,0,0,0,"","","","","","",""]
["Chapin Mountain","57142_G_CM",57142,"G","CM","","Wind","","WECC_ID","Idaho",16,"Cassia",31,"16031",20,0,2012,9999,"","","N","Wind","","","","","","","","","","","","","","",0,0,0,0,0,"","","","","","",""]
["Cottonwood Wind Park","57144_G_JR20",57144,"G","JR20","","Wind","","WECC_ID","Idaho",16,"Twin Falls",83,"16083",20,0,2012,9999,"","","N","Wind","","","","","","","","","","","","","","",0,0,0,0,0,"","","","","","",""]
["Rogerson Flats","57145_G_RF",57145,"G","RF","","Wind","","WECC_ID","Idaho",16,"Twin Falls",83,"16083",20,0,2012,9999,"","","N","Wind","","","","","","","","","","","","","","",0,0,0,0,0,"","","","","","",""]
["Deep Creek Wind Park","57146_G_JR1",57146,"G","JR1","","Wind","","WECC_ID","Idaho",16,"Twin Falls",83,"16083",20,0,2012,9999,"","","N","Wind","","","","","","","","","","","","","","",0,0,0,0,0,"","","","","","",""]
["Conner Ridge","57147_G_CR",57147,"G","CR","","Wind","","WECC_ID","Idaho",16,"Cassia",31,"16031",20,0,2012,9999,"","","N","Wind","","","","","","","","","","","","","","",0,0,0,0,0,"","","","","","",""]
["Badger Peak","57148_G_BP",57148,"G","BP","","Wind","","WECC_ID","Idaho",16,"Cassia",31,"16031",20,0,2012,9999,"","","N","Wind","","","","","","","","","","","","","","",0,0,0,0,0,"","","","","","",""]
["Bonanza Bar","57149_G_BBAR",57149,"G","BBAR","","Wind","","WECC_ID","Idaho",16,"Cassia",31,"16031",20,0,2012,9999,"","","N","Wind","","","","","","","","","","","","","","",0,0,0,0,0,"","","","","","",""]
["Salmon Creek","57150_G_SC",57150,"G","SC","","Wind","","WECC_ID","Idaho",16,"Twin Falls",83,"16083",20,0,2012,9999,"","","N","Wind","","","","","","","","","","","","","","",0,0,0,0,0,"","","","","","",""]
["Big Blue","57289_G_BBWP",57289,"G","BBWP","","Wind","","MIS_MNWI","Minnesota",27,"Faribault",43,"27043",36,0,2011,9999,"","","N","Wind","","","","","","","","","","","","","","",0,0,0,0,0,"","","","","","",""]
["Chautauqua LFGTE Facility","57186_G_GEN5",57186,"G","GEN5","","Landfill Gas","","NY_Z_A&B","New York",36,"Chautauqua",13,"36013",1.6,13648,2011,9999,"","","N","Landfill Gas","","","","","","","","","","","","","","",0,0.08999999999999997,0.08999999999999997,0.08999999999999997,0.08999999999999997,"","","","","","",""]
["Chautauqua LFGTE Facility","57186_G_GEN6",57186,"G","GEN6","","Landfill Gas","","NY_Z_A&B","New York",36,"Chautauqua",13,"36013",1.6,13648,2011,9999,"","","N","Landfill Gas","","","","","","","","","","","","","","",0,0.08999999999999997,0.08999999999999997,0.08999999999999997,0.08999999999999997,"","","","","","",""]
["Chestnut Ridge Gas Recovery","50570_G_GEN5",50570,"G","GEN5","","Landfill Gas","","S_C_TVA","Tennessee",47,"Anderson",1,"47001",1.6,13648,2011,9999,"","","N","Landfill Gas","","","","","","","","","","","","","","",0,0.08999999999999997,0.08999999999999997,0.08999999999999997,0.08999999999999997,"","","","","","",""]
["Oneida Herkimer","57404_G_GEN1",57404,"G","GEN1","","Landfill Gas","","NY_Z_C&E","New York",36,"Oneida",65,"36065",1.6,13648,2011,9999,"","","N","Landfill Gas","","","","","","","","","","","","","","",0,0.08999999999999997,0.08999999999999997,0.08999999999999997,0.08999999999999997,"","","","","","",""]
["Robbins Community Power LLC","56576_G_1",56576,"G","1","","Biomass","","PJM_COMD","Illinois",17,"Cook",31,"17031",27.5,13500,2012,9999,"","","N","Biomass","","","","","","","","","","","","","","",0,0.36,0.36,0.36,0.36,"","","","","","",""]
["Robbins Community Power LLC","56576_G_2",56576,"G","2","","Biomass","","PJM_COMD","Illinois",17,"Cook",31,"17031",27.5,13500,2012,9999,"","","N","Biomass","","","","","","","","","","","","","","",0,0.36,0.36,0.36,0.36,"","","","","","",""]
["Dempsey Ridge Wind Farm","56665_G_DR",56665,"G","DR","","Wind","","SPP_WEST","Oklahoma",40,"Roger Mills",129,"40129",132,0,2011,9999,"","","N","Wind","","","","","","","","","","","","","","",0,0,0,0,0,"","","","","","",""]
["Sherbino II","57415_G_1",57415,"G","1","","Wind","","ERC_WEST","Texas",48,"Pecos",371,"48371",150,0,2011,9999,"","","N","Wind","","","","","","","","","","","","","","",0,0,0,0,0,"","","","","","",""]
["Trinity Hills","57520_G_1",57520,"G","1","","Wind","","ERC_WEST","Texas",48,"Young",503,"48503",225,0,2011,9999,"","","N","Wind","","","","","","","","","","","","","","",0,0,0,0,0,"","","","","","",""]
["Pioneer Crossing Landfill Gas to Energy","56957_G_LFG5",56957,"G","LFG5","","Landfill Gas","","PJM_WMAC","Pennsylvania",42,"Berks",11,"42011",1.6,13648,2011,9999,"","","N","Landfill Gas","","","","","","","","","","","","","","",0,0.08999999999999997,0.08999999999999997,0.08999999999999997,0.08999999999999997,"","","","","","",""]
["Pioneer Crossing Landfill Gas to Energy","56957_G_LFG6",56957,"G","LFG6","","Landfill Gas","","PJM_WMAC","Pennsylvania",42,"Berks",11,"42011",1.6,13648,2011,9999,"","","N","Landfill Gas","","","","","","","","","","","","","","",0,0.08999999999999997,0.08999999999999997,0.08999999999999997,0.08999999999999997,"","","","","","",""]
["Steel Winds II","57078_G_1",57078,"G","1","","Wind","","NY_Z_A&B","New York",36,"Erie",29,"36029",15,0,2011,9999,"","","N","Wind","","","","","","","","","","","","","","",0,0,0,0,0,"","","","","","",""]
["Spring Valley Wind Project","57192_G_WTG",57192,"G","WTG","","Wind","","WECC_NNV","Nevada",32,"WHITE PINE",33,"32033",150,0,2012,9999,"","","N","Wind","","","","","","","","","","","","","","",0,0,0,0,0,"","","","","","",""]
["Orange County Biomass LLC","57215_G_G-01",57215,"G","G-01","","Biomass","","S_VACA","South Carolina",45,"Orangeburg",75,"45075",35,13500,2012,9999,"","","N","Biomass","","","","","","","","","","","","","","",0,0.36,0.36,0.36,0.36,"","","","","","",""]
["Golden Valley Wind Park LLC","56435_G_GVWP",56435,"G","GVWP","","Wind","","WECC_ID","Idaho",16,"Cassia",31,"16031",12,0,2011,9999,"","","N","Wind","","","","","","","","","","","","","","",0,0,0,0,0,"","","","","","",""]
["DeWind Frisco","57517_G_FRISC",57517,"G","FRISC","","Wind","","SPP_SPS","Texas",48,"Hansford",195,"48195",20,0,2011,9999,"","","N","Wind","","","","","","","","","","","","","","",0,0,0,0,0,"","","","","","",""]
["Marsh Landing Generating Station","57267_G_1",57267,"G","1","","Combustion Turbine","Combustion Turbine","WEC_CALN","California",6,"Contra Costa",13,"06013",197,9750,2013,9999,"","","N","Natural Gas","","","","","","","","","","","","","","",0,0.08,0.08,0.08,0.08,"","","","","","",""]
["Marsh Landing Generating Station","57267_G_2",57267,"G","2","","Combustion Turbine","Combustion Turbine","WEC_CALN","California",6,"Contra Costa",13,"06013",197,9750,2013,9999,"","","N","Natural Gas","","","","","","","","","","","","","","",0,0.08,0.08,0.08,0.08,"","","","","","",""]
["Marsh Landing Generating Station","57267_G_3",57267,"G","3","","Combustion Turbine","Combustion Turbine","WEC_CALN","California",6,"Contra Costa",13,"06013",197,9750,2013,9999,"","","N","Natural Gas","","","","","","","","","","","","","","",0,0.08,0.08,0.08,0.08,"","","","","","",""]
["Marsh Landing Generating Station","57267_G_4",57267,"G","4","","Combustion Turbine","Combustion Turbine","WEC_CALN","California",6,"Contra Costa",13,"06013",197,9750,2013,9999,"","","N","Natural Gas","","","","","","","","","","","","","","",0,0.08,0.08,0.08,0.08,"","","","","","",""]
["Crescent Dunes Solar Energy","57275_G_TSE-1",57275,"G","TSE-1","","Solar Thermal","","WECC_NNV","Nevada",32,"Nye",23,"32023",110,9760,2013,9999,"","","N","Solar","","","","","","","","","","","","","","",0,0,0,0,0,"","","","","","",""]
["Alpine Solar","57295_G_1",57295,"G","1","","Solar PV","","WEC_LADW","California",6,"Los Angeles",37,"06037",66,0,2012,9999,"","","N","Solar","","","","","","","","","","","","","","",0,0,0,0,0,"","","","","","",""]
["Mayberry Solar LLC","57321_G_1PV",57321,"G","1PV","","Solar PV","","S_VACA","North Carolina",37,"SURRY",171,"37171",1.2,0,2011,9999,"","","N","Solar","","","","","","","","","","","","","","",0,0,0,0,0,"","","","","","",""]
["Dover Sun Park","57337_G_1",57337,"G","1","","Solar PV","","PJM_EMAC","Delaware",10,"Kent",1,"10001",10,0,2011,9999,"","","N","Solar","","","","","","","","","","","","","","",0,0,0,0,0,"","","","","","",""]
["Morgantown Solar Park","57362_G_1",57362,"G","1","","Solar PV","","PJM_WMAC","Pennsylvania",42,"BERKS",11,"42011",3.4,0,2011,9999,"","","N","Solar","","","","","","","","","","","","","","",0,0,0,0,0,"","","","","","",""]
["510 REPP One","57363_G_1",57363,"G","1","","Solar PV","","PJM_Dom","North Carolina",37,"Northampton",131,"37131",1.4,0,2011,9999,"","","N","Solar","","","","","","","","","","","","","","",0,0,0,0,0,"","","","","","",""]
["Avery Solar","57389_G_1",57389,"G","1","","Solar PV","","S_C_TVA","North Carolina",37,"Avery",11,"37011",0.9,0,2011,9999,"","","N","Solar","","","","","","","","","","","","","","",0,0,0,0,0,"","","","","","",""]
["Dow Jones South Brunswick Solar","57397_G_PV02",57397,"G","PV02","","Solar PV","","PJM_EMAC","New Jersey",34,"Middlesex",23,"34023",1.6,0,2011,9999,"","","N","Solar","","","","","","","","","","","","","","",0,0,0,0,0,"","","","","","",""]
["RPI Fuel Cell LLC","57419_G_0001",57419,"G","0001","","Fuel Cell","","WECC_SCE","California",6,"San Bernardino",71,"06071",2.8,9500,2011,9999,"","","Y","Non-Fossil Waste","","","","","","","","","","","","","","",0,0,0,0,0,"","","","","","",""]
["UTS SJ1 LLC","57420_G_0001",57420,"G","0001","","Fuel Cell","","WEC_CALN","California",6,"Santa Clara",85,"06085",1.4,9500,2011,9999,"","","Y","Non-Fossil Waste","","","","","","","","","","","","","","",0,0,0,0,0,"","","","","","",""]
["Solar Star North Carolina II LLC","57435_G_1",57435,"G","1","","Solar PV","","PJM_Dom","North Carolina",37,"HERTFORD",91,"37091",1,0,2011,9999,"","","N","Solar","","","","","","","","","","","","","","",0,0,0,0,0,"","","","","","",""]
["Solar Star North Carolina II LLC","57435_G_2",57435,"G","2","","Solar PV","","PJM_Dom","North Carolina",37,"HERTFORD",91,"37091",1,0,2011,9999,"","","N","Solar","","","","","","","","","","","","","","",0,0,0,0,0,"","","","","","",""]
["Solar Star North Carolina II LLC","57435_G_3",57435,"G","3","","Solar PV","","PJM_Dom","North Carolina",37,"HERTFORD",91,"37091",1,0,2011,9999,"","","N","Solar","","","","","","","","","","","","","","",0,0,0,0,0,"","","","","","",""]
["Solar Star North Carolina II LLC","57435_G_4",57435,"G","4","","Solar PV","","PJM_Dom","North Carolina",37,"HERTFORD",91,"37091",1,0,2011,9999,"","","N","Solar","","","","","","","","","","","","","","",0,0,0,0,0,"","","","","","",""]
["Solar Star North Carolina II LLC","57435_G_5",57435,"G","5","","Solar PV","","PJM_Dom","North Carolina",37,"HERTFORD",91,"37091",1,0,2011,9999,"","","N","Solar","","","","","","","","","","","","","","",0,0,0,0,0,"","","","","","",""]
["California Valley Solar Ranch","57439_G_HPR2A",57439,"G","HPR2A","","Solar PV","","WEC_CALN","California",6,"SAN LUIS OBISPO",79,"06079",21,0,2011,9999,"","","N","Solar","","","","","","","","","","","","","","",0,0,0,0,0,"","","","","","",""]
["California Valley Solar Ranch","57439_G_HPR2B",57439,"G","HPR2B","","Solar PV","","WEC_CALN","California",6,"SAN LUIS OBISPO",79,"06079",21,0,2012,9999,"","","N","Solar","","","","","","","","","","","","","","",0,0,0,0,0,"","","","","","",""]
["California Valley Solar Ranch","57439_G_HPR2C",57439,"G","HPR2C","","Solar PV","","WEC_CALN","California",6,"SAN LUIS OBISPO",79,"06079",21,0,2013,9999,"","","N","Solar","","","","","","","","","","","","","","",0,0,0,0,0,"","","","","","",""]
["Napoleon Solar I","57462_G_1",57462,"G","1","","Solar PV","","PJM_ATSI","Ohio",39,"Henry",69,"39069",8,0,2011,9999,"","","N","Solar","","","","","","","","","","","","","","",0,0,0,0,0,"","","","","","",""]
["Bishop Hill Energy LLC","57463_G_1",57463,"G","1","","Wind","","MIS_MIDA","Illinois",17,"Henry",73,"17073",200,0,2012,9999,"","","N","Wind","","","","","","","","","","","","","","",0,0,0,0,0,"","","","","","",""]
["Ralls Wind Farm","57474_G_1",57474,"G","1","","Wind","","ERC_WEST","Texas",48,"Crosby",107,"48107",10,0,2011,9999,"","","N","Wind","","","","","","","","","","","","","","",0,0,0,0,0,"","","","","","",""]
["Masser Farms Realty Solar","57494_G_MFRS",57494,"G","MFRS","","Solar PV","","PJM_WMAC","Pennsylvania",42,"Schuylkill",107,"42107",1,0,2011,9999,"","","N","Solar","","","","","","","","","","","","","","",0,0,0,0,0,"","","","","","",""]
["Walnut Creek Energy Park","57515_G_GT1",57515,"G","GT1","","Combustion Turbine","Combustion Turbine","WEC_LADW","California",6,"Los Angeles",37,"06037",96,9750,2013,9999,"","","N","Natural Gas","","","","","","","","","","","","","","",0,0.08,0.08,0.08,0.08,"","","","","","",""]
["Walnut Creek Energy Park","57515_G_GT2",57515,"G","GT2","","Combustion Turbine","Combustion Turbine","WEC_LADW","California",6,"Los Angeles",37,"06037",96,9750,2013,9999,"","","N","Natural Gas","","","","","","","","","","","","","","",0,0.08,0.08,0.08,0.08,"","","","","","",""]
["Walnut Creek Energy Park","57515_G_GT3",57515,"G","GT3","","Combustion Turbine","Combustion Turbine","WEC_LADW","California",6,"Los Angeles",37,"06037",96,9750,2013,9999,"","","N","Natural Gas","","","","","","","","","","","","","","",0,0.08,0.08,0.08,0.08,"","","","","","",""]
["Walnut Creek Energy Park","57515_G_GT4",57515,"G","GT4","","Combustion Turbine","Combustion Turbine","WEC_LADW","California",6,"Los Angeles",37,"06037",96,9750,2013,9999,"","","N","Natural Gas","","","","","","","","","","","","","","",0,0.08,0.08,0.08,0.08,"","","","","","",""]
["Walnut Creek Energy Park","57515_G_GT5",57515,"G","GT5","","Combustion Turbine","Combustion Turbine","WEC_LADW","California",6,"Los Angeles",37,"06037",96,9750,2013,9999,"","","N","Natural Gas","","","","","","","","","","","","","","",0,0.08,0.08,0.08,0.08,"","","","","","",""]
["Palouse","57530_G_1",57530,"G","1","","Wind","","WECC_PNW","Washington",53,"Whitman",75,"53075",97,0,2012,9999,"","","N","Wind","","","","","","","","","","","","","","",0,0,0,0,0,"","","","","","",""]
["Paulding Wind Farm II","57620_G_GEN1",57620,"G","GEN1","","Wind","","PJM_West","Ohio",39,"Paulding",125,"39125",150,0,2011,9999,"","","N","Wind","","","","","","","","","","","","","","",0,0,0,0,0,"","","","","","",""]
["Antelope Ridge Wind Power","57615_G_GEN1",57615,"G","GEN1","","Wind","","WECC_PNW","Oregon",41,"Union",61,"41061",300,0,2011,9999,"","","N","Wind","","","","","","","","","","","","","","",0,0,0,0,0,"","","","","","",""]
["Bos Dairy, LLC","57625_G_BOS2",57625,"G","BOS2","","Non-Fossil Waste","","MIS_INKY","Indiana",18,"Jasper",73,"18073",0.6,14731,2011,9999,"","","N","Non-Fossil Waste","","","","","","","","","","","","","","",0,0,0,0,0,"","","","","","",""]
["Foundation ST","57626_G_WTG1",57626,"G","WTG1","","Wind","","WEC_CALN","California",6,"San Joaquin",77,"06077",2,0,2011,9999,"","","N","Wind","","","","","","","","","","","","","","",0,0,0,0,0,"","","","","","",""]
["Ironwood Wind","57639_G_1",57639,"G","1","","Wind","","SPP_N","Kansas",20,"Ford",57,"20057",167.9,0,2012,9999,"","","N","Wind","","","","","","","","","","","","","","",0,0,0,0,0,"","","","","","",""]
["500 Virginia Solar","57640_G_1",57640,"G","1","","Solar PV","","PJM_EMAC","Pennsylvania",42,"Montgomery",91,"42091",1,0,2011,9999,"","","N","Solar","","","","","","","","","","","","","","",0,0,0,0,0,"","","","","","",""]
["Town of Falmouth WWTP","57654_G_WIND2",57654,"G","WIND2","","Wind","","NENGREST","Massachusetts",25,"Barnstable",1,"25001",1.7,0,2011,9999,"","","N","Wind","","","","","","","","","","","","","","",0,0,0,0,0,"","","","","","",""]
["Temescal Canyon RV, LLC","57656_G_1",57656,"G","1","","Solar PV","","WECC_SCE","California",6,"Riverside",65,"06065",1.5,0,2011,9999,"","","N","Solar","","","","","","","","","","","","","","",0,0,0,0,0,"","","","","","",""]
["Cimarron Windpower II","57663_G_1",57663,"G","1","","Wind","","SPP_N","Kansas",20,"Gray",69,"20069",131,0,2012,9999,"","","N","Wind","","","","","","","","","","","","","","",0,0,0,0,0,"","","","","","",""]
["SAF Hydroelectric LLC","57665_G_1",57665,"G","1","","Hydro","","MIS_MNWI","Minnesota",27,"Hennepin",53,"27053",0.6,0,2011,9999,"","","N","Hydro","","","","","","","","","","","","","","",0,0,0,0,0,"","","","","","",""]
["SAF Hydroelectric LLC","57665_G_10",57665,"G","10","","Hydro","","MIS_MNWI","Minnesota",27,"Hennepin",53,"27053",0.6,0,2011,9999,"","","N","Hydro","","","","","","","","","","","","","","",0,0,0,0,0,"","","","","","",""]
["SAF Hydroelectric LLC","57665_G_11",57665,"G","11","","Hydro","","MIS_MNWI","Minnesota",27,"Hennepin",53,"27053",0.6,0,2011,9999,"","","N","Hydro","","","","","","","","","","","","","","",0,0,0,0,0,"","","","","","",""]
["SAF Hydroelectric LLC","57665_G_12",57665,"G","12","","Hydro","","MIS_MNWI","Minnesota",27,"Hennepin",53,"27053",0.6,0,2011,9999,"","","N","Hydro","","","","","","","","","","","","","","",0,0,0,0,0,"","","","","","",""]
["SAF Hydroelectric LLC","57665_G_13",57665,"G","13","","Hydro","","MIS_MNWI","Minnesota",27,"Hennepin",53,"27053",0.6,0,2011,9999,"","","N","Hydro","","","","","","","","","","","","","","",0,0,0,0,0,"","","","","","",""]
["SAF Hydroelectric LLC","57665_G_14",57665,"G","14","","Hydro","","MIS_MNWI","Minnesota",27,"Hennepin",53,"27053",0.6,0,2011,9999,"","","N","Hydro","","","","","","","","","","","","","","",0,0,0,0,0,"","","","","","",""]
["SAF Hydroelectric LLC","57665_G_15",57665,"G","15","","Hydro","","MIS_MNWI","Minnesota",27,"Hennepin",53,"27053",0.6,0,2011,9999,"","","N","Hydro","","","","","","","","","","","","","","",0,0,0,0,0,"","","","","","",""]
["SAF Hydroelectric LLC","57665_G_16",57665,"G","16","","Hydro","","MIS_MNWI","Minnesota",27,"Hennepin",53,"27053",0.6,0,2011,9999,"","","N","Hydro","","","","","","","","","","","","","","",0,0,0,0,0,"","","","","","",""]
["SAF Hydroelectric LLC","57665_G_2",57665,"G","2","","Hydro","","MIS_MNWI","Minnesota",27,"Hennepin",53,"27053",0.6,0,2011,9999,"","","N","Hydro","","","","","","","","","","","","","","",0,0,0,0,0,"","","","","","",""]
["SAF Hydroelectric LLC","57665_G_3",57665,"G","3","","Hydro","","MIS_MNWI","Minnesota",27,"Hennepin",53,"27053",0.6,0,2011,9999,"","","N","Hydro","","","","","","","","","","","","","","",0,0,0,0,0,"","","","","","",""]
["SAF Hydroelectric LLC","57665_G_4",57665,"G","4","","Hydro","","MIS_MNWI","Minnesota",27,"Hennepin",53,"27053",0.6,0,2011,9999,"","","N","Hydro","","","","","","","","","","","","","","",0,0,0,0,0,"","","","","","",""]
["SAF Hydroelectric LLC","57665_G_5",57665,"G","5","","Hydro","","MIS_MNWI","Minnesota",27,"Hennepin",53,"27053",0.6,0,2011,9999,"","","N","Hydro","","","","","","","","","","","","","","",0,0,0,0,0,"","","","","","",""]
["SAF Hydroelectric LLC","57665_G_6",57665,"G","6","","Hydro","","MIS_MNWI","Minnesota",27,"Hennepin",53,"27053",0.6,0,2011,9999,"","","N","Hydro","","","","","","","","","","","","","","",0,0,0,0,0,"","","","","","",""]
["SAF Hydroelectric LLC","57665_G_7",57665,"G","7","","Hydro","","MIS_MNWI","Minnesota",27,"Hennepin",53,"27053",0.6,0,2011,9999,"","","N","Hydro","","","","","","","","","","","","","","",0,0,0,0,0,"","","","","","",""]
["SAF Hydroelectric LLC","57665_G_8",57665,"G","8","","Hydro","","MIS_MNWI","Minnesota",27,"Hennepin",53,"27053",0.6,0,2011,9999,"","","N","Hydro","","","","","","","","","","","","","","",0,0,0,0,0,"","","","","","",""]
["SAF Hydroelectric LLC","57665_G_9",57665,"G","9","","Hydro","","MIS_MNWI","Minnesota",27,"Hennepin",53,"27053",0.6,0,2011,9999,"","","N","Hydro","","","","","","","","","","","","","","",0,0,0,0,0,"","","","","","",""]
["Arlington Valley Solar Energy I","57679_G_AVSE1",57679,"G","AVSE1","","Solar PV","","WECC_AZ","Arizona",4,"Maricopa",13,"04013",125,0,2014,9999,"","","N","Solar","","","","","","","","","","","","","","",0,0,0,0,0,"","","","","","",""]
["Arlington Valley Solar Energy II","57680_G_AVSE2",57680,"G","AVSE2","","Solar PV","","WECC_AZ","Arizona",4,"Maricopa",13,"04013",125,0,2013,9999,"","","N","Solar","","","","","","","","","","","","","","",0,0,0,0,0,"","","","","","",""]
["Rinehart","57685_G_1",57685,"G","1","","Solar PV","","FRCC","Florida",12,"Seminole",117,"12117",10,0,2011,9999,"","","N","Solar","","","","","","","","","","","","","","",0,0,0,0,0,"","","","","","",""]
["Sorrento","57686_G_1",57686,"G","1","","Solar PV","","FRCC","Florida",12,"Lake",69,"12069",40,0,2011,9999,"","","N","Solar","","","","","","","","","","","","","","",0,0,0,0,0,"","","","","","",""]
["Vogtle","649_G_3",649,"G",3,"","Nuclear","","S_SOU","Georgia",13,"Burke",33,"13033",1100,10400,2017,2077,"","","N","Nuclear Fuel","","","","","","","","","","","","","","","",0,0,0,0,"","","","","","",""]
["Vogtle","649_G_4",649,"G",4,"","Nuclear","","S_SOU","Georgia",13,"Burke",33,"13033",1100,10400,2018,2078,"","","N","Nuclear Fuel","","","","","","","","","","","","","","","",0,0,0,0,"","","","","","",""]
["V C Summer","6127_G_2",6127,"G",2,"","Nuclear","","S_VACA","South Carolina",45,"Fairfield",39,"45039",1100,10400,2017,2077,"","","N","Nuclear Fuel","","","","","","","","","","","","","","","",0,0,0,0,"","","","","","",""]
["V C Summer","6127_G_3",6127,"G",3,"","Nuclear","","S_VACA","South Carolina",45,"Fairfield",39,"45039",1100,10400,2018,2078,"","","N","Nuclear Fuel","","","","","","","","","","","","","","","",0,0,0,0,"","","","","","",""]
["Big Sandy","1353_B_BSU1",1353,"B","BSU1",872,"Coal Steam","","PJM_West","Kentucky",21,"Lawrence",127,"21127",260,9651,1963,9999,"wall","dry","N","Bituminous","","","","","LNB + OFA","","","","ESPC","ESPC","Yes","","","",1.75,0.290156116578283,0.290156116578283,0.290156116578283,0.290156116578283,0.64,0.97,1,"","","","Yes"]
["Canal","1599_B_2",1599,"B","2",1103,"O/G Steam","","NENGREST","Massachusetts",25,"Barnstable",1,"25001",553,12233,1976,9999,"","","N","Natural Gas, Residual Fuel Oil","","","","","FR + LNBO","SNCR","","","","","","","","",1.21,0.15,0.15,0.15,0.15,"","","","","","",""]
["Brayton Point","1619_B_3",1619,"B","3",1124,"Coal Steam","","NENGREST","Massachusetts",25,"Bristol",5,"25005",648,9627,1969,2016,"wall","dry","N","Bituminous","Dry Scrubber",2014,98,98,"LNBO","SCR",2006,"","ESPC + B","ESPC + B","No","ACI",2008,95,2.46,0.08,0.08,0.08,0.08,0.050000000000000044,0.050000000000000044,0.050000000000000044,99,99,"","Yes"]
["H L Spurlock","6041_B_2",6041,"B","2",2705,"Coal Steam","","S_C_KY","Kentucky",21,"Mason",161,"21161",510,10194,1981,9999,"tangential","dry","N","Bituminous","Wet Scrubber",1983,95,95,"LNC1","SCR",2002,"","ESPH","ESPH","No","","","",1.2,0.08237015727673448,0.08237015727673448,0.08237015727673448,0.08237015727673448,0.1,0.8,1,99,99,"","Yes"]
["Coronado","6177_B_U1B",6177,"B","U1B",2823,"Coal Steam","","WECC_AZ","Arizona",4,"Apache",1,"04001",372,10448,1979,9999,"wall","dry","N","Bituminous, Subbituminous","Wet Scrubber",1979,95,95,"LNBO","SCR",2014,"","ESPH","ESPH","No","","","",0.8,0.30658039959850425,0.065,0.30658039959850425,0.065,0.1,0.8,1,99,99,"","Yes"]
["Coronado","6177_B_U2B",6177,"B","U2B",2824,"Coal Steam","","WECC_AZ","Arizona",4,"Apache",1,"04001",377,10427,1980,9999,"wall","dry","N","Bituminous, Subbituminous","Wet Scrubber",1980,95,95,"LNB + OFA","SCR",2014,"","ESPH","ESPH","No","","","",0.8,0.3428613276269045,0.065,0.3428613276269045,0.065,0.1,0.8,1,99,99,"","Yes"]
["Kincaid Generation LLC","876_B_1",876,"B","1",591,"Coal Steam","","PJM_COMD","Illinois",17,"Christian",21,"17021",579,10584,1967,9999,"cyclone","wet","N","Bituminous, Subbituminous","","",83,83,"OFA","SCR",2000,"","ESPC","ESPC","No","ACI",2009,90,0.579751838,0.4434710944041057,0.07,0.4434710944041057,0.07,0.1,0.1,0.1,93,93,"Yes","Yes"]
["Kincaid Generation LLC","876_B_2",876,"B","2",592,"Coal Steam","","PJM_COMD","Illinois",17,"Christian",21,"17021",579,10388,1968,9999,"cyclone","wet","N","Bituminous, Subbituminous","","",83,83,"OFA","SCR",2000,"","ESPC","ESPC","No","ACI",2009,90,0.579751838,0.08,0.08,0.08,0.08,0.1,0.1,0.1,93,93,"Yes","Yes"]
["Miami Fort","2832_B_7",2832,"B","7",1895,"Coal Steam","","PJM_West","Ohio",39,"Hamilton",61,"39061",510,10175,1975,9999,"cell","dry","N","Bituminous, Subbituminous","Wet Scrubber",2008,97,97,"LNB + OFA","SCR",2003,"","ESPC","ESPC","No","","","",2.37,0.1521441748680622,0.1521441748680622,0.1521441748680622,0.1521441748680622,0.1,0.84,0.56,99,"","","Yes"]
["Miami Fort","2832_B_8",2832,"B","8",1896,"Coal Steam","","PJM_West","Ohio",39,"Hamilton",61,"39061",510,10171,1978,9999,"wall","dry","N","Bituminous, Subbituminous","Wet Scrubber",2008,97,97,"LNB + OFA","SCR",2002,"","ESPC","ESPC + B","No","","","",1.2,0.12670563967588783,0.12670563967588783,0.12670563967588783,0.12670563967588783,0.1,0.3,0.56,99,"","","Yes"]

{"sheet":"NEEDS 5.13v3_Retired_by2016","index":1,"n_rows":535,"n_cols":48,"rows_kept":535}
["Plant Name","UniqueID_Final","ORIS Plant Code","Boiler/Generator/Committed Unit","Unit ID","CAMD Database UnitID","PlantType","Combustion Turbine/IC Engine","Region Name","State Name","State Code","County","County Code","FIPS5","Capacity (MW)","Heat Rate (Btu/kWh)","On Line Year","Retirement Year","Firing","Bottom","Cogen?","Modeled Fuels","Wet/DryScrubber","Scrubber_Online_Year","Scrubber Efficiency","Scrubber Efficiency_MATS","NOx Comb Control","NOx Post-Comb Control","SCR_Online_Year","SNCR_Online_Year","PM Control","PM Control_MATS","FlueGasConditioning_Flag","Mercury_Controls","ACI_Online_Year","Mercury_Controls Efficiency_MATS","SO2 Permit Rate (lbs/mmBtu)","Mode 1 NOx Rate (lbs/mmBtu)","Mode 2 NOx Rate (lbs/mmBtu)","Mode 3 NOx Rate  (lbs/mmBtu)","Mode 4 NOx Rate  (lbs/mmBtu)","Hg EMF for BIT_MATS","Hg EMF for SUB_MATS","Hg EMF for LIG_MATS","HCL Removal","HCL Removal_MATS","DSI Unit","BART Affected Unit"]
["Lake Creek","3502_G_D1",3502,"G","D1","","Combustion Turbine","IC Engine","ERC_REST","Texas",48,"McLennan",309,"48309",2,12774,1966,2009,"","","N","Distillate Fuel Oil","","","","","","","","","","","","","","",3,2.3354529520972003,2.3354529520972003,2.3354529520972003,2.3354529520972003,"","","","","","",""]
["Lake Creek","3502_G_D2",3502,"G","D2","","Combustion Turbine","IC Engine","ERC_REST","Texas",48,"McLennan",309,"48309",2,12774,1966,2009,"","","N","Distillate Fuel Oil","","","","","","","","","","","","","","",3,2.3354529520972003,2.3354529520972003,2.3354529520972003,2.3354529520972003,"","","","","","",""]
["Vermont Yankee","3751_G_1",3751,"G","1","","Nuclear","","NENGREST","Vermont",50,"Windham",25,"50025",620.3,10460,1972,2014,"","","N","Nuclear Fuel","","","","","","","","","","","","","","","",0,0,0,0,"","","","","","",""]
["Maine Energy Recovery","10338_B_ABLR",10338,"B","ABLR","","Municipal Solid Waste","","NENG_ME","Maine",23,"York",31,"23031",9,19418,1987,2012,"","","N","MSW","Dry Scrubber","",95,95,"","","","","","","","","","","",0.161692308,0.161692308,0.161692308,0.161692308,0.08,0.08,0.08,"","","",""]
["Maine Energy Recovery","10338_B_BBLR",10338,"B","BBLR","","Municipal Solid Waste","","NENG_ME","Maine",23,"York",31,"23031",9,19418,1987,2012,"","","N","MSW","Dry Scrubber","",95,95,"","","","","","","","","","","",0.161692308,0.161692308,0.161692308,0.161692308,0.08,0.08,0.08,"","","",""]
["Walter Scott Jr Energy Center","1082_B_1",1082,"B","1",754,"Coal Steam","","MIS_MIDA","Iowa",19,"Pottawattamie",155,"19155",43,10370,1954,2015,"wall","dry","N","Subbituminous","","","","","LNB","","","","ESPH","ESPH + B","No","","","",1.2,0.313283042917549,0.313283042917549,0.2301182583206373,0.2301182583206373,0.11,0.27,1,"","","",""]
["Walter Scott Jr Energy Center","1082_B_2",1082,"B","2",755,"Coal Steam","","MIS_MIDA","Iowa",19,"Pottawattamie",155,"19155",88,9945,1958,2015,"tangential","dry","N","Subbituminous","","","","","LNC3","","","","ESPH","ESPH + B","No","","","",1.2,0.1503071828204827,0.1503071828204827,0.1503071828204827,0.1503071828204827,0.11,0.27,1,"","","",""]
["George Neal North","1091_B_1",1091,"B","1",760,"Coal Steam","","MIS_MIDA","Iowa",19,"Woodbury",193,"19193",137,10401,1964,2015,"cyclone","wet","N","Subbituminous","","","","","OFA","","","","ESPH","ESPH + B","No","","","",1.2,0.4736117183068936,0.4736117183068936,0.4736117183068936,0.4736117183068936,0.11,0.27,1,"","","","Yes"]
["George Neal North","1091_B_2",1091,"B","2",761,"Coal Steam","","MIS_MIDA","Iowa",19,"Woodbury",193,"19193",301,10408,1972,2015,"wall","dry","N","Subbituminous","","","","","LNBO","","","","ESPC","ESPC + B","Yes","","","",1.2,0.2098246871942868,0.2098246871942868,0.2098246871942868,0.2098246871942868,0.2,0.75,1,"","","","Yes"]
["B C Cobb","1695_B_4",1695,"B","4",1147,"Coal Steam","","MIS_LMI","Michigan",26,"Muskegon",121,"26121",156,10788,1956,2015,"tangential","dry","N","Bituminous, Subbituminous","","","","","","","","","ESPC","ESPC + B","Yes","","","",1.67,0.3598474940471153,0.3598474940471153,0.14105638412770904,0.14105638412770904,0.2,0.75,1,"","","",""]
["B C Cobb","1695_B_5",1695,"B","5",1148,"Coal Steam","","MIS_LMI","Michigan",26,"Muskegon",121,"26121",156,10846,2000,2015,"tangential","dry","N","Bituminous, Subbituminous","","","","","LNC3","","","","ESPC","ESPC + B","Yes","","","",1.67,0.178821788024368,0.178821788024368,0.178821788024368,0.178821788024368,0.2,0.75,1,"","","",""]
["J C Weadock","1720_B_7",1720,"B","7",1160,"Coal Steam","","MIS_LMI","Michigan",26,"Bay",17,"26017",155,9814,1955,2015,"tangential","dry","N","Bituminous, Subbituminous","","","","","LNC1","","","","ESPC","ESPC + B","Yes","","","",1.67,0.2846197890135362,0.2846197890135362,0.18692420926060616,0.18692420926060616,0.2,0.75,1,"","","",""]
["J C Weadock","1720_B_8",1720,"B","8",1161,"Coal Steam","","MIS_LMI","Michigan",26,"Bay",17,"26017",151,9812,1958,2015,"tangential","dry","N","Bituminous, Subbituminous","","","","","LNC1","","","","ESPC","ESPC","Yes","","","",1.67,0.30540624343702777,0.30540624343702777,0.20057572509479857,0.20057572509479857,0.64,0.97,1,"","","",""]
["J R Whiting","1723_B_1",1723,"B","1",1162,"Coal Steam","","MIS_LMI","Michigan",26,"Monroe",115,"26115",97,11165,1952,2015,"wall","dry","N","Bituminous, Subbituminous","","","","","","","","","ESPC","ESPC + B","Yes","","","",1.67,0.25278261429084115,0.25278261429084115,0.25278261429084115,0.25278261429084115,0.2,0.75,1,"","","",""]
["J R Whiting","1723_B_2",1723,"B","2",1163,"Coal Steam","","MIS_LMI","Michigan",26,"Monroe",115,"26115",101,11115,1953,2015,"wall","dry","N","Bituminous, Subbituminous","","","","","","","","","ESPC","ESPC + B","Yes","","","",1.67,0.2529029076813,0.2529029076813,0.2529029076813,0.2529029076813,0.2,0.75,1,"","","",""]
["J R Whiting","1723_B_3",1723,"B","3",1164,"Coal Steam","","MIS_LMI","Michigan",26,"Monroe",115,"26115",124,11146,1953,2015,"wall","dry","N","Bituminous, Subbituminous","","","","","","","","","ESPC","ESPC + B","Yes","","","",1.67,0.2542621941854688,0.2542621941854688,0.2542621941854688,0.2542621941854688,0.2,0.75,1,"","","",""]
["Alma","4140_B_B4",4140,"B","B4",2628,"Coal Steam","","MIS_MNWI","Wisconsin",55,"Buffalo",11,"55011",48,11930,1957,2015,"wall","dry","N","Bituminous, Subbituminous","","","","","LNB + OFA","SNCR","",2009,"B","B",0,"","","",3.2,0.4316450782717711,0.4316450782717711,0.4316450782717711,0.4316450782717711,0.11,0.27,1,"","","",""]
["Alma","4140_B_B5",4140,"B","B5",2629,"Coal Steam","","MIS_MNWI","Wisconsin",55,"Buffalo",11,"55011",72,11800,1960,2015,"wall","dry","N","Bituminous, Subbituminous","","","","","LNB + OFA","SNCR","",2008,"B","B",0,"","","",3.2,0.4186225941098916,0.4186225941098916,0.4186225941098916,0.4186225941098916,0.11,0.27,1,"","","",""]
["Thomas C Ferguson","4937_B_1",4937,"B","1",2655,"O/G Steam","","ERC_REST","Texas",48,"Llano",299,"48299",420,11277,1974,2013,"","","N","Natural Gas, Distillate Fuel Oil","","","","","Other","","","","","","","","","",1.1573272930232559,0.09908360450855104,0.09908360450855104,0.09908360450855104,0.09908360450855104,"","","","","","",""]
["Two Elk Generating Station","55360_B_GEN1",55360,"B","GEN1","","Coal Steam","","WECC_WY","Wyoming",56,"Campbell",5,"56005",275,10386,2012,2015,"wall","dry","N","Waste Coal","Dry Scrubber",2012,85,94,"LNB + OFA","SCR",2012,"","B","B","","","","",0.2542857142857143,0.0378031529212105,0.0378031529212105,0.0378031529212105,0.0378031529212105,0.01,0.01,0.01,90,99,"",""]
["Greene Energy Resource Recovery Project","56664_B_1",56664,"B","1","","Coal Steam","","PJM_AP","Pennsylvania",42,"Greene",59,"42059",525,11429,2015,2015,"FBC","dry","N","Waste Coal","Dry Scrubber",2015,97.8,97.8,"","SNCR","",2015,"B","B","","","","",0.13,0.04498343810315257,0.04498343810315257,0.04498343810315257,0.04498343810315257,0.01,0.01,0.01,99,99,"",""]
["Chesapeake","3803_G_7",3803,"G","7","","Combustion Turbine","Combustion Turbine","PJM_Dom","Virginia",51,"Chesapeake",550,"51550",16,20937,1969,2011,"","","N","Distillate Fuel Oil","","","","","","","","","","","","","","",2.64,0.7653828280223779,0.7653828280223779,0.7653828280223779,0.7653828280223779,"","","","","","",""]
["Chesapeake","3803_G_8",3803,"G","8","","Combustion Turbine","Combustion Turbine","PJM_Dom","Virginia",51,"Chesapeake",550,"51550",16,20937,1969,2011,"","","N","Distillate Fuel Oil","","","","","","","","","","","","","","",2.64,0.7653828280223779,0.7653828280223779,0.7653828280223779,0.7653828280223779,"","","","","","",""]
["Chesapeake","3803_G_9",3803,"G","9","","Combustion Turbine","Combustion Turbine","PJM_Dom","Virginia",51,"Chesapeake",550,"51550",16,20937,1970,2011,"","","N","Distillate Fuel Oil","","","","","","","","","","","","","","",2.64,0.7653828280223779,0.7653828280223779,0.7653828280223779,0.7653828280223779,"","","","","","",""]
["Eagle Valley","991_G_3",991,"G","3",687,"Coal Steam","","MIS_INKY","Indiana",18,"Morgan",109,"18109",40,12079,1951,2015,"tangential","","N","Bituminous","","","","","","","","","ESPC","ESPC","No","","","",2.57,0.4653632300979218,0.4653632300979218,0.24,0.24,0.64,0.97,1,"","","",""]
["Eagle Valley","991_G_4",991,"G","4",688,"Coal Steam","","MIS_INKY","Indiana",18,"Morgan",109,"18109",56,11900,1953,2015,"tangential","","N","Bituminous","","","","","LNC2","","","","ESPC","ESPC","No","","","",2.57,0.3798895221213685,0.3798895221213685,0.278153705741198,0.278153705741198,0.64,0.97,1,"","","",""]
["Eagle Valley","991_G_5",991,"G","5",689,"Coal Steam","","MIS_INKY","Indiana",18,"Morgan",109,"18109",62,11968,1953,2015,"tangential","","N","Bituminous","","","","","LNC2","","","","ESPC","ESPC","No","","","",2.57,0.2854066945256176,0.2854066945256176,0.24,0.24,0.64,0.97,1,"","","",""]
["Frank E Ratts","1043_B_1SG1",1043,"B","1SG1",731,"Coal Steam","","MIS_INKY","Indiana",18,"Pike",125,"18125",120,10470,1970,2015,"wall","dry","N","Bituminous","","","","","LNB + OFA","SNCR","",2012,"ESPC","ESPC + B","No","","","",6,0.24611855841915228,0.24611855841915228,0.24611855841915228,0.24611855841915228,0.2,0.75,1,"","","","Yes"]
["Frank E Ratts","1043_B_2SG1",1043,"B","2SG1",732,"Coal Steam","","MIS_INKY","Indiana",18,"Pike",125,"18125",121,10374,1970,2015,"wall","dry","N","Bituminous","","","","","LNB + OFA","SNCR","",2012,"ESPC","ESPC + B","No","","","",6,0.25204592552578287,0.25204592552578287,0.25204592552578287,0.25204592552578287,0.2,0.75,1,"","","","Yes"]
["Harbor Beach","1731_B_1",1731,"B","1",1177,"Coal Steam","","MIS_LMI","Michigan",26,"Huron",63,"26063",95,12659,1968,2015,"wall","dry","N","Bituminous","","","","","LNCB","","","","ESPC","ESPC + B","Yes","","","",1.67,0.6147823751350154,0.6147823751350154,0.6147823751350154,0.6147823751350154,0.2,0.75,1,"","","","Yes"]
["B L England","2378_B_2",2378,"B","2",1427,"Coal Steam","","PJM_EMAC","New Jersey",34,"Cape May",9,"34009",155,11012,1964,2015,"cyclone","wet","N","Bituminous, Subbituminous","Wet Scrubber",1995,93,93,"OFA","SNCR","",2000,"ESPC","ESPC","No","ACI",2007,90,5.6000000000000005,0.41577857702550886,0.41577857702550886,0.41577857702550886,0.41577857702550886,0.1,0.1,0.1,98,99,"",""]
["AES Westover","2526_B_13",2526,"B","13",1756,"Coal Steam","","NY_Z_C&E","New York",36,"Broome",7,"36007",84,10840,1951,2012,"tangential","dry","Y","Bituminous","Dry Scrubber",2010,95,95,"OFA","SCR",2010,"","B","B","","","","",3.4,0.20700000000000002,0.07,0.20700000000000002,0.07,0.05,0.75,1,99,99,"",""]
["AES Greenidge LLC","2527_B_6",2527,"B","6",1759,"Coal Steam","","NY_Z_C&E","New York",36,"Yates",123,"36123",108,10906,1953,2012,"tangential","dry","N","Bituminous","Dry Scrubber",2006,94.1,94.1,"OFA","SCR",2008,"","B","B","","ACI",2009,90,3.8000000000000003,0.2419,0.07,0.2419,0.07,0.1,0.1,0.1,99,99,"",""]
["Arapahoe","465_B_4",465,"B","4",293,"Coal Steam","","WECC_CO","Colorado",8,"Denver",31,"08031",109,12366,1955,2013,"vertical","dry","N","Subbituminous","","","","","LNBO","","","","B","B","","","","",0.88,0.26031074620327155,0.26031074620327155,0.26031074620327155,0.26031074620327155,0.11,0.27,1,"","","",""]
["Turkey Point","621_B_PTP2",621,"B","PTP2",438,"O/G Steam","","FRCC","Florida",12,"Miami-Dade",86,"12086",392,11766,1968,2013,"","","N","Natural Gas, Residual Fuel Oil","","","","","LNB","","","","","","","","","",1,0.0325,0.0325,0.0325,0.0325,"","","","","","",""]
["Harllee Branch","709_B_3",709,"B","3",544,"Coal Steam","","S_SOU","Georgia",13,"Putnam",237,"13237",509,9931,1968,2015,"cell","dry","N","Bituminous","Wet Scrubber",2014,97.28,97.28,"LNCB","SCR",2014,"","ESPC","ESPC + B","No","","","",4.72,0.40438478224651925,0.07,0.40438478224651925,0.07,0.1,0.3,0.56,99,99,"","Yes"]
["Harllee Branch","709_B_4",709,"B","4",545,"Coal Steam","","S_SOU","Georgia",13,"Putnam",237,"13237",507,9951,1969,2015,"cell","dry","N","Bituminous","Wet Scrubber",2014,97.28,97.28,"LNCB","SCR",2014,"","ESPC","ESPC + B","No","","","",4.72,0.4068766178080607,0.07,0.4068766178080607,0.07,0.1,0.3,0.56,99,99,"","Yes"]
["Kraft","733_B_3",733,"B","3",560,"Coal Steam","","S_SOU","Georgia",13,"Chatham",51,"13051",101,11399,1965,2015,"tangential","dry","N","Bituminous","","","","","","","","","ESPC","ESPC","No","","","",4.72,0.45094873567510374,0.45094873567510374,0.24,0.24,0.64,0.97,1,"","","","Yes"]
["W S Lee","3264_B_1",3264,"B","1",2216,"Coal Steam","","S_VACA","South Carolina",45,"Anderson",7,"45007",100,11291,1951,2015,"tangential","dry","N","Bituminous","","","","","LNC3","","","","ESPH","ESPH + B","No","","","",2.3000000000000003,0.24258368470243277,0.24258368470243277,0.24258368470243277,0.24258368470243277,0.11,0.27,1,"","","",""]
["W S Lee","3264_B_2",3264,"B","2",2217,"Coal Steam","","S_VACA","South Carolina",45,"Anderson",7,"45007",100,10941,1951,2015,"tangential","dry","N","Bituminous","","","","","LNC3","","","","ESPH","ESPH + B","No","","","",2.3000000000000003,0.2444333694759956,0.2444333694759956,0.2444333694759956,0.2444333694759956,0.11,0.27,1,"","","",""]
["Johnsonville","3406_B_1",3406,"B","1",2266,"Coal Steam","","S_C_TVA","Tennessee",47,"Humphreys",85,"47085",107,11410,1951,2015,"tangential","dry","Y","Bituminous, Subbituminous","","","","","CO","SNCR","",2005,"ESPC + C","ESPC + C","No","","","",3.4,0.3108,0.27574699875610226,0.13276020912,0.13276020912,0.64,0.97,1,"","","",""]
["Johnsonville","3406_B_2",3406,"B","2",2268,"Coal Steam","","S_C_TVA","Tennessee",47,"Humphreys",85,"47085",107,11395,1951,2015,"tangential","dry","Y","Bituminous, Subbituminous","","","","","CO","SNCR","",2006,"ESPC + C","ESPC + C","No","","","",3.4,0.3132,0.2527377417953695,0.13324642992,0.13324642992,0.64,0.97,1,"","","",""]
["Johnsonville","3406_B_3",3406,"B","3",2269,"Coal Steam","","S_C_TVA","Tennessee",47,"Humphreys",85,"47085",107,11341,1952,2015,"tangential","dry","Y","Bituminous, Subbituminous","","","","","CO","SNCR","",2006,"ESPC + C","ESPC + C","No","","","",3.4,0.327,0.25361088424384237,0.13588190700000002,0.13588190700000002,0.64,0.97,1,"","","",""]
["Johnsonville","3406_B_4",3406,"B","4",2270,"Coal Steam","","S_C_TVA","Tennessee",47,"Humphreys",85,"47085",107,11350,1952,2015,"tangential","dry","Y","Bituminous, Subbituminous","","","","","CO","SNCR","",2007,"ESPC + C","ESPC + C","No","","","",3.4,0.3094,0.25289843530523864,0.13247276588,0.13247276588,0.64,0.97,1,"","","",""]
["Chesapeake","3803_B_3",3803,"B","3",2523,"Coal Steam","","PJM_Dom","Virginia",51,"Chesapeake",550,"51550",156,10413,1959,2014,"wall","dry","N","Bituminous","","","","","LNB","SCR",2003,"","ESPC","ESPC","No","","","",0.895,0.3697,0.1,0.3697,0.1,0.64,0.97,1,"","","",""]
["Chesapeake","3803_B_4",3803,"B","4",2524,"Coal Steam","","PJM_Dom","Virginia",51,"Chesapeake",550,"51550",217,10217,1962,2014,"tangential","dry","N","Bituminous","","","","","LNB","SCR",2003,"","ESPC","ESPC","No","","","",0.939,0.32438263577800097,0.07,0.32438263577800097,0.07,0.64,0.97,1,"","","","Yes"]
["Yorktown","3809_B_1",3809,"B","1",2530,"Coal Steam","","PJM_Dom","Virginia",51,"York",199,"51199",159,10405,1957,2014,"tangential","dry","N","Bituminous","Wet Scrubber",2010,97.29,97.29,"LNB + OFA","SNCR","",2004,"ESPC + C","ESPC + B + C","No","","","",2.64,0.5338749934703134,0.5338749934703134,0.34978016813572255,0.34978016813572255,0.3,0.3,0.56,99,99,"",""]
["Edgewater","4050_B_3",4050,"B","3",2598,"Coal Steam","","MIS_WUMS","Wisconsin",55,"Sheboygan",117,"55117",70,10469,1951,2015,"cyclone","wet","N","Bituminous, Subbituminous","","","","","OFA","SNCR","",2009,"ESPC","ESPC + B","Yes","","","",3.2,0.20038381891688933,0.20038381891688933,0.20038381891688933,0.20038381891688933,0.2,0.75,1,"","","",""]
["Welsh","6139_B_2",6139,"B","2",2802,"Coal Steam","","SPP_WEST","Texas",48,"Titus",449,"48449",528,10411,1980,2014,"wall","dry","N","Subbituminous","","","","","LNB + OFA","","","","ESPH","ESPH","No","","","",1.1,0.17643159527878924,0.17643159527878924,0.17643159527878924,0.17643159527878924,0.9,0.94,1,"","","","Yes"]
["Abilene Energy Center Combustion Turbine","1251_G_GT1",1251,"G","GT1","","Combustion Turbine","Combustion Turbine","SPP_N","Kansas",20,"Dickinson",41,"20041",64,17867,1973,2012,"","","N","Natural Gas","","","","","","","","","","","","","","","",0.4123194975976651,0.4123194975976651,0.4123194975976651,0.4123194975976651,"","","","","","",""]
["Herington","1283_G_1",1283,"G","1","","Combustion Turbine","IC Engine","SPP_N","Kansas",20,"Dickinson",41,"20041",1.6,10745,1968,2012,"","","N","Natural Gas, Distillate Fuel Oil","","","","","","","","","","","","","","","",2.3354529520972003,2.3354529520972003,2.3354529520972003,2.3354529520972003,"","","","","","",""]
["Herington","1283_G_2",1283,"G","2","","Combustion Turbine","IC Engine","SPP_N","Kansas",20,"Dickinson",41,"20041",1,10745,1962,2012,"","","N","Natural Gas, Distillate Fuel Oil","","","","","","","","","","","","","","","",2.3354529520972003,2.3354529520972003,2.3354529520972003,2.3354529520972003,"","","","","","",""]
["Herington","1283_G_3",1283,"G","3","","Combustion Turbine","IC Engine","SPP_N","Kansas",20,"Dickinson",41,"20041",3.1,10745,1973,2012,"","","N","Natural Gas, Distillate Fuel Oil","","","","","","","","","","","","","","","",2.3354529520972003,2.3354529520972003,2.3354529520972003,2.3354529520972003,"","","","","","",""]
["Herington","1283_G_5",1283,"G","5","","Combustion Turbine","IC Engine","SPP_N","Kansas",20,"Dickinson",41,"20041",0.9,10745,1951,2012,"","","N","Natural Gas, Distillate Fuel Oil","","","","","","","","","","","","","","","",2.3354529520972003,2.3354529520972003,2.3354529520972003,2.3354529520972003,"","","","","","",""]
["Kaw","1294_G_1",1294,"G","1","","O/G Steam","","SPP_N","Kansas",20,"Wyandotte",209,"20209",42,14500,1955,2013,"","","N","Natural Gas","","","","","","","","","","","","","","","",0.23464734870002554,0.23464734870002554,0.23464734870002554,0.23464734870002554,"","","","","","",""]
["Kaw","1294_G_2",1294,"G","2","","O/G Steam","","SPP_N","Kansas",20,"Wyandotte",209,"20209",42,14500,1957,2013,"","","N","Natural Gas","","","","","","","","","","","","","","","",0.23464734870002554,0.23464734870002554,0.23464734870002554,0.23464734870002554,"","","","","","",""]
["Norton","1310_G_1",1310,"G","1","","Combustion Turbine","IC Engine","SPP_N","Kansas",20,"NORTON",137,"20137",0.9,12774,1955,2011,"","","N","Natural Gas","","","","","","","","","","","","","","",3,2.0543300185532067,2.0543300185532067,2.0543300185532067,2.0543300185532067,"","","","","","",""]
["Norton","1310_G_2",1310,"G","2","","Combustion Turbine","IC Engine","SPP_N","Kansas",20,"NORTON",137,"20137",1.3,12774,1960,2011,"","","N","Natural Gas","","","","","","","","","","","","","","",3,2.0543300185532067,2.0543300185532067,2.0543300185532067,2.0543300185532067,"","","","","","",""]
["Norton","1310_G_3",1310,"G","3","","Combustion Turbine","IC Engine","SPP_N","Kansas",20,"NORTON",137,"20137",2.4,12774,1963,2011,"","","N","Natural Gas","","","","","","","","","","","","","","",3,2.0543300185532067,2.0543300185532067,2.0543300185532067,2.0543300185532067,"","","","","","",""]
["Norton","1310_G_4",1310,"G","4","","Combustion Turbine","IC Engine","SPP_N","Kansas",20,"NORTON",137,"20137",3.1,12774,1968,2011,"","","N","Natural Gas","","","","","","","","","","","","","","",3,2.0543300185532067,2.0543300185532067,2.0543300185532067,2.0543300185532067,"","","","","","",""]
["Norton","1310_G_5",1310,"G","5","","Combustion Turbine","IC Engine","SPP_N","Kansas",20,"NORTON",137,"20137",2.2,12774,1977,2011,"","","N","Distillate Fuel Oil","","","","","","","","","","","","","","",3,2.3354529520972003,2.3354529520972003,2.3354529520972003,2.3354529520972003,"","","","","","",""]
["Oakely","1311_G_1",1311,"G","1","","Combustion Turbine","IC Engine","SPP_WEST","Kansas",20,"LOGAN",109,"20109",1.2,18000,1961,2012,"","","N","Natural Gas, Distillate Fuel Oil","","","","","","","","","","","","","","",3,2.0543300185532067,2.0543300185532067,2.0543300185532067,2.0543300185532067,"","","","","","",""]
["Oakely","1311_G_2",1311,"G","2","","Combustion Turbine","IC Engine","SPP_WEST","Kansas",20,"LOGAN",109,"20109",0.3,19458,1948,2012,"","","N","Distillate Fuel Oil","","","","","","","","","","","","","","",3,2.3354529520972003,2.3354529520972003,2.3354529520972003,2.3354529520972003,"","","","","","",""]
["Oakely","1311_G_4",1311,"G","4","","Combustion Turbine","IC Engine","SPP_WEST","Kansas",20,"LOGAN",109,"20109",0.8,18000,1956,2012,"","","N","Natural Gas, Distillate Fuel Oil","","","","","","","","","","","","","","",3,2.0543300185532067,2.0543300185532067,2.0543300185532067,2.0543300185532067,"","","","","","",""]
["Oakely","1311_G_6",1311,"G","6","","Combustion Turbine","IC Engine","SPP_WEST","Kansas",20,"LOGAN",109,"20109",3.2,18000,1973,2012,"","","N","Natural Gas, Distillate Fuel Oil","","","","","","","","","","","","","","",3,2.0543300185532067,2.0543300185532067,2.0543300185532067,2.0543300185532067,"","","","","","",""]
["Sabetha Power Plant","1320_G_4",1320,"G","4","","Combustion Turbine","IC Engine","SPP_N","Kansas",20,"Nemaha",131,"20131",0.7,12774,1950,2012,"","","N","Natural Gas, Distillate Fuel Oil","","","","","","","","","","","","","","",3,2.3354529520972003,2.3354529520972003,2.3354529520972003,2.3354529520972003,"","","","","","",""]
["Sabetha Power Plant","1320_G_8",1320,"G","8","","Combustion Turbine","IC Engine","SPP_N","Kansas",20,"Nemaha",131,"20131",2.1,12774,1978,2012,"","","N","Natural Gas, Distillate Fuel Oil","","","","","","","","","","","","","","",3,2.3354529520972003,2.3354529520972003,2.3354529520972003,2.3354529520972003,"","","","","","",""]
["Dolphus M Grainger","3317_G_1",3317,"G","1",2235,"Coal Steam","","S_VACA","South Carolina",45,"Horry",51,"45051",83,10715,1966,2013,"wall","dry","N","Bituminous","","","","","LNB","","","","ESPC","ESPC","No","","","",7,0.45678123410550575,0.45678123410550575,0.35040548401645816,0.35040548401645816,0.64,0.97,1,"","","",""]
["Dolphus M Grainger","3317_G_2",3317,"G","2",2236,"Coal Steam","","S_VACA","South Carolina",45,"Horry",51,"45051",83,10709,1966,2013,"wall","dry","N","Bituminous","","","","","LNB","","","","ESPC","ESPC","No","","","",7,0.44551112729939046,0.44551112729939046,0.3428272246869422,0.3428272246869422,0.64,0.97,1,"","","",""]
["San Onofre Nuclear Generating Station","360_G_2",360,"G","2","","Nuclear","","WECC_SCE","California",6,"San Diego",73,"06073",1094,10460,1983,2013,"","","N","Nuclear Fuel","","","","","","","","","","","","","","","",0,0,0,0,"","","","","","",""]
["San Onofre Nuclear Generating Station","360_G_3",360,"G","3","","Nuclear","","WECC_SCE","California",6,"San Diego",73,"06073",1080,10460,1984,2013,"","","N","Nuclear Fuel","","","","","","","","","","","","","","","",0,0,0,0,"","","","","","",""]
["Tillotson Rubber","50095_G_IC1",50095,"G","IC1","","Combustion Turbine","IC Engine","NENGREST","New Hampshire",33,"Coos",7,"33007",0.4,13652,1960,2012,"","","N","Distillate Fuel Oil","","","","","","","","","","","","","","","",2.3354529520972003,2.3354529520972003,2.3354529520972003,2.3354529520972003,"","","","","","",""]
["Tillotson Rubber","50095_G_IC2",50095,"G","IC2","","Combustion Turbine","IC Engine","NENGREST","New Hampshire",33,"Coos",7,"33007",0.6,13652,1985,2012,"","","N","Distillate Fuel Oil","","","","","","","","","","","","","","","",2.3354529520972003,2.3354529520972003,2.3354529520972003,2.3354529520972003,"","","","","","",""]
["Tillotson Rubber","50095_G_TG2",50095,"G","TG2","","Biomass","","NENGREST","New Hampshire",33,"Coos",7,"33007",0.6,4539,1996,2012,"","","Y","Biomass","","","","","","","","","","","","","","","",0.22926295483445053,0.22926295483445053,0.22926295483445053,0.22926295483445053,"","","","","","",""]
["Tillotson Rubber","50095_G_TGI",50095,"G","TGI","","Biomass","","NENGREST","New Hampshire",33,"Coos",7,"33007",0.7,4539,1988,2012,"","","Y","Biomass","","","","","","","","","","","","","","","",0.22926295483445053,0.22926295483445053,0.22926295483445053,0.22926295483445053,"","","","","","",""]
["Cytec 1, 2 & 3","56257_G_CY 1",56257,"G","CY 1","","Combustion Turbine","IC Engine","NENG_CT","Connecticut",9,"New Haven",9,"09009",2,10745,2005,2011,"","","N","Distillate Fuel Oil","","","","","","SCR","","","","","","","","","",2.3354529520972003,0.46709059041943995,2.3354529520972003,0.46709059041943995,"","","","","","",""]
["Cytec 1, 2 & 3","56257_G_CY 2",56257,"G","CY 2","","Combustion Turbine","IC Engine","NENG_CT","Connecticut",9,"New Haven",9,"09009",2,10745,2005,2011,"","","N","Distillate Fuel Oil","","","","","","SCR","","","","","","","","","",2.3354529520972003,0.46709059041943995,2.3354529520972003,0.46709059041943995,"","","","","","",""]
["Cytec 1, 2 & 3","56257_G_CY 3",56257,"G","CY 3","","Combustion Turbine","IC Engine","NENG_CT","Connecticut",9,"New Haven",9,"09009",2,10745,2006,2011,"","","N","Distillate Fuel Oil","","","","","","SCR","","","","","","","","","",2.3354529520972003,0.46709059041943995,2.3354529520972003,0.46709059041943995,"","","","","","",""]
["Hansel","672_G_21",672,"G","21",90126,"Combined Cycle","","FRCC","Florida",12,"Osceola",97,"12097",30,15000,1983,2012,"","","N","Natural Gas, Distillate Fuel Oil","","","","","H2O","","","","","","","","","","",0.1991550614227658,0.1991550614227658,0.1991550614227658,0.1991550614227658,"","","","","","",""]
["Hansel","672_G_22",672,"G","22",90126,"Combined Cycle","","FRCC","Florida",12,"Osceola",97,"12097",8,15000,1983,2012,"","","N","Natural Gas","","","","","H2O","","","","","","","","","","",0.1991550614227658,0.1991550614227658,0.1991550614227658,0.1991550614227658,"","","","","","",""]
["Hansel","672_G_23",672,"G","23",90126,"Combined Cycle","","FRCC","Florida",12,"Osceola",97,"12097",8,15000,1983,2012,"","","N","Natural Gas","","","","","H2O","","","","","","","","","","",0.1991550614227658,0.1991550614227658,0.1991550614227658,0.1991550614227658,"","","","","","",""]
["Taconite Harbor Energy Center","10075_B_3",10075,"B","3",9005,"Coal Steam","","MIS_MNWI","Minnesota",27,"Cook",31,"27031",76,11412,1967,2015,"tangential","dry","N","Subbituminous","Dry Scrubber",2008,65,90,"ROFA","SNCR","",2009,"ESPH","ESPH","No","ACI",2008,90,0.4,0.3844249631254256,0.3844249631254256,0.2127112948916977,0.2127112948916977,0.1,0.1,0.1,70,99,"","Yes"]
["AES Thames","10675_B_A",10675,"B","A",3569,"Coal Steam","","NENG_CT","Connecticut",9,"New London",11,"09011",90,9962,1990,2012,"FBC","dry","Y","Bituminous","Dry Scrubber",1990,97,97,"CF","","","","B","B","","","","",0.32,0.0912,0.0912,0.0912,0.0912,0.05,0.43,0.43,99,99,"",""]
["AES Thames","10675_B_B",10675,"B","B",3570,"Coal Steam","","NENG_CT","Connecticut",9,"New London",11,"09011",90,9962,1990,2012,"FBC","dry","Y","Bituminous","Dry Scrubber",1990,97,97,"CF","","","","B","B","","","","",0.32,0.0863,0.0863,0.0863,0.0863,0.05,0.43,0.43,99,99,"",""]
["Prairie Creek","1073_B_2",1073,"B","2","","Coal Steam","","MIS_IA","Iowa",19,"Linn",113,"19113",2.1,14500,1950,2010,"stoker/SPR","dry","Y","Bituminous, Subbituminous","","","","","","","","","ESPC","ESPC","No","","","",5,0.46590059797290656,0.46590059797290656,0.39601550827697063,0.39601550827697063,0.64,0.97,1,"","","",""]
["Neosho","1243_B_7",1243,"B","7",825,"O/G Steam","","SPP_N","Kansas",20,"Labette",99,"20099",67,14500,1954,2012,"","","N","Natural Gas","","","","","","","","","","","","","","",3,0.6569774814058595,0.6569774814058595,0.6569774814058595,0.6569774814058595,"","","","","","",""]
["Kaw","1294_B_3",1294,"B","3","","O/G Steam","","SPP_N","Kansas",20,"Wyandotte",209,"20209",56,13240,1962,2013,"","","N","Natural Gas","","","","","","","","","","","","","","","",0.27007712394917793,0.27007712394917793,0.27007712394917793,0.27007712394917793,"","","","","","",""]
["Chamois","2169_B_1",2169,"B","1","","Coal Steam","","S_D_N_AR","Missouri",29,"Osage",151,"29151",16,12501,1953,2013,"cyclone","wet","N","Bituminous, Subbituminous","","","","","","","","","ESPC","ESPC","No","","","",6.7,0.7625353794789598,0.7625353794789598,0.6481550725571158,0.6481550725571158,0.64,0.97,1,"","","",""]
["Chamois","2169_B_2",2169,"B","2",1362,"Coal Steam","","S_D_N_AR","Missouri",29,"Osage",151,"29151",47,11745,1960,2013,"cyclone","wet","N","Bituminous, Subbituminous","","","","","","","","","ESPC","ESPC + B","No","","","",6.7,0.8932669369039847,0.8932669369039847,0.7592768963683871,0.7592768963683871,0.2,0.75,1,"","","",""]
["Reid Gardner","2324_B_1",2324,"B","1",1401,"Coal Steam","","WECC_SNV","Nevada",32,"Clark",3,"32003",100,11132,1965,2014,"wall","dry","N","Bituminous","Wet Scrubber",1976,90.5,90.5,"LNB + OFA","","","","B","B","","","","",0.055,0.24883621968727093,0.24883621968727093,0.24883621968727093,0.24883621968727093,0.1,0.27,0.56,95.5,99,"","Yes"]
["Reid Gardner","2324_B_2",2324,"B","2",1402,"Coal Steam","","WECC_SNV","Nevada",32,"Clark",3,"32003",100,11106,1968,2014,"wall","dry","N","Bituminous","Wet Scrubber",1976,90.5,90.5,"LNB + OFA","","","","B","B","","","","",0.55,0.2531612876576236,0.2531612876576236,0.2531612876576236,0.2531612876576236,0.1,0.27,0.56,95.5,99,"","Yes"]
["Reid Gardner","2324_B_3",2324,"B","3",1403,"Coal Steam","","WECC_SNV","Nevada",32,"Clark",3,"32003",98,11640,1976,2014,"wall","dry","N","Bituminous","Wet Scrubber",1976,90.5,90.5,"LNB + OFA","","","","B","B","","","","",0.55,0.20490760111868042,0.20490760111868042,0.20490760111868042,0.20490760111868042,0.1,0.27,0.56,95.5,99,"","Yes"]
["B L England","2378_B_1",2378,"B","1",1426,"Coal Steam","","PJM_EMAC","New Jersey",34,"Cape May",9,"34009",113,11089,1962,2013,"cyclone","wet","N","Bituminous, Subbituminous","Wet Scrubber",2011,93,93,"OFA","SNCR","",2000,"ESPC","ESPC","No","","","",3.8000000000000003,0.34808470451247503,0.26106352838435626,0.34808470451247503,0.26106352838435626,0.34,0.84,0.56,98,98,"",""]
["Hatfields Ferry Power Station","3179_B_1",3179,"B","1",2180,"Coal Steam","","PJM_AP","Pennsylvania",42,"Greene",59,"42059",506,10185,1969,2013,"cell","dry","N","Bituminous, Subbituminous","Wet Scrubber",2009,95,95,"LNB + OFA","","","","ESPC + WS","ESPC + WS","No","","","",0.0325,0.48757257112048413,0.48757257112048413,0.48757257112048413,0.48757257112048413,0.34,0.84,0.56,99,99,"","Yes"]
["Hatfields Ferry Power Station","3179_B_2",3179,"B","2",2181,"Coal Steam","","PJM_AP","Pennsylvania",42,"Greene",59,"42059",506,10121,1970,2013,"cell","dry","N","Bituminous, Subbituminous","Wet Scrubber",2009,95,95,"LNCB + OFA","","","","ESPC + WS","ESPC + WS","No","","","",0.325,0.4689721862637386,0.4689721862637386,0.4689721862637386,0.4689721862637386,0.34,0.84,0.56,99,99,"","Yes"]
["Hatfields Ferry Power Station","3179_B_3",3179,"B","3",2182,"Coal Steam","","PJM_AP","Pennsylvania",42,"Greene",59,"42059",506,10131,1971,2013,"cell","dry","N","Bituminous, Subbituminous","Wet Scrubber",2009,95,95,"LNCB + OFA","SNCR","",2004,"ESPC + WS","ESPC + WS","No","","","",0.0325,0.46362386703393266,0.46362386703393266,0.46362386703393266,0.46362386703393266,0.34,0.84,0.56,99,99,"","Yes"]
["FirstEnergy Mitchell Power Station","3181_B_1",3181,"B","1",2183,"O/G Steam","","PJM_AP","Pennsylvania",42,"Washington",125,"42125",27,14500,1948,2013,"","","N","Distillate Fuel Oil","","","","","","","","","","","","","","",0.5,0.1351,0.1351,0.1351,0.1351,"","","","","","",""]
["FirstEnergy Mitchell Power Station","3181_B_2",3181,"B","2",2184,"O/G Steam","","PJM_AP","Pennsylvania",42,"Washington",125,"42125",27,14500,1949,2013,"","","N","Distillate Fuel Oil","","","","","","","","","","","","","","",0.5,0.12915,0.12915,0.12915,0.12915,"","","","","","",""]
["FirstEnergy Mitchell Power Station","3181_B_3",3181,"B","3",2185,"O/G Steam","","PJM_AP","Pennsylvania",42,"Washington",125,"42125",27,10928,1949,2013,"","","N","Distillate Fuel Oil","","","","","","","","","","","","","","",0.6,0.1232,0.1232,0.1232,0.1232,"","","","","","",""]
["FirstEnergy Mitchell Power Station","3181_B_33",3181,"B","33",2186,"Coal Steam","","PJM_AP","Pennsylvania",42,"Washington",125,"42125",278,10577,1963,2013,"tangential","dry","N","Bituminous","Wet Scrubber",1980,95,95,"LNC3","","","","ESPC","ESPC + B","No","","","",0.5,0.3247160034542369,0.3247160034542369,0.3247160034542369,0.3247160034542369,0.3,0.3,0.56,99,99,"","Yes"]
["Canadys Steam","3280_B_CAN2",3280,"B","CAN2",2220,"Coal Steam","","S_VACA","South Carolina",45,"Colleton",29,"45029",115,10377,1964,2013,"tangential","wet","N","Bituminous","","","","","LNC1","","","","ESPC","ESPC","Yes","","","",3.5,0.3687164898146149,0.3687164898146149,0.2546184721791073,0.2546184721791073,0.64,0.97,1,"","","","Yes"]
["Canadys Steam","3280_B_CAN3",3280,"B","CAN3",2221,"Coal Steam","","S_VACA","South Carolina",45,"Colleton",29,"45029",180,10262,1967,2013,"wall","dry","N","Bituminous","","","","","LNBO","","","","B","B","","","","",3.5,0.3502625652955536,0.3502625652955536,0.3502625652955536,0.3502625652955536,0.11,0.27,1,"","","","Yes"]
["Pulliam","4072_B_5",4072,"B","5",2607,"Coal Steam","","MIS_WUMS","Wisconsin",55,"Brown",9,"55009",52,11665,1949,2015,"wall","dry","N","Bituminous, Subbituminous","","","","","LNBO","","","","ESPC","ESPC + B","Yes","","","",0.5,0.3080481904193935,0.3080481904193935,0.3080481904193935,0.3080481904193935,0.2,0.75,1,"","","",""]
["Pulliam","4072_B_6",4072,"B","6",2608,"Coal Steam","","MIS_WUMS","Wisconsin",55,"Brown",9,"55009",71,11491,1951,2015,"wall","dry","N","Bituminous, Subbituminous","","","","","LNBO","","","","ESPC","ESPC + B","Yes","","","",0.5,0.29542167160796157,0.29542167160796157,0.29542167160796157,0.29542167160796157,0.2,0.75,1,"","","",""]
["Weston","4078_B_1",4078,"B","1",2613,"Coal Steam","","MIS_WUMS","Wisconsin",55,"Marathon",73,"55073",58,9501,1954,2015,"wall","dry","N","Bituminous, Subbituminous","","","","","LNB + OFA","","","","ESPC","ESPC","Yes","","","",1.2,0.22602702473691783,0.22602702473691783,0.22602702473691783,0.22602702473691783,0.64,0.97,1,"","","",""]
["Weston","4078_B_2",4078,"B","2",2614,"Coal Steam","","MIS_WUMS","Wisconsin",55,"Marathon",73,"55073",81,9829,1960,2015,"wall","dry","N","Bituminous, Subbituminous","","","","","LNB + OFA","","","","ESPC","ESPC","Yes","","","",1.2,0.2911348922183554,0.2911348922183554,0.2911348922183554,0.2911348922183554,0.64,0.97,1,"","","",""]
["Alma","4140_B_B1",4140,"B","B1",2625,"Coal Steam","","MIS_MNWI","Wisconsin",55,"Buffalo",11,"55011",17.4,12478,1947,2013,"wall","dry","N","Bituminous, Subbituminous","","","","","","","","","ESPC","ESPC","No","","","",3.2,0.6888567564405212,0.6888567564405212,0.3441741640715366,0.3441741640715366,0.64,0.97,1,"","","",""]
["Alma","4140_B_B2",4140,"B","B2",2626,"Coal Steam","","MIS_MNWI","Wisconsin",55,"Buffalo",11,"55011",17.4,12478,1947,2013,"wall","dry","N","Bituminous, Subbituminous","","","","","","","","","ESPC","ESPC","No","","","",3.2,0.7162730254654863,0.7162730254654863,0.35253077170821023,0.35253077170821023,0.64,0.97,1,"","","",""]
["Alma","4140_B_B3",4140,"B","B3",2627,"Coal Steam","","MIS_MNWI","Wisconsin",55,"Buffalo",11,"55011",20.9,12478,1951,2013,"wall","dry","N","Bituminous, Subbituminous","","","","","","","","","ESPC","ESPC","No","","","",3.2,0.7452773424124053,0.7452773424124053,0.36092631198250547,0.36092631198250547,0.64,0.97,1,"","","",""]
["Smart Papers LLC","50247_B_B010",50247,"B","B010",10083,"Coal Steam","","PJM_West","Ohio",39,"Butler",17,"39017",26,8300,1924,2012,"wall","dry","Y","Bituminous","","","","","AA + LNB","","","","ESPH","ESPH","No","","","",1.325,0.24644925835878137,0.24644925835878137,0.24644925835878137,0.24644925835878137,0.9,0.94,1,"","","",""]
["Smart Papers LLC","50247_B_B020",50247,"B","B020",10083,"Coal Steam","","PJM_West","Ohio",39,"Butler",17,"39017",15.1,8300,1924,2012,"wall","dry","Y","Bituminous","","","","","LNB + OFA","","","","ESPH","ESPH","No","","","",1.325,0.24644925835878137,0.24644925835878137,0.24644925835878137,0.24644925835878137,0.9,0.94,1,"","","",""]
["Smart Papers LLC","50247_B_B022",50247,"B","B022",10083,"Coal Steam","","PJM_West","Ohio",39,"Butler",17,"39017",4.5,8300,1924,2012,"wall","dry","Y","Bituminous","","","","","LNB + OFA","","","","ESPC","ESPC","No","","","",1.325,0.24644925835878137,0.24644925835878137,0.24644925835878137,0.24644925835878137,0.64,0.97,1,"","","",""]
["Trigen Syracuse Energy","50651_B_2",50651,"B","2",3687,"Coal Steam","","NY_Z_C&E","New York",36,"Onondaga",67,"36067",24.6,8300,1960,2013,"wall","dry","Y","Bituminous","Dry Scrubber",2006,65,65,"LNBO","","","","B","B","","","","",1.1,0.331460103971739,0.331460103971739,0.331460103971739,0.331460103971739,0.05,0.75,1,70,70,"",""]
["Trigen Syracuse Energy","50651_B_3",50651,"B","3",3688,"Coal Steam","","NY_Z_C&E","New York",36,"Onondaga",67,"36067",24.6,8300,1947,2013,"wall","dry","Y","Bituminous","Dry Scrubber",2006,65,65,"LNBO","","","","B","B","","","","",1.1,0.33302564336438834,0.33302564336438834,0.33302564336438834,0.33302564336438834,0.05,0.75,1,70,70,"",""]
["Trigen Syracuse Energy","50651_B_4",50651,"B","4",3689,"Coal Steam","","NY_Z_C&E","New York",36,"Onondaga",67,"36067",12.3,8300,1947,2013,"wall","dry","Y","Bituminous","Dry Scrubber",2006,65,65,"LNBO","","","","B","B","","","","",1.1,0.325867569151267,0.325867569151267,0.325867569151267,0.325867569151267,0.05,0.75,1,70,70,"",""]
["Trigen Syracuse Energy","50651_B_5",50651,"B","5",3690,"Coal Steam","","NY_Z_C&E","New York",36,"Onondaga",67,"36067",12.3,8300,1948,2013,"wall","dry","Y","Bituminous","Dry Scrubber",2006,65,65,"LNBO","","","","B","B","","","","",1.1,0.33985798369907383,0.33985798369907383,0.33985798369907383,0.33985798369907383,0.05,0.75,1,70,70,"",""]
["Cape Canaveral","609_B_PCC1",609,"B","PCC1","","O/G Steam","","FRCC","Florida",12,"Brevard",9,"12009",396,10863,1965,2010,"","","N","Residual Fuel Oil","","","","","","","","","","","","","","",2.75,0.12850650339558292,0.12850650339558292,0.12850650339558292,0.12850650339558292,"","","","","","",""]
["Cape Canaveral","609_B_PCC2",609,"B","PCC2","","O/G Steam","","FRCC","Florida",12,"Brevard",9,"12009",396,10934,1969,2010,"","","N","Residual Fuel Oil","","","","","","","","","","","","","","",2.75,0.12850650339558292,0.12850650339558292,0.12850650339558292,0.12850650339558292,"","","","","","",""]
["Cutler","610_B_PCU5",610,"B","PCU5",401,"O/G Steam","","FRCC","Florida",12,"Miami-Dade",86,"12086",68,13240,1954,2012,"","","N","Natural Gas","","","","","","","","","","","","","","",0.0006,0.24638831736155536,0.24638831736155536,0.24638831736155536,0.24638831736155536,"","","","","","",""]
["Cutler","610_B_PCU6",610,"B","PCU6",402,"O/G Steam","","FRCC","Florida",12,"Miami-Dade",86,"12086",137,10896,1955,2012,"","","N","Natural Gas","","","","","","","","","","","","","","",0.0006,0.24638831736155536,0.24638831736155536,0.24638831736155536,0.24638831736155536,"","","","","","",""]
["McIntosh","6124_B_1",6124,"B","1",2787,"Coal Steam","","S_SOU","Georgia",13,"Effingham",103,"13103",156,11258,1979,2015,"wall","dry","N","Bituminous","","","","","OFA","","","","ESPC","ESPC","No","","","",1.2,0.6061411419968488,0.6061411419968488,0.3515867031353377,0.3515867031353377,0.64,0.97,1,"","","","Yes"]
["Port Everglades","617_B_PPE1",617,"B","PPE1",419,"O/G Steam","","FRCC","Florida",12,"Broward",11,"12011",213,12008,1960,2013,"","","N","Natural Gas, Residual Fuel Oil","","","","","LNB","","","","","","","","","",1,0.19818771516498973,0.19818771516498973,0.19818771516498973,0.19818771516498973,"","","","","","",""]
["Port Everglades","617_B_PPE2",617,"B","PPE2",420,"O/G Steam","","FRCC","Florida",12,"Broward",11,"12011",213,11903,1961,2013,"","","N","Natural Gas, Residual Fuel Oil","","","","","LNB","","","","","","","","","",1,0.17197778550959278,0.17197778550959278,0.17197778550959278,0.17197778550959278,"","","","","","",""]
["Port Everglades","617_B_PPE3",617,"B","PPE3",421,"O/G Steam","","FRCC","Florida",12,"Broward",11,"12011",387,11425,1964,2013,"","","N","Natural Gas, Residual Fuel Oil","","","","","LNB","","","","","","","","","",1,0.2566543374314039,0.2566543374314039,0.2566543374314039,0.2566543374314039,"","","","","","",""]
["Port Everglades","617_B_PPE4",617,"B","PPE4",422,"O/G Steam","","FRCC","Florida",12,"Broward",11,"12011",392,11420,1965,2013,"","","N","Natural Gas, Residual Fuel Oil","","","","","LNB","","","","","","","","","",1,0.23200341225943638,0.23200341225943638,0.23200341225943638,0.23200341225943638,"","","","","","",""]
["Riviera","619_B_PRV3",619,"B","PRV3",424,"O/G Steam","","FRCC","Florida",12,"Palm Beach",99,"12099",277,10896,1962,2011,"","","N","Residual Fuel Oil","","","","","LNB","","","","","","","","","",2.75,0.3096552241725689,0.3096552241725689,0.3096552241725689,0.3096552241725689,"","","","","","",""]
["Riviera","619_B_PRV4",619,"B","PRV4",425,"O/G Steam","","FRCC","Florida",12,"Palm Beach",99,"12099",288,10896,1963,2011,"","","N","Residual Fuel Oil","","","","","LNB","","","","","","","","","",2.75,0.34080626351591614,0.34080626351591614,0.34080626351591614,0.34080626351591614,"","","","","","",""]
["5 in 1 Dam Hydroelectric","10171_G_GEN1",10171,"G","GEN1","","Hydro","","MIS_IA","Iowa",19,"Linn",113,"19113",0.7,0,1986,2015,"","","N","Hydro","","","","","","","","","","","","","","","",0,0,0,0,"","","","","","",""]
["5 in 1 Dam Hydroelectric","10171_G_GEN2",10171,"G","GEN2","","Hydro","","MIS_IA","Iowa",19,"Linn",113,"19113",0.7,0,1986,2015,"","","N","Hydro","","","","","","","","","","","","","","","",0,0,0,0,"","","","","","",""]
["5 in 1 Dam Hydroelectric","10171_G_GEN3",10171,"G","GEN3","","Hydro","","MIS_IA","Iowa",19,"Linn",113,"19113",0.7,0,1986,2015,"","","N","Hydro","","","","","","","","","","","","","","","",0,0,0,0,"","","","","","",""]
["Oakland Dam Hydroelectric","10433_G_1",10433,"G","1","","Hydro","","PJM_PENE","Pennsylvania",42,"Susquehanna",115,"42115",0.5,0,1985,2015,"","","N","Hydro","","","","","","","","","","","","","","","",0,0,0,0,"","","","","","",""]
["Oakland Dam Hydroelectric","10433_G_2",10433,"G","2","","Hydro","","PJM_PENE","Pennsylvania",42,"Susquehanna",115,"42115",0.5,0,1985,2015,"","","N","Hydro","","","","","","","","","","","","","","","",0,0,0,0,"","","","","","",""]
["CES Placerita Power Plant","10677_G_UNT2",10677,"G","UNT2","","Combined Cycle","","WECC_SCE","California",6,"Los Angeles",37,"06037",46,10502,1988,2015,"","","N","Natural Gas","","","","","","","","","","","","","","","",0.25592513171924164,0.25592513171924164,0.25592513171924164,0.25592513171924164,"","","","","","",""]
["CES Placerita Power Plant","10677_G_UNT3",10677,"G","UNT3","","Combined Cycle","","WECC_SCE","California",6,"Los Angeles",37,"06037",23,10502,1988,2015,"","","N","Natural Gas","","","","","","","","","","","","","","","",0.25592513171924164,0.25592513171924164,0.25592513171924164,0.25592513171924164,"","","","","","",""]
["Tecumseh Energy Center","1252_G_1",1252,"G","1","","Combustion Turbine","Combustion Turbine","SPP_N","Kansas",20,"Shawnee",177,"20177",18,22574,1972,2012,"","","N","Natural Gas, Distillate Fuel Oil","","","","","","","","","","","","","","",3,0.4777602100541084,0.4777602100541084,0.4777602100541084,0.4777602100541084,"","","","","","",""]
["Tecumseh Energy Center","1252_G_2",1252,"G","2","","Combustion Turbine","Combustion Turbine","SPP_N","Kansas",20,"Shawnee",177,"20177",19,22812,1972,2012,"","","N","Natural Gas, Distillate Fuel Oil","","","","","","","","","","","","","","",3,0.4777602100541084,0.4777602100541084,0.4777602100541084,0.4777602100541084,"","","","","","",""]
["Riverside","1559_G_GT6",1559,"G","GT6",1036,"Combustion Turbine","Combustion Turbine","PJM_SMAC","Maryland",24,"Baltimore",5,"24005",115,18700,1970,2014,"","","N","Natural Gas, Distillate Fuel Oil","","","","","","","","","","","","","","",0.0006,0.21600000000000003,0.21600000000000003,0.21600000000000003,0.21600000000000003,"","","","","","",""]
["Somerset Station","1613_G_6",1613,"G","6",1118,"Coal Steam","","NENGREST","Massachusetts",25,"Bristol",5,"25005",109,11241,1959,2011,"tangential","","N","Bituminous, Subbituminous","","","","","CM","SNCR","",2009,"ESPC","ESPC","No","","","",2.46,0.14258658056144777,0.14258658056144777,0.14258658056144777,0.14258658056144777,0.64,0.97,1,"","","",""]
["High Street Station","1670_G_3",1670,"G","3","","Combustion Turbine","IC Engine","NENGREST","Massachusetts",25,"ESSEX",9,"25009",0.7,12774,1941,2015,"","","N","Distillate Fuel Oil","","","","","","","","","","","","","","",0.7890867906976743,2.3354529520972003,2.3354529520972003,2.3354529520972003,2.3354529520972003,"","","","","","",""]
["Gaylord","1706_G_5",1706,"G","5","","Combustion Turbine","Combustion Turbine","MIS_LMI","Michigan",26,"Otsego",137,"26137",14,17662,1968,2015,"","","N","Natural Gas","","","","","","","","","","","","","","",1.67,0.5924394044715431,0.5924394044715431,0.5924394044715431,0.5924394044715431,"","","","","","",""]
["Albany","2113_G_3",2113,"G","3","","Combustion Turbine","IC Engine","MIS_MO","Missouri",29,"GENTRY",75,"29075",0.6,12774,1954,2015,"","","N","Distillate Fuel Oil","","","","","","","","","","","","","","",2.3,2.3354529520972003,2.3354529520972003,2.3354529520972003,2.3354529520972003,"","","","","","",""]
["Coal Canyon","226_G_1",226,"G","1","","Hydro","","WEC_CALN","California",6,"Butte",7,"06007",0.9,0,1907,2015,"","","N","Hydro","","","","","","","","","","","","","","","",0,0,0,0,"","","","","","",""]
["B L England","2378_G_IC1",2378,"G","IC1","","Combustion Turbine","IC Engine","PJM_EMAC","New Jersey",34,"Cape May",9,"34009",2,11651,1961,2015,"","","N","Distillate Fuel Oil","","","","","","","","","","","","","","",0.32,0.2574,0.2574,0.2574,0.2574,"","","","","","",""]
["B L England","2378_G_IC2",2378,"G","IC2","","Combustion Turbine","IC Engine","PJM_EMAC","New Jersey",34,"Cape May",9,"34009",2,11671,1961,2015,"","","N","Distillate Fuel Oil","","","","","","","","","","","","","","",0.32,0.257,0.257,0.257,0.257,"","","","","","",""]
["B L England","2378_G_IC3",2378,"G","IC3","","Combustion Turbine","IC Engine","PJM_EMAC","New Jersey",34,"Cape May",9,"34009",2,11671,1961,2015,"","","N","Distillate Fuel Oil","","","","","","","","","","","","","","",0.32,0.257,0.257,0.257,0.257,"","","","","","",""]
["B L England","2378_G_IC4",2378,"G","IC4","","Combustion Turbine","IC Engine","PJM_EMAC","New Jersey",34,"Cape May",9,"34009",2,11671,1961,2015,"","","N","Distillate Fuel Oil","","","","","","","","","","","","","","",0.32,0.257,0.257,0.257,0.257,"","","","","","",""]
["Cedar Station","2380_G_CED1",2380,"G","CED1",1431,"Combustion Turbine","Combustion Turbine","PJM_EMAC","New Jersey",34,"Ocean",29,"34029",44,16004,1972,2015,"","","N","Distillate Fuel Oil","","","","","H2O","","","","","","","","","",2.1,0.1874,0.1874,0.1874,0.1874,"","","","","","",""]
["Cedar Station","2380_G_CED2",2380,"G","CED2",1432,"Combustion Turbine","Combustion Turbine","PJM_EMAC","New Jersey",34,"Ocean",29,"34029",22.3,15967,1972,2015,"","","N","Distillate Fuel Oil","","","","","H2O","","","","","","","","","",2.1,0.1878,0.1878,0.1878,0.1878,"","","","","","",""]
["Middle Station","2382_G_MID1",2382,"G","MID1",1434,"Combustion Turbine","Combustion Turbine","PJM_EMAC","New Jersey",34,"Cape May",9,"34009",19.1,15495,1970,2015,"","","N","Distillate Fuel Oil","","","","","H2O","","","","","","","","","",2.1,0.1936,0.1936,0.1936,0.1936,"","","","","","",""]
["Middle Station","2382_G_MID2",2382,"G","MID2",1435,"Combustion Turbine","Combustion Turbine","PJM_EMAC","New Jersey",34,"Cape May",9,"34009",19.5,15486,1970,2015,"","","N","Distillate Fuel Oil","","","","","H2O","","","","","","","","","",2.1,0.1937,0.1937,0.1937,0.1937,"","","","","","",""]
["Middle Station","2382_G_MID3",2382,"G","MID3",1436,"Combustion Turbine","Combustion Turbine","PJM_EMAC","New Jersey",34,"Cape May",9,"34009",36,15489,1971,2015,"","","N","Distillate Fuel Oil","","","","","H2O","","","","","","","","","",2.1,0.1936,0.1936,0.1936,0.1936,"","","","","","",""]
["Missouri Avenue","2383_G_MISB",2383,"G","MISB",1437,"Combustion Turbine","Combustion Turbine","PJM_EMAC","New Jersey",34,"Atlantic",1,"34001",20.5,18736,1969,2015,"","","N","Distillate Fuel Oil","","","","","H2O","","","","","","","","","",2.1,0.1601,0.1601,0.1601,0.1601,"","","","","","",""]
["Missouri Avenue","2383_G_MISC",2383,"G","MISC",1438,"Combustion Turbine","Combustion Turbine","PJM_EMAC","New Jersey",34,"Atlantic",1,"34001",20.5,18738,1969,2015,"","","N","Distillate Fuel Oil","","","","","H2O","","","","","","","","","",2.1,0.1601,0.1601,0.1601,0.1601,"","","","","","",""]
["Missouri Avenue","2383_G_MISD",2383,"G","MISD",1439,"Combustion Turbine","Combustion Turbine","PJM_EMAC","New Jersey",34,"Atlantic",1,"34001",20.6,18734,1969,2015,"","","N","Distillate Fuel Oil","","","","","H2O","","","","","","","","","",2.1,0.1601,0.1601,0.1601,0.1601,"","","","","","",""]
["Werner","2385_G_GT1",2385,"G","GT1",1451,"Combustion Turbine","Combustion Turbine","PJM_EMAC","New Jersey",34,"Middlesex",23,"34023",53,25000,1972,2015,"","","N","Distillate Fuel Oil","","","","","H2O","","","","","","","","","",0.203990689,0.12,0.12,0.12,0.12,"","","","","","",""]
["Werner","2385_G_GT2",2385,"G","GT2",1452,"Combustion Turbine","Combustion Turbine","PJM_EMAC","New Jersey",34,"Middlesex",23,"34023",53,25000,1972,2015,"","","N","Distillate Fuel Oil","","","","","H2O","","","","","","","","","",0.201937397,0.12,0.12,0.12,0.12,"","","","","","",""]
["Werner","2385_G_GT3",2385,"G","GT3",1453,"Combustion Turbine","Combustion Turbine","PJM_EMAC","New Jersey",34,"Middlesex",23,"34023",53,25000,1972,2015,"","","N","Distillate Fuel Oil","","","","","H2O","","","","","","","","","",0.194038401,0.12,0.12,0.12,0.12,"","","","","","",""]
["Werner","2385_G_GT4",2385,"G","GT4",1454,"Combustion Turbine","Combustion Turbine","PJM_EMAC","New Jersey",34,"Middlesex",23,"34023",53,25000,1972,2015,"","","N","Distillate Fuel Oil","","","","","H2O","","","","","","","","","",0.189809061,0.12,0.12,0.12,0.12,"","","","","","",""]
["Gilbert","2393_G_8",2393,"G","8",1477,"Combined Cycle","","PJM_EMAC","New Jersey",34,"Hunterdon",19,"34019",90,11302,1977,2015,"","","N","Natural Gas, Distillate Fuel Oil","","","","","H2O","","","","","","","","","",0.74,0.11502388957706601,0.11502388957706601,0.11502388957706601,0.11502388957706601,"","","","","","",""]
["Gilbert","2393_G_C1",2393,"G","C1",1481,"Combustion Turbine","Combustion Turbine","PJM_EMAC","New Jersey",34,"Hunterdon",19,"34019",23,19594,1970,2015,"","","N","Natural Gas, Distillate Fuel Oil","","","","","DLNB + H2O","","","","","","","","","",0.26,0.10906332750941797,0.10906332750941797,0.10906332750941797,0.10906332750941797,"","","","","","",""]
["Gilbert","2393_G_C2",2393,"G","C2",1481,"Combustion Turbine","Combustion Turbine","PJM_EMAC","New Jersey",34,"Hunterdon",19,"34019",25,19595,1970,2015,"","","N","Natural Gas, Distillate Fuel Oil","","","","","DLNB + H2O","","","","","","","","","",0.26,0.10906332750941797,0.10906332750941797,0.10906332750941797,0.10906332750941797,"","","","","","",""]
["Gilbert","2393_G_C3",2393,"G","C3",1481,"Combustion Turbine","Combustion Turbine","PJM_EMAC","New Jersey",34,"Hunterdon",19,"34019",25,19595,1970,2015,"","","N","Natural Gas, Distillate Fuel Oil","","","","","DLNB + H2O","","","","","","","","","",0.26,0.10906332750941797,0.10906332750941797,0.10906332750941797,0.10906332750941797,"","","","","","",""]
["Gilbert","2393_G_C4",2393,"G","C4",1481,"Combustion Turbine","Combustion Turbine","PJM_EMAC","New Jersey",34,"Hunterdon",19,"34019",25,19595,1970,2015,"","","N","Natural Gas, Distillate Fuel Oil","","","","","DLNB + H2O","","","","","","","","","",0.26,0.10906332750941797,0.10906332750941797,0.10906332750941797,0.10906332750941797,"","","","","","",""]
["PSEG Burlington Generating Station","2399_G_111",2399,"G","111",1497,"Combustion Turbine","Combustion Turbine","PJM_EMAC","New Jersey",34,"Burlington",5,"34005",46,10745,1972,2015,"","","N","Distillate Fuel Oil","","","","","","","","","","","","","","",0.32,0.2791,0.2791,0.2791,0.2791,"","","","","","",""]
["PSEG Burlington Generating Station","2399_G_112",2399,"G","112",1502,"Combustion Turbine","Combustion Turbine","PJM_EMAC","New Jersey",34,"Burlington",5,"34005",46,10745,1972,2015,"","","N","Distillate Fuel Oil","","","","","","","","","","","","","","",0.32,0.2791,0.2791,0.2791,0.2791,"","","","","","",""]
["PSEG Burlington Generating Station","2399_G_113",2399,"G","113",1503,"Combustion Turbine","Combustion Turbine","PJM_EMAC","New Jersey",34,"Burlington",5,"34005",46,10745,1972,2015,"","","N","Distillate Fuel Oil","","","","","","","","","","","","","","",0.32,0.2791,0.2791,0.2791,0.2791,"","","","","","",""]
["PSEG Burlington Generating Station","2399_G_114",2399,"G","114",1504,"Combustion Turbine","Combustion Turbine","PJM_EMAC","New Jersey",34,"Burlington",5,"34005",46,10745,1972,2015,"","","N","Distillate Fuel Oil","","","","","","","","","","","","","","",0.32,0.2791,0.2791,0.2791,0.2791,"","","","","","",""]
["PSEG Burlington Generating Station","2399_G_91",2399,"G","91",1505,"Combustion Turbine","Combustion Turbine","PJM_EMAC","New Jersey",34,"Burlington",5,"34005",46,10745,1972,2014,"","","N","Distillate Fuel Oil","","","","","","","","","","","","","","",0.32,0.2791,0.2791,0.2791,0.2791,"","","","","","",""]
["PSEG Burlington Generating Station","2399_G_92",2399,"G","92",1506,"Combustion Turbine","Combustion Turbine","PJM_EMAC","New Jersey",34,"Burlington",5,"34005",46,10745,1972,2014,"","","N","Distillate Fuel Oil","","","","","","","","","","","","","","",0.32,0.2791,0.2791,0.2791,0.2791,"","","","","","",""]
["PSEG Burlington Generating Station","2399_G_93",2399,"G","93",1507,"Combustion Turbine","Combustion Turbine","PJM_EMAC","New Jersey",34,"Burlington",5,"34005",46,10745,1972,2014,"","","N","Distillate Fuel Oil","","","","","","","","","","","","","","",0.32,0.2791,0.2791,0.2791,0.2791,"","","","","","",""]
["PSEG Burlington Generating Station","2399_G_94",2399,"G","94",1508,"Combustion Turbine","Combustion Turbine","PJM_EMAC","New Jersey",34,"Burlington",5,"34005",46,10745,1972,2014,"","","N","Distillate Fuel Oil","","","","","","","","","","","","","","",0.32,0.2791,0.2791,0.2791,0.2791,"","","","","","",""]
["PSEG Edison Generating Station","2400_G_11",2400,"G","11",1511,"Combustion Turbine","Combustion Turbine","PJM_EMAC","New Jersey",34,"Middlesex",23,"34023",42,15361,1971,2015,"","","N","Natural Gas, Distillate Fuel Oil","","","","","H2O","","","","","","","","","",0.21,0.1432,0.1432,0.1432,0.1432,"","","","","","",""]
["PSEG Edison Generating Station","2400_G_12",2400,"G","12",1519,"Combustion Turbine","Combustion Turbine","PJM_EMAC","New Jersey",34,"Middlesex",23,"34023",42,15361,1971,2015,"","","N","Natural Gas, Distillate Fuel Oil","","","","","H2O","","","","","","","","","",0.21,0.1432,0.1432,0.1432,0.1432,"","","","","","",""]
["PSEG Edison Generating Station","2400_G_13",2400,"G","13",1520,"Combustion Turbine","Combustion Turbine","PJM_EMAC","New Jersey",34,"Middlesex",23,"34023",42,15361,1971,2015,"","","N","Natural Gas, Distillate Fuel Oil","","","","","H2O","","","","","","","","","",0.21,0.1432,0.1432,0.1432,0.1432,"","","","","","",""]
["PSEG Edison Generating Station","2400_G_14",2400,"G","14",1521,"Combustion Turbine","Combustion Turbine","PJM_EMAC","New Jersey",34,"Middlesex",23,"34023",42,15361,1971,2015,"","","N","Natural Gas, Distillate Fuel Oil","","","","","H2O","","","","","","","","","",0.21,0.1432,0.1432,0.1432,0.1432,"","","","","","",""]
["PSEG Edison Generating Station","2400_G_21",2400,"G","21",1522,"Combustion Turbine","Combustion Turbine","PJM_EMAC","New Jersey",34,"Middlesex",23,"34023",42,15361,1971,2015,"","","N","Natural Gas, Distillate Fuel Oil","","","","","H2O","","","","","","","","","",0.21,0.1432,0.1432,0.1432,0.1432,"","","","","","",""]
["PSEG Edison Generating Station","2400_G_22",2400,"G","22",1512,"Combustion Turbine","Combustion Turbine","PJM_EMAC","New Jersey",34,"Middlesex",23,"34023",42,15361,1971,2015,"","","N","Natural Gas, Distillate Fuel Oil","","","","","H2O","","","","","","","","","",0.21,0.1432,0.1432,0.1432,0.1432,"","","","","","",""]
["PSEG Edison Generating Station","2400_G_23",2400,"G","23",1513,"Combustion Turbine","Combustion Turbine","PJM_EMAC","New Jersey",34,"Middlesex",23,"34023",42,15361,1971,2015,"","","N","Natural Gas, Distillate Fuel Oil","","","","","H2O","","","","","","","","","",0.21,0.1432,0.1432,0.1432,0.1432,"","","","","","",""]
["PSEG Edison Generating Station","2400_G_24",2400,"G","24",1514,"Combustion Turbine","Combustion Turbine","PJM_EMAC","New Jersey",34,"Middlesex",23,"34023",42,15361,1971,2015,"","","N","Natural Gas, Distillate Fuel Oil","","","","","H2O","","","","","","","","","",0.21,0.1432,0.1432,0.1432,0.1432,"","","","","","",""]
["PSEG Edison Generating Station","2400_G_31",2400,"G","31",1515,"Combustion Turbine","Combustion Turbine","PJM_EMAC","New Jersey",34,"Middlesex",23,"34023",42,15361,1971,2015,"","","N","Natural Gas, Distillate Fuel Oil","","","","","H2O","","","","","","","","","",0.21,0.1432,0.1432,0.1432,0.1432,"","","","","","",""]
["PSEG Edison Generating Station","2400_G_32",2400,"G","32",1516,"Combustion Turbine","Combustion Turbine","PJM_EMAC","New Jersey",34,"Middlesex",23,"34023",42,15361,1971,2015,"","","N","Natural Gas, Distillate Fuel Oil","","","","","H2O","","","","","","","","","",0.21,0.1432,0.1432,0.1432,0.1432,"","","","","","",""]
["PSEG Edison Generating Station","2400_G_33",2400,"G","33",1517,"Combustion Turbine","Combustion Turbine","PJM_EMAC","New Jersey",34,"Middlesex",23,"34023",42,15361,1971,2015,"","","N","Natural Gas, Distillate Fuel Oil","","","","","H2O","","","","","","","","","",0.21,0.1432,0.1432,0.1432,0.1432,"","","","","","",""]
["PSEG Edison Generating Station","2400_G_34",2400,"G","34",1518,"Combustion Turbine","Combustion Turbine","PJM_EMAC","New Jersey",34,"Middlesex",23,"34023",42,15361,1971,2015,"","","N","Natural Gas, Distillate Fuel Oil","","","","","H2O","","","","","","","","","",0.21,0.1432,0.1432,0.1432,0.1432,"","","","","","",""]
["PSEG Essex Generating Station","2401_G_101",2401,"G","101",1535,"Combustion Turbine","Combustion Turbine","PJM_EMAC","New Jersey",34,"Essex",13,"34013",42,14898,1971,2015,"","","N","Natural Gas, Distillate Fuel Oil","","","","","","","","","","","","","","",0.21,0.1476,0.1476,0.1476,0.1476,"","","","","","",""]
["PSEG Essex Generating Station","2401_G_102",2401,"G","102",1523,"Combustion Turbine","Combustion Turbine","PJM_EMAC","New Jersey",34,"Essex",13,"34013",42,14898,1971,2015,"","","N","Natural Gas, Distillate Fuel Oil","","","","","","","","","","","","","","",0.21,0.1476,0.1476,0.1476,0.1476,"","","","","","",""]
["PSEG Essex Generating Station","2401_G_103",2401,"G","103",1524,"Combustion Turbine","Combustion Turbine","PJM_EMAC","New Jersey",34,"Essex",13,"34013",42,14898,1971,2015,"","","N","Natural Gas, Distillate Fuel Oil","","","","","","","","","","","","","","",0.21,0.1476,0.1476,0.1476,0.1476,"","","","","","",""]
["PSEG Essex Generating Station","2401_G_104",2401,"G","104",1525,"Combustion Turbine","Combustion Turbine","PJM_EMAC","New Jersey",34,"Essex",13,"34013",42,14898,1971,2015,"","","N","Natural Gas, Distillate Fuel Oil","","","","","","","","","","","","","","",0.21,0.1476,0.1476,0.1476,0.1476,"","","","","","",""]
["PSEG Essex Generating Station","2401_G_111",2401,"G","111",1526,"Combustion Turbine","Combustion Turbine","PJM_EMAC","New Jersey",34,"Essex",13,"34013",46,14898,1971,2015,"","","N","Natural Gas, Distillate Fuel Oil","","","","","","","","","","","","","","",0.21,0.1476,0.1476,0.1476,0.1476,"","","","","","",""]
["PSEG Essex Generating Station","2401_G_112",2401,"G","112",1527,"Combustion Turbine","Combustion Turbine","PJM_EMAC","New Jersey",34,"Essex",13,"34013",46,14898,1971,2015,"","","N","Natural Gas, Distillate Fuel Oil","","","","","","","","","","","","","","",0.21,0.1476,0.1476,0.1476,0.1476,"","","","","","",""]
["PSEG Essex Generating Station","2401_G_113",2401,"G","113",1528,"Combustion Turbine","Combustion Turbine","PJM_EMAC","New Jersey",34,"Essex",13,"34013",46,14898,1971,2015,"","","N","Natural Gas, Distillate Fuel Oil","","","","","","","","","","","","","","",0.21,0.1476,0.1476,0.1476,0.1476,"","","","","","",""]
["PSEG Essex Generating Station","2401_G_114",2401,"G","114",1530,"Combustion Turbine","Combustion Turbine","PJM_EMAC","New Jersey",34,"Essex",13,"34013",46,14898,1971,2015,"","","N","Natural Gas, Distillate Fuel Oil","","","","","","","","","","","","","","",0.21,0.1476,0.1476,0.1476,0.1476,"","","","","","",""]
["PSEG Essex Generating Station","2401_G_121",2401,"G","121",1531,"Combustion Turbine","Combustion Turbine","PJM_EMAC","New Jersey",34,"Essex",13,"34013",46,14898,1971,2015,"","","N","Natural Gas, Distillate Fuel Oil","","","","","","","","","","","","","","",0.21,0.1476,0.1476,0.1476,0.1476,"","","","","","",""]
["PSEG Essex Generating Station","2401_G_122",2401,"G","122",1532,"Combustion Turbine","Combustion Turbine","PJM_EMAC","New Jersey",34,"Essex",13,"34013",46,14898,1971,2015,"","","N","Natural Gas, Distillate Fuel Oil","","","","","","","","","","","","","","",0.21,0.1476,0.1476,0.1476,0.1476,"","","","","","",""]
["PSEG Essex Generating Station","2401_G_123",2401,"G","123",1533,"Combustion Turbine","Combustion Turbine","PJM_EMAC","New Jersey",34,"Essex",13,"34013",46,14898,1971,2015,"","","N","Natural Gas, Distillate Fuel Oil","","","","","","","","","","","","","","",0.21,0.1476,0.1476,0.1476,0.1476,"","","","","","",""]
["PSEG Essex Generating Station","2401_G_124",2401,"G","124",1534,"Combustion Turbine","Combustion Turbine","PJM_EMAC","New Jersey",34,"Essex",13,"34013",46,14898,1971,2015,"","","N","Natural Gas, Distillate Fuel Oil","","","","","","","","","","","","","","",0.21,0.06925299526188462,0.06925299526188462,0.06925299526188462,0.06925299526188462,"","","","","","",""]
["Danskammer Generating Station","2480_G_5",2480,"G","5","","Combustion Turbine","IC Engine","NY_Z_G-I","New York",36,"Orange",71,"36071",2.5,10745,1967,2013,"","","N","Distillate Fuel Oil","","","","","","","","","","","","","","","",1.994526973,1.994526973,1.994526973,1.994526973,"","","","","","",""]
["Danskammer Generating Station","2480_G_6",2480,"G","6","","Combustion Turbine","IC Engine","NY_Z_G-I","New York",36,"Orange",71,"36071",2.5,10745,1967,2013,"","","N","Distillate Fuel Oil","","","","","","","","","","","","","","","",1.994526973,1.994526973,1.994526973,1.994526973,"","","","","","",""]
["Ravenswood","2500_G_GT8",2500,"G","GT8",1687,"Combustion Turbine","Combustion Turbine","NY_Z_J","New York",36,"Queens",81,"36081",20,17662,1969,2015,"","","N","Natural Gas, Distillate Fuel Oil","","","","","","","","","","","","","","",0.315889228,0.430700319,0.430700319,0.430700319,0.430700319,"","","","","","",""]
["E F Barrett","2511_G_7",2511,"G","7",1725,"Combustion Turbine","Combustion Turbine","NY_Z_K","New York",36,"Nassau",59,"36059",16.6,17613,1970,2011,"","","N","Natural Gas, Distillate Fuel Oil","","","","","","","","","","","","","","",1.052964094,0.35406220203987054,0.35406220203987054,0.35406220203987054,0.35406220203987054,"","","","","","",""]
["Rochester 5","2641_G_2",2641,"G","2","","Hydro","","NY_Z_A&B","New York",36,"Monroe",55,"36055",12.9,0,1918,2015,"","","N","Hydro","","","","","","","","","","","","","","","",0,0,0,0,"","","","","","",""]
["Rochester 5","2641_G_HY1",2641,"G","HY1","","Hydro","","NY_Z_A&B","New York",36,"Monroe",55,"36055",12.9,0,1918,2015,"","","N","Hydro","","","","","","","","","","","","","","","",0,0,0,0,"","","","","","",""]
["Rochester 5","2641_G_HY3",2641,"G","HY3","","Hydro","","NY_Z_A&B","New York",36,"Monroe",55,"36055",18,0,1927,2015,"","","N","Hydro","","","","","","","","","","","","","","","",0,0,0,0,"","","","","","",""]
["Wiscoy 170","2646_G_1",2646,"G","1","","Hydro","","NY_Z_A&B","New York",36,"Allegany",3,"36003",0.6,0,1922,2015,"","","N","Hydro","","","","","","","","","","","","","","","",0,0,0,0,"","","","","","",""]
["Wiscoy 170","2646_G_2",2646,"G","2","","Hydro","","NY_Z_A&B","New York",36,"Allegany",3,"36003",0.4,0,1922,2015,"","","N","Hydro","","","","","","","","","","","","","","","",0,0,0,0,"","","","","","",""]
["Greenport","2681_G_2",2681,"G","2","","Combustion Turbine","IC Engine","NY_Z_K","New York",36,"Suffolk",103,"36103",1.5,12774,1997,2015,"","","N","Natural Gas, Distillate Fuel Oil","","","","","","","","","","","","","","",1.052964094,1.994526973,1.994526973,1.994526973,1.994526973,"","","","","","",""]
["Greenport","2681_G_7",2681,"G","7","","Combustion Turbine","IC Engine","NY_Z_K","New York",36,"Suffolk",103,"36103",1.6,12774,1997,2015,"","","N","Natural Gas, Distillate Fuel Oil","","","","","","","","","","","","","","",1.052964094,1.994526973,1.994526973,1.994526973,1.994526973,"","","","","","",""]
["Cape Fear","2708_G_1B",2708,"G","1B",90047,"Combined Cycle","","S_VACA","North Carolina",37,"Chatham",37,"37037",11,15000,1969,2012,"","","N","Distillate Fuel Oil","","","","","","","","","","","","","","",2.3,1.1998320726112315,1.1998320726112315,1.1998320726112315,1.1998320726112315,"","","","","","",""]
["Lee","2709_G_GT1",2709,"G","GT1",1825,"Combustion Turbine","Combustion Turbine","S_VACA","North Carolina",37,"Wayne",191,"37191",12,25000,1968,2012,"","","N","Distillate Fuel Oil","","","","","","","","","","","","","","",2.3000000000000003,1.2002259022179669,1.2002259022179669,1.2002259022179669,1.2002259022179669,"","","","","","",""]
["Lee","2709_G_GT2",2709,"G","GT2",1826,"Combustion Turbine","Combustion Turbine","S_VACA","North Carolina",37,"Wayne",191,"37191",21,25000,1971,2012,"","","N","Distillate Fuel Oil","","","","","","","","","","","","","","",2.3000000000000003,1.2001132888305246,1.2001132888305246,1.2001132888305246,1.2001132888305246,"","","","","","",""]
["Lee","2709_G_GT3",2709,"G","GT3",1827,"Combustion Turbine","Combustion Turbine","S_VACA","North Carolina",37,"Wayne",191,"37191",21,25000,1971,2012,"","","N","Distillate Fuel Oil","","","","","DLNB","","","","","","","","","",2.3000000000000003,1.2,1.2,1.2,1.2,"","","","","","",""]
["Lee","2709_G_GT4",2709,"G","GT4",1828,"Combustion Turbine","Combustion Turbine","S_VACA","North Carolina",37,"Wayne",191,"37191",21,25000,1971,2012,"","","N","Distillate Fuel Oil","","","","","","","","","","","","","","",2.3000000000000003,1.2015,1.2015,1.2015,1.2015,"","","","","","",""]
["Kitty Hawk","2757_G_GT1",2757,"G","GT1","","Combustion Turbine","Combustion Turbine","PJM_Dom","North Carolina",37,"Dare",55,"37055",16,25000,1971,2011,"","","N","Distillate Fuel Oil","","","","","","","","","","","","","","",2.3000000000000003,1.2002259022179669,1.2002259022179669,1.2002259022179669,1.2002259022179669,"","","","","","",""]
["Kitty Hawk","2757_G_GT2",2757,"G","GT2","","Combustion Turbine","Combustion Turbine","PJM_Dom","North Carolina",37,"Dare",55,"37055",15,25000,1971,2011,"","","N","Distillate Fuel Oil","","","","","","","","","","","","","","",2.3000000000000003,1.2002259022179669,1.2002259022179669,1.2002259022179669,1.2002259022179669,"","","","","","",""]
["Williston","2791_G_2",2791,"G","2","","Combustion Turbine","Combustion Turbine","MIS_MAPP","North Dakota",38,"Williams",105,"38105",4.7,19311,1953,2012,"","","N","Natural Gas","","","","","","","","","","","","","","",3,0.4777602100541084,0.4777602100541084,0.4777602100541084,0.4777602100541084,"","","","","","",""]
["Geysers Unit 5-20","286_G_U10",286,"G","U10","","Geothermal","","WEC_CALN","California",6,"Sonoma",97,"06097",30,9760,1973,2015,"","","N","Geothermal","","","","","","","","","","","","","","","",0,0,0,0,0.3713,0.3713,0.3713,"","","",""]
["Geysers Unit 5-20","286_G_U9",286,"G","U9","","Geothermal","","WEC_CALN","California",6,"Sonoma",97,"06097",30,9760,1973,2015,"","","N","Geothermal","","","","","","","","","","","","","","","",0,0,0,0,0.3713,0.3713,0.3713,"","","",""]
["Webbers Falls","2987_G_3",2987,"G","3","","Hydro","","SPP_WEST","Oklahoma",40,"Muskogee",101,"40101",23,0,1973,2015,"","","N","Hydro","","","","","","","","","","","","","","","",0,0,0,0,"","","","","","",""]
["Powerdale","3031_G_1",3031,"G","1","","Hydro","","WECC_PNW","Oregon",41,"Hood River",27,"41027",6,0,1923,2015,"","","N","Hydro","","","","","","","","","","","","","","","",0,0,0,0,"","","","","","",""]
["Brunot Island","3096_G_1B",3096,"G","1B","","Combustion Turbine","Combustion Turbine","PJM_West","Pennsylvania",42,"Allegheny",3,"42003",15,19053,1972,2011,"","","N","Distillate Fuel Oil","","","","","","","","","","","","","","",0.5,0.6055514995983419,0.6055514995983419,0.6055514995983419,0.6055514995983419,"","","","","","",""]
["Brunot Island","3096_G_1C",3096,"G","1C","","Combustion Turbine","Combustion Turbine","PJM_West","Pennsylvania",42,"Allegheny",3,"42003",15,19053,1972,2011,"","","N","Distillate Fuel Oil","","","","","","","","","","","","","","",0.5,0.6055514995983419,0.6055514995983419,0.6055514995983419,0.6055514995983419,"","","","","","",""]
["Elrama Power Plant","3098_G_1",3098,"G","1",2035,"Coal Steam","","PJM_West","Pennsylvania",42,"Washington",125,"42125",93,12430,1952,2012,"vertical","dry","N","Bituminous","Wet Scrubber",1975,83,90,"CM + LNB + OFA","SNCR","",2001,"ESPC + C + WS","ESPC + C + WS","No","","","",0.6,0.5130465880123855,0.5130465880123855,0.5130465880123855,0.5130465880123855,0.34,0.84,0.56,88,"","",""]
["Elrama Power Plant","3098_G_2",3098,"G","2",2036,"Coal Steam","","PJM_West","Pennsylvania",42,"Washington",125,"42125",93,12755,1953,2012,"vertical","dry","N","Bituminous","Wet Scrubber",1975,83,90,"CM + LNB + OFA","SNCR","",2001,"ESPC + C + WS","ESPC + C + WS","No","","","",0.6,0.5056068289015095,0.5056068289015095,0.5056068289015095,0.5056068289015095,0.34,0.84,0.56,88,"","",""]
["Elrama Power Plant","3098_G_3",3098,"G","3",2037,"Coal Steam","","PJM_West","Pennsylvania",42,"Washington",125,"42125",103,12366,1954,2012,"vertical","dry","N","Bituminous","Wet Scrubber",1975,83,90,"CM + LNB + OFA","SNCR","",2001,"ESPC + C + WS","ESPC + C + WS","No","","","",0.6,0.5127515213328034,0.5127515213328034,0.5127515213328034,0.5127515213328034,0.34,0.84,0.56,88,"","",""]
["Elrama Power Plant","3098_G_4",3098,"G","4",2038,"Coal Steam","","PJM_West","Pennsylvania",42,"Washington",125,"42125",171,12108,1960,2012,"wall","dry","N","Bituminous","Wet Scrubber",1975,83,90,"LNB","SNCR","",2001,"ESPC + C + WS","ESPC + C + WS","No","","","",0.6,0.46834813486620736,0.46834813486620736,0.35806576198142587,0.35806576198142587,0.34,0.84,0.56,88,"","",""]
["Schuylkill Generating Station","3169_G_IC1",3169,"G","IC1","","Combustion Turbine","IC Engine","PJM_EMAC","Pennsylvania",42,"Philadelphia",101,"42101",2.7,12774,1967,2013,"","","N","Distillate Fuel Oil","","","","","","","","","","","","","","",0.6,2.3354529520972003,2.3354529520972003,2.3354529520972003,2.3354529520972003,"","","","","","",""]
["Eagle Mountain","3489_G_1",3489,"G","1","","O/G Steam","","ERC_REST","Texas",48,"Tarrant",439,"48439",115,10896,1954,2015,"","","N","Natural Gas, Residual Fuel Oil","","","","","","","","","","","","","","",1.1573272930232559,0.20162116327339683,0.20162116327339683,0.20162116327339683,0.20162116327339683,"","","","","","",""]
["Eagle Mountain","3489_G_2",3489,"G","2","","O/G Steam","","ERC_REST","Texas",48,"Tarrant",439,"48439",175,10896,1956,2015,"","","N","Natural Gas, Residual Fuel Oil","","","","","","","","","","","","","","",1.1573272930232559,0.20162116327339683,0.20162116327339683,0.20162116327339683,0.20162116327339683,"","","","","","",""]
["Eagle Mountain","3489_G_3",3489,"G","3","","O/G Steam","","ERC_REST","Texas",48,"Tarrant",439,"48439",375,10896,1971,2015,"","","N","Natural Gas","","","","","","","","","","","","","","",1.1573272930232559,0.20162116327339683,0.20162116327339683,0.20162116327339683,0.20162116327339683,"","","","","","",""]
["Morgan Creek","3492_G_5",3492,"G","5",2418,"O/G Steam","","ERC_WEST","Texas",48,"Mitchell",335,"48335",175,10896,1959,2015,"","","N","Natural Gas, Residual Fuel Oil","","","","","","","","","","","","","","",1.1573272930232559,0.20162116327339683,0.20162116327339683,0.20162116327339683,0.20162116327339683,"","","","","","",""]
["Morgan Creek","3492_G_6",3492,"G","6",2419,"O/G Steam","","ERC_WEST","Texas",48,"Mitchell",335,"48335",511,10896,1966,2015,"","","N","Natural Gas, Residual Fuel Oil","","","","","CM","","","","","","","","","",1.1573272930232559,0.14399196483367707,0.14399196483367707,0.14399196483367707,0.14399196483367707,"","","","","","",""]
["Morris Sheppard","3557_G_1",3557,"G","1","","Hydro","","ERC_REST","Texas",48,"Palo Pinto",363,"48363",12,0,1942,2015,"","","N","Hydro","","","","","","","","","","","","","","","",0,0,0,0,"","","","","","",""]
["Morris Sheppard","3557_G_2",3557,"G","2","","Hydro","","ERC_REST","Texas",48,"Palo Pinto",363,"48363",12,0,1942,2015,"","","N","Hydro","","","","","","","","","","","","","","","",0,0,0,0,"","","","","","",""]
["Bountiful City","3665_G_2",3665,"G","2","","Combustion Turbine","IC Engine","WECC_UT","Utah",49,"Davis",11,"49011",1.2,12774,1959,2015,"","","N","Natural Gas, Distillate Fuel Oil","","","","","","","","","","","","","","",0.85,2.0543300185532067,2.0543300185532067,2.0543300185532067,2.0543300185532067,"","","","","","",""]
["Bountiful City","3665_G_6",3665,"G","6","","Combustion Turbine","IC Engine","WECC_UT","Utah",49,"Davis",11,"49011",2.5,12774,1962,2015,"","","N","Natural Gas, Distillate Fuel Oil","","","","","","","","","","","","","","",0.85,2.0543300185532067,2.0543300185532067,2.0543300185532067,2.0543300185532067,"","","","","","",""]
["Prairie River","378_G_1",378,"G","1","","Hydro","","MIS_MNWI","Minnesota",27,"Itasca",61,"27061",0.3,0,1920,2015,"","","N","Hydro","","","","","","","","","","","","","","","",0,0,0,0,"","","","","","",""]
["Prairie River","378_G_2",378,"G","2","","Hydro","","MIS_MNWI","Minnesota",27,"Itasca",61,"27061",0.3,0,1920,2015,"","","N","Hydro","","","","","","","","","","","","","","","",0,0,0,0,"","","","","","",""]
["Chesapeake","3803_G_10",3803,"G","10","","Combustion Turbine","Combustion Turbine","PJM_Dom","Virginia",51,"Chesapeake",550,"51550",16,20917,1970,2011,"","","N","Distillate Fuel Oil","","","","","","","","","","","","","","",2.64,0.7653828280223779,0.7653828280223779,0.7653828280223779,0.7653828280223779,"","","","","","",""]
["Nine Mile","3869_G_1",3869,"G","1","","Hydro","","WECC_PNW","Washington",53,"Spokane",63,"53063",8.9,0,1910,2015,"","","N","Hydro","","","","","","","","","","","","","","","",0,0,0,0,"","","","","","",""]
["Wanapum","3888_G_2",3888,"G","2","","Hydro","","WECC_PNW","Washington",53,"Grant",25,"53025",97,0,1963,2012,"","","N","Hydro","","","","","","","","","","","","","","","",0,0,0,0,"","","","","","",""]
["Biron","3971_G_6",3971,"G","6","","Hydro","","MIS_WUMS","Wisconsin",55,"Wood",141,"55141",0.4,0,1896,2015,"","","N","Hydro","","","","","","","","","","","","","","","",0,0,0,0,"","","","","","",""]
["Wisconsin Rapids","3974_G_6",3974,"G","6","","Hydro","","MIS_WUMS","Wisconsin",55,"Wood",141,"55141",0.3,0,1903,2015,"","","N","Hydro","","","","","","","","","","","","","","","",0,0,0,0,"","","","","","",""]
["Wisconsin Rapids","3974_G_8",3974,"G","8","","Hydro","","MIS_WUMS","Wisconsin",55,"Wood",141,"55141",0.3,0,1903,2015,"","","N","Hydro","","","","","","","","","","","","","","","",0,0,0,0,"","","","","","",""]
["Union Carbide Seadrift Cogen","50150_G_IGT",50150,"G","IGT","","Combined Cycle","","ERC_REST","Texas",48,"Calhoun",57,"48057",12,9714,1969,2015,"","","N","Natural Gas","","","","","","","","","","","","","","","",0.25592513171924164,0.25592513171924164,0.25592513171924164,0.25592513171924164,"","","","","","",""]
["Porterdale Hydro","50242_G_TB-1",50242,"G","TB-1","","Hydro","","S_SOU","Georgia",13,"Newton",217,"13217",0.7,0,1982,2015,"","","N","Hydro","","","","","","","","","","","","","","","",0,0,0,0,"","","","","","",""]
["Porterdale Hydro","50242_G_TB-2",50242,"G","TB-2","","Hydro","","S_SOU","Georgia",13,"Newton",217,"13217",0.7,0,1982,2015,"","","N","Hydro","","","","","","","","","","","","","","","",0,0,0,0,"","","","","","",""]
["TXU Sweetwater Generating Plant","50615_G_GT01",50615,"G","GT01",9205,"Combined Cycle","","ERC_WEST","Texas",48,"Nolan",353,"48353",41,10320,1989,2009,"","","Y","Natural Gas","","","","","STM","","","","","","","","","","",0.14054600938967135,0.14054600938967135,0.14054600938967135,0.14054600938967135,"","","","","","",""]
["TXU Sweetwater Generating Plant","50615_G_GT02",50615,"G","GT02",9206,"Combined Cycle","","ERC_WEST","Texas",48,"Nolan",353,"48353",86,10320,1989,2009,"","","N","Natural Gas","","","","","STM","","","","","","","","","","",0.14054600938967135,0.14054600938967135,0.14054600938967135,0.14054600938967135,"","","","","","",""]
["TXU Sweetwater Generating Plant","50615_G_GT03",50615,"G","GT03",9207,"Combined Cycle","","ERC_WEST","Texas",48,"Nolan",353,"48353",86,10320,1989,2009,"","","N","Natural Gas","","","","","STM","","","","","","","","","","",0.14054600938967135,0.14054600938967135,0.14054600938967135,0.14054600938967135,"","","","","","",""]
["Lilliwaup Falls Generating","50700_G_4735",50700,"G","4735","","Hydro","","WECC_PNW","Washington",53,"Mason",45,"53045",0.2,0,1986,2015,"","","N","Hydro","","","","","","","","","","","","","","","",0,0,0,0,"","","","","","",""]
["Lilliwaup Falls Generating","50700_G_4736",50700,"G","4736","","Hydro","","WECC_PNW","Washington",53,"Mason",45,"53045",0.2,0,1986,2015,"","","N","Hydro","","","","","","","","","","","","","","","",0,0,0,0,"","","","","","",""]
["Lilliwaup Falls Generating","50700_G_4737",50700,"G","4737","","Hydro","","WECC_PNW","Washington",53,"Mason",45,"53045",0.2,0,1986,2015,"","","N","Hydro","","","","","","","","","","","","","","","",0,0,0,0,"","","","","","",""]
["Lilliwaup Falls Generating","50700_G_4738",50700,"G","4738","","Hydro","","WECC_PNW","Washington",53,"Mason",45,"53045",0.2,0,1986,2015,"","","N","Hydro","","","","","","","","","","","","","","","",0,0,0,0,"","","","","","",""]
["Lilliwaup Falls Generating","50700_G_4739",50700,"G","4739","","Hydro","","WECC_PNW","Washington",53,"Mason",45,"53045",0.2,0,1986,2015,"","","N","Hydro","","","","","","","","","","","","","","","",0,0,0,0,"","","","","","",""]
["Lilliwaup Falls Generating","50700_G_4740",50700,"G","4740","","Hydro","","WECC_PNW","Washington",53,"Mason",45,"53045",0.2,0,1986,2015,"","","N","Hydro","","","","","","","","","","","","","","","",0,0,0,0,"","","","","","",""]
["Lilliwaup Falls Generating","50700_G_4741",50700,"G","4741","","Hydro","","WECC_PNW","Washington",53,"Mason",45,"53045",0.2,0,1986,2015,"","","N","Hydro","","","","","","","","","","","","","","","",0,0,0,0,"","","","","","",""]
["Steamboat 1","50763_G_OE11",50763,"G","OE11","","Geothermal","","WECC_NNV","Nevada",32,"Washoe",31,"32031",0.9,9760,1986,2015,"","","N","Geothermal","","","","","","","","","","","","","","","",0,0,0,0,0.4563,0.4563,0.4563,"","","",""]
["Steamboat 1","50763_G_OE12",50763,"G","OE12","","Geothermal","","WECC_NNV","Nevada",32,"Washoe",31,"32031",0.9,9760,1986,2015,"","","N","Geothermal","","","","","","","","","","","","","","","",0,0,0,0,0.4563,0.4563,0.4563,"","","",""]
["Steamboat 1","50763_G_OE13",50763,"G","OE13","","Geothermal","","WECC_NNV","Nevada",32,"Washoe",31,"32031",0.9,9760,1986,2015,"","","N","Geothermal","","","","","","","","","","","","","","","",0,0,0,0,0.4563,0.4563,0.4563,"","","",""]
["Steamboat 1","50763_G_OE14",50763,"G","OE14","","Geothermal","","WECC_NNV","Nevada",32,"Washoe",31,"32031",0.9,9760,1986,2015,"","","N","Geothermal","","","","","","","","","","","","","","","",0,0,0,0,0.4563,0.4563,0.4563,"","","",""]
["Steamboat 1","50763_G_OE21",50763,"G","OE21","","Geothermal","","WECC_NNV","Nevada",32,"Washoe",31,"32031",0.9,9760,1986,2015,"","","N","Geothermal","","","","","","","","","","","","","","","",0,0,0,0,0.4563,0.4563,0.4563,"","","",""]
["Steamboat 1","50763_G_OE22",50763,"G","OE22","","Geothermal","","WECC_NNV","Nevada",32,"Washoe",31,"32031",0.9,9760,1986,2015,"","","N","Geothermal","","","","","","","","","","","","","","","",0,0,0,0,0.4563,0.4563,0.4563,"","","",""]
["Steamboat 1","50763_G_OE23",50763,"G","OE23","","Geothermal","","WECC_NNV","Nevada",32,"Washoe",31,"32031",0.9,9760,1986,2015,"","","N","Geothermal","","","","","","","","","","","","","","","",0,0,0,0,0.4563,0.4563,0.4563,"","","",""]
["Ivy River Hydro","50890_G_GEN1",50890,"G","GEN1","","Hydro","","S_VACA","North Carolina",37,"Madison",115,"37115",0.2,0,1985,2015,"","","N","Hydro","","","","","","","","","","","","","","","",0,0,0,0,"","","","","","",""]
["Ivy River Hydro","50890_G_GEN2",50890,"G","GEN2","","Hydro","","S_VACA","North Carolina",37,"Madison",115,"37115",0.2,0,1985,2015,"","","N","Hydro","","","","","","","","","","","","","","","",0,0,0,0,"","","","","","",""]
["Ivy River Hydro","50890_G_GEN3",50890,"G","GEN3","","Hydro","","S_VACA","North Carolina",37,"Madison",115,"37115",0.2,0,1985,2015,"","","N","Hydro","","","","","","","","","","","","","","","",0,0,0,0,"","","","","","",""]
["Ivy River Hydro","50890_G_GEN4",50890,"G","GEN4","","Hydro","","S_VACA","North Carolina",37,"Madison",115,"37115",0.2,0,1985,2015,"","","N","Hydro","","","","","","","","","","","","","","","",0,0,0,0,"","","","","","",""]
["Ivy River Hydro","50890_G_GEN5",50890,"G","GEN5","","Hydro","","S_VACA","North Carolina",37,"Madison",115,"37115",0.2,0,1985,2015,"","","N","Hydro","","","","","","","","","","","","","","","",0,0,0,0,"","","","","","",""]
["Ivy River Hydro","50890_G_GEN6",50890,"G","GEN6","","Hydro","","S_VACA","North Carolina",37,"Madison",115,"37115",0.2,0,1985,2015,"","","N","Hydro","","","","","","","","","","","","","","","",0,0,0,0,"","","","","","",""]
["Herkimer","52057_G_01",52057,"G","01","","Hydro","","NY_Z_C&E","New York",36,"Herkimer",43,"36043",0.1,0,1987,2015,"","","N","Hydro","","","","","","","","","","","","","","","",0,0,0,0,"","","","","","",""]
["Herkimer","52057_G_02",52057,"G","02","","Hydro","","NY_Z_C&E","New York",36,"Herkimer",43,"36043",0.1,0,1987,2015,"","","N","Hydro","","","","","","","","","","","","","","","",0,0,0,0,"","","","","","",""]
["Herkimer","52057_G_03",52057,"G","03","","Hydro","","NY_Z_C&E","New York",36,"Herkimer",43,"36043",0.1,0,1987,2015,"","","N","Hydro","","","","","","","","","","","","","","","",0,0,0,0,"","","","","","",""]
["Herkimer","52057_G_04",52057,"G","04","","Hydro","","NY_Z_C&E","New York",36,"Herkimer",43,"36043",0.1,0,1987,2015,"","","N","Hydro","","","","","","","","","","","","","","","",0,0,0,0,"","","","","","",""]
["Steamboat 1A Power Plant","52138_G_DE32",52138,"G","DE32","","Geothermal","","WECC_NNV","Nevada",32,"Washoe",31,"32031",0.9,9760,1988,2015,"","","N","Geothermal","","","","","","","","","","","","","","","",0,0,0,0,0.4563,0.4563,0.4563,"","","",""]
["Yuma","524_G_3",524,"G","3","","Combustion Turbine","IC Engine","WECC_CO","Colorado",8,"Yuma",125,"08125",0.2,12774,1938,2015,"","","N","Distillate Fuel Oil","","","","","","","","","","","","","","",1.2,2.3354529520972003,2.3354529520972003,2.3354529520972003,2.3354529520972003,"","","","","","",""]
["Wythe Park Power Petersburg Plant","54045_G_1",54045,"G","1","","Fossil Waste","","PJM_Dom","Virginia",51,"Petersburg",730,"51730",3,10745,1989,2013,"","","N","Fossil Waste","","","","","","","","","","","","","","",2.64,0.08560208286506267,0.08560208286506267,0.08560208286506267,0.08560208286506267,"","","","","","",""]
["Upper Androscoggin","54202_G_2",54202,"G","2","","Hydro","","NENG_ME","Maine",23,"Androscoggin",1,"23001",0.5,0,1920,2015,"","","N","Hydro","","","","","","","","","","","","","","","",0,0,0,0,"","","","","","",""]
["Alvarado Hydro Facility","54242_G_AHF",54242,"G","AHF","","Hydro","","WEC_SDGE","California",6,"San Diego",73,"06073",1.4,0,1985,2015,"","","N","Hydro","","","","","","","","","","","","","","","",0,0,0,0,"","","","","","",""]
["CTV Power Purchase Contract Trust","54300_G_SX1S",54300,"G","SX1S","","Wind","","WECC_SCE","California",6,"Kern",29,"06029",0.1,0,1985,2015,"","","N","Wind","","","","","","","","","","","","","","","",0,0,0,0,"","","","","","",""]
["Berlin Gorham","54639_G_GOR1",54639,"G","GOR1","","Hydro","","NENGREST","New Hampshire",33,"Coos",7,"33007",1.2,0,1920,2015,"","","N","Hydro","","","","","","","","","","","","","","","",0,0,0,0,"","","","","","",""]
["Small Hydro of Texas","55000_G_01",55000,"G","01","","Hydro","","ERC_REST","Texas",48,"DeWitt",123,"48123",0.4,0,1992,2015,"","","N","Hydro","","","","","","","","","","","","","","","",0,0,0,0,"","","","","","",""]
["Small Hydro of Texas","55000_G_02",55000,"G","02","","Hydro","","ERC_REST","Texas",48,"DeWitt",123,"48123",0.4,0,1993,2015,"","","N","Hydro","","","","","","","","","","","","","","","",0,0,0,0,"","","","","","",""]
["Small Hydro of Texas","55000_G_03",55000,"G","03","","Hydro","","ERC_REST","Texas",48,"DeWitt",123,"48123",0.4,0,1993,2015,"","","N","Hydro","","","","","","","","","","","","","","","",0,0,0,0,"","","","","","",""]
["Biodyne Pontiac","55054_G_1",55054,"G","1","","Landfill Gas","","MIS_IL","Illinois",17,"Livingston",105,"17105",4.2,19311,1999,2015,"","","N","Landfill Gas","","","","","","","","","","","","","","","",0.04394744404747715,0.04394744404747715,0.04394744404747715,0.04394744404747715,"","","","","","",""]
["Biodyne Pontiac","55054_G_3",55054,"G","3","","Landfill Gas","","MIS_IL","Illinois",17,"Livingston",105,"17105",4.2,19311,1999,2015,"","","N","Landfill Gas","","","","","","","","","","","","","","","",0.04394744404747715,0.04394744404747715,0.04394744404747715,0.04394744404747715,"","","","","","",""]
["Biodyne Pontiac","55054_G_GEN2",55054,"G","GEN2","","Landfill Gas","","MIS_IL","Illinois",17,"Livingston",105,"17105",4.2,19311,2000,2015,"","","N","Landfill Gas","","","","","","","","","","","","","","","",0.04394744404747715,0.04394744404747715,0.04394744404747715,0.04394744404747715,"","","","","","",""]
["Biodyne Peoria","55057_G_001",55057,"G","001","","Landfill Gas","","MIS_IL","Illinois",17,"Peoria",143,"17143",0.8,13500,1997,2015,"","","N","Landfill Gas","","","","","","","","","","","","","","","",0.04394744404747715,0.04394744404747715,0.04394744404747715,0.04394744404747715,"","","","","","",""]
["Biodyne Peoria","55057_G_002",55057,"G","002","","Landfill Gas","","MIS_IL","Illinois",17,"Peoria",143,"17143",0.8,13500,1997,2015,"","","N","Landfill Gas","","","","","","","","","","","","","","","",0.04394744404747715,0.04394744404747715,0.04394744404747715,0.04394744404747715,"","","","","","",""]
["Biodyne Peoria","55057_G_004",55057,"G","004","","Landfill Gas","","MIS_IL","Illinois",17,"Peoria",143,"17143",0.8,13500,1997,2015,"","","N","Landfill Gas","","","","","","","","","","","","","","","",0.04394744404747715,0.04394744404747715,0.04394744404747715,0.04394744404747715,"","","","","","",""]
["Biodyne Peoria","55057_G_005",55057,"G","005","","Landfill Gas","","MIS_IL","Illinois",17,"Peoria",143,"17143",0.8,13500,1997,2015,"","","N","Landfill Gas","","","","","","","","","","","","","","","",0.04394744404747715,0.04394744404747715,0.04394744404747715,0.04394744404747715,"","","","","","",""]
["Biodyne Lyons","55060_G_001",55060,"G","001","","Landfill Gas","","PJM_COMD","Illinois",17,"Cook",31,"17031",0.9,13500,1997,2015,"","","N","Landfill Gas","","","","","","","","","","","","","","","",0.04394744404747715,0.04394744404747715,0.04394744404747715,0.04394744404747715,"","","","","","",""]
["Biodyne Lyons","55060_G_002",55060,"G","002","","Landfill Gas","","PJM_COMD","Illinois",17,"Cook",31,"17031",0.9,13500,1997,2015,"","","N","Landfill Gas","","","","","","","","","","","","","","","",0.04394744404747715,0.04394744404747715,0.04394744404747715,0.04394744404747715,"","","","","","",""]
["Biodyne Lyons","55060_G_004",55060,"G","004","","Landfill Gas","","PJM_COMD","Illinois",17,"Cook",31,"17031",0.9,13500,1997,2015,"","","N","Landfill Gas","","","","","","","","","","","","","","","",0.04394744404747715,0.04394744404747715,0.04394744404747715,0.04394744404747715,"","","","","","",""]
["New Albany Energy Facility","55080_G_1",55080,"G","1","","Combustion Turbine","Combustion Turbine","S_C_TVA","Mississippi",28,"Union",145,"28145",60,14384,1999,2015,"","","N","Natural Gas","","","","","","","","","","","","","","",4.8,0.05946663521647439,0.05946663521647439,0.05946663521647439,0.05946663521647439,"","","","","","",""]
["New Albany Energy Facility","55080_G_2",55080,"G","2","","Combustion Turbine","Combustion Turbine","S_C_TVA","Mississippi",28,"Union",145,"28145",60,14384,1999,2015,"","","N","Natural Gas","","","","","","","","","","","","","","",4.8,0.05946663521647439,0.05946663521647439,0.05946663521647439,0.05946663521647439,"","","","","","",""]
["New Albany Energy Facility","55080_G_3",55080,"G","3","","Combustion Turbine","Combustion Turbine","S_C_TVA","Mississippi",28,"Union",145,"28145",60,14384,1999,2015,"","","N","Natural Gas","","","","","","","","","","","","","","",4.8,0.05946663521647439,0.05946663521647439,0.05946663521647439,0.05946663521647439,"","","","","","",""]
["New Albany Energy Facility","55080_G_4",55080,"G","4","","Combustion Turbine","Combustion Turbine","S_C_TVA","Mississippi",28,"Union",145,"28145",60,14384,1999,2015,"","","N","Natural Gas","","","","","","","","","","","","","","",4.8,0.05946663521647439,0.05946663521647439,0.05946663521647439,0.05946663521647439,"","","","","","",""]
["New Albany Energy Facility","55080_G_5",55080,"G","5","","Combustion Turbine","Combustion Turbine","S_C_TVA","Mississippi",28,"Union",145,"28145",60,14384,1999,2015,"","","N","Natural Gas","","","","","","","","","","","","","","",4.8,0.05946663521647439,0.05946663521647439,0.05946663521647439,0.05946663521647439,"","","","","","",""]
["New Albany Energy Facility","55080_G_6",55080,"G","6","","Combustion Turbine","Combustion Turbine","S_C_TVA","Mississippi",28,"Union",145,"28145",60,14384,1999,2015,"","","N","Natural Gas","","","","","","","","","","","","","","",4.8,0.05946663521647439,0.05946663521647439,0.05946663521647439,0.05946663521647439,"","","","","","",""]
["Balefill LFG Project","55159_G_UNT1",55159,"G","UNT1","","Landfill Gas","","PJM_EMAC","New Jersey",34,"BERGEN",3,"34003",0.1,13500,1998,2010,"","","N","Landfill Gas","","","","","","","","","","","","","","","",0.04394744404747715,0.04394744404747715,0.04394744404747715,0.04394744404747715,"","","","","","",""]
["Balefill LFG Project","55159_G_UNT2",55159,"G","UNT2","","Landfill Gas","","PJM_EMAC","New Jersey",34,"BERGEN",3,"34003",0.1,13500,1998,2010,"","","N","Landfill Gas","","","","","","","","","","","","","","","",0.04394744404747715,0.04394744404747715,0.04394744404747715,0.04394744404747715,"","","","","","",""]
["Washington Parish Energy Center","55486_G_CTG1",55486,"G","CTG1","","Combined Cycle","","S_D_AMSO","Louisiana",22,"Washington",117,"22117",172,7050,2015,2015,"","","N","Natural Gas","","","","","","","","","","","","","","","",0.05,0.05,0.05,0.05,"","","","","","",""]
["Washington Parish Energy Center","55486_G_CTG2",55486,"G","CTG2","","Combined Cycle","","S_D_AMSO","Louisiana",22,"Washington",117,"22117",172,7050,2015,2015,"","","N","Natural Gas","","","","","","","","","","","","","","","",0.05,0.05,0.05,0.05,"","","","","","",""]
["Washington Parish Energy Center","55486_G_ST1",55486,"G","ST1","","Combined Cycle","","S_D_AMSO","Louisiana",22,"Washington",117,"22117",215,7050,2015,2015,"","","N","Natural Gas","","","","","","","","","","","","","","","",0.05,0.05,0.05,0.05,"","","","","","",""]
["Bluebonnet","55552_G_UNT2",55552,"G","UNT2","","Landfill Gas","","ERC_REST","Texas",48,"Harris",201,"48201",1,13500,2003,2015,"","","N","Landfill Gas","","","","","","","","","","","","","","","",0.04394744404747715,0.04394744404747715,0.04394744404747715,0.04394744404747715,"","","","","","",""]
["Binghamton Cogen","55600_G_1",55600,"G","1",10131,"Combustion Turbine","Combustion Turbine","NY_Z_C&E","New York",36,"Broome",7,"36007",42,9519,1992,2012,"","","Y","Natural Gas, Distillate Fuel Oil","","","","","STM","","","","","","","","","",1.052964094,0.430700319,0.430700319,0.430700319,0.430700319,"","","","","","",""]
["HMDC Kingsland Landfill","55604_G_UNT1",55604,"G","UNT1","","Landfill Gas","","PJM_EMAC","New Jersey",34,"BERGEN",3,"34003",0.1,13500,1999,2010,"","","N","Landfill Gas","","","","","","","","","","","","","","","",0.04394744404747715,0.04394744404747715,0.04394744404747715,0.04394744404747715,"","","","","","",""]
["HMDC Kingsland Landfill","55604_G_UNT2",55604,"G","UNT2","","Landfill Gas","","PJM_EMAC","New Jersey",34,"BERGEN",3,"34003",0.1,13500,1999,2010,"","","N","Landfill Gas","","","","","","","","","","","","","","","",0.04394744404747715,0.04394744404747715,0.04394744404747715,0.04394744404747715,"","","","","","",""]
["HMDC Kingsland Landfill","55604_G_UNT3",55604,"G","UNT3","","Landfill Gas","","PJM_EMAC","New Jersey",34,"BERGEN",3,"34003",0.1,13500,2002,2010,"","","N","Landfill Gas","","","","","","","","","","","","","","","",0.04394744404747715,0.04394744404747715,0.04394744404747715,0.04394744404747715,"","","","","","",""]
["Dunbarton Energy Partners LP","55779_G_MA1",55779,"G","MA1","","Landfill Gas","","NENGREST","New Hampshire",33,"Hillsborough",11,"33011",0.6,13500,1988,2012,"","","N","Landfill Gas","","","","","","","","","","","","","","",0.069,0.04394744404747715,0.04394744404747715,0.04394744404747715,0.04394744404747715,"","","","","","",""]
["Dunbarton Energy Partners LP","55779_G_MA2",55779,"G","MA2","","Landfill Gas","","NENGREST","New Hampshire",33,"Hillsborough",11,"33011",0.6,25829,1988,2012,"","","N","Landfill Gas","","","","","","","","","","","","","","",0.069,0.04394744404747715,0.04394744404747715,0.04394744404747715,0.04394744404747715,"","","","","","",""]
["Alliant SBD 9801 Aegon Martha's Way","56072_G_01",56072,"G","01","","Combustion Turbine","IC Engine","MIS_IA","Iowa",19,"Linn",113,"19113",1,11067,1998,2012,"","","N","Distillate Fuel Oil","","","","","","","","","","","","","","",2.5,2.3354529520972003,2.3354529520972003,2.3354529520972003,2.3354529520972003,"","","","","","",""]
["Groveton Paper Board","56140_G_TUR1",56140,"G","TUR1","","Combustion Turbine","Combustion Turbine","NENGREST","New Hampshire",33,"Coos",7,"33007",4,12724,2001,2015,"","","Y","Natural Gas, Distillate Fuel Oil","","","","","","","","","","","","","","",1.052964094,0.18366846931454198,0.18366846931454198,0.18366846931454198,0.18366846931454198,"","","","","","",""]
["Groveton Paper Board","56140_G_TUR2",56140,"G","TUR2","","Combustion Turbine","Combustion Turbine","NENGREST","New Hampshire",33,"Coos",7,"33007",4,12724,2001,2015,"","","Y","Natural Gas, Distillate Fuel Oil","","","","","","","","","","","","","","",1.052964094,0.18366846931454198,0.18366846931454198,0.18366846931454198,0.18366846931454198,"","","","","","",""]
["Holcomb Rock","56314_G_HG2",56314,"G","HG2","","Hydro","","PJM_West","Virginia",51,"Lynchburg",680,"51680",0.2,0,1920,2015,"","","N","Hydro","","","","","","","","","","","","","","","",0,0,0,0,"","","","","","",""]
["Western Renewable Energy","56358_G_1",56358,"G","1","","Biomass","","WECC_AZ","Arizona",4,"APACHE",1,"04001",2.5,24604,2004,2015,"","","N","Biomass","","","","","","","","","","","","","","","",0.22926295483445053,0.22926295483445053,0.22926295483445053,0.22926295483445053,"","","","","","",""]
["Swift 2","6265_G_21",6265,"G","21","","Hydro","","WECC_PNW","Washington",53,"Cowlitz",15,"53015",34,0,1959,2015,"","","N","Hydro","","","","","","","","","","","","","","","",0,0,0,0,"","","","","","",""]
["Crystal River","628_G_3",628,"G","3","","Nuclear","","FRCC","Florida",12,"Citrus",17,"12017",1028,10460,1977,2013,"","","N","Nuclear Fuel","","","","","","","","","","","","","","","",0,0,0,0,"","","","","","",""]
["Tangier","6390_G_3",6390,"G","3","","Combustion Turbine","IC Engine","PJM_EMAC","Virginia",51,"Accomack",1,"51001",0.6,12774,1974,2015,"","","N","Distillate Fuel Oil","","","","","","","","","","","","","","",2.64,2.3354529520972003,2.3354529520972003,2.3354529520972003,2.3354529520972003,"","","","","","",""]
["Tangier","6390_G_4",6390,"G","4","","Combustion Turbine","IC Engine","PJM_EMAC","Virginia",51,"Accomack",1,"51001",0.8,12774,1974,2015,"","","N","Distillate Fuel Oil","","","","","","","","","","","","","","",2.64,2.3354529520972003,2.3354529520972003,2.3354529520972003,2.3354529520972003,"","","","","","",""]
["San Francisquito 2","6480_G_1",6480,"G","1","","Hydro","","WEC_LADW","California",6,"Los Angeles",37,"06037",14.5,0,1920,2015,"","","N","Hydro","","","","","","","","","","","","","","","",0,0,0,0,"","","","","","",""]
["Berlin","6565_G_3A",6565,"G","3A","","Combustion Turbine","IC Engine","PJM_EMAC","Maryland",24,"Worcester",47,"24047",1.8,12774,1999,2015,"","","N","Distillate Fuel Oil","","","","","","","","","","","","","","",0.3,2.3354529520972003,2.3354529520972003,2.3354529520972003,2.3354529520972003,"","","","","","",""]
["G W Ivey","665_G_18",665,"G","18","","Combustion Turbine","IC Engine","FRCC","Florida",12,"Miami-Dade",86,"12086",8,12774,1975,2015,"","","N","Natural Gas, Distillate Fuel Oil","","","","","","","","","","","","","","",0.8,2.0543300185532067,2.0543300185532067,2.0543300185532067,2.0543300185532067,"","","","","","",""]
["Kewaunee","8024_G_1",8024,"G","1","","Nuclear","","MIS_WUMS","Wisconsin",55,"Kewaunee",61,"55061",566,10460,1974,2013,"","","N","Nuclear Fuel","","","","","","","","","","","","","","","",0,0,0,0,"","","","","","",""]
["Montgomery","8025_G_1",8025,"G","1",89986,"Combustion Turbine","Combustion Turbine","MIS_IA","Minnesota",27,"Le Sueur",79,"27079",20.6,25000,1974,2012,"","","N","Distillate Fuel Oil","","","","","","","","","","","","","","","",0.7653828280223779,0.7653828280223779,0.7653828280223779,0.7653828280223779,"","","","","","",""]
["Thousand Springs","820_G_1",820,"G","1","","Hydro","","WECC_ID","Idaho",16,"Gooding",47,"16047",0.8,0,1912,2015,"","","N","Hydro","","","","","","","","","","","","","","","",0,0,0,0,"","","","","","",""]
["Thousand Springs","820_G_2",820,"G","2","","Hydro","","WECC_ID","Idaho",16,"Gooding",47,"16047",0.8,0,1912,2015,"","","N","Hydro","","","","","","","","","","","","","","","",0,0,0,0,"","","","","","",""]
["Glen Gardner","8227_G_1",8227,"G","1","","Combustion Turbine","Combustion Turbine","PJM_EMAC","New Jersey",34,"Hunterdon",19,"34019",20,25000,1971,2015,"","","N","Natural Gas, Distillate Fuel Oil","","","","","","","","","","","","","","",0.25,0.088,0.088,0.088,0.088,"","","","","","",""]
["Glen Gardner","8227_G_2",8227,"G","2","","Combustion Turbine","Combustion Turbine","PJM_EMAC","New Jersey",34,"Hunterdon",19,"34019",20,25000,1971,2015,"","","N","Natural Gas, Distillate Fuel Oil","","","","","","","","","","","","","","",0.25,0.088,0.088,0.088,0.088,"","","","","","",""]
["Glen Gardner","8227_G_3",8227,"G","3","","Combustion Turbine","Combustion Turbine","PJM_EMAC","New Jersey",34,"Hunterdon",19,"34019",20,25000,1971,2015,"","","N","Natural Gas, Distillate Fuel Oil","","","","","","","","","","","","","","",0.25,0.088,0.088,0.088,0.088,"","","","","","",""]
["Glen Gardner","8227_G_4",8227,"G","4","","Combustion Turbine","Combustion Turbine","PJM_EMAC","New Jersey",34,"Hunterdon",19,"34019",20,25000,1971,2015,"","","N","Natural Gas, Distillate Fuel Oil","","","","","","","","","","","","","","",0.25,0.088,0.088,0.088,0.088,"","","","","","",""]
["Glen Gardner","8227_G_5",8227,"G","5","","Combustion Turbine","Combustion Turbine","PJM_EMAC","New Jersey",34,"Hunterdon",19,"34019",20,25000,1971,2015,"","","N","Natural Gas, Distillate Fuel Oil","","","","","","","","","","","","","","",0.25,0.088,0.088,0.088,0.088,"","","","","","",""]
["Glen Gardner","8227_G_6",8227,"G","6","","Combustion Turbine","Combustion Turbine","PJM_EMAC","New Jersey",34,"Hunterdon",19,"34019",20,25000,1971,2015,"","","N","Natural Gas, Distillate Fuel Oil","","","","","","","","","","","","","","",0.25,0.088,0.088,0.088,0.088,"","","","","","",""]
["Glen Gardner","8227_G_7",8227,"G","7","","Combustion Turbine","Combustion Turbine","PJM_EMAC","New Jersey",34,"Hunterdon",19,"34019",20,25000,1971,2015,"","","N","Natural Gas, Distillate Fuel Oil","","","","","","","","","","","","","","",0.25,0.088,0.088,0.088,0.088,"","","","","","",""]
["Glen Gardner","8227_G_8",8227,"G","8","","Combustion Turbine","Combustion Turbine","PJM_EMAC","New Jersey",34,"Hunterdon",19,"34019",20,25000,1971,2015,"","","N","Natural Gas, Distillate Fuel Oil","","","","","","","","","","","","","","",0.25,0.088,0.088,0.088,0.088,"","","","","","",""]
["Vermilion","897_G_3",897,"G","3","","Combustion Turbine","Combustion Turbine","MIS_IL","Illinois",17,"Vermilion",183,"17183",10,17662,1967,2011,"","","N","Distillate Fuel Oil","","","","","","","","","","","","","","",1,1.1998507655792785,1.1998507655792785,1.1998507655792785,1.1998507655792785,"","","","","","",""]
["Venice","913_G_GT1",913,"G","GT1",9273,"Combustion Turbine","Combustion Turbine","MIS_MO","Illinois",17,"Madison",119,"17119",26,17662,1967,2015,"","","N","Distillate Fuel Oil","","","","","","","","","","","","","","",0.28,1.1998507655792785,1.1998507655792785,1.1998507655792785,1.1998507655792785,"","","","","","",""]
["ACE Cogeneration Facility","10002_B_CFB",10002,"B","CFB","","Coal Steam","","WECC_SCE","California",6,"San Bernardino",71,"06071",101,10581,1990,2015,"FBC","dry","Y","Bituminous","Reagent Injection","",91.6,91.6,"CF + NH3","SNCR","",2000,"B","B","","","","",0.526482047,0.2658644901902464,0.2658644901902464,0.2658644901902464,0.2658644901902464,0.05,0.43,0.43,95,"","",""]
["R Gallagher","1008_B_1",1008,"B","1",716,"Coal Steam","","MIS_INKY","Indiana",18,"Floyd",43,"18043",140,11164,1959,2012,"wall","dry","N","Bituminous","","","","","LNBO","","","","B","B","","","","",4.7,0.3628174197070376,0.3628174197070376,0.3628174197070376,0.3628174197070376,0.11,0.27,1,"","","",""]
["R Gallagher","1008_B_3",1008,"B","3",718,"Coal Steam","","MIS_INKY","Indiana",18,"Floyd",43,"18043",140,11108,1960,2012,"wall","dry","N","Bituminous","","","","","LNBO","","","","B","B","","","","",4.7,0.3503308638295427,0.3503308638295427,0.3503308638295427,0.3503308638295427,0.11,0.27,1,"","","",""]
["Wabash River","1010_B_2",1010,"B","2",721,"Coal Steam","","MIS_INKY","Indiana",18,"Vigo",167,"18167",85,10571,1953,2014,"wall","dry","N","Bituminous","","","","","LNBO","","","","ESPC","ESPC + B","No","","","",4.04,0.37093433616351285,0.37093433616351285,0.37093433616351285,0.37093433616351285,0.2,0.75,1,"","","",""]
["Wabash River","1010_B_3",1010,"B","3",722,"Coal Steam","","MIS_INKY","Indiana",18,"Vigo",167,"18167",85,10514,1954,2014,"wall","dry","N","Bituminous","","","","","LNBO","","","","ESPC","ESPC","Yes","","","",4.04,0.37160832748964856,0.37160832748964856,0.37160832748964856,0.37160832748964856,0.64,0.97,1,"","","",""]
["Wabash River","1010_B_4",1010,"B","4",723,"Coal Steam","","MIS_INKY","Indiana",18,"Vigo",167,"18167",85,10412,1955,2014,"wall","dry","N","Bituminous","","","","","LNBO","","","","ESPC","ESPC + B","No","","","",4.04,0.3541733437083843,0.3541733437083843,0.3541733437083843,0.3541733437083843,0.2,0.75,1,"","","",""]
["Wabash River","1010_B_5",1010,"B","5",724,"Coal Steam","","MIS_INKY","Indiana",18,"Vigo",167,"18167",95,10598,1956,2014,"wall","dry","N","Bituminous","","","","","LNBO","","","","ESPC","ESPC","No","","","",4.04,0.37734936130532376,0.37734936130532376,0.37734936130532376,0.37734936130532376,0.64,0.97,1,"","","",""]
["Worcester Energy","10165_B_1",10165,"B","1","","Biomass","","NENG_ME","Maine",23,"Washington",29,"23029",5.7,18746,1989,2015,"","","N","Biomass","","","","","CF + FR + OFA","","","","","","","","","","",0.22926295483445053,0.22926295483445053,0.22926295483445053,0.22926295483445053,"","","","","","",""]
["Worcester Energy","10165_B_2",10165,"B","2","","Biomass","","NENG_ME","Maine",23,"Washington",29,"23029",5.7,18746,1989,2015,"","","N","Biomass","","","","","CF + FR + OFA","","","","","","","","","","",0.22926295483445053,0.22926295483445053,0.22926295483445053,0.22926295483445053,"","","","","","",""]
["Worcester Energy","10165_B_3",10165,"B","3","","Biomass","","NENG_ME","Maine",23,"Washington",29,"23029",5.7,18746,1989,2015,"","","N","Biomass","","","","","CF + FR + OFA","","","","","","","","","","",0.22926295483445053,0.22926295483445053,0.22926295483445053,0.22926295483445053,"","","","","","",""]
["East Third Street Power Plant","10367_B_CB1302",10367,"B","CB1302","","Coal Steam","","WEC_CALN","California",6,"Contra Costa",13,"06013",18.7,11573,1990,2012,"FBC","dry","N","Petroleum Coke","Reagent Injection","",99,99,"CF","","","","B","B","","","","",0.79,0.23319862607896832,0.23319862607896832,0.23319862607896832,0.23319862607896832,0.05,0.43,0.43,95,95,"",""]
["Loveridge Road Power Plant","10368_B_CB1302",10368,"B","CB1302","","Coal Steam","","WEC_CALN","California",6,"Contra Costa",13,"06013",18,11523,1989,2012,"FBC","dry","N","Petroleum Coke","Reagent Injection","",99,99,"CF","","","","B","B","","","","",0.79,0.23319862607896832,0.23319862607896832,0.23319862607896832,0.23319862607896832,0.05,0.43,0.43,95,95,"",""]
["Wilbur West Power Plant","10369_B_CB1302",10369,"B","CB1302","","Coal Steam","","WEC_CALN","California",6,"Contra Costa",13,"06013",18.2,11603,1990,2012,"FBC","dry","N","Petroleum Coke","Reagent Injection","",99,99,"CF","","","","B","B","","","","",0.79,0.23319862607896832,0.23319862607896832,0.23319862607896832,0.23319862607896832,0.05,0.43,0.43,95,95,"",""]
["Wilbur East Power Plant","10370_B_CB1302",10370,"B","CB1302","","Coal Steam","","WEC_CALN","California",6,"Contra Costa",13,"06013",18.1,11653,1989,2012,"FBC","dry","N","Petroleum Coke","Reagent Injection","",99,99,"CF","","","","B","B","","","","",0.79,0.23319862607896832,0.23319862607896832,0.23319862607896832,0.23319862607896832,0.05,0.43,0.43,95,95,"",""]
["Nichols Road Power Plant","10371_B_CB1302",10371,"B","CB1302","","Coal Steam","","WEC_CALN","California",6,"Contra Costa",13,"06013",17.8,11589,1990,2012,"FBC","dry","N","Petroleum Coke","Reagent Injection","",99,99,"CF","SNCR","",1990,"B","B","","","","",0.79,0.14033507336637066,0.14033507336637066,0.14033507336637066,0.14033507336637066,0.05,0.43,0.43,95,95,"",""]
["Hanford","10373_B_CB1302",10373,"B","CB1302","","Coal Steam","","WEC_CALN","California",6,"Kings",31,"06031",25,11992,1990,2012,"FBC","dry","N","Petroleum Coke","Reagent Injection","",99,99,"CF","","","","B","B","","","","",5.26,0.23319862607896832,0.23319862607896832,0.23319862607896832,0.23319862607896832,0.05,0.43,0.43,95,95,"",""]
["Lansing","1047_B_2",1047,"B","2","","Coal Steam","","MIS_IA","Iowa",19,"Allamakee",5,"19005",8.4,12404,1949,2012,"wall","dry","N","Bituminous, Subbituminous","","","","","","","","","","","","","","",5,0.4746690655727098,0.4746690655727098,0.32,0.32,1,1,1,"","","",""]
["Lansing","1047_B_3",1047,"B","3",738,"Coal Steam","","MIS_IA","Iowa",19,"Allamakee",5,"19005",21,12404,1957,2014,"wall","dry","N","Bituminous, Subbituminous","","","","","","","","","ESPC","ESPC","No","","","",5,0.1116,0.1116,0.1116,0.1116,0.64,0.97,1,"","","",""]
["Pella","1175_B_6",1175,"B","6",794,"Coal Steam","","MIS_MIDA","Iowa",19,"Marion",125,"19125",11.5,14500,1964,2012,"stoker/SPR","dry","N","Subbituminous","","","","","OFA","","","","ESPC + C","ESPC + C","No","","","",5,0.43403983439833166,0.43403983439833166,0.43403983439833166,0.43403983439833166,0.64,0.97,1,"","","","Yes"]
["Pella","1175_B_7",1175,"B","7",795,"Coal Steam","","MIS_MIDA","Iowa",19,"Marion",125,"19125",11.5,14500,1964,2012,"stoker/SPR","dry","N","Subbituminous","","","","","OFA","","","","ESPC + C","ESPC + C","No","","","",5,0.4293597105749672,0.4293597105749672,0.4293597105749672,0.4293597105749672,0.64,0.97,1,"","","","Yes"]
["Pella","1175_B_8",1175,"B","8",796,"Coal Steam","","MIS_MIDA","Iowa",19,"Marion",125,"19125",11.5,14500,1964,2012,"other","dry","N","Subbituminous","","","","","","","","","","","","","","",2.5,0.1193084279790686,0.1193084279790686,0.1193084279790686,0.1193084279790686,1,1,1,"","","",""]
["Riverton","1239_B_39",1239,"B","39",812,"Coal Steam","","SPP_N","Kansas",20,"Cherokee",21,"20021",38,13366,1950,2015,"wall","dry","N","Bituminous, Subbituminous","","","","","LA","","","","ESPC","ESPC","No","","","",3,0.40682300399573534,0.40682300399573534,0.20134026634710905,0.20134026634710905,0.64,0.97,1,"","","",""]
["Riverton","1239_B_40",1239,"B","40",813,"Coal Steam","","SPP_N","Kansas",20,"Cherokee",21,"20021",54,13299,1954,2015,"tangential","dry","N","Bituminous, Subbituminous","","","","","LA","","","","ESPC","ESPC","No","","","",3,0.3353275189608307,0.3353275189608307,0.13734014857931034,0.13734014857931034,0.64,0.97,1,"","","",""]
["Big Sandy","1353_B_BSU2",1353,"B","BSU2",873,"Coal Steam","","PJM_West","Kentucky",21,"Lawrence",127,"21127",800,9690,1969,2014,"wall","dry","N","Bituminous","","","","","LNB","SCR",2003,"","ESPC","ESPC","Yes","","","",6,0.20500000000000002,0.1886,0.20500000000000002,0.1886,0.64,0.97,1,"","","","Yes"]
["Green River","1357_B_4",1357,"B","4",891,"Coal Steam","","S_C_KY","Kentucky",21,"Muhlenberg",177,"21177",68,11429,1954,2015,"wall","dry","N","Bituminous","","","","","LNB","","","","ESPH","ESPH + B","No","","","",4.57,0.4267408143229659,0.4267408143229659,0.3299801331016104,0.3299801331016104,0.11,0.27,1,"","","",""]
["Green River","1357_B_5",1357,"B","5",892,"Coal Steam","","S_C_KY","Kentucky",21,"Muhlenberg",177,"21177",95,11376,1959,2015,"wall","dry","N","Bituminous","","","","","LNB","","","","ESPH","ESPH + B","No","","","",4.57,0.40201338854998686,0.40201338854998686,0.32,0.32,0.11,0.27,1,"","","",""]
["Tyrone","1361_B_5",1361,"B","5",898,"Coal Steam","","S_C_KY","Kentucky",21,"Woodford",239,"21239",71,12834,1953,2013,"wall","dry","N","Bituminous","","","","","LNB","","","","ESPC","ESPC","No","","","",1.8,0.4278397500442824,0.4278397500442824,0.3307395177251761,0.3307395177251761,0.64,0.97,1,"","","",""]
["Cane Run","1363_B_4",1363,"B","4",902,"Coal Steam","","S_C_KY","Kentucky",21,"Jefferson",111,"21111",155,10705,1962,2015,"wall","dry","N","Bituminous","Wet Scrubber",1976,85,90,"LNB + LNBO","","","","ESPC","ESPC","No","","","",1.2,0.33255509823783275,0.33255509823783275,0.33255509823783275,0.33255509823783275,0.34,0.84,0.56,90,"","","Yes"]
["Cane Run","1363_B_5",1363,"B","5",903,"Coal Steam","","S_C_KY","Kentucky",21,"Jefferson",111,"21111",168,10672,1966,2015,"wall","dry","N","Bituminous","Wet Scrubber",1977,85,90,"LNB","","","","ESPC","ESPC","No","","","",1,0.39920045396533854,0.39920045396533854,0.32,0.32,0.34,0.84,0.56,90,"","","Yes"]
["Cane Run","1363_B_6",1363,"B","6",904,"Coal Steam","","S_C_KY","Kentucky",21,"Jefferson",111,"21111",240,10780,1969,2015,"tangential","dry","N","Bituminous","Wet Scrubber",1979,90,90,"LNC3","","","","ESPC","ESPC + B","No","","","",1,0.26988991517070987,0.26988991517070987,0.26988991517070987,0.26988991517070987,0.3,0.3,0.56,95,"","","Yes"]
["Teche","1400_B_2",1400,"B","2",961,"O/G Steam","","SPP_SE","Louisiana",22,"st. Mary",101,"22101",33,11007,1956,2011,"","","N","Natural Gas","","","","","","","","","","","","","","","",0.12194642619925938,0.12194642619925938,0.12194642619925938,0.12194642619925938,"","","","","","",""]
["Crosscut","143_B_1",143,"B","1","","O/G Steam","","WECC_AZ","Arizona",4,"Maricopa",13,"04013",7.5,14500,1942,2015,"","","N","Natural Gas","","","","","","","","","","","","","","","",0.2713157516014496,0.2713157516014496,0.2713157516014496,0.2713157516014496,"","","","","","",""]
["Crosscut","143_B_2",143,"B","2","","O/G Steam","","WECC_AZ","Arizona",4,"Maricopa",13,"04013",7.5,14500,1942,2015,"","","N","Natural Gas","","","","","","","","","","","","","","","",0.2713157516014496,0.2713157516014496,0.2713157516014496,0.2713157516014496,"","","","","","",""]
["Crosscut","143_B_3",143,"B","3","","O/G Steam","","WECC_AZ","Arizona",4,"Maricopa",13,"04013",7.5,14500,1942,2015,"","","N","Natural Gas","","","","","","","","","","","","","","","",0.2713157516014496,0.2713157516014496,0.2713157516014496,0.2713157516014496,"","","","","","",""]
["Crosscut","143_B_4",143,"B","4","","O/G Steam","","WECC_AZ","Arizona",4,"Maricopa",13,"04013",2.5,14500,1949,2015,"","","N","Natural Gas","","","","","","","","","","","","","","","",0.2713157516014496,0.2713157516014496,0.2713157516014496,0.2713157516014496,"","","","","","",""]
["Crosscut","143_B_5",143,"B","5","","O/G Steam","","WECC_AZ","Arizona",4,"Maricopa",13,"04013",2.5,14500,1949,2015,"","","N","Natural Gas","","","","","","","","","","","","","","","",0.2713157516014496,0.2713157516014496,0.2713157516014496,0.2713157516014496,"","","","","","",""]
["Crosscut","143_B_6",143,"B","6","","O/G Steam","","WECC_AZ","Arizona",4,"Maricopa",13,"04013",2.5,14500,1949,2015,"","","N","Natural Gas","","","","","","","","","","","","","","","",0.2713157516014496,0.2713157516014496,0.2713157516014496,0.2713157516014496,"","","","","","",""]
["Morgan City","1449_B_1",1449,"B","1",989,"O/G Steam","","S_D_REST","Louisiana",22,"St. Mary",101,"22101",5.8,14500,1963,2015,"","","N","Natural Gas","","","","","","","","","","","","","","","",0.112244825196004,0.112244825196004,0.112244825196004,0.112244825196004,"","","","","","",""]
["Morgan City","1449_B_2",1449,"B","2",989,"O/G Steam","","S_D_REST","Louisiana",22,"St. Mary",101,"22101",5.8,14500,1963,2015,"","","N","Natural Gas","","","","","","","","","","","","","","","",0.112244825196004,0.112244825196004,0.112244825196004,0.112244825196004,"","","","","","",""]
["FirstEnergy R Paul Smith Power Station","1570_B_11",1570,"B","11",1044,"Coal Steam","","PJM_AP","Maryland",24,"WASHINGTON",43,"24043",87,11444,1958,2012,"tangential","dry","N","Bituminous","","","","","LNC3","","","","ESPC + B","ESPC + B","No","","","",1.8,0.2981959379812223,0.2981959379812223,0.2981959379812223,0.2981959379812223,0.2,0.75,1,"","","",""]
["FirstEnergy R Paul Smith Power Station","1570_B_9",1570,"B","9",1045,"Coal Steam","","PJM_AP","Maryland",24,"WASHINGTON",43,"24043",28,12324,1947,2012,"wall","dry","N","Bituminous","","","","","LNB","","","","ESPC","ESPC + B","No","","","",1.8,0.38722552701704266,0.38722552701704266,0.32,0.32,0.2,0.75,1,"","","",""]
["Harvey Couch","169_B_1",169,"B","1",102,"O/G Steam","","S_D_REST","Arkansas",5,"Lafayette",73,"05073",12,14500,1943,2015,"","","N","Natural Gas, Residual Fuel Oil","","","","","","","","","","","","","","",3.682405023255813,0.7543220144141618,0.7543220144141618,0.7543220144141618,0.7543220144141618,"","","","","","",""]
["B C Cobb","1695_B_1",1695,"B","1","","O/G Steam","","MIS_LMI","Michigan",26,"Muskegon",121,"26121",62,13240,2000,2015,"","","N","Natural Gas","","","","","LNB + OFA","","","","","","","","","",0.2,0.1445974975097038,0.1445974975097038,0.1445974975097038,0.1445974975097038,"","","","","","",""]
["B C Cobb","1695_B_2",1695,"B","2","","O/G Steam","","MIS_LMI","Michigan",26,"Muskegon",121,"26121",62,13240,1999,2015,"","","N","Natural Gas","","","","","LNB + OFA","","","","","","","","","",0.2,0.1445974975097038,0.1445974975097038,0.1445974975097038,0.1445974975097038,"","","","","","",""]
["B C Cobb","1695_B_3",1695,"B","3","","O/G Steam","","MIS_LMI","Michigan",26,"Muskegon",121,"26121",62,13240,2000,2015,"","","N","Natural Gas","","","","","LNB + OFA","","","","","","","","","",0.2,0.1445974975097038,0.1445974975097038,0.1445974975097038,0.1445974975097038,"","","","","","",""]
["Conners Creek","1726_B_15",1726,"B","15",1165,"O/G Steam","","MIS_LMI","Michigan",26,"Wayne",163,"26163",58,11915,1951,2011,"","","N","Natural Gas","","","","","LNB + OFA","","","","","","","","","",0.2,0.13762089663357685,0.13762089663357685,0.13762089663357685,0.13762089663357685,"","","","","","",""]
["Conners Creek","1726_B_16",1726,"B","16",1166,"O/G Steam","","MIS_LMI","Michigan",26,"Wayne",163,"26163",58,11915,1951,2011,"","","N","Natural Gas","","","","","LNB + OFA","","","","","","","","","",0.2,0.13762089663357685,0.13762089663357685,0.13762089663357685,0.13762089663357685,"","","","","","",""]
["Conners Creek","1726_B_17",1726,"B","17",1167,"O/G Steam","","MIS_LMI","Michigan",26,"Wayne",163,"26163",58,11915,1951,2011,"","","N","Natural Gas","","","","","LNB + OFA","","","","","","","","","",0.2,0.13762089663357685,0.13762089663357685,0.13762089663357685,0.13762089663357685,"","","","","","",""]
["Conners Creek","1726_B_18",1726,"B","18",1168,"O/G Steam","","MIS_LMI","Michigan",26,"Wayne",163,"26163",58,11915,1951,2011,"","","N","Natural Gas","","","","","FR + LNB","","","","","","","","","",0.2,0.13762089663357685,0.13762089663357685,0.13762089663357685,0.13762089663357685,"","","","","","",""]
["Marysville","1732_B_10",1732,"B","10",1178,"Coal Steam","","MIS_LMI","Michigan",26,"St. Clair",147,"26147",42,13240,1943,2011,"tangential","dry","N","Bituminous","","","","","","","","","ESPC","ESPC","Yes","","","",1.67,0.45752894604804734,0.45752894604804734,0.24,0.24,0.64,0.97,1,"","","",""]
["Marysville","1732_B_11",1732,"B","11",1179,"Coal Steam","","MIS_LMI","Michigan",26,"St. Clair",147,"26147",42,13240,1947,2011,"tangential","dry","N","Bituminous","","","","","","","","","ESPC","ESPC","Yes","","","",1.67,0.45752894604804734,0.45752894604804734,0.24,0.24,0.64,0.97,1,"","","",""]
["Marysville","1732_B_12",1732,"B","12",1180,"Coal Steam","","MIS_LMI","Michigan",26,"St. Clair",147,"26147",42,13240,1943,2011,"tangential","dry","N","Bituminous","","","","","","","","","ESPC","ESPC","Yes","","","",1.67,0.45752894604804734,0.45752894604804734,0.24,0.24,0.64,0.97,1,"","","",""]
["Marysville","1732_B_9",1732,"B","9",1181,"Coal Steam","","MIS_LMI","Michigan",26,"St. Clair",147,"26147",42,13240,1942,2011,"tangential","dry","N","Bituminous","","","","","","","","","ESPC","ESPC","Yes","","","",1.67,0.45752894604804734,0.45752894604804734,0.24,0.24,0.64,0.97,1,"","","",""]
["Deepwater","2384_B_1",2384,"B","1",1444,"O/G Steam","","PJM_EMAC","New Jersey",34,"Salem",33,"34033",78,11416,1958,2015,"","","N","Natural Gas","","","","","","SNCR","","","","","","","","",2,1,0.2891,1,0.2891,"","","","","","",""]
["Deepwater","2384_B_8",2384,"B","8",1449,"Coal Steam","","PJM_EMAC","New Jersey",34,"Salem",33,"34033",81,11105,1954,2015,"wall","dry","N","Bituminous","","",53,53,"LNBO","SNCR","",1995,"B","B","","","","",2,0.4208,0.22879999999999998,0.4208,0.22879999999999998,0.11,0.27,1,63,"","Yes",""]
["PSEG Sewaren Generating Station","2411_B_1",2411,"B","1",1573,"O/G Steam","","PJM_EMAC","New Jersey",34,"Middlesex",23,"34023",104,14500,1948,2015,"","","N","Natural Gas, Residual Fuel Oil","","","","","","","","","","","","","","",0.6,0.05748832803513748,0.05748832803513748,0.05748832803513748,0.05748832803513748,"","","","","","",""]
["PSEG Sewaren Generating Station","2411_B_2",2411,"B","2",1575,"O/G Steam","","PJM_EMAC","New Jersey",34,"Middlesex",23,"34023",118,14500,1948,2015,"","","N","Natural Gas, Residual Fuel Oil","","","","","","","","","","","","","","",0.6,0.06718937398221689,0.06718937398221689,0.06718937398221689,0.06718937398221689,"","","","","","",""]
["PSEG Sewaren Generating Station","2411_B_3",2411,"B","3",1576,"O/G Steam","","PJM_EMAC","New Jersey",34,"Middlesex",23,"34023",107,14500,1949,2015,"","","N","Natural Gas, Residual Fuel Oil","","","","","","","","","","","","","","",0.6,0.06982420240421319,0.06982420240421319,0.06982420240421319,0.06982420240421319,"","","","","","",""]
["PSEG Sewaren Generating Station","2411_B_4",2411,"B","4",1577,"O/G Steam","","PJM_EMAC","New Jersey",34,"Middlesex",23,"34023",124,14500,1951,2015,"","","N","Natural Gas, Residual Fuel Oil","","","","","","","","","","","","","","",0.6,0.0882,0.0882,0.0882,0.0882,"","","","","","",""]
["Howard Down","2434_B_10",2434,"B","10",1580,"O/G Steam","","PJM_EMAC","New Jersey",34,"Cumberland",11,"34011",23,14427,1970,2010,"","","N","Residual Fuel Oil","","","","","LNBO","","","","","","","","","",1.5,0.2233,0.2233,0.2233,0.2233,"","","","","","",""]
["Animas","2465_B_4",2465,"B","4","","O/G Steam","","WECC_NM","New Mexico",35,"San Juan",45,"35045",16,14500,1960,2015,"","","N","Natural Gas","","","","","","","","","","","","","","","",0.18860045038594314,0.18860045038594314,0.18860045038594314,0.18860045038594314,"","","","","","",""]
["Danskammer Generating Station","2480_B_1",2480,"B","1",1606,"O/G Steam","","NY_Z_G-I","New York",36,"Orange",71,"36071",66,10469,1951,2013,"","","N","Natural Gas, Residual Fuel Oil","","","","","LA","","","","","","","","","",2,0.2231822234079144,0.2231822234079144,0.2231822234079144,0.2231822234079144,"","","","","","",""]
["Danskammer Generating Station","2480_B_2",2480,"B","2",1607,"O/G Steam","","NY_Z_G-I","New York",36,"Orange",71,"36071",62,10420,1954,2013,"","","N","Natural Gas, Residual Fuel Oil","","","","","LA","","","","","","","","","",2,0.18194259996250747,0.18194259996250747,0.18194259996250747,0.18194259996250747,"","","","","","",""]
["Danskammer Generating Station","2480_B_3",2480,"B","3",1608,"Coal Steam","","NY_Z_G-I","New York",36,"Orange",71,"36071",138,10539,1987,2013,"tangential","dry","N","Bituminous","","","","","LNC2","","","","ESPC","ESPC","No","","","",1.1,0.24724890269927216,0.24724890269927216,0.24,0.24,0.64,0.97,1,"","","",""]
["Danskammer Generating Station","2480_B_4",2480,"B","4",1609,"Coal Steam","","NY_Z_G-I","New York",36,"Orange",71,"36071",237,10326,1987,2013,"tangential","dry","N","Bituminous","","","","","LNC2","","","","ESPC","ESPC","No","","","",1.1,0.26418822965318256,0.26418822965318256,0.24,0.24,0.64,0.97,1,"","","",""]
["Cape Fear","2708_B_5",2708,"B","5",1822,"Coal Steam","","S_VACA","North Carolina",37,"Chatham",37,"37037",144,10419,1956,2012,"tangential","dry","N","Bituminous","Dry Scrubber",2011,60,90,"ROFA","SNCR","",2006,"ESPC","ESPC","No","","","",2.3000000000000003,0.3940092521876062,0.3940092521876062,0.26000765081631266,0.26000765081631266,0.64,0.65,1,65,"","",""]
["Cape Fear","2708_B_6",2708,"B","6",1823,"Coal Steam","","S_VACA","North Carolina",37,"Chatham",37,"37037",172,10555,1958,2012,"tangential","dry","N","Bituminous","","","","","ROFA","SNCR","",2006,"ESPC","ESPC + B","No","","","",2.3000000000000003,0.4621,0.2779,0.2930953515294118,0.21982151364705885,0.2,0.75,1,"","","",""]
["L V Sutton","2713_B_1",2713,"B","1",1837,"Coal Steam","","S_VACA","North Carolina",37,"New Hanover",129,"37129",97,11499,1954,2013,"tangential","dry","N","Bituminous","","","","","LA + LNB","","","","ESPH","ESPH","No","","","",2.3,0.4044818993883147,0.4044818993883147,0.27361037413358913,0.27361037413358913,0.9,0.94,1,"","","",""]
["L V Sutton","2713_B_2",2713,"B","2",1838,"Coal Steam","","S_VACA","North Carolina",37,"New Hanover",129,"37129",104,11463,1955,2013,"wall","dry","N","Bituminous","","","","","LNB","","","","ESPH","ESPH","No","","","",2.3,0.3971382846721608,0.3971382846721608,0.32,0.32,0.9,0.94,1,"","","",""]
["L V Sutton","2713_B_3",2713,"B","3",1839,"Coal Steam","","S_VACA","North Carolina",37,"New Hanover",129,"37129",389,11150,1972,2013,"wall","dry","N","Bituminous","","","","","LNBO","SNCR","",2005,"ESPC","ESPC","Yes","","","",2.3,0.467531897527696,0.467531897527696,0.467531897527696,0.467531897527696,0.64,0.97,1,"","","","Yes"]
["Walter C Beckjord","2830_B_1",2830,"B","1",1886,"Coal Steam","","PJM_West","Ohio",39,"Clermont",25,"39025",94,11255,1952,2012,"tangential","dry","N","Bituminous","","","","","","","","","ESPC","ESPC + B","Yes","","","",1.84,0.6327640350458312,0.6327640350458312,0.2691723054792864,0.2691723054792864,0.2,0.75,1,"","","",""]
["Walter C Beckjord","2830_B_2",2830,"B","2",1887,"Coal Steam","","PJM_West","Ohio",39,"Clermont",25,"39025",94,10841,1953,2015,"tangential","dry","N","Bituminous","","","","","","","","","ESPC","ESPC + B","Yes","","","",1.84,0.5544,0.5544,0.25043445503999995,0.25043445503999995,0.2,0.75,1,"","","",""]
["Walter C Beckjord","2830_B_3",2830,"B","3",1888,"Coal Steam","","PJM_West","Ohio",39,"Clermont",25,"39025",128,10808,1954,2015,"wall","dry","N","Bituminous","","","","","LNB + OFA","","","","ESPC","ESPC + B","Yes","","","",1.84,0.5477,0.5477,0.5477,0.5477,0.2,0.75,1,"","","",""]
["Walter C Beckjord","2830_B_4",2830,"B","4",1889,"Coal Steam","","PJM_West","Ohio",39,"Clermont",25,"39025",150,10896,1958,2015,"tangential","dry","N","Bituminous","","","","","LNB + OFA","","","","ESPC","ESPC + B","Yes","","","",1.84,0.43452121834208157,0.43452121834208157,0.28745911026003207,0.28745911026003207,0.2,0.75,1,"","","",""]
["Walter C Beckjord","2830_B_5",2830,"B","5",1890,"Coal Steam","","PJM_West","Ohio",39,"Clermont",25,"39025",238,10944,1962,2015,"tangential","dry","N","Bituminous","","","","","LNC3","","","","ESPC","ESPC","Yes","","","",7.19,0.4013687908333138,0.4013687908333138,0.4013687908333138,0.4013687908333138,0.64,0.97,1,"","","","Yes"]
["Walter C Beckjord","2830_B_6",2830,"B","6",1891,"Coal Steam","","PJM_West","Ohio",39,"Clermont",25,"39025",414,10569,1969,2015,"tangential","dry","N","Bituminous","","","","","LNC3","","","","ESPC","ESPC","Yes","","","",7.19,0.3711948000764119,0.3711948000764119,0.3711948000764119,0.3711948000764119,0.64,0.97,1,"","","","Yes"]
["Miami Fort","2832_B_6",2832,"B","6",1894,"Coal Steam","","PJM_West","Ohio",39,"Hamilton",61,"39061",163,10087,1960,2015,"tangential","dry","N","Bituminous","","","","","LNB + OFA","","","","ESPC","ESPC","No","","","",5,0.2943623914910086,0.2943623914910086,0.24,0.24,0.64,0.97,1,"","","",""]
["FirstEnergy Ashtabula","2835_B_7",2835,"B","7",1901,"Coal Steam","","PJM_ATSI","Ohio",39,"Ashtabula",7,"39007",244,10616,1958,2015,"tangential","dry","N","Subbituminous","","","","","LNC2","","","","ESPC","ESPC","No","","","",9.1,0.19123974147831765,0.19123974147831765,0.14719683702341005,0.14719683702341005,0.64,0.97,1,"","","",""]
["FirstEnergy Eastlake","2837_B_1",2837,"B","1",1908,"Coal Steam","","PJM_ATSI","Ohio",39,"Lake",85,"39085",132,10387,1953,2015,"tangential","dry","N","Bituminous, Subbituminous","","","","","LNC2","","","","ESPC","ESPC","No","","","",5.64,0.23156871666716305,0.23156871666716305,0.17173183897538966,0.17173183897538966,0.64,0.97,1,"","","",""]
["FirstEnergy Eastlake","2837_B_2",2837,"B","2",1909,"Coal Steam","","PJM_ATSI","Ohio",39,"Lake",85,"39085",132,10291,1972,2015,"tangential","dry","N","Bituminous, Subbituminous","","","","","LNC2","","","","ESPC","ESPC","No","","","",5.64,0.23472105792535847,0.23472105792535847,0.17406962176893512,0.17406962176893512,0.64,0.97,1,"","","",""]
["FirstEnergy Eastlake","2837_B_3",2837,"B","3",1910,"Coal Steam","","PJM_ATSI","Ohio",39,"Lake",85,"39085",132,10369,1953,2015,"tangential","dry","N","Bituminous, Subbituminous","","","","","LNC2","SNCR","",1999,"ESPC","ESPC","No","","","",5.64,0.2385387580825036,0.2385387580825036,0.17690083609736057,0.17690083609736057,0.64,0.97,1,"","","",""]
["FirstEnergy Eastlake","2837_B_4",2837,"B","4",1911,"Coal Steam","","PJM_ATSI","Ohio",39,"Lake",85,"39085",240,10335,1954,2012,"tangential","dry","N","Bituminous, Subbituminous","","","","","LNC2","SNCR","",2015,"ESPC","ESPC","No","","","",5.64,0.307,0.22679269722451498,0.227671834625323,0.22679269722451498,0.64,0.97,1,"","","",""]
["FirstEnergy Eastlake","2837_B_5",2837,"B","5",1912,"Coal Steam","","PJM_ATSI","Ohio",39,"Lake",85,"39085",597,9922,1956,2012,"cell","dry","N","Bituminous, Subbituminous","","","","","LNBO","SNCR","",2000,"ESPC","ESPC","Yes","","","",5.64,0.26681133445938465,0.26681133445938465,0.26681133445938465,0.26681133445938465,0.64,0.97,1,"","","","Yes"]
["FirstEnergy Lake Shore","2838_B_18",2838,"B","18",1913,"Coal Steam","","PJM_ATSI","Ohio",39,"Cuyahoga",35,"39035",245,11488,1962,2015,"tangential","dry","N","Bituminous, Subbituminous","","","","","","","","","ESPC","ESPC + B","Yes","","","",1.3,0.2988516581883767,0.2988516581883767,0.13021664896985222,0.13021664896985222,0.2,0.75,1,"","","","Yes"]
["Conesville","2840_B_3",2840,"B","3",1920,"Coal Steam","","PJM_West","Ohio",39,"Coshocton",31,"39031",165,10623,1962,2012,"wall","dry","N","Bituminous","","","","","LNB","","","","ESPC","ESPC + B","No","","","",5.5,0.39921380826046676,0.39921380826046676,0.32,0.32,0.2,0.75,1,"","","","Yes"]
["Picway","2843_B_9",2843,"B","9",1924,"Coal Steam","","PJM_West","Ohio",39,"Pickaway",129,"39129",95,12035,1955,2015,"wall","dry","N","Bituminous","","","","","LNB","","","","ESPC","ESPC","No","","","",5.6000000000000005,0.40244379394847646,0.40244379394847646,0.32,0.32,0.64,0.97,1,"","","",""]
["O H Hutchings","2848_B_H-1",2848,"B","H-1",1931,"Coal Steam","","PJM_West","Ohio",39,"Montgomery",113,"39113",58,14500,1948,2015,"tangential","dry","N","Bituminous","","","","","","","","","ESPH","ESPH","No","","","",1.6,0.4209,0.4209,0.24,0.24,0.9,0.94,1,"","","",""]
["O H Hutchings","2848_B_H-2",2848,"B","H-2",1932,"Coal Steam","","PJM_West","Ohio",39,"Montgomery",113,"39113",55,14500,1949,2015,"tangential","dry","N","Bituminous","","","","","","","","","ESPH","ESPH + B","No","","","",1.6,0.5529189960172699,0.5529189960172699,0.25004059563035164,0.25004059563035164,0.11,0.27,1,"","","",""]
["O H Hutchings","2848_B_H-3",2848,"B","H-3",1933,"Coal Steam","","PJM_West","Ohio",39,"Montgomery",113,"39113",63,13290,1950,2015,"tangential","dry","N","Bituminous","","","","","LNB + OFA","","","","ESPH","ESPH","No","","","",1.6,0.4079732132456601,0.4079732132456601,0.27533529418880853,0.27533529418880853,0.9,0.94,1,"","","",""]
["O H Hutchings","2848_B_H-4",2848,"B","H-4",1934,"Coal Steam","","PJM_West","Ohio",39,"Montgomery",113,"39113",63,12735,1951,2013,"tangential","dry","N","Bituminous","","","","","LNB + OFA","","","","ESPH","ESPH","No","","","",1.6,0.36829150538964944,0.36829150538964944,0.25438031687001106,0.25438031687001106,0.9,0.94,1,"","","",""]
["O H Hutchings","2848_B_H-5",2848,"B","H-5",1935,"Coal Steam","","PJM_West","Ohio",39,"Montgomery",113,"39113",63,13240,1952,2015,"tangential","dry","N","Bituminous","","","","","LNB + OFA","","","","ESPH","ESPH","No","","","",1.6,0.3481882696505166,0.3481882696505166,0.24283818756757308,0.24283818756757308,0.9,0.94,1,"","","",""]
["O H Hutchings","2848_B_H-6",2848,"B","H-6",1936,"Coal Steam","","PJM_West","Ohio",39,"Montgomery",113,"39113",63,13247,1953,2015,"tangential","dry","N","Bituminous","","","","","LNB + OFA","","","","ESPH","ESPH","No","","","",1.6,0.39626430743234115,0.39626430743234115,0.2694499731612124,0.2694499731612124,0.9,0.94,1,"","","",""]
["Niles","2861_B_1",2861,"B","1",1946,"Coal Steam","","PJM_ATSI","Ohio",39,"Trumbull",155,"39155",108,11466,1954,2012,"cyclone","wet","N","Bituminous","Wet Scrubber",1995,90,90,"OFA","SNCR","",2005,"ESPC","ESPC","No","","","",5.7,0.8050004025783698,0.8050004025783698,0.8050004025783698,0.8050004025783698,0.34,0.84,0.56,95,"","",""]
["Niles","2861_B_2",2861,"B","2",1947,"Coal Steam","","PJM_ATSI","Ohio",39,"Trumbull",155,"39155",108,11473,1954,2012,"cyclone","wet","N","Bituminous","Wet Scrubber",1995,90,90,"OFA","SNCR","",2005,"ESPC","ESPC","No","","","",5.7,0.7975504803534748,0.7975504803534748,0.7975504803534748,0.7975504803534748,0.34,0.84,0.56,95,"","",""]
["FirstEnergy R E Burger","2864_B_5",2864,"B","5",1954,"Coal Steam","","PJM_ATSI","Ohio",39,"Belmont",13,"39013",47,13981,1950,2011,"vertical","wet","N","Bituminous, Subbituminous","","","","","","","","","ESPC","ESPC + B","No","","","",9.02,0.7776062372228825,0.7776062372228825,0.49,0.49,0.2,0.75,1,"","","",""]
["FirstEnergy R E Burger","2864_B_6",2864,"B","6",1955,"Coal Steam","","PJM_ATSI","Ohio",39,"Belmont",13,"39013",47,13981,1950,2011,"vertical","wet","N","Bituminous, Subbituminous","","","","","","","","","ESPC","ESPC","No","","","",9.02,0.7776062372228825,0.7776062372228825,0.49,0.49,0.64,0.97,1,"","","",""]
["Muskingum River","2872_B_1",2872,"B","1",1966,"Coal Steam","","PJM_West","Ohio",39,"Washington",167,"39167",190,10238,1953,2015,"wall","wet","N","Bituminous","","","","","OFA","","","","ESPC","ESPC","No","","","",7.6000000000000005,0.549400976174641,0.549400976174641,0.549400976174641,0.549400976174641,0.64,0.97,1,"","","",""]
["Muskingum River","2872_B_2",2872,"B","2",1967,"Coal Steam","","PJM_West","Ohio",39,"Washington",167,"39167",190,10205,1954,2015,"wall","wet","N","Bituminous","","","","","OFA","","","","ESPC","ESPC","No","","","",7.6000000000000005,0.5476587001727664,0.5476587001727664,0.5476587001727664,0.5476587001727664,0.64,0.97,1,"","","",""]
["Muskingum River","2872_B_3",2872,"B","3",1968,"Coal Steam","","PJM_West","Ohio",39,"Washington",167,"39167",205,9832,1957,2015,"cyclone","wet","N","Bituminous","","","","","LNB + OFA","","","","ESPC","ESPC","No","","","",7.6000000000000005,0.5366701612940489,0.5366701612940489,0.5366701612940489,0.5366701612940489,0.64,0.97,1,"","","",""]
["Muskingum River","2872_B_4",2872,"B","4",1969,"Coal Steam","","PJM_West","Ohio",39,"Washington",167,"39167",205,9870,1968,2015,"cyclone","wet","N","Bituminous","","","","","LNB + OFA","","","","ESPC","ESPC","No","","","",7.6000000000000005,0.5275591672095397,0.5275591672095397,0.5275591672095397,0.5275591672095397,0.64,0.97,1,"","","",""]
["Muskingum River","2872_B_5",2872,"B","5",1970,"Coal Steam","","PJM_West","Ohio",39,"Washington",167,"39167",585,9782,1958,2014,"cell","dry","N","Bituminous","Wet Scrubber",2015,98,98,"LNB + OFA","SCR",2003,"","ESPC","ESPC","No","","","",1.5,0.06402441889959493,0.06402441889959493,0.06402441889959493,0.06402441889959493,0.1,0.84,0.56,99,"","","Yes"]
["FirstEnergy Bay Shore","2878_B_2",2878,"B","2",1985,"Coal Steam","","PJM_ATSI","Ohio",39,"Lucas",95,"39095",138,10277,1959,2012,"vertical","dry","N","Bituminous, Subbituminous","","","","","OFA","","","","ESPC","ESPC + B","No","","","",1.94,0.47249966742021166,0.47249966742021166,0.47249966742021166,0.47249966742021166,0.2,0.75,1,"","","",""]
["FirstEnergy Bay Shore","2878_B_3",2878,"B","3",1986,"Coal Steam","","PJM_ATSI","Ohio",39,"Lucas",95,"39095",142,10215,1963,2012,"wall","dry","N","Bituminous, Subbituminous","","","","","LNBO","","","","ESPC","ESPC + B","No","","","",1.94,0.45479441650434627,0.45479441650434627,0.45479441650434627,0.45479441650434627,0.2,0.75,1,"","","","Yes"]
["FirstEnergy Bay Shore","2878_B_4",2878,"B","4",1987,"Coal Steam","","PJM_ATSI","Ohio",39,"Lucas",95,"39095",215,10309,1968,2012,"wall","dry","N","Bituminous, Subbituminous","","","","","LNBO","","","","ESPC","ESPC + B","No","","","",1.94,0.4486546287569495,0.4486546287569495,0.4486546287569495,0.4486546287569495,0.2,0.75,1,"","","","Yes"]
["Shelby Municipal Light Plant","2943_B_1",2943,"B","1","","Coal Steam","","PJM_West","Ohio",39,"Richland",139,"39139",12,14500,1968,2012,"","","N","Bituminous","","","","","","","","","ESPH + C","ESPH + C","No","","","",8.1,0.4451349612788622,0.4451349612788622,0.4451349612788622,0.4451349612788622,0.9,0.94,1,"","","","Yes"]
["Shelby Municipal Light Plant","2943_B_2",2943,"B","2","","Coal Steam","","PJM_West","Ohio",39,"Richland",139,"39139",12,14500,1968,2012,"","","N","Bituminous","","","","","","","","","ESPH","ESPH","No","","","",8.1,0.4451349612788622,0.4451349612788622,0.4451349612788622,0.4451349612788622,0.9,0.94,1,"","","","Yes"]
["Tulsa","2965_B_1403",2965,"B","1403",2026,"O/G Steam","","SPP_WEST","Oklahoma",40,"Tulsa",143,"40143",65,13240,1958,2015,"","","N","Natural Gas, Distillate Fuel Oil","","","","","","","","","","","","","","","",0.24202219948016246,0.24202219948016246,0.24202219948016246,0.24202219948016246,"","","","","","",""]
["Portland","3113_B_1",3113,"B","1",2054,"Coal Steam","","PJM_WMAC","Pennsylvania",42,"Northampton",95,"42095",158,10469,1958,2015,"tangential","dry","N","Bituminous","","","","","LNC3","","","","ESPC","ESPC + B","No","","","",3.7,0.2338898306616392,0.2338898306616392,0.2338898306616392,0.2338898306616392,0.2,0.75,1,"","","",""]
["Portland","3113_B_2",3113,"B","2",2055,"Coal Steam","","PJM_WMAC","Pennsylvania",42,"Northampton",95,"42095",243,9997,1962,2015,"tangential","dry","N","Bituminous","","","","","LNC3","","","","ESPC","ESPC","No","","","",3.7,0.3937671467710878,0.3937671467710878,0.3937671467710878,0.3937671467710878,0.64,0.97,1,"","","","Yes"]
["Titus","3115_B_1",3115,"B","1",2060,"Coal Steam","","PJM_WMAC","Pennsylvania",42,"Berks",11,"42011",81,11172,1951,2015,"tangential","dry","N","Bituminous","","","","","LNC3","","","","ESPC","ESPC","No","","","",2.7,0.3459549802202497,0.3459549802202497,0.3459549802202497,0.3459549802202497,0.64,0.97,1,"","","",""]
["Titus","3115_B_2",3115,"B","2",2061,"Coal Steam","","PJM_WMAC","Pennsylvania",42,"Berks",11,"42011",81,11179,1951,2015,"tangential","dry","N","Bituminous","","","","","LNC3","","","","ESPC","ESPC","No","","","",2.7,0.3487431979811812,0.3487431979811812,0.3487431979811812,0.3487431979811812,0.64,0.97,1,"","","",""]
["Titus","3115_B_3",3115,"B","3",2062,"Coal Steam","","PJM_WMAC","Pennsylvania",42,"Berks",11,"42011",81,11264,1953,2015,"tangential","dry","N","Bituminous","","","","","LNC3","","","","ESPC","ESPC","No","","","",2.7,0.34462539156180794,0.34462539156180794,0.34462539156180794,0.34462539156180794,0.64,0.97,1,"","","",""]
["Shawville","3131_B_1",3131,"B","1",2078,"Coal Steam","","PJM_PENE","Pennsylvania",42,"Clearfield",33,"42033",122,10523,1954,2015,"wall","dry","N","Bituminous","","","","","LNB","SNCR","",1999,"ESPC","ESPC + B","Yes","","","",3.7,0.43953034564986837,0.43953034564986837,0.3387630524087199,0.3387630524087199,0.2,0.75,1,"","","",""]
["Shawville","3131_B_2",3131,"B","2",2079,"Coal Steam","","PJM_PENE","Pennsylvania",42,"Clearfield",33,"42033",125,10567,1954,2015,"wall","dry","N","Bituminous","Wet Scrubber",1954,95,95,"LNB","SNCR","",1999,"ESPC","ESPC","Yes","","","",3.7,0.45431676683490724,0.45431676683490724,0.34875762182951936,0.34875762182951936,0.34,0.84,0.56,99,"","",""]
["Shawville","3131_B_3",3131,"B","3",2080,"Coal Steam","","PJM_PENE","Pennsylvania",42,"Clearfield",33,"42033",175,10335,1959,2015,"tangential","dry","N","Bituminous","","","","","LNC3","SNCR","",1999,"ESPC","ESPC","No","ACI",2007,90,3.7,0.3870674470825734,0.3870674470825734,0.3870674470825734,0.3870674470825734,0.1,0.1,0.1,"","","",""]
["Shawville","3131_B_4",3131,"B","4",2081,"Coal Steam","","PJM_PENE","Pennsylvania",42,"Clearfield",33,"42033",175,10335,1960,2015,"tangential","dry","N","Bituminous","","","","","LNC3","SNCR","",1999,"ESPC","ESPC","No","ACI",2011,90,3.7,0.39170397930641276,0.39170397930641276,0.39170397930641276,0.39170397930641276,0.1,0.1,0.1,"","","",""]
["Schuylkill Generating Station","3169_B_1",3169,"B","1",2166,"O/G Steam","","PJM_EMAC","Pennsylvania",42,"Philadelphia",101,"42101",166,12570,1958,2013,"","","N","Residual Fuel Oil","","","","","LA + LNB","","","","","","","","","",0.53,0.3735350441657507,0.3735350441657507,0.3735350441657507,0.3735350441657507,"","","","","","",""]
["FirstEnergy Armstrong Power Station","3178_B_1",3178,"B","1",2178,"Coal Steam","","PJM_AP","Pennsylvania",42,"Armstrong",5,"42005",172,10384,1958,2012,"wall","dry","N","Bituminous","","","","","LNB + OFA","","","","ESPC","ESPC","No","","","",3.7,0.35977889379326117,0.35977889379326117,0.35977889379326117,0.35977889379326117,0.64,0.97,1,"","","",""]
["FirstEnergy Armstrong Power Station","3178_B_2",3178,"B","2",2179,"Coal Steam","","PJM_AP","Pennsylvania",42,"Armstrong",5,"42005",172,10410,1959,2012,"wall","dry","N","Bituminous","","","","","LNB + OFA","","","","ESPC","ESPC","No","","","",3.7,0.37273647433007606,0.37273647433007606,0.37273647433007606,0.37273647433007606,0.64,0.97,1,"","","",""]
["H B Robinson","3251_B_1",3251,"B","1",2201,"Coal Steam","","S_VACA","South Carolina",45,"Darlington",31,"45031",177,10247,1960,2012,"tangential","dry","N","Bituminous","","","","","OFA","","","","ESPC","ESPC + B","No","","","",3.5,0.5570126856205407,0.5570126856205407,0.27379870876046725,0.27379870876046725,0.2,0.75,1,"","","",""]
["W S Lee","3264_B_3",3264,"B","3",2218,"Coal Steam","","S_VACA","South Carolina",45,"Anderson",7,"45007",170,10836,1958,2015,"tangential","dry","N","Bituminous","","","","","LNC3","","","","ESPH","ESPH","No","","","",2.3000000000000003,0.23874761031759079,0.23874761031759079,0.23874761031759079,0.23874761031759079,0.9,0.94,1,"","","",""]
["Canadys Steam","3280_B_CAN1",3280,"B","CAN1",2219,"Coal Steam","","S_VACA","South Carolina",45,"Colleton",29,"45029",105,10487,1962,2012,"tangential","wet","N","Bituminous","","","","","LNC1","","","","ESPC","ESPC + B","Yes","","","",3.5,0.35460577667932835,0.35460577667932835,0.2465790959843679,0.2465790959843679,0.2,0.75,1,"","","","Yes"]
["El Segundo Power","330_B_3",330,"B","3",213,"O/G Steam","","WECC_SCE","California",6,"Los Angeles",37,"06037",325,12139,1964,2013,"","","N","Natural Gas","","","","","FR","SCR","","","","","","","","",1.3151446511627904,0.007243796743815248,0.007243796743815248,0.007243796743815248,0.007243796743815248,"","","","","","",""]
["Ben French","3325_B_1",3325,"B","1","","Coal Steam","","WECC_WY","South Dakota",46,"Pennington",103,"46103",21.6,14500,1961,2014,"","","N","Subbituminous","","","","","","","","","ESPC","ESPC","No","","","",3,0.4451349612788622,0.4451349612788622,0.4451349612788622,0.4451349612788622,0.64,0.97,1,"","","",""]
["John Sevier","3405_B_3",3405,"B","3",2264,"Coal Steam","","S_C_TVA","Tennessee",47,"Hawkins",73,"47073",176,10398,1956,2015,"tangential","dry","N","Bituminous","","","","","LNC2","SNCR","",2008,"ESPC + C","ESPC + C","No","","","",0.15,0.3061,0.25689256818768325,0.24,0.24,0.64,0.97,1,"","","",""]
["John Sevier","3405_B_4",3405,"B","4",2265,"Coal Steam","","S_C_TVA","Tennessee",47,"Hawkins",73,"47073",176,10396,1957,2015,"tangential","dry","N","Bituminous","","","","","LNC2","SNCR","",2008,"ESPC + C","ESPC + C","No","","","",0.15,0.3152,0.2574907206749965,0.24,0.24,0.64,0.97,1,"","","",""]
["Watts Bar Fossil","3419_B_A",3419,"B","A","","Coal Steam","","S_C_TVA","Tennessee",47,"Rhea",143,"47143",56,13240,1942,1985,"vertical","dry","N","Bituminous","","","","","","","","","ESPC","ESPC","No","","","",4,0.7776062372228825,0.7776062372228825,0.49,0.49,0.64,0.97,1,"","","",""]
["Watts Bar Fossil","3419_B_B",3419,"B","B","","Coal Steam","","S_C_TVA","Tennessee",47,"Rhea",143,"47143",56,13240,1942,1985,"vertical","dry","N","Bituminous","","","","","","","","","ESPC","ESPC","No","","","",4,0.7776062372228825,0.7776062372228825,0.49,0.49,0.64,0.97,1,"","","",""]
["Watts Bar Fossil","3419_B_C",3419,"B","C","","Coal Steam","","S_C_TVA","Tennessee",47,"Rhea",143,"47143",56,13240,1943,1985,"vertical","dry","N","Bituminous","","","","","","","","","ESPC","ESPC","No","","","",4,0.7776062372228825,0.7776062372228825,0.49,0.49,0.64,0.97,1,"","","",""]
["Watts Bar Fossil","3419_B_D",3419,"B","D","","Coal Steam","","S_C_TVA","Tennessee",47,"Rhea",143,"47143",56,13240,1945,1985,"vertical","dry","N","Bituminous","","","","","","","","","ESPC","ESPC","No","","","",4,0.7776062372228825,0.7776062372228825,0.49,0.49,0.64,0.97,1,"","","",""]
["Permian Basin","3494_B_5",3494,"B","5",2421,"O/G Steam","","ERC_WEST","Texas",48,"Ward",475,"48475",115,14500,1959,2011,"","","N","Natural Gas","","","","","CM","","","","","","","","","",1.1573272930232559,0.2064267460321548,0.2064267460321548,0.2064267460321548,0.2064267460321548,"","","","","","",""]
["Tradinghouse Power Company LLC","3506_B_2",3506,"B","2",2432,"O/G Steam","","ERC_REST","Texas",48,"McLennan",309,"48309",818,12669,1972,2011,"","","N","Natural Gas","","","","","BF + FR","","","","","","","","","",1.1573272930232559,0.1556371349997849,0.1556371349997849,0.1556371349997849,0.1556371349997849,"","","","","","",""]
["Bryan","3561_B_3",3561,"B","3","","O/G Steam","","ERC_REST","Texas",48,"Brazos",41,"48041",12,14500,1955,2015,"","","N","Natural Gas, Distillate Fuel Oil","","","","","","","","","","","","","","",1.1573272930232559,0.21659818900266276,0.21659818900266276,0.21659818900266276,0.21659818900266276,"","","","","","",""]
["Bryan","3561_B_4",3561,"B","4","","O/G Steam","","ERC_REST","Texas",48,"Brazos",41,"48041",22,14500,1958,2015,"","","N","Natural Gas, Distillate Fuel Oil","","","","","","","","","","","","","","",1.1573272930232559,0.21659818900266276,0.21659818900266276,0.21659818900266276,0.21659818900266276,"","","","","","",""]
["Bryan","3561_B_5",3561,"B","5","","O/G Steam","","ERC_REST","Texas",48,"Brazos",41,"48041",25,14500,1966,2015,"","","N","Natural Gas, Distillate Fuel Oil","","","","","","","","","","","","","","",1.1573272930232559,0.21659818900266276,0.21659818900266276,0.21659818900266276,0.21659818900266276,"","","","","","",""]
["Bryan","3561_B_6",3561,"B","6","","O/G Steam","","ERC_REST","Texas",48,"Brazos",41,"48041",50,14500,1969,2015,"","","N","Natural Gas, Distillate Fuel Oil","","","","","","","","","","","","","","",1.1573272930232559,0.21659818900266276,0.21659818900266276,0.21659818900266276,0.21659818900266276,"","","","","","",""]
["Carbon","3644_B_1",3644,"B","1",2496,"Coal Steam","","WECC_UT","Utah",49,"Carbon",7,"49007",67,11349,1954,2015,"tangential","dry","N","Bituminous","","","","","","","","","ESPC + C","ESPC + C","No","","","",2,0.5037377195221583,0.5037377195221583,0.24,0.24,0.64,0.97,1,"","","",""]
["Carbon","3644_B_2",3644,"B","2",2497,"Coal Steam","","WECC_UT","Utah",49,"Carbon",7,"49007",105,11202,1957,2015,"tangential","dry","N","Bituminous","","","","","","","","","ESPC","ESPC + B","No","","","",2,0.48744454703670503,0.48744454703670503,0.24,0.24,0.2,0.75,1,"","","",""]
["Clinch River","3775_B_3",3775,"B","3",2504,"Coal Steam","","PJM_West","Virginia",51,"Russell",167,"51167",230,10258,1961,2015,"vertical","dry","N","Bituminous","","","","","LNB + STC","SNCR","",2009,"ESPC","ESPC","Yes","","","",2.64,0.20097447249759967,0.20097447249759967,0.20097447249759967,0.20097447249759967,0.64,0.97,1,"","","",""]
["Glen Lyn","3776_B_51",3776,"B","51",2505,"Coal Steam","","PJM_West","Virginia",51,"Giles",71,"51071",45,10893,1944,2015,"tangential","dry","N","Bituminous","","","","","LNB + STC","","","","ESPC","ESPC","No","","","",1.75,0.4247745983137637,0.4247745983137637,0.28323239107747156,0.28323239107747156,0.64,0.97,1,"","","",""]
["Glen Lyn","3776_B_52",3776,"B","52",2506,"Coal Steam","","PJM_West","Virginia",51,"Giles",71,"51071",45,10893,1944,2015,"tangential","dry","N","Bituminous","","","","","LNB + STC","","","","ESPC","ESPC","No","","","",1.75,0.4159766930115213,0.4159766930115213,0.2791849870924976,0.2791849870924976,0.64,0.97,1,"","","",""]
["Glen Lyn","3776_B_6",3776,"B","6",2507,"Coal Steam","","PJM_West","Virginia",51,"Giles",71,"51071",235,10341,1957,2015,"wall","dry","N","Bituminous","","","","","LNB + STC","","","","ESPC","ESPC","No","","","",1.75,0.41434714090209096,0.41434714090209096,0.41434714090209096,0.41434714090209096,0.64,0.97,1,"","","",""]
["Chesapeake","3803_B_1",3803,"B","1",2521,"Coal Steam","","PJM_Dom","Virginia",51,"Chesapeake",550,"51550",111,10432,1953,2014,"tangential","dry","N","Bituminous","","","","","OFA","SNCR","",2003,"ESPC","ESPC","No","","","",0.891,0.6596289796275766,0.6596289796275766,0.2948929555982107,0.2948929555982107,0.64,0.97,1,"","","",""]
["Chesapeake","3803_B_2",3803,"B","2",2522,"Coal Steam","","PJM_Dom","Virginia",51,"Chesapeake",550,"51550",111,10416,1954,2014,"tangential","dry","N","Bituminous","","","","","OFA","SNCR","",2004,"ESPC","ESPC","No","","","",0.885,0.6402901672479293,0.6402901672479293,0.2899362412157231,0.2899362412157231,0.64,0.97,1,"","","",""]
["Kanawha River","3936_B_1",3936,"B","1",2541,"Coal Steam","","PJM_West","West Virginia",54,"Kanawha",39,"54039",200,10140,1953,2015,"vertical","dry","N","Bituminous","","","","","LNB + OFA","","","","ESPC","ESPC","Yes","","","",1.75,0.33014641181082227,0.33014641181082227,0.33014641181082227,0.33014641181082227,0.64,0.97,1,"","","",""]
["Kanawha River","3936_B_2",3936,"B","2",2542,"Coal Steam","","PJM_West","West Virginia",54,"Kanawha",39,"54039",200,10141,1953,2015,"vertical","dry","N","Bituminous","","","","","LNB + OFA","","","","ESPC","ESPC","Yes","","","",1.75,0.3076165717149545,0.3076165717149545,0.3076165717149545,0.3076165717149545,0.64,0.97,1,"","","",""]
["Philip Sporn","3938_B_11",3938,"B","11",2543,"Coal Steam","","PJM_West","West Virginia",54,"Mason",53,"54053",145,10536,1950,2015,"vertical","dry","N","Bituminous","","","","","LNB","","","","ESPC","ESPC","No","","","",3.2,0.2809,0.2809,0.2809,0.2809,0.64,0.97,1,"","","",""]
["Philip Sporn","3938_B_21",3938,"B","21",2544,"Coal Steam","","PJM_West","West Virginia",54,"Mason",53,"54053",145,10379,1950,2015,"vertical","dry","N","Bituminous","","","","","LNB","","","","ESPC","ESPC","No","","","",3.2,0.2627133284916609,0.2627133284916609,0.2627133284916609,0.2627133284916609,0.64,0.97,1,"","","",""]
["Philip Sporn","3938_B_31",3938,"B","31",2545,"Coal Steam","","PJM_West","West Virginia",54,"Mason",53,"54053",145,10410,1951,2015,"vertical","dry","N","Bituminous","","","","","LNB","SNCR","",2009,"ESPC","ESPC","No","","","",3.2,0.3094,0.2781236673368537,0.3094,0.2781236673368537,0.64,0.97,1,"","","",""]
["Philip Sporn","3938_B_41",3938,"B","41",2546,"Coal Steam","","PJM_West","West Virginia",54,"Mason",53,"54053",145,10382,1952,2015,"vertical","dry","N","Bituminous","","","","","LNB","SNCR","",2009,"ESPC","ESPC","No","","","",3.2,0.365,0.2865239023422545,0.365,0.2865239023422545,0.64,0.97,1,"","","",""]
["Philip Sporn","3938_B_51",3938,"B","51",2547,"Coal Steam","","PJM_West","West Virginia",54,"Mason",53,"54053",440,10025,1960,2012,"wall","dry","N","Bituminous","","","","","LNB","","","","ESPC","ESPC","No","","","",3.2,0.379512013645353,0.379512013645353,0.32,0.32,0.64,0.97,1,"","","",""]
["FirstEnergy Albright","3942_B_1",3942,"B","1",2548,"Coal Steam","","PJM_AP","West Virginia",54,"Preston",77,"54077",73,12335,1952,2012,"wall","dry","N","Bituminous","","","","","LNB","","","","ESPC","ESPC + B","No","","","",3.2,0.7333708792832566,0.7333708792832566,0.47872821286545914,0.47872821286545914,0.2,0.75,1,"","","",""]
["FirstEnergy Albright","3942_B_2",3942,"B","2",2549,"Coal Steam","","PJM_AP","West Virginia",54,"Preston",77,"54077",73,12289,1952,2012,"wall","dry","N","Bituminous","","","","","LNB + OFA","","","","ESPC","ESPC","No","","","",3.2,0.4328155897918886,0.4328155897918886,0.4328155897918886,0.4328155897918886,0.64,0.97,1,"","","",""]
["FirstEnergy Albright","3942_B_3",3942,"B","3",2550,"Coal Steam","","PJM_AP","West Virginia",54,"Preston",77,"54077",137,11776,1954,2012,"tangential","dry","N","Bituminous","","","","","LNC3","","","","ESPC","ESPC + B","Yes","","","",3.2,0.29499758180886804,0.29499758180886804,0.29499758180886804,0.29499758180886804,0.2,0.75,1,"","","",""]
["FirstEnergy Rivesville","3945_B_7",3945,"B","7",2556,"Coal Steam","","PJM_AP","West Virginia",54,"MARION",49,"54049",37,14500,1943,2012,"vertical","dry","N","Bituminous","","","","","","","","","ESPC","ESPC","No","","","",1.85,0.8346133819212471,0.8346133819212471,0.5007680291527482,0.5007680291527482,0.64,0.97,1,"","","",""]
["FirstEnergy Rivesville","3945_B_8",3945,"B","8",2557,"Coal Steam","","PJM_AP","West Virginia",54,"MARION",49,"54049",88,13859,1951,2012,"vertical","dry","N","Bituminous","","","","","","","","","ESPC","ESPC","No","","","",1.85,0.7536373241110701,0.7536373241110701,0.49,0.49,0.64,0.97,1,"","","",""]
["FirstEnergy Willow Island","3946_B_1",3946,"B","1",2558,"Coal Steam","","PJM_AP","West Virginia",54,"Pleasants",73,"54073",54,13981,1949,2012,"vertical","dry","N","Subbituminous","","","","","OFA","","","","ESPC","ESPC","No","","","",2.7,0.40588778154257177,0.40588778154257177,0.40588778154257177,0.40588778154257177,0.64,0.97,1,"","","",""]
["FirstEnergy Willow Island","3946_B_2",3946,"B","2",2559,"Coal Steam","","PJM_AP","West Virginia",54,"Pleasants",73,"54073",181,13199,1960,2012,"cyclone","wet","N","Subbituminous","","","","","OFA","","","","ESPH","ESPH","No","","","",2.7,0.756291451417012,0.756291451417012,0.756291451417012,0.756291451417012,0.9,0.94,1,"","","",""]
["Kammer","3947_B_1",3947,"B","1",2560,"Coal Steam","","PJM_West","West Virginia",54,"Marshall",51,"54051",200,10826,1958,2015,"cyclone","wet","N","Bituminous","","","","","OFA","","","","ESPC","ESPC","No","","","",2.7,0.4530128465419089,0.4530128465419089,0.4530128465419089,0.4530128465419089,0.64,0.97,1,"","","",""]
["Kammer","3947_B_2",3947,"B","2",2561,"Coal Steam","","PJM_West","West Virginia",54,"Marshall",51,"54051",200,10746,1958,2015,"cyclone","wet","N","Bituminous","","","","","OFA","","","","ESPC","ESPC","No","","","",2.7,0.4304910092952177,0.4304910092952177,0.4304910092952177,0.4304910092952177,0.64,0.97,1,"","","",""]
["Kammer","3947_B_3",3947,"B","3",2562,"Coal Steam","","PJM_West","West Virginia",54,"Marshall",51,"54051",200,10807,1958,2015,"cyclone","wet","N","Bituminous","","","","","OFA","","","","ESPC","ESPC","No","","","",2.7,0.42896983643834957,0.42896983643834957,0.42896983643834957,0.42896983643834957,0.64,0.97,1,"","","",""]
["Nelson Dewey","4054_B_1",4054,"B","1",2601,"Coal Steam","","MIS_WUMS","Wisconsin",55,"Grant",43,"55043",115,11169,1959,2015,"cyclone","wet","N","Bituminous, Subbituminous","","","","","RRI + OFA","SNCR","",2009,"ESPC","ESPC + B","No","","","",3.2,0.4679893167587871,0.4679893167587871,0.4679893167587871,0.4679893167587871,0.2,0.75,1,"","","",""]
["Nelson Dewey","4054_B_2",4054,"B","2",2602,"Coal Steam","","MIS_WUMS","Wisconsin",55,"Grant",43,"55043",111,11136,1962,2015,"cyclone","wet","N","Bituminous, Subbituminous","","","","","RRI + OFA","SNCR","",2009,"ESPC","ESPC + B","No","","","",3.2,0.46570901283190097,0.46570901283190097,0.46570901283190097,0.46570901283190097,0.2,0.75,1,"","","","Yes"]
["Neil Simpson","4150_B_5",4150,"B","5","","Coal Steam","","WECC_WY","Wyoming",56,"Campbell",5,"56005",14.6,13983,1969,2014,"","","N","Subbituminous","","","","","LNB","","","","ESPC","ESPC","Yes","","","",0.52,0.3761339164851819,0.3761339164851819,0.3761339164851819,0.3761339164851819,0.64,0.97,1,"","","","Yes"]
["Osage","4151_B_1",4151,"B","1","","Coal Steam","","WECC_WY","Wyoming",56,"Weston",45,"56045",10.1,14500,1948,2010,"","","N","Subbituminous","","","","","","","","","ESPC","ESPC","No","","","",0.52,0.4451349612788622,0.4451349612788622,0.4451349612788622,0.4451349612788622,0.64,0.97,1,"","","",""]
["Osage","4151_B_2",4151,"B","2","","Coal Steam","","WECC_WY","Wyoming",56,"Weston",45,"56045",10.1,14500,1949,2010,"","","N","Subbituminous","","","","","","","","","ESPC","ESPC","No","","","",0.52,0.4451349612788622,0.4451349612788622,0.4451349612788622,0.4451349612788622,0.64,0.97,1,"","","",""]
["Osage","4151_B_3",4151,"B","3","","Coal Steam","","WECC_WY","Wyoming",56,"Weston",45,"56045",10.1,14500,1952,2010,"","","N","Subbituminous","","","","","","","","","ESPC","ESPC","No","","","",0.52,0.4451349612788622,0.4451349612788622,0.4451349612788622,0.4451349612788622,0.64,0.97,1,"","","",""]
["W N Clark","462_B_55",462,"B","55","","Coal Steam","","WECC_CO","Colorado",8,"Fremont",43,"08043",17.6,13247,1955,2013,"","","N","Bituminous","","","","","","","","","B","B","","","","",1.8,0.4451349612788622,0.4451349612788622,0.4451349612788622,0.4451349612788622,0.11,0.27,1,"","","",""]
["W N Clark","462_B_59",462,"B","59","","Coal Steam","","WECC_CO","Colorado",8,"Fremont",43,"08043",24.9,13136,1959,2013,"","","N","Bituminous","","","","","","","","","B","B","","","","",1.2,0.4451349612788622,0.4451349612788622,0.4451349612788622,0.4451349612788622,0.11,0.27,1,"","","",""]
["Cherokee","469_B_3",469,"B","3",297,"Coal Steam","","WECC_CO","Colorado",8,"Adams",1,"08001",152,11111,1962,2014,"wall","dry","N","Bituminous, Subbituminous","Dry Scrubber",2002,85,90,"LNBO","","","","B","B","","","","",1.1,0.35816978630469404,0.35816978630469404,0.35816978630469404,0.35816978630469404,0.05,0.75,1,90,"","","Yes"]
["Alloy Steam Station","50012_B_BLR4",50012,"B","BLR4","","Coal Steam","","PJM_West","West Virginia",54,"Fayette",19,"54019",38,12518,1950,2007,"wall","dry","N","Bituminous","","","","","","","","","ESPC","ESPC","Yes","","","",3.2,0.535343526678147,0.535343526678147,0.32,0.32,0.64,0.97,1,"","","",""]
["Viking Energy of Northumberland","50771_B_B1",50771,"B","B1","","Biomass","","PJM_WMAC","Pennsylvania",42,"Northumberland",97,"42097",16.2,16171,1988,2012,"","","Y","Biomass","","","","","OFA","","","","","","","","","","",0.22926295483445053,0.22926295483445053,0.22926295483445053,0.22926295483445053,"","","","","","",""]
["Indian River Generating Station","594_B_1",594,"B","1",385,"Coal Steam","","PJM_EMAC","Delaware",10,"Sussex",5,"10005",89,11545,1957,2011,"wall","dry","N","Bituminous, Subbituminous","","","","","LNBO","SNCR","",2008,"ESPC","ESPC","No","ACI",2011,90,0.26,0.2515,0.2515,0.2515,0.2515,0.1,0.1,0.1,"","","",""]
["Indian River Generating Station","594_B_2",594,"B","2",385,"Coal Steam","","PJM_EMAC","Delaware",10,"Sussex",5,"10005",89,11512,1959,2010,"wall","dry","N","Bituminous, Subbituminous","","","","","LNBO","SNCR","",2009,"ESPC","ESPC","No","ACI",2009,90,0.26,0.2515,0.2515,0.2515,0.2515,0.1,0.1,0.1,"","","",""]
["Pearl Station","6238_B_1A",6238,"B","1A","","Coal Steam","","MIS_IL","Illinois",17,"Pike",149,"17149",22.2,13039,1967,2012,"","","N","Bituminous","","",11.8,11.8,"","","","","B + WS","B + WS","","","","",6.8,0.4451349612788622,0.4451349612788622,0.4451349612788622,0.4451349612788622,0.9,0.91,1,16.8,"","","Yes"]
["North Branch","7537_B_A",7537,"B","A",3127,"Coal Steam","","PJM_Dom","West Virginia",54,"Grant",23,"54023",37,13240,1992,2014,"FBC","dry","N","Waste Coal","Reagent Injection","",91.6,91.6,"CF","","","","B","B","","","","",0.678,0.3535476342461689,0.3535476342461689,0.3535476342461689,0.3535476342461689,0.05,0.43,0.43,95,95,"",""]
["North Branch","7537_B_B",7537,"B","B",3128,"Coal Steam","","PJM_Dom","West Virginia",54,"Grant",23,"54023",37,13240,1992,2014,"FBC","dry","N","Waste Coal","Reagent Injection","",91.6,91.6,"CF","","","","B","B","","","","",0.678,0.35675900232447977,0.35675900232447977,0.35675900232447977,0.35675900232447977,0.05,0.43,0.43,95,95,"",""]
["DeCordova Power Company LLC","8063_B_1",8063,"B","1",3454,"O/G Steam","","ERC_REST","Texas",48,"Hood",221,"48221",818,10896,1975,2011,"","","N","Natural Gas","","","","","FR + OFA","","","","","","","","","",1.1573272930232559,0.15317597616610928,0.15317597616610928,0.15317597616610928,0.15317597616610928,"","","","","","",""]
["Hutsonville","863_B_05",863,"B","05",580,"Coal Steam","","MIS_IL","Illinois",17,"Crawford",33,"17033",75,11520,1953,2011,"tangential","dry","N","Bituminous, Subbituminous","","",53,53,"","","","","ESPC","ESPC","No","ACI",2009,90,0.5,0.25247312813881934,0.25247312813881934,0.12,0.12,0.1,0.1,0.1,63,"","Yes",""]
["Hutsonville","863_B_06",863,"B","06",581,"Coal Steam","","MIS_IL","Illinois",17,"Crawford",33,"17033",76,11408,1954,2011,"tangential","dry","N","Bituminous, Subbituminous","","","","","","","","","ESPC","ESPC","No","ACI",2009,90,0.5,0.26887134729298334,0.26887134729298334,0.12293315414012088,0.12293315414012088,0.1,0.1,0.1,"","","",""]
["Meredosia","864_B_01",864,"B","01",582,"Coal Steam","","MIS_IL","Illinois",17,"Morgan",137,"17137",26,12560,1948,2011,"tangential","dry","N","Bituminous","","","","","","","","","ESPC","ESPC","No","","","",0.5,0.521887268505712,0.521887268505712,0.2414489934411176,0.2414489934411176,0.64,0.97,1,"","","",""]
["Meredosia","864_B_02",864,"B","02",583,"Coal Steam","","MIS_IL","Illinois",17,"Morgan",137,"17137",26,12560,1948,2011,"tangential","dry","N","Bituminous","","","","","","","","","ESPC","ESPC","No","","","",0.5,0.54401032297057,0.54401032297057,0.24764031627171287,0.24764031627171287,0.64,0.97,1,"","","",""]
["Meredosia","864_B_03",864,"B","03",584,"Coal Steam","","MIS_IL","Illinois",17,"Morgan",137,"17137",26,12560,1949,2011,"tangential","dry","N","Bituminous","","","","","","","","","ESPC","ESPC","No","","","",0.5,0.5426254534526521,0.5426254534526521,0.2472623987039341,0.2472623987039341,0.64,0.97,1,"","","",""]
["Meredosia","864_B_04",864,"B","04",585,"Coal Steam","","MIS_IL","Illinois",17,"Morgan",137,"17137",26,12560,1949,2011,"tangential","dry","N","Bituminous","","","","","","","","","ESPC","ESPC","No","","","",0.5,0.5165371929055124,0.5165371929055124,0.24,0.24,0.64,0.97,1,"","","",""]
["Meredosia","864_B_05",864,"B","05",586,"Coal Steam","","MIS_IL","Illinois",17,"Morgan",137,"17137",203,11051,1960,2011,"tangential","dry","N","Bituminous, Subbituminous","","","","","LNC1","","","","ESPC","ESPC","No","ACI",2009,90,0.5,0.22339266972011315,0.22339266972011315,0.14671326363769446,0.14671326363769446,0.1,0.1,0.1,"","","",""]
["Meredosia","864_B_06",864,"B","06",587,"O/G Steam","","MIS_IL","Illinois",17,"Morgan",137,"17137",166,14500,1975,2011,"","","N","Distillate Fuel Oil, Residual Fuel Oil","","","","","FR + LNB","","","","","","","","","",0.8,0.1991,0.1991,0.1991,0.1991,"","","","","","",""]
["Crawford","867_B_7",867,"B","7",588,"Coal Steam","","PJM_COMD","Illinois",17,"Cook",31,"17031",213,10061,1958,2012,"tangential","dry","N","Bituminous, Subbituminous","","","","","LNC3","","","","ESPC","ESPC + B","No","ACI",2009,90,1.8,0.11329190009157974,0.11329190009157974,0.11329190009157974,0.11329190009157974,0.1,0.1,0.1,"","","",""]
["Crawford","867_B_8",867,"B","8",589,"Coal Steam","","PJM_COMD","Illinois",17,"Cook",31,"17031",319,10093,1961,2012,"tangential","dry","N","Bituminous, Subbituminous","","","","","LNC3","","","","ESPC","ESPC + B","No","ACI",2009,90,1.8,0.14667187477064444,0.14667187477064444,0.14667187477064444,0.14667187477064444,0.1,0.1,0.1,"","","",""]
["Fisk Street","886_B_19",886,"B","19",604,"Coal Steam","","PJM_COMD","Illinois",17,"Cook",31,"17031",326,10446,1959,2012,"tangential","dry","N","Bituminous, Subbituminous","","","","","LNC3","","","","ESPC","ESPC + B","No","ACI",2009,90,1.8,0.12984184630086187,0.12984184630086187,0.12984184630086187,0.12984184630086187,0.1,0.1,0.1,"","","",""]
["Astoria Generating Station","8906_B_20",8906,"B","20",3485,"O/G Steam","","NY_Z_J","New York",36,"Queens",81,"36081",181,11922,1954,2012,"","","N","Natural Gas","","","","","BF","","","","","","","","","",0.0012,0.15510677963179348,0.15510677963179348,0.15510677963179348,0.15510677963179348,"","","","","","",""]
["Vermilion","897_B_1",897,"B","1",625,"Coal Steam","","MIS_IL","Illinois",17,"Vermilion",183,"17183",62,12123,1955,2011,"tangential","dry","N","Subbituminous","","","","","LNC2","SNCR","",2004,"ESPC + B","ESPC + B","No","ACI",2007,90,1.2,0.2297,0.2297,0.17034599483204135,0.17034599483204135,0.1,0.1,0.1,"","","",""]
["Vermilion","897_B_2",897,"B","2",626,"Coal Steam","","MIS_IL","Illinois",17,"Vermilion",183,"17183",99,11890,1956,2011,"tangential","dry","N","Subbituminous","","","","","LNC2","","","","ESPC + B","ESPC + B","No","ACI",2007,90,1.2,0.2651,0.2651,0.19659870801033594,0.19659870801033594,0.1,0.1,0.1,"","","",""]
["Tanners Creek","988_B_U1",988,"B","U1",665,"Coal Steam","","PJM_West","Indiana",18,"Dearborn",29,"18029",145,10687,1951,2015,"vertical","dry","N","Bituminous","","","","","LNB + OFA","SNCR","",2009,"ESPC","ESPC","No","","","",1.2,0.3003,0.2879254940354882,0.3003,0.2879254940354882,0.64,0.97,1,"","","",""]
["Tanners Creek","988_B_U2",988,"B","U2",666,"Coal Steam","","PJM_West","Indiana",18,"Dearborn",29,"18029",145,10718,1952,2015,"vertical","dry","N","Bituminous","","","","","LNB + OFA","SNCR","",2009,"ESPC","ESPC","No","","","",1.2,0.28626740709522946,0.28626740709522946,0.28626740709522946,0.28626740709522946,0.64,0.97,1,"","","",""]
["Tanners Creek","988_B_U3",988,"B","U3",667,"Coal Steam","","PJM_West","Indiana",18,"Dearborn",29,"18029",200,10744,1954,2015,"vertical","dry","N","Bituminous","","","","","LNB + OFA","SNCR","",2009,"ESPC","ESPC","No","","","",1.2,0.3045,0.29694040879184613,0.3045,0.29694040879184613,0.64,0.97,1,"","","",""]
["Tanners Creek","988_B_U4",988,"B","U4",668,"Coal Steam","","PJM_West","Indiana",18,"Dearborn",29,"18029",500,10136,1964,2014,"cyclone","wet","N","Bituminous, Subbituminous","","","","","OFA","","","","ESPC","ESPC","No","","","",2,0.24702843313044207,0.24702843313044207,0.24702843313044207,0.24702843313044207,0.64,0.97,1,"","","","Yes"]
["Jefferies","3319_G_3",3319,"G","3",2239,"Coal Steam","","S_VACA","South Carolina",45,"Berkeley",15,"45015",152,10675,1970,2012,"wall","dry","N","Bituminous","","","","","LNB","","","","ESPC","ESPC","No","","","",7,0.5221740126805429,0.5221740126805429,0.3917313978298652,0.3917313978298652,0.64,0.97,1,"","","",""]
["Jefferies","3319_G_4",3319,"G","4",2240,"Coal Steam","","S_VACA","South Carolina",45,"Berkeley",15,"45015",150,10632,1970,2012,"wall","dry","N","Bituminous","","","","","LNB","","","","ESPC","ESPC","No","","","",7,0.4653263441904952,0.4653263441904952,0.35607667323378756,0.35607667323378756,0.64,0.97,1,"","","",""]

{"sheet":"Key to Emission Control","index":2,"n_rows":106,"n_cols":14,"rows_kept":106}
["Key to Emission Controls in NEEDS, v.5.13"]
[]
["NOx Comb Control","Definition",null,"NOx Post-Comb Control","Definition",null,"PM Control","Definition",null,"Mercury_Controls","Definition",null,"HCL_Controls","Definition"]
["AA","Advanced Overfire Air",null,"SCR","Selective Catalytic Reduction",null,"B","Baghouse",null,"ACI","Activated Carbon Injection",null,"DSI","Dry Sobent Injection"]
["AA + CF + NH3","Advanced Overfire Air + Fluidized Bed Combustor + Ammonia Injection",null,"SNCR","Selective Non-catalytic Reduction",null,"ESPC","Electrostatic precipitator, cold side"]
["AA + FU","Advanced Overfire Air + Fuel Reburning",{"$nulls":4},"ESPC + C + WS","Electrostatic precipitator, cold side + Cyclone + Wet Scrubber"]
["AA + FU + LNB","Advanced Overfire Air + Fuel Reburning + Low NOx Burner Technology",{"$nulls":4},"ESPC + ESPH","Electrostatic precipitator, cold side + Electrostatic precipitator, hot side"]
["AA + LA","Advanced Overfire Air + Low excess air",{"$nulls":4},"ESPH","Electrostatic precipitator, hot side"]
["AA + LNB","Advanced Overfire Air + Low NOx Burner Technology",{"$nulls":4},"WS","Wet Scrubber"]
["AA + LNB + OFA","Advanced Overfire Air + Low NOx Burner Technology + Overfire Air",{"$nulls":4},"C","Cyclone "]
["AA + OFA","Advanced Overfire Air + Overfire Air",{"$nulls":4},"ESPC + C","Electrostatic precipitator, cold side + Cyclone"]
["BF","Biased Firing (alternative burners)",{"$nulls":4},"ESPC + B","Electrostatic precipitator, cold side + Baghouse"]
["BF + BOOS","Biased Firing (alternative burners) + Burners-Out-Of-Service",{"$nulls":4},"B + C","Baghouse + Cyclone"]
["BF + FR","Biased Firing (alternative burners) + Flue Gas Recirculation ",{"$nulls":4},"ESPH + B","Electrostatic precipitator, hot side + Baghouse"]
["BF + FR + LNB","Biased Firing (alternative burners) + Flue Gas Recirculation  + Low NOx Burner Technology",{"$nulls":4},"ESPC + WS","Electrostatic precipitator, cold side + Wet Scrubber"]
["BF + FR + OFA","Biased Firing (alternative burners) + Flue Gas Recirculation  + Overfire Air",{"$nulls":4},"B + WS","Baghouse + Wet Scrubber"]
["BF + LA","Biased Firing (alternative burners) + Low excess air",{"$nulls":4},"ESPH + C","Electrostatic precipitator, hot side + Cyclone"]
["BF + LA + LNB","Biased Firing (alternative burners) + Low excess air + Low NOx Burner Technology"]
["BF + LNB","Biased Firing (alternative burners) + Low NOx Burner Technology"]
["BF + LNB + OFA","Biased Firing (alternative burners) + Low NOx Burner Technology + Overfire Air"]
["BF + OFA","Biased Firing (alternative burners) + Overfire Air"]
["BOOS","Burners-Out-Of-Service"]
["BOOS + LN","Burners-Out-Of-Service + Low NOx Burner"]
["CF","Fluidized Bed Combustor"]
["CF + FR","Fluidized Bed Combustor + Flue Gas Recirculation "]
["CF + FR + OFA","Fluidized Bed Combustor + Flue Gas Recirculation  + Overfire Air"]
["CF + LA + OFA","Fluidized Bed Combustor + Low excess air + Overfire Air"]
["CF + LNB","Fluidized Bed Combustor + Low NOx Burner Technology"]
["CF + NH3","Fluidized Bed Combustor + Ammonia Injection"]
["CF + NH3 + OFA","Fluidized Bed Combustor + Ammonia Injection + Overfire Air"]
["CF + OFA","Fluidized Bed Combustor + Overfire Air"]
["CM","Combustion Modification"]
["CM + LNB + OFA","Combustion Modification + Low NOx Burner Technology + Overfire Air"]
["CM + LNB + STM","Combustion Modification + Low NOx Burner Technology + Steam Injection"]
["CM + LNBO","Combustion Modification + Low NOx Burner Technology w/ Overfire Air"]
["CM + OFA","Combustion Modification + Overfire Air"]
["CO","Combustion Optimization"]
["CO + LNB","Combustion Optimization + Low NOx Burner Technology"]
["DLNB","Dry Low NOx Burners"]
["DLNB + H2O","Dry Low NOx Burners + Water Injection"]
["DLNB + H2O + NH3","Dry Low NOx Burners + Water Injection + Ammonia Injection"]
["DLNB + NH3","Dry Low NOx Burners + Ammonia Injection"]
["DLNB + NH3 + STM","Dry Low NOx Burners + Ammonia Injection + Steam Injection"]
["DLNB + STM","Dry Low NOx Burners + Steam Injection"]
["FGR + OFA","Flue Gas Recirculation  + Overfire Air"]
["FR","Flue Gas Recirculation "]
["FR + BOOS","Flue Gas Recirculation  + Burners-Out-Of-Service"]
["FR + H2O + LNB","Flue Gas Recirculation  + Water Injection + Low NOx Burner Technology"]
["FR + H2O + LNB + OFA","Flue Gas Recirculation  + Water Injection + Low NOx Burner Technology + Overfire Air"]
["FR + LA","Flue Gas Recirculation  + Low excess air"]
["FR + LA + LNB","Flue Gas Recirculation  + Low excess air + Low NOx Burner Technology"]
["FR + LNB","Flue Gas Recirculation  + Low NOx Burner Technology"]
["FR + LNB + BOOS","Flue Gas Recirculation  + Low NOx Burner Technology + Burners-Out-Of-Service"]
["FR + LNB + OFA","Flue Gas Recirculation  + Low NOx Burner Technology + Overfire Air"]
["FR + LNBO","Flue Gas Recirculation  + Low NOx Burner Technology w/ Overfire Air"]
["FR + LNCB","Flue Gas Recirculation  + Low NOx Cell Burner"]
["FR + OFA","Flue Gas Recirculation  + Overfire Air"]
["FR + OFA + BOOS","Flue Gas Recirculation  + Overfire Air + Burners-Out-Of-Service"]
["FR + OFA + CM","Flue Gas Recirculation  + Overfire Air + Combustion Modification"]
["FR + OFA + MR","Flue Gas Recirculation  + Overfire Air + Combustion Modification/Fuel Reburning"]
["FR + SC","Flue Gas Recirculation  + Slagging"]
["FU","Fuel Reburning"]
["FU + LNB","Fuel Reburning + Low NOx Burner Technology"]
["FU + LNB + OFA","Fuel Reburning + Low NOx Burner Technology + Overfire Air"]
["FU + OFA","Fuel Reburning + Overfire Air"]
["H2O","Water Injection"]
["H2O + NH3","Water Injection + Ammonia Injection"]
["H2O + OFA","Water Injection + Overfire Air"]
["H2O + STM","Water Injection + Steam Injection"]
["LA","Low excess air"]
["LA + LNB","Low excess air + Low NOx Burner Technology"]
["LA + LNB + OFA","Low excess air + Low NOx Burner Technology + Overfire Air"]
["LA + OFA","Low excess air + Overfire Air"]
["LNB","Low NOx Burner Technology"]
["LNB + BOOS","Low NOx Burner Technology + Burners-Out-Of-Service"]
["LNB + BOOS + OFA","Low NOx Burner Technology + Burners-Out-Of-Service + Overfire Air"]
["LNB + LNBO","Low NOx Burner Technology + Low NOx Burner Technology w/ Overfire Air"]
["LNB + LNBO + NH3","Low NOx Burner Technology + Low NOx Burner Technology w/ Overfire Air + Ammonia Injection"]
["LNB + NH3","Low NOx Burner Technology + Ammonia Injection"]
["LNB + OFA","Low NOx Burner Technology + Overfire Air"]
["LNB + Other","Low NOx Burner Technology + Other"]
["LNB + SOFA","Low NOx Burner Technology + Stationary Overfire Air"]
["LNB + STC","Low NOx Burner Technology + Staged Combustion"]
["LNBO","Low NOx Burner Technology w/ Overfire Air"]
["LNBO + OFA","Low NOx Burner Technology w/ Overfire Air + Overfire Air"]
["LNC1","Low NOx Burner Technology w/ Closed-coupled OFA"]
["LNC2","Low NOx Burner Technology w/ Separated OFA"]
["LNC2 + NH3","Low NOx Burner Technology w/ Separated OFA + Ammonia Injection"]
["LNC2 + OFA","Low NOx Burner Technology w/ Separated OFA + Overfire Air"]
["LNC3","Low NOx Burner Technology w/ Closed-coupled/Separated OFA"]
["LNC3 + OFA","Low NOx Burner Technology w/ Closed-coupled/Separated OFA + Overfire Air"]
["LNCB","Low NOx Cell Burner"]
["LNCB + OFA","Low NOx Cell Burner + Overfire Air"]
["N2 + STM","Nitrogen Injection + Steam Injection"]
["NDI","Nitrogen Diluent Injection"]
["NH3","Ammonia Injection"]
["NH3 + STM","Ammonia Injection + Steam Injection"]
["OFA","Overfire Air"]
["OFA + LNB + H2O + SC","Overfire Air + Low NOx Burner Technology + Water Injection + Slagging"]
["OFA + NH3","Overfire Air + Ammonia Injection"]
["OFA + SC","Overfire Air + Slagging"]
["other","Other"]
["ROFA","Rotating Overfire Air"]
["RRI + OFA","Rich Reagent Injection + Overfire Air"]
["SC","Slagging"]
["STM","Steam Injection"]