## Table 3-18
Table 3-18 Complete Availability Assumptions in the EPA Base Case v.5.13
Unit ID | Plant Name | Plant Type | Winter Availability | Summer Availability | Annual Availability
10_G_GT10 | Greene County | Combustion Turbine | 89.6928 | 92.6015 | 90.9121
10_G_GT2 | Greene County | Combustion Turbine | 89.6928 | 92.6015 | 90.9121
10_G_GT3 | Greene County | Combustion Turbine | 89.6928 | 92.6015 | 90.9121
10_G_GT4 | Greene County | Combustion Turbine | 89.6928 | 92.6015 | 90.9121
10_G_GT5 | Greene County | Combustion Turbine | 89.6928 | 92.6015 | 90.9121
10_G_GT6 | Greene County | Combustion Turbine | 89.6928 | 92.6015 | 90.9121
10_G_GT7 | Greene County | Combustion Turbine | 89.6928 | 92.6015 | 90.9121
10_G_GT8 | Greene County | Combustion Turbine | 89.6928 | 92.6015 | 90.9121
10_G_GT9 | Greene County | Combustion Turbine | 89.6928 | 92.6015 | 90.9121
100_G_SC1 | South Consolidated | Hydro | 81.0191 | 87.391 | 83.6901
10004_G_TG1 | Mosiac South Pierce Operations | Non-Fossil Waste | 90 | 90 | 90
10004_G_TG2 | Mosiac South Pierce Operations | Non-Fossil Waste | 90 | 90 | 90
10005_G_WTGS | Dinosaur Point | Wind | 95 | 95 | 95
10008_G_TG-2 | Baptist Medical Center | Combustion Turbine | 84.7073 | 87.0873 | 85.7049
10008_G_TG-3 | Baptist Medical Center | Combustion Turbine | 84.7073 | 87.0873 | 85.7049
10008_G_TG-4 | Baptist Medical Center | Combustion Turbine | 84.7073 | 87.0873 | 85.7049
1001_G_31 | Cayuga | Combustion Turbine | 84.7073 | 87.0873 | 85.7049
1001_G_32 | Cayuga | Combustion Turbine | 84.7073 | 87.0873 | 85.7049
1001_G_33 | Cayuga | Combustion Turbine | 84.7073 | 87.0873 | 85.7049
1001_G_34 | Cayuga | Combustion Turbine | 84.7073 | 87.0873 | 85.7049
1001_G_4 | Cayuga | Combustion Turbine | 89.6928 | 92.6015 | 90.9121
10014_G_U131 | Lucky Peak Power Plant Project | Hydro | 83.3856 | 90.5577 | 86.392
10014_G_U132 | Lucky Peak Power Plant Project | Hydro | 83.3856 | 90.5577 | 86.392
10014_G_U133 | Lucky Peak Power Plant Project | Hydro | 81.0191 | 87.391 | 83.6901
10018_G_GEN2 | Desert Peak Power Plant | Geothermal | 96.5697 | 97.5257 | 96.9704
10018_G_OEC2 | Desert Peak Power Plant | Geothermal | 96.5697 | 97.5257 | 96.9704
1002_G_1 | Connersville | Combustion Turbine | 88.1508 | 89.9672 | 88.9122
1002_G_2 | Connersville | Combustion Turbine | 88.1508 | 89.9672 | 88.9122
10027_G_EXIS | EUIPH Wind Farm | Wind | 95 | 95 | 95
10028_G_GEN1 | Felt Hydroelectric Plant | Hydro | 81.0191 | 87.391 | 83.6901
10028_G_GEN2 | Felt Hydroelectric Plant | Hydro | 81.0191 | 87.391 | 83.6901
10028_G_GEN3 | Felt Hydroelectric Plant | Hydro | 81.0191 | 87.391 | 83.6901
10028_G_GEN4 | Felt Hydroelectric Plant | Hydro | 81.0191 | 87.391 | 83.6901
10030_G_KD-1 | NRG Energy Center Dover | Combustion Turbine | 88.1508 | 89.9672 | 88.9122
10030_G_KD-2 | NRG Energy Center Dover | Combustion Turbine | 88.1508 | 89.9672 | 88.9122
10034_G_GEN1 | Gilroy Power Plant | Combined Cycle | 84.4893 | 90.1371 | 86.8567
10034_G_GEN2 | Gilroy Power Plant | Combined Cycle | 84.4893 | 90.1371 | 86.8567
10036_G_GEN1 | Hillsborough Hosiery | Hydro | 81.0191 | 87.391 | 83.6901
10036_G_GEN2 | Hillsborough Hosiery | Hydro | 81.0191 | 87.391 | 83.6901
1004_G_CT1 | Edwardsport | IGCC | 82.661 | 88.2085 | 84.9864
1004_G_CT2 | Edwardsport | IGCC | 82.661 | 88.2085 | 84.9864
1004_G_ST | Edwardsport | IGCC | 79.8779 | 86.3762 | 82.6018
10045_G_0011 | Kinsleys Landfill | Landfill Gas | 90 | 90 | 90
10045_G_0012 | Kinsleys Landfill | Landfill Gas | 90 | 90 | 90
10045_G_0013 | Kinsleys Landfill | Landfill Gas | 90 | 90 | 90
10045_G_0014 | Kinsleys Landfill | Landfill Gas | 90 | 90 | 90
10048_G_GEN1 | Central Utilities Plant LAX | Combustion Turbine | 84.7073 | 87.0873 | 85.7049
10048_G_GEN2 | Central Utilities Plant LAX | Combustion Turbine | 84.7073 | 87.0873 | 85.7049
10049_G_1 | Little Mac Project | Hydro | 81.0191 | 87.391 | 83.6901
10049_G_2 | Little Mac Project | Hydro | 81.0191 | 87.391 | 83.6901
10049_G_3 | Little Mac Project | Hydro | 81.0191 | 87.391 | 83.6901
10049_G_4 | Little Mac Project | Hydro | 81.0191 | 87.391 | 83.6901
1005_G_1 | Markland | Hydro | 81.0191 | 87.391 | 83.6901
1005_G_2 | Markland | Hydro | 81.0191 | 87.391 | 83.6901
1005_G_3 | Markland | Hydro | 81.0191 | 87.391 | 83.6901
10051_G_GEN1 | Lockville Hydropower | Hydro | 81.0191 | 87.391 | 83.6901
10051_G_GEN2 | Lockville Hydropower | Hydro | 81.0191 | 87.391 | 83.6901
10059_G_1575 | General Electric Great Falls Upper Hydro | Hydro | 81.0191 | 87.391 | 83.6901
10059_G_500 | General Electric Great Falls Upper Hydro | Hydro | 81.0191 | 87.391 | 83.6901
1006_G_1 | Miami Wabash | Combustion Turbine | 84.7073 | 87.0873 | 85.7049
1006_G_2 | Miami Wabash | Combustion Turbine | 84.7073 | 87.0873 | 85.7049
1006_G_3 | Miami Wabash | Combustion Turbine | 84.7073 | 87.0873 | 85.7049
1006_G_4 | Miami Wabash | Combustion Turbine | 84.7073 | 87.0873 | 85.7049
1006_G_5 | Miami Wabash | Combustion Turbine | 84.7073 | 87.0873 | 85.7049
1006_G_6 | Miami Wabash | Combustion Turbine | 84.7073 | 87.0873 | 85.7049
10063_G_GEN1 | Derby Hydro | Hydro | 81.0191 | 87.391 | 83.6901
10063_G_GEN2 | Derby Hydro | Hydro | 81.0191 | 87.391 | 83.6901
10063_G_GEN3 | Derby Hydro | Hydro | 81.0191 | 87.391 | 83.6901
10063_G_GEN4 | Derby Hydro | Hydro | 81.0191 | 87.391 | 83.6901
10066_G_GEN1 | Lockwood Hydroelectric Facility | Hydro | 81.0191 | 87.391 | 83.6901
10066_G_GEN2 | Lockwood Hydroelectric Facility | Hydro | 81.0191 | 87.391 | 83.6901
10066_G_GEN3 | Lockwood Hydroelectric Facility | Hydro | 81.0191 | 87.391 | 83.6901
10066_G_GEN4 | Lockwood Hydroelectric Facility | Hydro | 81.0191 | 87.391 | 83.6901
10066_G_GEN5 | Lockwood Hydroelectric Facility | Hydro | 81.0191 | 87.391 | 83.6901
10066_G_GEN6 | Lockwood Hydroelectric Facility | Hydro | 81.0191 | 87.391 | 83.6901
10066_G_GEN7 | Lockwood Hydroelectric Facility | Hydro | 81.0191 | 87.391 | 83.6901
1007_G_1 | Noblesville | Combined Cycle | 84.4893 | 90.1371 | 86.8567
1007_G_2 | Noblesville | Combined Cycle | 84.4893 | 90.1371 | 86.8567
1007_G_3 | Noblesville | Combined Cycle | 84.4893 | 90.1371 | 86.8567
1007_G_4 | Noblesville | Combined Cycle | 84.4893 | 90.1371 | 86.8567
1007_G_5 | Noblesville | Combined Cycle | 84.4893 | 90.1371 | 86.8567
10070_G_GEN1 | Foothills Hydro Plant | Hydro | 81.0191 | 87.391 | 83.6901
10081_G_GEN1 | Strontia Springs Hydro Plant | Hydro | 81.0191 | 87.391 | 83.6901
10099_G_GEN1 | Pedricktown Cogeneration Company LP | Combined Cycle | 84.4893 | 90.1371 | 86.8567
10099_G_GEN2 | Pedricktown Cogeneration Company LP | Combined Cycle | 84.4893 | 90.1371 | 86.8567
1010_G_1 | Wabash River | IGCC | 82.3378 | 86.374 | 84.0297
1010_G_1A | Wabash River | IGCC | 82.661 | 88.2085 | 84.9864
1010_G_71 | Wabash River | Combustion Turbine | 84.7073 | 87.0873 | 85.7049
1010_G_72 | Wabash River | Combustion Turbine | 84.7073 | 87.0873 | 85.7049
1010_G_73 | Wabash River | Combustion Turbine | 84.7073 | 87.0873 | 85.7049
10109_G_1 | Franklin Industrial Complex | Hydro | 81.0191 | 87.391 | 83.6901
10109_G_2 | Franklin Industrial Complex | Hydro | 81.0191 | 87.391 | 83.6901
1011_G_1 | Broadway | Combustion Turbine | 89.6928 | 92.6015 | 90.9121
1011_G_2 | Broadway | Combustion Turbine | 89.6928 | 92.6015 | 90.9121
10110_G_GEN1 | Frito-Lay Cogen Plant | Combustion Turbine | 84.7073 | 87.0873 | 85.7049
10116_G_05 | Hampshire Paper | Hydro | 81.0191 | 87.391 | 83.6901
10121_G_GEN1 | High Shoals Hydro | Hydro | 81.0191 | 87.391 | 83.6901
10124_G_HY1 | Hollow Dam Power Partnership | Hydro | 81.0191 | 87.391 | 83.6901
10124_G_HY2 | Hollow Dam Power Partnership | Hydro | 81.0191 | 87.391 | 83.6901
10128_G_GEN1 | Gosselin Hydro Plant | Hydro | 81.0191 | 87.391 | 83.6901
10128_G_GEN2 | Gosselin Hydro Plant | Hydro | 81.0191 | 87.391 | 83.6901
10129_G_GEN1 | Indiana University of Pennsylvania | Combustion Turbine | 84.7073 | 87.0873 | 85.7049
10129_G_GEN2 | Indiana University of Pennsylvania | Combustion Turbine | 84.7073 | 87.0873 | 85.7049
10129_G_GEN3 | Indiana University of Pennsylvania | Combustion Turbine | 84.7073 | 87.0873 | 85.7049
10129_G_GEN4 | Indiana University of Pennsylvania | Combustion Turbine | 84.7073 | 87.0873 | 85.7049
1013_G_1 | Northeast | Combustion Turbine | 84.7073 | 87.0873 | 85.7049
1013_G_2 | Northeast | Combustion Turbine | 84.7073 | 87.0873 | 85.7049
10137_G_GEN1 | Deweys Mill | Hydro | 81.0191 | 87.391 | 83.6901
10137_G_GEN2 | Deweys Mill | Hydro | 81.0191 | 87.391 | 83.6901
10138_G_1 | South Dry Creek Hydro | Hydro | 81.0191 | 87.391 | 83.6901
10139_G_GEN1 | Isabella Hydro Project | Hydro | 81.0191 | 87.391 | 83.6901
10139_G_GEN2 | Isabella Hydro Project | Hydro | 81.0191 | 87.391 | 83.6901
10140_G_GEN1 | Birch Creek Power | Hydro | 81.0191 | 87.391 | 83.6901
10152_G_L-1 | Warrior Ridge Hydro | Hydro | 81.0191 | 87.391 | 83.6901
10152_G_L-2 | Warrior Ridge Hydro | Hydro | 81.0191 | 87.391 | 83.6901
10152_G_L-4 | Warrior Ridge Hydro | Hydro | 81.0191 | 87.391 | 83.6901
10152_G_L-5 | Warrior Ridge Hydro | Hydro | 81.0191 | 87.391 | 83.6901
10155_G_1 | Brasfield | Hydro | 81.0191 | 87.391 | 83.6901
10156_G_GEN2 | Fresno Cogen Partners | Combined Cycle | 84.4893 | 90.1371 | 86.8567
10156_G_GEN3 | Fresno Cogen Partners | Combined Cycle | 84.4893 | 90.1371 | 86.8567
10156_G_GEN4 | Fresno Cogen Partners | Combined Cycle | 84.4893 | 90.1371 | 86.8567
10157_G_ENG1 | Asbury Park Press | Combustion Turbine | 84.7073 | 87.0873 | 85.7049
10157_G_ENG2 | Asbury Park Press | Combustion Turbine | 84.7073 | 87.0873 | 85.7049
1016_G_1 | Butler-Warner Generation Plant | Combined Cycle | 84.4893 | 90.1371 | 86.8567
1016_G_2 | Butler-Warner Generation Plant | Combined Cycle | 84.4893 | 90.1371 | 86.8567
1016_G_3 | Butler-Warner Generation Plant | Combined Cycle | 84.4893 | 90.1371 | 86.8567
1016_G_4 | Butler-Warner Generation Plant | Combustion Turbine | 88.1508 | 89.9672 | 88.9122
1016_G_5 | Butler-Warner Generation Plant | Combustion Turbine | 88.1508 | 89.9672 | 88.9122
1016_G_6 | Butler-Warner Generation Plant | Combined Cycle | 84.4893 | 90.1371 | 86.8567
1016_G_7 | Butler-Warner Generation Plant | Combined Cycle | 84.4893 | 90.1371 | 86.8567
1016_G_8 | Butler-Warner Generation Plant | Combined Cycle | 84.4893 | 90.1371 | 86.8567
1016_G_9 | Butler-Warner Generation Plant | Combined Cycle | 84.4893 | 90.1371 | 86.8567
10162_G_WWHI | Whitewater Hydro Plant | Hydro | 81.0191 | 87.391 | 83.6901
10168_G_GTG1 | Cardinal Cogen | Combined Cycle | 84.4893 | 90.1371 | 86.8567
10168_G_STG1 | Cardinal Cogen | Combined Cycle | 84.4893 | 90.1371 | 86.8567
10169_G_GEN1 | Carson Cogeneration | Combined Cycle | 84.4893 | 90.1371 | 86.8567
10169_G_GEN2 | Carson Cogeneration | Combined Cycle | 84.4893 | 90.1371 | 86.8567
10173_G_T-1 | Cherokee Falls | Hydro | 81.0191 | 87.391 | 83.6901
10175_G_0799 | Childrens Hospital | Combustion Turbine | 84.7073 | 87.0873 | 85.7049
10175_G_1711 | Childrens Hospital | Combustion Turbine | 84.7073 | 87.0873 | 85.7049
10175_G_5083 | Childrens Hospital | Combustion Turbine | 84.7073 | 87.0873 | 85.7049
10175_G_5084 | Childrens Hospital | Combustion Turbine | 84.7073 | 87.0873 | 85.7049
10175_G_5085 | Childrens Hospital | Combustion Turbine | 84.7073 | 87.0873 | 85.7049
10176_G_NO.6 | M Street Jet | Combustion Turbine | 89.6928 | 92.6015 | 90.9121
10180_G_1 | Metro Wastewater Reclamation District | Non-Fossil Waste | 90 | 90 | 90
10180_G_2 | Metro Wastewater Reclamation District | Non-Fossil Waste | 90 | 90 | 90
10180_G_3 | Metro Wastewater Reclamation District | Non-Fossil Waste | 90 | 90 | 90
10180_G_4 | Metro Wastewater Reclamation District | Non-Fossil Waste | 90 | 90 | 90
10180_G_5 | Metro Wastewater Reclamation District | Non-Fossil Waste | 90 | 90 | 90
10180_G_6 | Metro Wastewater Reclamation District | Non-Fossil Waste | 90 | 90 | 90
10183_G_GEN1 | Mine Falls Generating Station | Hydro | 81.0191 | 87.391 | 83.6901
10183_G_GEN2 | Mine Falls Generating Station | Hydro | 81.0191 | 87.391 | 83.6901
10184_G_EG1 | Central Utility Plant | Combustion Turbine | 84.7073 | 87.0873 | 85.7049
10184_G_EG2 | Central Utility Plant | Combustion Turbine | 84.7073 | 87.0873 | 85.7049
10184_G_TG1 | Central Utility Plant | O/G Steam | 87.3884 | 91.2182 | 88.9937
10190_G_GEN1 | Castleton Energy Center | Combined Cycle | 84.4893 | 90.1371 | 86.8567
10190_G_GEN2 | Castleton Energy Center | Combined Cycle | 84.4893 | 90.1371 | 86.8567
10191_G_EXIS | Tehachapi Wind Resource I | Wind | 95 | 95 | 95
10196_G_GEN1 | Moose River | Hydro | 81.0191 | 87.391 | 83.6901
10197_G_GEN1 | Philadlephia | Hydro | 81.0191 | 87.391 | 83.6901
10198_G_GEN1 | IMC Phosphates Company Uncle Sam | Non-Fossil Waste | 90 | 90 | 90
10198_G_GEN2 | IMC Phosphates Company Uncle Sam | Non-Fossil Waste | 90 | 90 | 90
10199_G_WFF1 | West Ford Flat Power Plant | Geothermal | 96.5697 | 97.5257 | 96.9704
10199_G_WFF2 | West Ford Flat Power Plant | Geothermal | 96.5697 | 97.5257 | 96.9704
1020_G_2 | Manti Lower | Hydro | 81.0191 | 87.391 | 83.6901
1020_G_HC1 | Manti Lower | Hydro | 81.0191 | 87.391 | 83.6901
10204_G_GEN1 | Mosaic Co Tampa Facility | Non-Fossil Waste | 90 | 90 | 90
10204_G_GEN3 | Mosaic Co Tampa Facility | Non-Fossil Waste | 90 | 90 | 90
10214_G_GEN1 | Lower Saranac Hydroelectric Facility | Hydro | 85.5621 | 81.0962 | 83.6901
10214_G_GEN2 | Lower Saranac Hydroelectric Facility | Hydro | 85.5621 | 81.0962 | 83.6901
10214_G_GEN3 | Lower Saranac Hydroelectric Facility | Hydro | 85.5621 | 81.0962 | 83.6901
10215_G_1367 | Snowbird Power Plant | Combustion Turbine | 84.7073 | 87.0873 | 85.7049
10215_G_1391 | Snowbird Power Plant | Combustion Turbine | 84.7073 | 87.0873 | 85.7049
10215_G_1392 | Snowbird Power Plant | Combustion Turbine | 84.7073 | 87.0873 | 85.7049
10218_G_HY1 | Warrensburg Hydroelectric | Hydro | 81.0191 | 87.391 | 83.6901
10219_G_HY1 | Middle Falls Hydro | Hydro | 81.0191 | 87.391 | 83.6901
10219_G_HY2 | Middle Falls Hydro | Hydro | 81.0191 | 87.391 | 83.6901
10220_G_HY1 | Sissonville Hydro | Hydro | 81.0191 | 87.391 | 83.6901
10221_G_GEN1 | New York State Dam Hydro | Hydro | 81.0191 | 87.391 | 83.6901
10221_G_GEN2 | New York State Dam Hydro | Hydro | 81.0191 | 87.391 | 83.6901
10222_G_SPP1 | Tulare Success Power Project | Hydro | 81.0191 | 87.391 | 83.6901
10237_G_GEN1 | Diana Hydroelectric | Hydro | 81.0191 | 87.391 | 83.6901
10238_G_GEN1 | Dolgeville Hydro | Hydro | 81.0191 | 87.391 | 83.6901
1024_G_D1 | Crawfordsville | Combustion Turbine | 84.7073 | 87.0873 | 85.7049
10243_G_GEN5 | Celanese Engineering Resin | Combustion Turbine | 88.1508 | 89.9672 | 88.9122
10250_G_GEN1 | Bay Resource Management Center | Municipal Solid Waste | 90 | 90 | 90
10253_G_LGEN | Haypress | Hydro | 81.0191 | 87.391 | 83.6901
10253_G_UGEN | Haypress | Hydro | 81.0191 | 87.391 | 83.6901
10255_G_GEN1 | Bangor Pacific Hydro | Hydro | 81.0191 | 87.391 | 83.6901
10255_G_GEN2 | Bangor Pacific Hydro | Hydro | 81.0191 | 87.391 | 83.6901
10258_G_1 | Haw River Hydro | Hydro | 81.0191 | 87.391 | 83.6901
10258_G_2 | Haw River Hydro | Hydro | 81.0191 | 87.391 | 83.6901
10276_G_0049 | Clement Dam Hydro LLC | Hydro | 81.0191 | 87.391 | 83.6901
10279_G_1 | Kansas River Project | Hydro | 81.0191 | 87.391 | 83.6901
10279_G_2 | Kansas River Project | Hydro | 81.0191 | 87.391 | 83.6901
10279_G_3 | Kansas River Project | Hydro | 81.0191 | 87.391 | 83.6901
10279_G_4 | Kansas River Project | Hydro | 81.0191 | 87.391 | 83.6901
10279_G_5 | Kansas River Project | Hydro | 81.0191 | 87.391 | 83.6901
10279_G_6 | Kansas River Project | Hydro | 81.0191 | 87.391 | 83.6901
10279_G_7 | Kansas River Project | Hydro | 81.0191 | 87.391 | 83.6901
10282_G_BCHY | Big Creek Water Works | Hydro | 81.0191 | 87.391 | 83.6901
10285_G_GEN1 | Townsend Hydro | Hydro | 81.0191 | 87.391 | 83.6901
10285_G_GEN2 | Townsend Hydro | Hydro | 81.0191 | 87.391 | 83.6901
10287_G_GEN1 | Beowawe Power | Geothermal | 96.5697 | 97.5257 | 96.9704
10288_G_IS27 | Big Valley Power LLC | Biomass | 83 | 83 | 83
10294_G_GTG | King City Power Plant | Combined Cycle | 84.4893 | 90.1371 | 86.8567
10294_G_STG | King City Power Plant | Combined Cycle | 84.4893 | 90.1371 | 86.8567
10296_G_GEN1 | South Forks Hydro | Hydro | 81.0191 | 87.391 | 83.6901
10296_G_GEN2 | South Forks Hydro | Hydro | 81.0191 | 87.391 | 83.6901
10298_G_GEN1 | Bayou Cogen Plant | Combustion Turbine | 89.6928 | 92.6015 | 90.9121
10298_G_GEN2 | Bayou Cogen Plant | Combustion Turbine | 89.6928 | 92.6015 | 90.9121
10298_G_GEN3 | Bayou Cogen Plant | Combustion Turbine | 89.6928 | 92.6015 | 90.9121
10298_G_GEN4 | Bayou Cogen Plant | Combustion Turbine | 89.6928 | 92.6015 | 90.9121
10305_G_GEN1 | Dutchess Cnty Resource Recovery Facility | Municipal Solid Waste | 90 | 90 | 90
10307_G_CT1 | Bellingham Cogeneration Facility | Combined Cycle | 84.4893 | 90.1371 | 86.8567
10307_G_CT2 | Bellingham Cogeneration Facility | Combined Cycle | 84.4893 | 90.1371 | 86.8567
10307_G_ST1 | Bellingham Cogeneration Facility | Combined Cycle | 84.4893 | 90.1371 | 86.8567
10308_G_CT1 | Sayreville Cogeneration Facility | Combined Cycle | 84.4893 | 90.1371 | 86.8567
10308_G_CT2 | Sayreville Cogeneration Facility | Combined Cycle | 84.4893 | 90.1371 | 86.8567
10308_G_ST1 | Sayreville Cogeneration Facility | Combined Cycle | 84.4893 | 90.1371 | 86.8567
1032_G_6 | Logansport | Combustion Turbine | 84.7073 | 87.0873 | 85.7049
10323_G_GEN1 | Copper Dam Plant | Hydro | 85.5621 | 81.0962 | 83.6901
10323_G_GEN2 | Copper Dam Plant | Hydro | 85.5621 | 81.0962 | 83.6901
10324_G_GEN3 | Peters Drive Plant | Hydro | 85.5621 | 81.0962 | 83.6901
10325_G_GEN1 | Mink Creek Hydro | Hydro | 81.0191 | 87.391 | 83.6901
10328_G_GEN6 | T B Simon Power Plant | Combustion Turbine | 84.7073 | 87.0873 | 85.7049
10342_G_TG1 | Foster Wheeler Martinez | Combined Cycle | 84.4893 | 90.1371 | 86.8567
10342_G_TG2 | Foster Wheeler Martinez | Combined Cycle | 84.4893 | 90.1371 | 86.8567
10342_G_TG3 | Foster Wheeler Martinez | Combined Cycle | 84.4893 | 90.1371 | 86.8567
10347_G_GEN1 | TMC LLC | Biomass | 83 | 83 | 83
10349_G_GEN1 | Greenleaf 2 Power Plant | Combustion Turbine | 89.6928 | 92.6015 | 90.9121
10350_G_GEN1 | Greenleaf 1 Power Plant | Combined Cycle | 84.4893 | 90.1371 | 86.8567
10350_G_GEN2 | Greenleaf 1 Power Plant | Combined Cycle | 84.4893 | 90.1371 | 86.8567
1037_G_D1 | Peru | Combustion Turbine | 84.7073 | 87.0873 | 85.7049
1038_G_10 | Rensselaer City Light Plant | Combustion Turbine | 84.7073 | 87.0873 | 85.7049
1038_G_11 | Rensselaer City Light Plant | Combustion Turbine | 84.7073 | 87.0873 | 85.7049
1038_G_14 | Rensselaer City Light Plant | Combustion Turbine | 84.7073 | 87.0873 | 85.7049
1038_G_15 | Rensselaer City Light Plant | Combustion Turbine | 84.7073 | 87.0873 | 85.7049
1038_G_5 | Rensselaer City Light Plant | Combustion Turbine | 84.7073 | 87.0873 | 85.7049
1038_G_6 | Rensselaer City Light Plant | Combustion Turbine | 84.7073 | 87.0873 | 85.7049
10387_G_3 | Sycamore Energy 1 LLC | Landfill Gas | 90 | 90 | 90
10388_G_1 | Newby Island I | Landfill Gas | 90 | 90 | 90
10388_G_2 | Newby Island I | Landfill Gas | 90 | 90 | 90
10388_G_3 | Newby Island I | Landfill Gas | 90 | 90 | 90
10388_G_4 | Newby Island I | Landfill Gas | 90 | 90 | 90
10389_G_1 | Newby Island II | Landfill Gas | 90 | 90 | 90
10389_G_2 | Newby Island II | Landfill Gas | 90 | 90 | 90
10389_G_3 | Newby Island II | Landfill Gas | 90 | 90 | 90
10390_G_1 | Guadalupe Power Plant | Landfill Gas | 90 | 90 | 90
10390_G_2 | Guadalupe Power Plant | Landfill Gas | 90 | 90 | 90
10390_G_3 | Guadalupe Power Plant | Landfill Gas | 90 | 90 | 90
10390_G_4 | Guadalupe Power Plant | Landfill Gas | 90 | 90 | 90
10391_G_1 | Marsh Road Power Plant | Landfill Gas | 90 | 90 | 90
10391_G_2 | Marsh Road Power Plant | Landfill Gas | 90 | 90 | 90
10391_G_3 | Marsh Road Power Plant | Landfill Gas | 90 | 90 | 90
10391_G_4 | Marsh Road Power Plant | Landfill Gas | 90 | 90 | 90
10392_G_1 | American Canyon Power Plant | Landfill Gas | 90 | 90 | 90
10392_G_2 | American Canyon Power Plant | Landfill Gas | 90 | 90 | 90
104_G_1 | J S Eastwood | Pumped Storage | 82.7612 | 89.89 | 85.7494
10400_G_GEN1 | Little Company of Mary Hospital | Combustion Turbine | 84.7073 | 87.0873 | 85.7049
10405_G_GEN1 | Kingsburg Cogen | Combined Cycle | 84.4893 | 90.1371 | 86.8567
10405_G_GEN2 | Kingsburg Cogen | Combined Cycle | 84.4893 | 90.1371 | 86.8567
10416_G_GEN4 | Pensacola Florida Plant | Combustion Turbine | 89.6928 | 92.6015 | 90.9121
10421_G_GEN1 | Dillon Hydro Plant | Hydro | 81.0191 | 87.391 | 83.6901
10422_G_GEN1 | Williams Fork Hydro Plant | Hydro | 81.0191 | 87.391 | 83.6901
10423_G_GEN1 | North Fork Hydro Plant | Hydro | 81.0191 | 87.391 | 83.6901
10424_G_GEN1 | Gross Hydro Plant | Hydro | 81.0191 | 87.391 | 83.6901
10427_G_GEN1 | Inland Ontario Mill | Combustion Turbine | 88.1508 | 89.9672 | 88.9122
10433_G_3 | Oakland Dam Hydroelectric | Hydro | 81.0191 | 87.391 | 83.6901
10434_G_TG1 | Mosiac New Wales Operations | Non-Fossil Waste | 90 | 90 | 90
10434_G_TG2 | Mosiac New Wales Operations | Non-Fossil Waste | 90 | 90 | 90
10434_G_TG3 | Mosiac New Wales Operations | Non-Fossil Waste | 90 | 90 | 90
10453_G_U1 | LAC Courte Oreilles Hydroelect | Hydro | 81.0191 | 87.391 | 83.6901
10453_G_U2 | LAC Courte Oreilles Hydroelect | Hydro | 81.0191 | 87.391 | 83.6901
10453_G_U3 | LAC Courte Oreilles Hydroelect | Hydro | 81.0191 | 87.391 | 83.6901
10458_G_GEN1 | Muck Valley Hydroelectric | Hydro | 83.3856 | 90.5577 | 86.392
10467_G_1 | Fourth Branch Hydroelectric Facility | Hydro | 81.0191 | 87.391 | 83.6901
10469_G_BVC1 | Bear Canyon Power Plant | Geothermal | 96.5697 | 97.5257 | 96.9704
10469_G_BVC2 | Bear Canyon Power Plant | Geothermal | 96.5697 | 97.5257 | 96.9704
1047_G_IC1 | Lansing | Combustion Turbine | 84.7073 | 87.0873 | 85.7049
1047_G_IC2 | Lansing | Combustion Turbine | 84.7073 | 87.0873 | 85.7049
10472_G_GEN2 | Puente Hills Energy Recovery | Landfill Gas | 90 | 90 | 90
10472_G_GEN3 | Puente Hills Energy Recovery | Landfill Gas | 90 | 90 | 90
10472_G_GEN4 | Puente Hills Energy Recovery | Landfill Gas | 90 | 90 | 90
10472_G_GEN5 | Puente Hills Energy Recovery | Landfill Gas | 90 | 90 | 90
10478_G_GEN1 | Pitchess Cogen Station | Combined Cycle | 84.4893 | 90.1371 | 86.8567
10478_G_GEN2 | Pitchess Cogen Station | Combined Cycle | 84.4893 | 90.1371 | 86.8567
10479_G_T101 | Ples I | Geothermal | 96.5697 | 97.5257 | 96.9704
10479_G_T102 | Ples I | Geothermal | 96.5697 | 97.5257 | 96.9704
10479_G_T103 | Ples I | Geothermal | 96.5697 | 97.5257 | 96.9704
10480_G_GEN1 | Mammoth Pacific I | Geothermal | 96.5697 | 97.5257 | 96.9704
10480_G_GEN2 | Mammoth Pacific I | Geothermal | 96.5697 | 97.5257 | 96.9704
10481_G_1 | Mammoth Pacific II | Geothermal | 96.5697 | 97.5257 | 96.9704
10481_G_2 | Mammoth Pacific II | Geothermal | 96.5697 | 97.5257 | 96.9704
10481_G_3 | Mammoth Pacific II | Geothermal | 96.5697 | 97.5257 | 96.9704
10481_G_T101 | Mammoth Pacific II | Geothermal | 96.5697 | 97.5257 | 96.9704
10481_G_T102 | Mammoth Pacific II | Geothermal | 96.5697 | 97.5257 | 96.9704
10481_G_T103 | Mammoth Pacific II | Geothermal | 96.5697 | 97.5257 | 96.9704
10493_G_GEN1 | Rumford Falls Power | Hydro | 81.0191 | 87.391 | 83.6901
10493_G_GEN2 | Rumford Falls Power | Hydro | 81.0191 | 87.391 | 83.6901
10493_G_GEN3 | Rumford Falls Power | Hydro | 81.0191 | 87.391 | 83.6901
10493_G_GEN4 | Rumford Falls Power | Hydro | 81.0191 | 87.391 | 83.6901
10493_G_GEN5 | Rumford Falls Power | Hydro | 81.0191 | 87.391 | 83.6901
10493_G_GEN6 | Rumford Falls Power | Hydro | 81.0191 | 87.391 | 83.6901
10494_G_IG-1 | Sheldon Springs Hydroelectric | Hydro | 81.0191 | 87.391 | 83.6901
10494_G_IG-2 | Sheldon Springs Hydroelectric | Hydro | 81.0191 | 87.391 | 83.6901
10494_G_IG-3 | Sheldon Springs Hydroelectric | Hydro | 81.0191 | 87.391 | 83.6901
10494_G_SG-1 | Sheldon Springs Hydroelectric | Hydro | 81.0191 | 87.391 | 83.6901
10494_G_SG-2 | Sheldon Springs Hydroelectric | Hydro | 81.0191 | 87.391 | 83.6901
10494_G_SG-3 | Sheldon Springs Hydroelectric | Hydro | 81.0191 | 87.391 | 83.6901
10496_G_GTAG | Kern River Cogeneration | Combustion Turbine | 89.6928 | 92.6015 | 90.9121
10496_G_GTBG | Kern River Cogeneration | Combustion Turbine | 89.6928 | 92.6015 | 90.9121
10496_G_GTCG | Kern River Cogeneration | Combustion Turbine | 89.6928 | 92.6015 | 90.9121
10496_G_GTDG | Kern River Cogeneration | Combustion Turbine | 89.6928 | 92.6015 | 90.9121
10501_G_K100 | Mid-Set Cogeneration | Combustion Turbine | 88.1508 | 89.9672 | 88.9122
10519_G_1 | Milton Hydro | Hydro | 81.0191 | 87.391 | 83.6901
10519_G_2 | Milton Hydro | Hydro | 81.0191 | 87.391 | 83.6901
10519_G_3 | Milton Hydro | Hydro | 81.0191 | 87.391 | 83.6901
10519_G_4 | Milton Hydro | Hydro | 81.0191 | 87.391 | 83.6901
10520_G_1 | Dayton Hydro | Hydro | 81.0191 | 87.391 | 83.6901
10520_G_2 | Dayton Hydro | Hydro | 81.0191 | 87.391 | 83.6901
10520_G_3 | Dayton Hydro | Hydro | 81.0191 | 87.391 | 83.6901
10523_G_GEN1 | Benton Falls Associates | Hydro | 81.0191 | 87.391 | 83.6901
10523_G_GEN2 | Benton Falls Associates | Hydro | 81.0191 | 87.391 | 83.6901
10526_G_1UNI | Dodge Falls Associates | Hydro | 81.0191 | 87.391 | 83.6901
10530_G_1 | Feeder Dam Hydro Plant | Hydro | 81.0191 | 87.391 | 83.6901
10530_G_2 | Feeder Dam Hydro Plant | Hydro | 81.0191 | 87.391 | 83.6901
10530_G_3 | Feeder Dam Hydro Plant | Hydro | 81.0191 | 87.391 | 83.6901
10530_G_4 | Feeder Dam Hydro Plant | Hydro | 81.0191 | 87.391 | 83.6901
10530_G_5 | Feeder Dam Hydro Plant | Hydro | 81.0191 | 87.391 | 83.6901
10531_G_1 | Beebee Island Hydro Plant | Hydro | 81.0191 | 87.391 | 83.6901
10531_G_2 | Beebee Island Hydro Plant | Hydro | 81.0191 | 87.391 | 83.6901
10532_G_2-1 | Granger Electric Generating Station #2 | Landfill Gas | 90 | 90 | 90
10532_G_2-3 | Granger Electric Generating Station #2 | Landfill Gas | 90 | 90 | 90
10532_G_2-4 | Granger Electric Generating Station #2 | Landfill Gas | 90 | 90 | 90
10532_G_2-5 | Granger Electric Generating Station #2 | Landfill Gas | 90 | 90 | 90
10538_G_GEN1 | Dexter Plant | Hydro | 81.0191 | 87.391 | 83.6901
10538_G_GEN2 | Dexter Plant | Hydro | 81.0191 | 87.391 | 83.6901
10538_G_GEN3 | Dexter Plant | Hydro | 81.0191 | 87.391 | 83.6901
10538_G_GEN4 | Dexter Plant | Hydro | 81.0191 | 87.391 | 83.6901
10538_G_GEN5 | Dexter Plant | Hydro | 81.0191 | 87.391 | 83.6901
10538_G_GEN6 | Dexter Plant | Hydro | 81.0191 | 87.391 | 83.6901
10538_G_GEN7 | Dexter Plant | Hydro | 81.0191 | 87.391 | 83.6901
10539_G_GEN1 | Theresa Plant | Hydro | 81.0191 | 87.391 | 83.6901
10539_G_GEN2 | Theresa Plant | Hydro | 81.0191 | 87.391 | 83.6901
10540_G_GEN1 | Diamond Island Plant | Hydro | 81.0191 | 87.391 | 83.6901
10540_G_GEN2 | Diamond Island Plant | Hydro | 81.0191 | 87.391 | 83.6901
10540_G_GEN3 | Diamond Island Plant | Hydro | 81.0191 | 87.391 | 83.6901
10544_G_GEN1 | Hailesboro 4 Plant | Hydro | 81.0191 | 87.391 | 83.6901
10544_G_GEN2 | Hailesboro 4 Plant | Hydro | 81.0191 | 87.391 | 83.6901
10545_G_GEN1 | Copenhagen Plant | Hydro | 81.0191 | 87.391 | 83.6901
10545_G_GEN2 | Copenhagen Plant | Hydro | 81.0191 | 87.391 | 83.6901
10545_G_GEN3 | Copenhagen Plant | Hydro | 81.0191 | 87.391 | 83.6901
10546_G_GEN1 | Beaver Valley Patterson Dam | Hydro | 81.0191 | 87.391 | 83.6901
10546_G_GEN2 | Beaver Valley Patterson Dam | Hydro | 81.0191 | 87.391 | 83.6901
10546_G_GEN3 | Beaver Valley Patterson Dam | Hydro | 81.0191 | 87.391 | 83.6901
10547_G_GEN1 | Pyrites Plant | Hydro | 81.0191 | 87.391 | 83.6901
10547_G_GEN2 | Pyrites Plant | Hydro | 81.0191 | 87.391 | 83.6901
10547_G_GEN3 | Pyrites Plant | Hydro | 81.0191 | 87.391 | 83.6901
10548_G_GEN1 | San Jose Cogeneration | Combustion Turbine | 84.7073 | 87.0873 | 85.7049
10549_G_2 | Al Turi | Landfill Gas | 90 | 90 | 90
10549_G_3 | Al Turi | Landfill Gas | 90 | 90 | 90
10549_G_3010 | Al Turi | Landfill Gas | 90 | 90 | 90
10550_G_GEN1 | High Shoals Hydro | Hydro | 81.0191 | 87.391 | 83.6901
10555_G_1 | Brassua Hydroelectric Project | Hydro | 81.0191 | 87.391 | 83.6901
10556_G_GEN1 | Boott Hydropower | Hydro | 81.0191 | 87.391 | 83.6901
10556_G_GEN2 | Boott Hydropower | Hydro | 81.0191 | 87.391 | 83.6901
10556_G_GEN3 | Boott Hydropower | Hydro | 81.0191 | 87.391 | 83.6901
10567_G_GTG | Algonquin Windsor Locks | Combined Cycle | 84.4893 | 90.1371 | 86.8567
10567_G_STG | Algonquin Windsor Locks | Combined Cycle | 84.4893 | 90.1371 | 86.8567
10570_G_1 | Errol Hydroelectric Project | Hydro | 81.0191 | 87.391 | 83.6901
10586_G_EXIS | Cameron Ridge LLC | Wind | 95 | 95 | 95
10597_G_WGN1 | Ridgetop Energy LLC | Wind | 95 | 95 | 95
1060_G_1 | Duane Arnold Energy Center | Nuclear | 89.5606 | 96.0958 | 92.3
10601_G_GEN1 | BP Wilmington Calciner | Non-Fossil Waste | 90 | 90 | 90
10608_G_GEN1 | Gilman Mill | Hydro | 81.0191 | 87.391 | 83.6901
10608_G_GEN2 | Gilman Mill | Hydro | 81.0191 | 87.391 | 83.6901
10608_G_GEN3 | Gilman Mill | Hydro | 81.0191 | 87.391 | 83.6901
10608_G_GEN4 | Gilman Mill | Hydro | 81.0191 | 87.391 | 83.6901
10608_G_GEN5 | Gilman Mill | Biomass | 83 | 83 | 83
10613_G_HG1 | Domtar - Woodland Mill | Hydro | 81.0191 | 87.391 | 83.6901
10613_G_HG10 | Domtar - Woodland Mill | Hydro | 81.0191 | 87.391 | 83.6901
10613_G_HG2 | Domtar - Woodland Mill | Hydro | 81.0191 | 87.391 | 83.6901
10613_G_HG3 | Domtar - Woodland Mill | Hydro | 81.0191 | 87.391 | 83.6901
10613_G_HG4 | Domtar - Woodland Mill | Hydro | 81.0191 | 87.391 | 83.6901
10613_G_HG5 | Domtar - Woodland Mill | Hydro | 81.0191 | 87.391 | 83.6901
10613_G_HG6 | Domtar - Woodland Mill | Hydro | 81.0191 | 87.391 | 83.6901
10613_G_HG7 | Domtar - Woodland Mill | Hydro | 81.0191 | 87.391 | 83.6901
10613_G_HG8 | Domtar - Woodland Mill | Hydro | 81.0191 | 87.391 | 83.6901
10613_G_HG9 | Domtar - Woodland Mill | Hydro | 81.0191 | 87.391 | 83.6901
10617_G_GEN1 | CH Resources Beaver Falls | Combined Cycle | 84.4893 | 90.1371 | 86.8567
10617_G_GEN2 | CH Resources Beaver Falls | Combined Cycle | 84.4893 | 90.1371 | 86.8567
10620_G_GEN1 | Carthage Energy LLC | Combined Cycle | 84.4893 | 90.1371 | 86.8567
10620_G_GEN2 | Carthage Energy LLC | Combined Cycle | 84.4893 | 90.1371 | 86.8567
10621_G_GEN1 | CH Resources Syracuse | Combined Cycle | 84.4893 | 90.1371 | 86.8567
10621_G_GEN2 | CH Resources Syracuse | Combined Cycle | 84.4893 | 90.1371 | 86.8567
10623_G_GEN1 | Civic Center | Combined Cycle | 84.4893 | 90.1371 | 86.8567
10623_G_GEN2 | Civic Center | Combined Cycle | 84.4893 | 90.1371 | 86.8567
10631_G_GEN1 | J M Leathers | Geothermal | 96.5697 | 97.5257 | 96.9704
10632_G_GEN1 | A W Hoch | Geothermal | 96.5697 | 97.5257 | 96.9704
10633_G_GT1 | Hopewell Cogeneration | Combined Cycle | 84.4893 | 90.1371 | 86.8567
10633_G_GT2 | Hopewell Cogeneration | Combined Cycle | 84.4893 | 90.1371 | 86.8567
10633_G_GT3 | Hopewell Cogeneration | Combined Cycle | 84.4893 | 90.1371 | 86.8567
10633_G_ST1 | Hopewell Cogeneration | Combined Cycle | 84.4893 | 90.1371 | 86.8567
10634_G_GEN1 | J J Elmore | Geothermal | 96.5697 | 97.5257 | 96.9704
10635_G_GEN1 | Corona Cogen | Combustion Turbine | 88.1508 | 89.9672 | 88.9122
10648_G_GEN1 | Olinda Landfill Gas Recovery Plant | Landfill Gas | 90 | 90 | 90
10648_G_GEN2 | Olinda Landfill Gas Recovery Plant | Landfill Gas | 90 | 90 | 90
10648_G_GEN3 | Olinda Landfill Gas Recovery Plant | Landfill Gas | 90 | 90 | 90
10649_G_GEN1 | Bear Mountain Cogen | Combustion Turbine | 88.1508 | 89.9672 | 88.9122
10650_G_GEN1 | Badger Creek Cogen | Combustion Turbine | 88.1508 | 89.9672 | 88.9122
1067_G_1 | Maquoketa | Hydro | 81.0191 | 87.391 | 83.6901
1067_G_2 | Maquoketa | Hydro | 81.0191 | 87.391 | 83.6901
10670_G_REDST | AES Deepwater | Non-Fossil Waste | 90 | 90 | 90
1068_G_1 | Marshalltown | Combustion Turbine | 89.6928 | 92.6015 | 90.9121
1068_G_2 | Marshalltown | Combustion Turbine | 89.6928 | 92.6015 | 90.9121
1068_G_3 | Marshalltown | Combustion Turbine | 89.6928 | 92.6015 | 90.9121
10682_G_GT1 | Brush Generation Facility | Combined Cycle | 84.4893 | 90.1371 | 86.8567
10682_G_GT2 | Brush Generation Facility | Combined Cycle | 84.4893 | 90.1371 | 86.8567
10682_G_GT3 | Brush Generation Facility | Combined Cycle | 84.4893 | 90.1371 | 86.8567
10682_G_GT4 | Brush Generation Facility | Combined Cycle | 84.4893 | 90.1371 | 86.8567
10682_G_GT5 | Brush Generation Facility | Combined Cycle | 84.4893 | 90.1371 | 86.8567
10682_G_ST1 | Brush Generation Facility | Combined Cycle | 84.4893 | 90.1371 | 86.8567
10682_G_ST2 | Brush Generation Facility | Combined Cycle | 84.4893 | 90.1371 | 86.8567
10682_G_ST4 | Brush Generation Facility | Combined Cycle | 84.4893 | 90.1371 | 86.8567
10684_G_TG5 | Argus Cogen Plant | Coal Steam | 82.3378 | 86.374 | 84.0297
10685_G_PINA | Westend Facility | Combustion Turbine | 84.7073 | 87.0873 | 85.7049
10686_G_HYD | Rapids Energy Center | Hydro | 81.0191 | 87.391 | 83.6901
10687_G_DE1 | Black River Hydro Associates | Hydro | 81.0191 | 87.391 | 83.6901
10687_G_PL1 | Black River Hydro Associates | Hydro | 81.0191 | 87.391 | 83.6901
10687_G_RI1 | Black River Hydro Associates | Hydro | 81.0191 | 87.391 | 83.6901
10694_G_2121 | Pepperell Hydro Power Plant | Hydro | 81.0191 | 87.391 | 83.6901
10694_G_8281 | Pepperell Hydro Power Plant | Hydro | 81.0191 | 87.391 | 83.6901
10694_G_G3 | Pepperell Hydro Power Plant | Hydro | 81.0191 | 87.391 | 83.6901
10706_G_GEN1 | Burney Creek | Hydro | 81.0191 | 87.391 | 83.6901
10707_G_GEN1 | Cove Hydroelectric | Hydro | 81.0191 | 87.391 | 83.6901
10708_G_GEN1 | Lost Creek I | Hydro | 81.0191 | 87.391 | 83.6901
10709_G_GEN1 | Ponderosa Bailey Creek | Hydro | 81.0191 | 87.391 | 83.6901
10718_G_WND | Karen Avenue Windfarm | Wind | 95 | 95 | 95
10722_G_1 | Jackson County Resource Recovery | Municipal Solid Waste | 90 | 90 | 90
10725_G_GEN1 | Selkirk Cogen | Combined Cycle | 84.4893 | 90.1371 | 86.8567
10725_G_GEN2 | Selkirk Cogen | Combined Cycle | 84.4893 | 90.1371 | 86.8567
10725_G_GEN3 | Selkirk Cogen | Combined Cycle | 84.4893 | 90.1371 | 86.8567
10725_G_GEN4 | Selkirk Cogen | Combined Cycle | 84.4893 | 90.1371 | 86.8567
10725_G_GEN5 | Selkirk Cogen | Combined Cycle | 84.4893 | 90.1371 | 86.8567
10726_G_GEN1 | Masspower | Combined Cycle | 84.4893 | 90.1371 | 86.8567
10726_G_GEN2 | Masspower | Combined Cycle | 84.4893 | 90.1371 | 86.8567
10726_G_GEN3 | Masspower | Combined Cycle | 84.4893 | 90.1371 | 86.8567
10728_G_GEN1 | Barker Lower | Hydro | 81.0191 | 87.391 | 83.6901
10735_G_GEN1 | Barber Dam | Hydro | 81.0191 | 87.391 | 83.6901
10737_G_GEN1 | North Fork Hydro | Hydro | 85.5621 | 81.0962 | 83.6901
10738_G_GEN1 | Northwind Energy | Wind | 95 | 95 | 95
10740_G_GEN1 | Magic Dam Hydroelectric Project | Hydro | 81.0191 | 87.391 | 83.6901
10740_G_GEN2 | Magic Dam Hydroelectric Project | Hydro | 81.0191 | 87.391 | 83.6901
10740_G_GEN3 | Magic Dam Hydroelectric Project | Hydro | 81.0191 | 87.391 | 83.6901
10741_G_G102 | Clear Lake Cogeneration Ltd | Combined Cycle | 84.4893 | 90.1371 | 86.8567
10741_G_G103 | Clear Lake Cogeneration Ltd | Combined Cycle | 84.4893 | 90.1371 | 86.8567
10741_G_G104 | Clear Lake Cogeneration Ltd | Combined Cycle | 84.4893 | 90.1371 | 86.8567
10741_G_S101 | Clear Lake Cogeneration Ltd | Combined Cycle | 84.4893 | 90.1371 | 86.8567
10741_G_S102 | Clear Lake Cogeneration Ltd | Combined Cycle | 84.4893 | 90.1371 | 86.8567
10745_G_1G12 | Midland Cogeneration Venture | Combustion Turbine | 84.7073 | 87.0873 | 85.7049
10745_G_BP15 | Midland Cogeneration Venture | Combined Cycle | 84.4893 | 90.1371 | 86.8567
10745_G_GT10 | Midland Cogeneration Venture | Combined Cycle | 84.4893 | 90.1371 | 86.8567
10745_G_GT11 | Midland Cogeneration Venture | Combined Cycle | 84.4893 | 90.1371 | 86.8567
10745_G_GT12 | Midland Cogeneration Venture | Combined Cycle | 84.4893 | 90.1371 | 86.8567
10745_G_GT13 | Midland Cogeneration Venture | Combined Cycle | 84.4893 | 90.1371 | 86.8567
10745_G_GT14 | Midland Cogeneration Venture | Combined Cycle | 84.4893 | 90.1371 | 86.8567
10745_G_GT3 | Midland Cogeneration Venture | Combined Cycle | 84.4893 | 90.1371 | 86.8567
10745_G_GT4 | Midland Cogeneration Venture | Combined Cycle | 84.4893 | 90.1371 | 86.8567
10745_G_GT5 | Midland Cogeneration Venture | Combined Cycle | 84.4893 | 90.1371 | 86.8567
10745_G_GT6 | Midland Cogeneration Venture | Combined Cycle | 84.4893 | 90.1371 | 86.8567
10745_G_GT7 | Midland Cogeneration Venture | Combined Cycle | 84.4893 | 90.1371 | 86.8567
10745_G_GT8 | Midland Cogeneration Venture | Combined Cycle | 84.4893 | 90.1371 | 86.8567
10745_G_GT9 | Midland Cogeneration Venture | Combined Cycle | 84.4893 | 90.1371 | 86.8567
10745_G_ST1 | Midland Cogeneration Venture | Combined Cycle | 84.4893 | 90.1371 | 86.8567
10745_G_ST2 | Midland Cogeneration Venture | Combined Cycle | 84.4893 | 90.1371 | 86.8567
10748_G_U1C06 | Marina Landfill Gas | Landfill Gas | 90 | 90 | 90
10748_G_U2J02 | Marina Landfill Gas | Landfill Gas | 90 | 90 | 90
10748_G_U3J98 | Marina Landfill Gas | Landfill Gas | 90 | 90 | 90
10748_G_U4J08 | Marina Landfill Gas | Landfill Gas | 90 | 90 | 90
10751_G_GEN1 | Camden Plant Holding LLC | Combined Cycle | 84.4893 | 90.1371 | 86.8567
10751_G_GEN2 | Camden Plant Holding LLC | Combined Cycle | 84.4893 | 90.1371 | 86.8567
10752_G_GEN1 | Lachute Hydro Lower | Hydro | 81.0191 | 87.391 | 83.6901
10753_G_GEN1 | Lachute Hydro Upper | Hydro | 81.0191 | 87.391 | 83.6901
10755_G_GT2 | Rifle Generating Station | Combined Cycle | 84.4893 | 90.1371 | 86.8567
10755_G_GT3 | Rifle Generating Station | Combined Cycle | 84.4893 | 90.1371 | 86.8567
10755_G_GT4 | Rifle Generating Station | Combined Cycle | 84.4893 | 90.1371 | 86.8567
10755_G_ST1 | Rifle Generating Station | Combined Cycle | 84.4893 | 90.1371 | 86.8567
10759_G_GEN1 | Salton Sea Unit 3 | Geothermal | 96.5697 | 97.5257 | 96.9704
10761_G_GEN1 | Las Vegas Cogeneration LP | Combined Cycle | 84.4893 | 90.1371 | 86.8567
10761_G_GEN2 | Las Vegas Cogeneration LP | Combined Cycle | 84.4893 | 90.1371 | 86.8567
10763_G_GBU | Geo East Mesa III | Geothermal | 96.5697 | 97.5257 | 96.9704
10763_G_GEN1 | Geo East Mesa III | Geothermal | 96.5697 | 97.5257 | 96.9704
1077_G_3 | Sutherland | Coal Steam | 82.3378 | 86.374 | 84.0297
10776_G_GTG | E F Oxnard Energy Facility | Combustion Turbine | 88.1508 | 89.9672 | 88.9122
10781_G_GEN1 | Koyle Ranch Hydroelectric Project | Hydro | 81.0191 | 87.391 | 83.6901
10781_G_GEN2 | Koyle Ranch Hydroelectric Project | Hydro | 81.0191 | 87.391 | 83.6901
10781_G_GEN3 | Koyle Ranch Hydroelectric Project | Hydro | 81.0191 | 87.391 | 83.6901
10787_G_GEN1 | Piedmont Hydro Power Project | Hydro | 81.0191 | 87.391 | 83.6901
1079_G_1 | Coralville GT | Combustion Turbine | 84.7073 | 87.0873 | 85.7049
1079_G_2 | Coralville GT | Combustion Turbine | 84.7073 | 87.0873 | 85.7049
1079_G_3 | Coralville GT | Combustion Turbine | 84.7073 | 87.0873 | 85.7049
1079_G_4 | Coralville GT | Combustion Turbine | 84.7073 | 87.0873 | 85.7049
10790_G_GEN1 | Victoria Texas Plant | Combustion Turbine | 89.6928 | 92.6015 | 90.9121
10793_G_GEN1 | Seaford Delaware Plant | O/G Steam | 87.3884 | 91.2182 | 88.9937
10798_G_GEN1 | Fries Hydroelectric Project | Hydro | 81.0191 | 87.391 | 83.6901
10798_G_GEN2 | Fries Hydroelectric Project | Hydro | 81.0191 | 87.391 | 83.6901
10798_G_GEN3 | Fries Hydroelectric Project | Hydro | 81.0191 | 87.391 | 83.6901
10798_G_GEN4 | Fries Hydroelectric Project | Hydro | 81.0191 | 87.391 | 83.6901
10799_G_GEN1 | Pelzer Upper | Hydro | 81.0191 | 87.391 | 83.6901
10800_G_GEN1 | Pelzer Lower | Hydro | 81.0191 | 87.391 | 83.6901
10801_G_GEN1 | Ware Shoals Hydro Project | Hydro | 81.0191 | 87.391 | 83.6901
10801_G_GEN2 | Ware Shoals Hydro Project | Hydro | 81.0191 | 87.391 | 83.6901
10802_G_GEN1 | Lowell Cogen Plant | Combined Cycle | 84.4893 | 90.1371 | 86.8567
10802_G_GEN2 | Lowell Cogen Plant | Combined Cycle | 84.4893 | 90.1371 | 86.8567
10805_G_GEN1 | Kenilworth Energy Facility | Combined Cycle | 84.4893 | 90.1371 | 86.8567
10805_G_GEN2 | Kenilworth Energy Facility | Combined Cycle | 84.4893 | 90.1371 | 86.8567
10806_G_GEN1 | Crystal Springs | Hydro | 81.0191 | 87.391 | 83.6901
10807_G_GEN1 | Dietrich Drop | Hydro | 81.0191 | 87.391 | 83.6901
10808_G_GEN1 | Low Line Rapids | Hydro | 81.0191 | 87.391 | 83.6901
10809_G_GEN1 | Rock Creek II | Hydro | 81.0191 | 87.391 | 83.6901
10810_G_GEN1 | NTC/MCRD Energy Facility | Combined Cycle | 84.4893 | 90.1371 | 86.8567
10810_G_GEN2 | NTC/MCRD Energy Facility | Combined Cycle | 84.4893 | 90.1371 | 86.8567
10811_G_GEN1 | Naval Station Energy Facility | Combined Cycle | 84.4893 | 90.1371 | 86.8567
10811_G_GEN2 | Naval Station Energy Facility | Combined Cycle | 84.4893 | 90.1371 | 86.8567
10811_G_GEN3 | Naval Station Energy Facility | Combined Cycle | 84.4893 | 90.1371 | 86.8567
10812_G_GEN1 | North Island Energy Facility | Combined Cycle | 84.4893 | 90.1371 | 86.8567
10812_G_GEN2 | North Island Energy Facility | Combined Cycle | 84.4893 | 90.1371 | 86.8567
10815_G_GEN1 | Difwind Farms Ltd VII | Wind | 95 | 95 | 95
10817_G_GEN1 | Port Leyden Hydroelectric Project | Hydro | 81.0191 | 87.391 | 83.6901
10817_G_GEN2 | Port Leyden Hydroelectric Project | Hydro | 81.0191 | 87.391 | 83.6901
10819_G_GEN1 | Ada Cogeneration LP | Combined Cycle | 84.4893 | 90.1371 | 86.8567
10819_G_GEN2 | Ada Cogeneration LP | Combined Cycle | 84.4893 | 90.1371 | 86.8567
10824_G_OAKD | Oakdale Power Station | Hydro | 81.0191 | 87.391 | 83.6901
10825_G_UNI1 | Cosgrove Intake and Power Station | Hydro | 81.0191 | 87.391 | 83.6901
10825_G_UNI2 | Cosgrove Intake and Power Station | Hydro | 81.0191 | 87.391 | 83.6901
10826_G_WINS | Winsor Dam Power Station | Hydro | 81.0191 | 87.391 | 83.6901
1084_G_1 | River Hills | Combustion Turbine | 84.7073 | 87.0873 | 85.7049
1084_G_2 | River Hills | Combustion Turbine | 84.7073 | 87.0873 | 85.7049
1084_G_3 | River Hills | Combustion Turbine | 84.7073 | 87.0873 | 85.7049
1084_G_4 | River Hills | Combustion Turbine | 84.7073 | 87.0873 | 85.7049
1084_G_5 | River Hills | Combustion Turbine | 84.7073 | 87.0873 | 85.7049
1084_G_6 | River Hills | Combustion Turbine | 84.7073 | 87.0873 | 85.7049
1084_G_7 | River Hills | Combustion Turbine | 84.7073 | 87.0873 | 85.7049
1084_G_8 | River Hills | Combustion Turbine | 84.7073 | 87.0873 | 85.7049
10848_G_GEN1 | Walden | Hydro | 81.0191 | 87.391 | 83.6901
10848_G_GEN2 | Walden | Hydro | 81.0191 | 87.391 | 83.6901
10848_G_GEN3 | Walden | Hydro | 81.0191 | 87.391 | 83.6901
10850_G_GEN1 | Mojave Cogen | Combined Cycle | 84.4893 | 90.1371 | 86.8567
10850_G_GEN2 | Mojave Cogen | Combined Cycle | 84.4893 | 90.1371 | 86.8567
10870_G_GEN1 | Hazelton | Combustion Turbine | 91.7667 | 89.728 | 90.9121
10870_G_GEN2 | Hazelton | Combustion Turbine | 89.4459 | 88.1728 | 88.9122
10870_G_GEN3 | Hazelton | Combustion Turbine | 89.4459 | 88.1728 | 88.9122
10870_G_GEN4 | Hazelton | Combustion Turbine | 89.4459 | 88.1728 | 88.9122
10872_G_1 | Kings Falls Hydroelectric | Hydro | 81.0191 | 87.391 | 83.6901
10873_G_GEN1 | Coso Finance Partners | Geothermal | 96.5697 | 97.5257 | 96.9704
10873_G_GEN2 | Coso Finance Partners | Geothermal | 96.5697 | 97.5257 | 96.9704
10873_G_GEN3 | Coso Finance Partners | Geothermal | 96.5697 | 97.5257 | 96.9704
10874_G_GEN4 | Coso Power Developers | Geothermal | 96.5697 | 97.5257 | 96.9704
10874_G_GEN5 | Coso Power Developers | Geothermal | 96.5697 | 97.5257 | 96.9704
10874_G_GEN6 | Coso Power Developers | Geothermal | 96.5697 | 97.5257 | 96.9704
10875_G_GEN7 | Coso Energy Developers | Geothermal | 96.5697 | 97.5257 | 96.9704
10875_G_GEN8 | Coso Energy Developers | Geothermal | 96.5697 | 97.5257 | 96.9704
10875_G_GEN9 | Coso Energy Developers | Geothermal | 96.5697 | 97.5257 | 96.9704
10878_G_EE11 | Salton Sea Unit 1 | Geothermal | 96.5697 | 97.5257 | 96.9704
10879_G_GEN1 | Salton Sea Unit 2 | Geothermal | 96.5697 | 97.5257 | 96.9704
10879_G_GEN2 | Salton Sea Unit 2 | Geothermal | 96.5697 | 97.5257 | 96.9704
10879_G_GEN3 | Salton Sea Unit 2 | Geothermal | 96.5697 | 97.5257 | 96.9704
10880_G_GEN1 | Bidwell Ditch Project | Hydro | 81.0191 | 87.391 | 83.6901
10881_G_GEN1 | Roaring Creek Water Power | Hydro | 81.0191 | 87.391 | 83.6901
10882_G_GEN1 | Hatchet Creek Project | Hydro | 81.0191 | 87.391 | 83.6901
10883_G_CT1 | Medical Area Total Energy Plant | Combustion Turbine | 84.7073 | 87.0873 | 85.7049
10883_G_CT2 | Medical Area Total Energy Plant | Combustion Turbine | 84.7073 | 87.0873 | 85.7049
10883_G_DEG1 | Medical Area Total Energy Plant | Combustion Turbine | 84.7073 | 87.0873 | 85.7049
10883_G_DEG2 | Medical Area Total Energy Plant | Combustion Turbine | 84.7073 | 87.0873 | 85.7049
10883_G_DEG3 | Medical Area Total Energy Plant | Combustion Turbine | 84.7073 | 87.0873 | 85.7049
10883_G_DEG4 | Medical Area Total Energy Plant | Combustion Turbine | 84.7073 | 87.0873 | 85.7049
10883_G_DEG5 | Medical Area Total Energy Plant | Combustion Turbine | 84.7073 | 87.0873 | 85.7049
10883_G_DEG6 | Medical Area Total Energy Plant | Combustion Turbine | 84.7073 | 87.0873 | 85.7049
10884_G_CTC1 | Olive View Medical Center | Combined Cycle | 84.4893 | 90.1371 | 86.8567
10884_G_CTC2 | Olive View Medical Center | Combined Cycle | 84.4893 | 90.1371 | 86.8567
10902_G_GEN1 | Victory Mills | Hydro | 81.0191 | 87.391 | 83.6901
10903_G_1GEN | Lockport Powerhouse | Hydro | 81.0191 | 87.391 | 83.6901
10903_G_2GEN | Lockport Powerhouse | Hydro | 81.0191 | 87.391 | 83.6901
1097_G_1 | Merle Parr | Combustion Turbine | 84.7073 | 87.0873 | 85.7049
1097_G_2 | Merle Parr | Combustion Turbine | 84.7073 | 87.0873 | 85.7049
11_G_1 | H Neely Henry Dam | Hydro | 81.0191 | 87.391 | 83.6901
11_G_2 | H Neely Henry Dam | Hydro | 81.0191 | 87.391 | 83.6901
11_G_3 | H Neely Henry Dam | Hydro | 81.0191 | 87.391 | 83.6901
1104_G_GT1 | Burlington | Combustion Turbine | 84.7073 | 87.0873 | 85.7049
1104_G_GT2 | Burlington | Combustion Turbine | 84.7073 | 87.0873 | 85.7049
1104_G_GT3 | Burlington | Combustion Turbine | 84.7073 | 87.0873 | 85.7049
1104_G_GT4 | Burlington | Combustion Turbine | 84.7073 | 87.0873 | 85.7049
1105_G_1 | Centerville | Combustion Turbine | 84.7073 | 87.0873 | 85.7049
1105_G_2 | Centerville | Combustion Turbine | 84.7073 | 87.0873 | 85.7049
1105_G_3 | Centerville | Combustion Turbine | 84.7073 | 87.0873 | 85.7049
1105_G_GT1 | Centerville | Combustion Turbine | 88.1508 | 89.9672 | 88.9122
1105_G_GT2 | Centerville | Combustion Turbine | 88.1508 | 89.9672 | 88.9122
1109_G_1 | Keokuk | Hydro | 81.0191 | 87.391 | 83.6901
1109_G_10 | Keokuk | Hydro | 81.0191 | 87.391 | 83.6901
1109_G_11 | Keokuk | Hydro | 81.0191 | 87.391 | 83.6901
1109_G_12 | Keokuk | Hydro | 81.0191 | 87.391 | 83.6901
1109_G_13 | Keokuk | Hydro | 81.0191 | 87.391 | 83.6901
1109_G_14 | Keokuk | Hydro | 81.0191 | 87.391 | 83.6901
1109_G_15 | Keokuk | Hydro | 81.0191 | 87.391 | 83.6901
1109_G_2 | Keokuk | Hydro | 81.0191 | 87.391 | 83.6901
1109_G_3 | Keokuk | Hydro | 81.0191 | 87.391 | 83.6901
1109_G_4 | Keokuk | Hydro | 81.0191 | 87.391 | 83.6901
1109_G_5 | Keokuk | Hydro | 81.0191 | 87.391 | 83.6901
1109_G_6 | Keokuk | Hydro | 81.0191 | 87.391 | 83.6901
1109_G_7 | Keokuk | Hydro | 81.0191 | 87.391 | 83.6901
1109_G_8 | Keokuk | Hydro | 81.0191 | 87.391 | 83.6901
1109_G_9 | Keokuk | Hydro | 81.0191 | 87.391 | 83.6901
1120_G_6 | Algona | Combustion Turbine | 84.7073 | 87.0873 | 85.7049
1120_G_7 | Algona | Combustion Turbine | 84.7073 | 87.0873 | 85.7049
1120_G_8 | Algona | Combustion Turbine | 84.7073 | 87.0873 | 85.7049
1120_G_9 | Algona | Combustion Turbine | 84.7073 | 87.0873 | 85.7049
1121_G_1 | Alta Municipal Utilities | Combustion Turbine | 84.7073 | 87.0873 | 85.7049
1121_G_3 | Alta Municipal Utilities | Combustion Turbine | 84.7073 | 87.0873 | 85.7049
1123_G_2 | Anita | Combustion Turbine | 84.7073 | 87.0873 | 85.7049
1123_G_3 | Anita | Combustion Turbine | 84.7073 | 87.0873 | 85.7049
1123_G_4 | Anita | Combustion Turbine | 84.7073 | 87.0873 | 85.7049
1123_G_5 | Anita | Combustion Turbine | 84.7073 | 87.0873 | 85.7049
1123_G_6 | Anita | Combustion Turbine | 84.7073 | 87.0873 | 85.7049
1124_G_1 | Atlantic | Combustion Turbine | 84.7073 | 87.0873 | 85.7049
1124_G_6 | Atlantic | Combustion Turbine | 84.7073 | 87.0873 | 85.7049
1125_G_4 | Bancroft | Combustion Turbine | 84.7073 | 87.0873 | 85.7049
1125_G_5 | Bancroft | Combustion Turbine | 84.7073 | 87.0873 | 85.7049
1125_G_6 | Bancroft | Combustion Turbine | 84.7073 | 87.0873 | 85.7049
1125_G_7 | Bancroft | Combustion Turbine | 84.7073 | 87.0873 | 85.7049
1126_G_1 | Bellevue | Combustion Turbine | 84.7073 | 87.0873 | 85.7049
1126_G_2 | Bellevue | Combustion Turbine | 84.7073 | 87.0873 | 85.7049
1126_G_3 | Bellevue | Combustion Turbine | 84.7073 | 87.0873 | 85.7049
1126_G_4 | Bellevue | Combustion Turbine | 84.7073 | 87.0873 | 85.7049
1126_G_5 | Bellevue | Combustion Turbine | 84.7073 | 87.0873 | 85.7049
1126_G_6 | Bellevue | Combustion Turbine | 84.7073 | 87.0873 | 85.7049
1127_G_1 | Bloomfield | Combustion Turbine | 84.7073 | 87.0873 | 85.7049
1127_G_2 | Bloomfield | Combustion Turbine | 84.7073 | 87.0873 | 85.7049
1127_G_3 | Bloomfield | Combustion Turbine | 84.7073 | 87.0873 | 85.7049
1127_G_4 | Bloomfield | Combustion Turbine | 84.7073 | 87.0873 | 85.7049
1127_G_5 | Bloomfield | Combustion Turbine | 84.7073 | 87.0873 | 85.7049
1127_G_6 | Bloomfield | Combustion Turbine | 84.7073 | 87.0873 | 85.7049
1129_G_1 | Cascade | Combustion Turbine | 84.7073 | 87.0873 | 85.7049
1129_G_2 | Cascade | Combustion Turbine | 84.7073 | 87.0873 | 85.7049
1129_G_3A | Cascade | Combustion Turbine | 84.7073 | 87.0873 | 85.7049
1129_G_4 | Cascade | Combustion Turbine | 84.7073 | 87.0873 | 85.7049
1130_G_1 | Gas Turbine | Combustion Turbine | 84.7073 | 87.0873 | 85.7049
1130_G_2 | Gas Turbine | Combustion Turbine | 88.1508 | 89.9672 | 88.9122
1132_G_4 | Coggon | Combustion Turbine | 84.7073 | 87.0873 | 85.7049
1132_G_IC1 | Coggon | Combustion Turbine | 84.7073 | 87.0873 | 85.7049
1132_G_IC5 | Coggon | Combustion Turbine | 84.7073 | 87.0873 | 85.7049
1134_G_5 | Corning | Combustion Turbine | 84.7073 | 87.0873 | 85.7049
1134_G_6 | Corning | Combustion Turbine | 84.7073 | 87.0873 | 85.7049
1134_G_7 | Corning | Combustion Turbine | 84.7073 | 87.0873 | 85.7049
1135_G_5 | Dayton | Combustion Turbine | 84.7073 | 87.0873 | 85.7049
1137_G_2 | Estherville | Combustion Turbine | 84.7073 | 87.0873 | 85.7049
1137_G_3 | Estherville | Combustion Turbine | 84.7073 | 87.0873 | 85.7049
1137_G_4 | Estherville | Combustion Turbine | 84.7073 | 87.0873 | 85.7049
1137_G_5 | Estherville | Combustion Turbine | 84.7073 | 87.0873 | 85.7049
1137_G_6 | Estherville | Combustion Turbine | 84.7073 | 87.0873 | 85.7049
1137_G_7 | Estherville | Combustion Turbine | 84.7073 | 87.0873 | 85.7049
1138_G_1 | Forest City Light Plant | Combustion Turbine | 84.7073 | 87.0873 | 85.7049
1138_G_2 | Forest City Light Plant | Combustion Turbine | 84.7073 | 87.0873 | 85.7049
1138_G_3 | Forest City Light Plant | Combustion Turbine | 84.7073 | 87.0873 | 85.7049
1138_G_4 | Forest City Light Plant | Combustion Turbine | 84.7073 | 87.0873 | 85.7049
1138_G_5 | Forest City Light Plant | Combustion Turbine | 84.7073 | 87.0873 | 85.7049
1138_G_6 | Forest City Light Plant | Combustion Turbine | 84.7073 | 87.0873 | 85.7049
114_G_1 | Douglas | Combustion Turbine | 84.7073 | 87.0873 | 85.7049
1142_G_4 | Graettinger | Combustion Turbine | 84.7073 | 87.0873 | 85.7049
1142_G_5 | Graettinger | Combustion Turbine | 84.7073 | 87.0873 | 85.7049
1142_G_6 | Graettinger | Combustion Turbine | 84.7073 | 87.0873 | 85.7049
1143_G_2 | Grand Junction | Combustion Turbine | 84.7073 | 87.0873 | 85.7049
1144_G_3 | Greenfield | Combustion Turbine | 84.7073 | 87.0873 | 85.7049
1144_G_4 | Greenfield | Combustion Turbine | 84.7073 | 87.0873 | 85.7049
1144_G_5 | Greenfield | Combustion Turbine | 84.7073 | 87.0873 | 85.7049
1145_G_IC1 | Grundy Center City Light Plant | Combustion Turbine | 84.7073 | 87.0873 | 85.7049
1145_G_IC2 | Grundy Center City Light Plant | Combustion Turbine | 84.7073 | 87.0873 | 85.7049
1145_G_IC3 | Grundy Center City Light Plant | Combustion Turbine | 84.7073 | 87.0873 | 85.7049
1146_G_HMU1 | Harlan | Combustion Turbine | 84.7073 | 87.0873 | 85.7049
1146_G_HMU2 | Harlan | Combustion Turbine | 84.7073 | 87.0873 | 85.7049
1149_G_1 | Independence | Combustion Turbine | 84.7073 | 87.0873 | 85.7049
1149_G_1A | Independence | Combustion Turbine | 84.7073 | 87.0873 | 85.7049
1149_G_3A | Independence | Combustion Turbine | 84.7073 | 87.0873 | 85.7049
1149_G_3B | Independence | Combustion Turbine | 84.7073 | 87.0873 | 85.7049
1149_G_4A | Independence | Combustion Turbine | 84.7073 | 87.0873 | 85.7049
1149_G_4B | Independence | Combustion Turbine | 84.7073 | 87.0873 | 85.7049
1149_G_5 | Independence | Combustion Turbine | 84.7073 | 87.0873 | 85.7049
1149_G_6 | Independence | Combustion Turbine | 84.7073 | 87.0873 | 85.7049
1149_G_7 | Independence | Combustion Turbine | 84.7073 | 87.0873 | 85.7049
1150_G_1 | Indianola | Combustion Turbine | 84.7073 | 87.0873 | 85.7049
1150_G_2 | Indianola | Combustion Turbine | 84.7073 | 87.0873 | 85.7049
1150_G_4 | Indianola | Combustion Turbine | 84.7073 | 87.0873 | 85.7049
1150_G_5 | Indianola | Combustion Turbine | 84.7073 | 87.0873 | 85.7049
1150_G_6 | Indianola | Combustion Turbine | 84.7073 | 87.0873 | 85.7049
1150_G_7 | Indianola | Combustion Turbine | 84.7073 | 87.0873 | 85.7049
1150_G_8 | Indianola | Combustion Turbine | 88.1508 | 89.9672 | 88.9122
1153_G_3 | Lake Park | Combustion Turbine | 84.7073 | 87.0873 | 85.7049
1153_G_G2 | Lake Park | Combustion Turbine | 84.7073 | 87.0873 | 85.7049
1154_G_1A | Lake Mills | Combustion Turbine | 84.7073 | 87.0873 | 85.7049
1154_G_4 | Lake Mills | Combustion Turbine | 84.7073 | 87.0873 | 85.7049
1154_G_5 | Lake Mills | Combustion Turbine | 84.7073 | 87.0873 | 85.7049
1154_G_6 | Lake Mills | Combustion Turbine | 84.7073 | 87.0873 | 85.7049
1154_G_7 | Lake Mills | Combustion Turbine | 84.7073 | 87.0873 | 85.7049
1155_G_1 | Lamoni Municipal Utilities | Combustion Turbine | 84.7073 | 87.0873 | 85.7049
1155_G_2 | Lamoni Municipal Utilities | Combustion Turbine | 84.7073 | 87.0873 | 85.7049
1155_G_3 | Lamoni Municipal Utilities | Combustion Turbine | 84.7073 | 87.0873 | 85.7049
1155_G_4 | Lamoni Municipal Utilities | Combustion Turbine | 84.7073 | 87.0873 | 85.7049
1155_G_5 | Lamoni Municipal Utilities | Combustion Turbine | 84.7073 | 87.0873 | 85.7049
1155_G_6 | Lamoni Municipal Utilities | Combustion Turbine | 84.7073 | 87.0873 | 85.7049
1155_G_7 | Lamoni Municipal Utilities | Combustion Turbine | 84.7073 | 87.0873 | 85.7049
1155_G_8 | Lamoni Municipal Utilities | Combustion Turbine | 84.7073 | 87.0873 | 85.7049
1156_G_2 | La Porte | Combustion Turbine | 84.7073 | 87.0873 | 85.7049
1156_G_3A | La Porte | Combustion Turbine | 84.7073 | 87.0873 | 85.7049
1156_G_4A | La Porte | Combustion Turbine | 84.7073 | 87.0873 | 85.7049
1156_G_5 | La Porte | Combustion Turbine | 84.7073 | 87.0873 | 85.7049
1157_G_3 | Laurens | Combustion Turbine | 84.7073 | 87.0873 | 85.7049
1157_G_4 | Laurens | Combustion Turbine | 84.7073 | 87.0873 | 85.7049
1158_G_1 | Lenox | Combustion Turbine | 84.7073 | 87.0873 | 85.7049
1158_G_2 | Lenox | Combustion Turbine | 84.7073 | 87.0873 | 85.7049
1158_G_3 | Lenox | Combustion Turbine | 84.7073 | 87.0873 | 85.7049
1158_G_4 | Lenox | Combustion Turbine | 84.7073 | 87.0873 | 85.7049
116_G_GT1 | Ocotillo | Combustion Turbine | 89.6928 | 92.6015 | 90.9121
116_G_GT2 | Ocotillo | Combustion Turbine | 89.6928 | 92.6015 | 90.9121
116_G_PV1 | Ocotillo | Solar PV | 90 | 90 | 90
116_G_PV2 | Ocotillo | Solar PV | 90 | 90 | 90
116_G_PVM | Ocotillo | Solar PV | 90 | 90 | 90
1160_G_1 | Manning | Combustion Turbine | 84.7073 | 87.0873 | 85.7049
1160_G_2 | Manning | Combustion Turbine | 84.7073 | 87.0873 | 85.7049
1160_G_4 | Manning | Combustion Turbine | 84.7073 | 87.0873 | 85.7049
1162_G_1A | Maquoketa 1 | Combustion Turbine | 84.7073 | 87.0873 | 85.7049
1162_G_2A | Maquoketa 1 | Combustion Turbine | 84.7073 | 87.0873 | 85.7049
1162_G_3 | Maquoketa 1 | Combustion Turbine | 84.7073 | 87.0873 | 85.7049
1162_G_4A | Maquoketa 1 | Combustion Turbine | 84.7073 | 87.0873 | 85.7049
1162_G_5 | Maquoketa 1 | Combustion Turbine | 84.7073 | 87.0873 | 85.7049
1162_G_6 | Maquoketa 1 | Combustion Turbine | 84.7073 | 87.0873 | 85.7049
1162_G_7 | Maquoketa 1 | Combustion Turbine | 84.7073 | 87.0873 | 85.7049
1162_G_8 | Maquoketa 1 | Combustion Turbine | 84.7073 | 87.0873 | 85.7049
1162_G_9 | Maquoketa 1 | Combustion Turbine | 84.7073 | 87.0873 | 85.7049
1163_G_1 | McGregor | Combustion Turbine | 84.7073 | 87.0873 | 85.7049
1163_G_2 | McGregor | Combustion Turbine | 84.7073 | 87.0873 | 85.7049
1163_G_3 | McGregor | Combustion Turbine | 84.7073 | 87.0873 | 85.7049
1164_G_1 | Milford | Combustion Turbine | 84.7073 | 87.0873 | 85.7049
1164_G_4 | Milford | Combustion Turbine | 84.7073 | 87.0873 | 85.7049
1164_G_5 | Milford | Combustion Turbine | 84.7073 | 87.0873 | 85.7049
1164_G_6 | Milford | Combustion Turbine | 84.7073 | 87.0873 | 85.7049
1164_G_7 | Milford | Combustion Turbine | 84.7073 | 87.0873 | 85.7049
1165_G_1 | Montezuma | Combustion Turbine | 84.7073 | 87.0873 | 85.7049
1165_G_10 | Montezuma | Combustion Turbine | 84.7073 | 87.0873 | 85.7049
1165_G_4 | Montezuma | Combustion Turbine | 84.7073 | 87.0873 | 85.7049
1165_G_5 | Montezuma | Combustion Turbine | 84.7073 | 87.0873 | 85.7049
1165_G_6 | Montezuma | Combustion Turbine | 84.7073 | 87.0873 | 85.7049
1165_G_7 | Montezuma | Combustion Turbine | 84.7073 | 87.0873 | 85.7049
1165_G_8 | Montezuma | Combustion Turbine | 84.7073 | 87.0873 | 85.7049
1165_G_9 | Montezuma | Combustion Turbine | 84.7073 | 87.0873 | 85.7049
1166_G_1 | Mt Pleasant | Combustion Turbine | 84.7073 | 87.0873 | 85.7049
1166_G_10 | Mt Pleasant | Combustion Turbine | 84.7073 | 87.0873 | 85.7049
1166_G_11 | Mt Pleasant | Combustion Turbine | 84.7073 | 87.0873 | 85.7049
1166_G_12 | Mt Pleasant | Combustion Turbine | 84.7073 | 87.0873 | 85.7049
1166_G_2 | Mt Pleasant | Combustion Turbine | 84.7073 | 87.0873 | 85.7049
1166_G_3 | Mt Pleasant | Combustion Turbine | 84.7073 | 87.0873 | 85.7049
1166_G_4A | Mt Pleasant | Combustion Turbine | 84.7073 | 87.0873 | 85.7049
1166_G_5A | Mt Pleasant | Combustion Turbine | 84.7073 | 87.0873 | 85.7049
1166_G_6 | Mt Pleasant | Combustion Turbine | 84.7073 | 87.0873 | 85.7049
1166_G_7 | Mt Pleasant | Combustion Turbine | 84.7073 | 87.0873 | 85.7049
1166_G_8 | Mt Pleasant | Combustion Turbine | 84.7073 | 87.0873 | 85.7049
1166_G_9 | Mt Pleasant | Combustion Turbine | 84.7073 | 87.0873 | 85.7049
1168_G_3 | New Hampton | Combustion Turbine | 84.7073 | 87.0873 | 85.7049
1168_G_4 | New Hampton | Combustion Turbine | 84.7073 | 87.0873 | 85.7049
1168_G_5 | New Hampton | Combustion Turbine | 84.7073 | 87.0873 | 85.7049
1168_G_7 | New Hampton | Combustion Turbine | 84.7073 | 87.0873 | 85.7049
1168_G_8 | New Hampton | Combustion Turbine | 84.7073 | 87.0873 | 85.7049
1169_G_4 | Ogden | Combustion Turbine | 84.7073 | 87.0873 | 85.7049
1169_G_5 | Ogden | Combustion Turbine | 84.7073 | 87.0873 | 85.7049
1169_G_6 | Ogden | Combustion Turbine | 84.7073 | 87.0873 | 85.7049
117_G_1B | West Phoenix | Combined Cycle | 84.4893 | 90.1371 | 86.8567
117_G_2B | West Phoenix | Combined Cycle | 84.4893 | 90.1371 | 86.8567
117_G_3B | West Phoenix | Combined Cycle | 84.4893 | 90.1371 | 86.8567
117_G_C4-1 | West Phoenix | Combined Cycle | 84.4893 | 90.1371 | 86.8567
117_G_C4-2 | West Phoenix | Combined Cycle | 84.4893 | 90.1371 | 86.8567
117_G_C5-1 | West Phoenix | Combined Cycle | 84.4893 | 90.1371 | 86.8567
117_G_C5-2 | West Phoenix | Combined Cycle | 84.4893 | 90.1371 | 86.8567
117_G_C5-3 | West Phoenix | Combined Cycle | 84.4893 | 90.1371 | 86.8567
117_G_GT1 | West Phoenix | Combustion Turbine | 89.6928 | 92.6015 | 90.9121
117_G_GT2 | West Phoenix | Combustion Turbine | 89.6928 | 92.6015 | 90.9121
1170_G_1 | Onawa Mun Lt & Power | Combustion Turbine | 84.7073 | 87.0873 | 85.7049
1170_G_2 | Onawa Mun Lt & Power | Combustion Turbine | 84.7073 | 87.0873 | 85.7049
1170_G_3 | Onawa Mun Lt & Power | Combustion Turbine | 84.7073 | 87.0873 | 85.7049
1170_G_4 | Onawa Mun Lt & Power | Combustion Turbine | 84.7073 | 87.0873 | 85.7049
1170_G_5 | Onawa Mun Lt & Power | Combustion Turbine | 84.7073 | 87.0873 | 85.7049
1172_G_5 | Osage | Combustion Turbine | 84.7073 | 87.0873 | 85.7049
1172_G_6 | Osage | Combustion Turbine | 84.7073 | 87.0873 | 85.7049
1172_G_7 | Osage | Combustion Turbine | 84.7073 | 87.0873 | 85.7049
1172_G_8 | Osage | Combustion Turbine | 84.7073 | 87.0873 | 85.7049
1172_G_W1 | Osage | Wind | 95 | 95 | 95
1173_G_1 | Ottumwa City of | Hydro | 81.0191 | 87.391 | 83.6901
1173_G_2 | Ottumwa City of | Hydro | 81.0191 | 87.391 | 83.6901
1173_G_3 | Ottumwa City of | Hydro | 81.0191 | 87.391 | 83.6901
1176_G_1 | Preston | Combustion Turbine | 84.7073 | 87.0873 | 85.7049
1176_G_2 | Preston | Combustion Turbine | 84.7073 | 87.0873 | 85.7049
1176_G_4 | Preston | Combustion Turbine | 84.7073 | 87.0873 | 85.7049
1177_G_4 | Primghar | Combustion Turbine | 84.7073 | 87.0873 | 85.7049
1177_G_5 | Primghar | Combustion Turbine | 84.7073 | 87.0873 | 85.7049
118_G_GE1 | Saguaro | Combustion Turbine | 89.6928 | 92.6015 | 90.9121
118_G_GT1 | Saguaro | Combustion Turbine | 89.6928 | 92.6015 | 90.9121
118_G_GT2 | Saguaro | Combustion Turbine | 89.6928 | 92.6015 | 90.9121
118_G_PV1 | Saguaro | Solar Thermal | 90 | 90 | 90
1180_G_1 | Rockford | Combustion Turbine | 84.7073 | 87.0873 | 85.7049
1180_G_5 | Rockford | Combustion Turbine | 84.7073 | 87.0873 | 85.7049
1180_G_6 | Rockford | Combustion Turbine | 84.7073 | 87.0873 | 85.7049
1181_G_1 | Rock Rapids | Combustion Turbine | 84.7073 | 87.0873 | 85.7049
1184_G_2 | Sibley One | Combustion Turbine | 84.7073 | 87.0873 | 85.7049
1184_G_3 | Sibley One | Combustion Turbine | 84.7073 | 87.0873 | 85.7049
1184_G_5 | Sibley One | Combustion Turbine | 84.7073 | 87.0873 | 85.7049
1186_G_GT1 | Spencer | Combustion Turbine | 84.7073 | 87.0873 | 85.7049
1187_G_1 | State Center | Combustion Turbine | 84.7073 | 87.0873 | 85.7049
1187_G_2 | State Center | Combustion Turbine | 84.7073 | 87.0873 | 85.7049
1187_G_3 | State Center | Combustion Turbine | 84.7073 | 87.0873 | 85.7049
1187_G_4 | State Center | Combustion Turbine | 84.7073 | 87.0873 | 85.7049
1187_G_6 | State Center | Combustion Turbine | 84.7073 | 87.0873 | 85.7049
1188_G_1 | Story City | Combustion Turbine | 84.7073 | 87.0873 | 85.7049
1188_G_2 | Story City | Combustion Turbine | 84.7073 | 87.0873 | 85.7049
1188_G_4A | Story City | Combustion Turbine | 84.7073 | 87.0873 | 85.7049
1188_G_5A | Story City | Combustion Turbine | 84.7073 | 87.0873 | 85.7049
1188_G_6 | Story City | Combustion Turbine | 84.7073 | 87.0873 | 85.7049
1188_G_7 | Story City | Combustion Turbine | 84.7073 | 87.0873 | 85.7049
1190_G_1 | Stuart | Combustion Turbine | 84.7073 | 87.0873 | 85.7049
1190_G_2 | Stuart | Combustion Turbine | 84.7073 | 87.0873 | 85.7049
1190_G_4 | Stuart | Combustion Turbine | 84.7073 | 87.0873 | 85.7049
1191_G_1 | Sumner | Combustion Turbine | 84.7073 | 87.0873 | 85.7049
1191_G_2 | Sumner | Combustion Turbine | 84.7073 | 87.0873 | 85.7049
1191_G_6 | Sumner | Combustion Turbine | 84.7073 | 87.0873 | 85.7049
1192_G_3 | Traer Main | Combustion Turbine | 84.7073 | 87.0873 | 85.7049
1192_G_4 | Traer Main | Combustion Turbine | 84.7073 | 87.0873 | 85.7049
1192_G_5 | Traer Main | Combustion Turbine | 84.7073 | 87.0873 | 85.7049
1192_G_6 | Traer Main | Combustion Turbine | 84.7073 | 87.0873 | 85.7049
1193_G_5 | Villisca Municipal Power Plant | Combustion Turbine | 84.7073 | 87.0873 | 85.7049
1193_G_6 | Villisca Municipal Power Plant | Combustion Turbine | 84.7073 | 87.0873 | 85.7049
1194_G_1 | Vinton | Combustion Turbine | 84.7073 | 87.0873 | 85.7049
1194_G_10 | Vinton | Combustion Turbine | 84.7073 | 87.0873 | 85.7049
1194_G_5 | Vinton | Combustion Turbine | 84.7073 | 87.0873 | 85.7049
1194_G_6 | Vinton | Combustion Turbine | 84.7073 | 87.0873 | 85.7049
1194_G_7 | Vinton | Combustion Turbine | 84.7073 | 87.0873 | 85.7049
1194_G_8 | Vinton | Combustion Turbine | 84.7073 | 87.0873 | 85.7049
1194_G_9 | Vinton | Combustion Turbine | 84.7073 | 87.0873 | 85.7049
1198_G_6 | Webster City | Combustion Turbine | 88.1508 | 89.9672 | 88.9122
1199_G_1 | West Bend | Combustion Turbine | 84.7073 | 87.0873 | 85.7049
1199_G_3 | West Bend | Combustion Turbine | 84.7073 | 87.0873 | 85.7049
1199_G_4 | West Bend | Combustion Turbine | 84.7073 | 87.0873 | 85.7049
12_G_1 | Holt Dam | Hydro | 83.3856 | 90.5577 | 86.392
120_G_GT1 | Yucca | Combustion Turbine | 84.7073 | 87.0873 | 85.7049
120_G_GT2 | Yucca | Combustion Turbine | 84.7073 | 87.0873 | 85.7049
120_G_GT21 | Yucca | Combustion Turbine | 88.1508 | 89.9672 | 88.9122
120_G_GT3 | Yucca | Combustion Turbine | 89.6928 | 92.6015 | 90.9121
120_G_GT4 | Yucca | Combustion Turbine | 89.6928 | 92.6015 | 90.9121
120_G_GT5 | Yucca | Combustion Turbine | 88.1508 | 89.9672 | 88.9122
120_G_GT6 | Yucca | Combustion Turbine | 88.1508 | 89.9672 | 88.9122
1200_G_1 | West Liberty | Combustion Turbine | 84.7073 | 87.0873 | 85.7049
1200_G_2 | West Liberty | Combustion Turbine | 84.7073 | 87.0873 | 85.7049
1200_G_3 | West Liberty | Combustion Turbine | 84.7073 | 87.0873 | 85.7049
1200_G_5 | West Liberty | Combustion Turbine | 84.7073 | 87.0873 | 85.7049
1200_G_6 | West Liberty | Combustion Turbine | 84.7073 | 87.0873 | 85.7049
1201_G_1 | Whittemore | Combustion Turbine | 84.7073 | 87.0873 | 85.7049
1201_G_2 | Whittemore | Combustion Turbine | 84.7073 | 87.0873 | 85.7049
1201_G_3 | Whittemore | Combustion Turbine | 84.7073 | 87.0873 | 85.7049
1201_G_4 | Whittemore | Combustion Turbine | 84.7073 | 87.0873 | 85.7049
1202_G_5 | Wilton | Combustion Turbine | 84.7073 | 87.0873 | 85.7049
1202_G_6 | Wilton | Combustion Turbine | 84.7073 | 87.0873 | 85.7049
1202_G_7 | Wilton | Combustion Turbine | 84.7073 | 87.0873 | 85.7049
1202_G_8 | Wilton | Combustion Turbine | 84.7073 | 87.0873 | 85.7049
1202_G_9 | Wilton | Combustion Turbine | 84.7073 | 87.0873 | 85.7049
1203_G_2 | Winterset | Combustion Turbine | 84.7073 | 87.0873 | 85.7049
1203_G_3 | Winterset | Combustion Turbine | 84.7073 | 87.0873 | 85.7049
1203_G_4 | Winterset | Combustion Turbine | 84.7073 | 87.0873 | 85.7049
1203_G_5 | Winterset | Combustion Turbine | 84.7073 | 87.0873 | 85.7049
1203_G_6 | Winterset | Combustion Turbine | 84.7073 | 87.0873 | 85.7049
1203_G_7 | Winterset | Combustion Turbine | 84.7073 | 87.0873 | 85.7049
1206_G_1 | Summit Lake | Combined Cycle | 84.4893 | 90.1371 | 86.8567
1206_G_2 | Summit Lake | Combined Cycle | 84.4893 | 90.1371 | 86.8567
1206_G_3 | Summit Lake | Combined Cycle | 84.4893 | 90.1371 | 86.8567
1206_G_GT1 | Summit Lake | Combined Cycle | 84.4893 | 90.1371 | 86.8567
1206_G_GT2 | Summit Lake | Combined Cycle | 84.4893 | 90.1371 | 86.8567
1217_G_2 | Earl F Wisdom | Combustion Turbine | 89.6928 | 92.6015 | 90.9121
1224_G_1 | Bird City | Combustion Turbine | 84.7073 | 87.0873 | 85.7049
1224_G_2 | Bird City | Combustion Turbine | 84.7073 | 87.0873 | 85.7049
1225_G_GT1 | Colby | Combustion Turbine | 84.7073 | 87.0873 | 85.7049
1230_G_2 | Cimarron River | Combustion Turbine | 84.7073 | 87.0873 | 85.7049
1239_G_10 | Riverton | Combustion Turbine | 84.7073 | 87.0873 | 85.7049
1239_G_11 | Riverton | Combustion Turbine | 84.7073 | 87.0873 | 85.7049
1239_G_12 | Riverton | Combustion Turbine | 89.6928 | 92.6015 | 90.9121
1239_G_9 | Riverton | Combustion Turbine | 84.7073 | 87.0873 | 85.7049
124_G_GT2 | Demoss Petrie | Combustion Turbine | 89.6928 | 92.6015 | 90.9121
1240_G_5 | Gordon Evans Energy Center | Combustion Turbine | 84.7073 | 87.0873 | 85.7049
1240_G_GT1 | Gordon Evans Energy Center | Combustion Turbine | 89.6928 | 92.6015 | 90.9121
1240_G_GT2 | Gordon Evans Energy Center | Combustion Turbine | 89.6928 | 92.6015 | 90.9121
1240_G_GT3 | Gordon Evans Energy Center | Combustion Turbine | 89.6928 | 92.6015 | 90.9121
1248_G_GT1 | Hutchinson Energy Center | Combustion Turbine | 89.6928 | 92.6015 | 90.9121
1248_G_GT2 | Hutchinson Energy Center | Combustion Turbine | 89.6928 | 92.6015 | 90.9121
1248_G_GT3 | Hutchinson Energy Center | Combustion Turbine | 89.6928 | 92.6015 | 90.9121
1248_G_GT4 | Hutchinson Energy Center | Combustion Turbine | 89.6928 | 92.6015 | 90.9121
1248_G_H1DG | Hutchinson Energy Center | Combustion Turbine | 84.7073 | 87.0873 | 85.7049
1258_G_IC1 | Anthony | Combustion Turbine | 84.7073 | 87.0873 | 85.7049
1258_G_IC2 | Anthony | Combustion Turbine | 84.7073 | 87.0873 | 85.7049
1258_G_IC3 | Anthony | Combustion Turbine | 84.7073 | 87.0873 | 85.7049
1259_G_1 | Ashland | Combustion Turbine | 84.7073 | 87.0873 | 85.7049
1259_G_2 | Ashland | Combustion Turbine | 84.7073 | 87.0873 | 85.7049
1259_G_3 | Ashland | Combustion Turbine | 84.7073 | 87.0873 | 85.7049
1259_G_4 | Ashland | Combustion Turbine | 84.7073 | 87.0873 | 85.7049
1259_G_5 | Ashland | Combustion Turbine | 84.7073 | 87.0873 | 85.7049
126_G_GT1 | H Wilson Sundt Generating Station | Combustion Turbine | 88.1508 | 89.9672 | 88.9122
126_G_GT2 | H Wilson Sundt Generating Station | Combustion Turbine | 88.1508 | 89.9672 | 88.9122
1260_G_1 | Attica | Combustion Turbine | 84.7073 | 87.0873 | 85.7049
1260_G_2 | Attica | Combustion Turbine | 84.7073 | 87.0873 | 85.7049
1260_G_4A | Attica | Combustion Turbine | 84.7073 | 87.0873 | 85.7049
1260_G_IC3 | Attica | Combustion Turbine | 84.7073 | 87.0873 | 85.7049
1261_G_1 | Augusta Electric Plant No 1 | Combustion Turbine | 84.7073 | 87.0873 | 85.7049
1261_G_2 | Augusta Electric Plant No 1 | Combustion Turbine | 84.7073 | 87.0873 | 85.7049
1261_G_3 | Augusta Electric Plant No 1 | Combustion Turbine | 84.7073 | 87.0873 | 85.7049
1261_G_4 | Augusta Electric Plant No 1 | Combustion Turbine | 84.7073 | 87.0873 | 85.7049
1261_G_5 | Augusta Electric Plant No 1 | Combustion Turbine | 84.7073 | 87.0873 | 85.7049
1261_G_6 | Augusta Electric Plant No 1 | Combustion Turbine | 84.7073 | 87.0873 | 85.7049
1261_G_7 | Augusta Electric Plant No 1 | Combustion Turbine | 84.7073 | 87.0873 | 85.7049
1262_G_3 | Baldwin City | Combustion Turbine | 84.7073 | 87.0873 | 85.7049
1262_G_4 | Baldwin City | Combustion Turbine | 84.7073 | 87.0873 | 85.7049
1262_G_5 | Baldwin City | Combustion Turbine | 84.7073 | 87.0873 | 85.7049
1262_G_6 | Baldwin City | Combustion Turbine | 84.7073 | 87.0873 | 85.7049
1263_G_4 | Belleville | Combustion Turbine | 84.7073 | 87.0873 | 85.7049
1263_G_5 | Belleville | Combustion Turbine | 84.7073 | 87.0873 | 85.7049
1263_G_6 | Belleville | Combustion Turbine | 84.7073 | 87.0873 | 85.7049
1263_G_7 | Belleville | Combustion Turbine | 84.7073 | 87.0873 | 85.7049
1263_G_8 | Belleville | Combustion Turbine | 84.7073 | 87.0873 | 85.7049
1264_G_1 | Beloit | Combustion Turbine | 84.7073 | 87.0873 | 85.7049
1264_G_2 | Beloit | Combustion Turbine | 84.7073 | 87.0873 | 85.7049
1264_G_3 | Beloit | Combustion Turbine | 84.7073 | 87.0873 | 85.7049
1264_G_4 | Beloit | Combustion Turbine | 84.7073 | 87.0873 | 85.7049
1264_G_5 | Beloit | Combustion Turbine | 84.7073 | 87.0873 | 85.7049
1264_G_6 | Beloit | Combustion Turbine | 84.7073 | 87.0873 | 85.7049
1264_G_7 | Beloit | Combustion Turbine | 84.7073 | 87.0873 | 85.7049
1265_G_1 | Burlingame | Combustion Turbine | 84.7073 | 87.0873 | 85.7049
1265_G_3 | Burlingame | Combustion Turbine | 84.7073 | 87.0873 | 85.7049
1265_G_4 | Burlingame | Combustion Turbine | 84.7073 | 87.0873 | 85.7049
1265_G_5 | Burlingame | Combustion Turbine | 84.7073 | 87.0873 | 85.7049
1266_G_1A | Burlington | Combustion Turbine | 84.7073 | 87.0873 | 85.7049
1266_G_2 | Burlington | Combustion Turbine | 84.7073 | 87.0873 | 85.7049
1266_G_4A | Burlington | Combustion Turbine | 84.7073 | 87.0873 | 85.7049
1266_G_5 | Burlington | Combustion Turbine | 84.7073 | 87.0873 | 85.7049
1266_G_IC6 | Burlington | Combustion Turbine | 84.7073 | 87.0873 | 85.7049
1268_G_14 | Chanute 2 | Combustion Turbine | 88.1508 | 89.9672 | 88.9122
1268_G_7 | Chanute 2 | Combustion Turbine | 84.7073 | 87.0873 | 85.7049
1268_G_8 | Chanute 2 | Combustion Turbine | 84.7073 | 87.0873 | 85.7049
1270_G_5 | Clay Center | O/G Steam | 87.3884 | 91.2182 | 88.9937
1270_G_6 | Clay Center | O/G Steam | 87.3884 | 91.2182 | 88.9937
1270_G_IC1 | Clay Center | Combustion Turbine | 84.7073 | 87.0873 | 85.7049
1270_G_IC2 | Clay Center | Combustion Turbine | 84.7073 | 87.0873 | 85.7049
1270_G_IC3 | Clay Center | Combustion Turbine | 84.7073 | 87.0873 | 85.7049
1270_G_IC4 | Clay Center | Combustion Turbine | 84.7073 | 87.0873 | 85.7049
1270_G_IC5 | Clay Center | Combustion Turbine | 84.7073 | 87.0873 | 85.7049
1270_G_IC6 | Clay Center | Combustion Turbine | 84.7073 | 87.0873 | 85.7049
1271_G_1 | Coffeyville | Combustion Turbine | 84.7073 | 87.0873 | 85.7049
1271_G_2 | Coffeyville | Combustion Turbine | 84.7073 | 87.0873 | 85.7049
1272_G_3 | Colby City of | Combustion Turbine | 84.7073 | 87.0873 | 85.7049
1272_G_4 | Colby City of | Combustion Turbine | 84.7073 | 87.0873 | 85.7049
1272_G_5 | Colby City of | Combustion Turbine | 84.7073 | 87.0873 | 85.7049
1272_G_6 | Colby City of | Combustion Turbine | 84.7073 | 87.0873 | 85.7049
1272_G_7 | Colby City of | Combustion Turbine | 84.7073 | 87.0873 | 85.7049
1272_G_8 | Colby City of | Combustion Turbine | 84.7073 | 87.0873 | 85.7049
1274_G_1 | Ellinwood | Combustion Turbine | 84.7073 | 87.0873 | 85.7049
1274_G_2 | Ellinwood | Combustion Turbine | 84.7073 | 87.0873 | 85.7049
1274_G_3 | Ellinwood | Combustion Turbine | 84.7073 | 87.0873 | 85.7049
1274_G_4 | Ellinwood | Combustion Turbine | 84.7073 | 87.0873 | 85.7049
1274_G_5 | Ellinwood | Combustion Turbine | 84.7073 | 87.0873 | 85.7049
1276_G_3 | Erie | Combustion Turbine | 84.7073 | 87.0873 | 85.7049
1276_G_6 | Erie | Combustion Turbine | 84.7073 | 87.0873 | 85.7049
1276_G_7 | Erie | Combustion Turbine | 84.7073 | 87.0873 | 85.7049
1276_G_8 | Erie | Combustion Turbine | 84.7073 | 87.0873 | 85.7049
1278_G_1 | Garnett Municipal | Combustion Turbine | 84.7073 | 87.0873 | 85.7049
1278_G_2 | Garnett Municipal | Combustion Turbine | 84.7073 | 87.0873 | 85.7049
1278_G_3 | Garnett Municipal | Combustion Turbine | 84.7073 | 87.0873 | 85.7049
1278_G_4 | Garnett Municipal | Combustion Turbine | 84.7073 | 87.0873 | 85.7049
1278_G_7 | Garnett Municipal | Combustion Turbine | 84.7073 | 87.0873 | 85.7049
1278_G_IC5 | Garnett Municipal | Combustion Turbine | 84.7073 | 87.0873 | 85.7049
1278_G_IC6 | Garnett Municipal | Combustion Turbine | 84.7073 | 87.0873 | 85.7049
1279_G_1 | Girard | Combustion Turbine | 84.7073 | 87.0873 | 85.7049
1279_G_4 | Girard | Combustion Turbine | 84.7073 | 87.0873 | 85.7049
1279_G_6 | Girard | Combustion Turbine | 84.7073 | 87.0873 | 85.7049
1279_G_7 | Girard | Combustion Turbine | 84.7073 | 87.0873 | 85.7049
1280_G_10 | Goodland | Combustion Turbine | 84.7073 | 87.0873 | 85.7049
1280_G_11 | Goodland | Combustion Turbine | 84.7073 | 87.0873 | 85.7049
1280_G_12 | Goodland | Combustion Turbine | 84.7073 | 87.0873 | 85.7049
1280_G_13 | Goodland | Combustion Turbine | 84.7073 | 87.0873 | 85.7049
1280_G_3 | Goodland | Combustion Turbine | 84.7073 | 87.0873 | 85.7049
1280_G_6 | Goodland | Combustion Turbine | 84.7073 | 87.0873 | 85.7049
1280_G_7 | Goodland | Combustion Turbine | 84.7073 | 87.0873 | 85.7049
1280_G_8 | Goodland | Combustion Turbine | 84.7073 | 87.0873 | 85.7049
1283_G_4B | Herington | Combustion Turbine | 84.7073 | 87.0873 | 85.7049
1285_G_1 | Hill City | Combustion Turbine | 84.7073 | 87.0873 | 85.7049
1285_G_2 | Hill City | Combustion Turbine | 84.7073 | 87.0873 | 85.7049
1285_G_3 | Hill City | Combustion Turbine | 84.7073 | 87.0873 | 85.7049
1285_G_4 | Hill City | Combustion Turbine | 84.7073 | 87.0873 | 85.7049
1285_G_5 | Hill City | Combustion Turbine | 84.7073 | 87.0873 | 85.7049
1285_G_6 | Hill City | Combustion Turbine | 84.7073 | 87.0873 | 85.7049
1286_G_1 | Hoisington | Combustion Turbine | 84.7073 | 87.0873 | 85.7049
1286_G_2A | Hoisington | Combustion Turbine | 84.7073 | 87.0873 | 85.7049
1286_G_6 | Hoisington | Combustion Turbine | 84.7073 | 87.0873 | 85.7049
1286_G_7 | Hoisington | Combustion Turbine | 84.7073 | 87.0873 | 85.7049
1286_G_8 | Hoisington | Combustion Turbine | 84.7073 | 87.0873 | 85.7049
1287_G_10 | Holton | Combustion Turbine | 84.7073 | 87.0873 | 85.7049
1287_G_11 | Holton | Combustion Turbine | 84.7073 | 87.0873 | 85.7049
1287_G_12 | Holton | Combustion Turbine | 84.7073 | 87.0873 | 85.7049
1287_G_13 | Holton | Combustion Turbine | 84.7073 | 87.0873 | 85.7049
1287_G_6 | Holton | Combustion Turbine | 84.7073 | 87.0873 | 85.7049
1287_G_7 | Holton | Combustion Turbine | 84.7073 | 87.0873 | 85.7049
1287_G_8 | Holton | Combustion Turbine | 84.7073 | 87.0873 | 85.7049
1287_G_9 | Holton | Combustion Turbine | 84.7073 | 87.0873 | 85.7049
1291_G_1 | Iola | Combustion Turbine | 84.7073 | 87.0873 | 85.7049
1291_G_10 | Iola | Combustion Turbine | 84.7073 | 87.0873 | 85.7049
1291_G_11 | Iola | Combustion Turbine | 84.7073 | 87.0873 | 85.7049
1291_G_12 | Iola | Combustion Turbine | 84.7073 | 87.0873 | 85.7049
1291_G_13 | Iola | Combustion Turbine | 84.7073 | 87.0873 | 85.7049
1291_G_2 | Iola | Combustion Turbine | 84.7073 | 87.0873 | 85.7049
1291_G_6 | Iola | Combustion Turbine | 84.7073 | 87.0873 | 85.7049
1291_G_7 | Iola | Combustion Turbine | 84.7073 | 87.0873 | 85.7049
1291_G_8 | Iola | Combustion Turbine | 84.7073 | 87.0873 | 85.7049
1291_G_9 | Iola | Combustion Turbine | 84.7073 | 87.0873 | 85.7049
1292_G_1 | Jetmore | Combustion Turbine | 84.7073 | 87.0873 | 85.7049
1292_G_2 | Jetmore | Combustion Turbine | 84.7073 | 87.0873 | 85.7049
1292_G_5 | Jetmore | Combustion Turbine | 84.7073 | 87.0873 | 85.7049
1292_G_6 | Jetmore | Combustion Turbine | 84.7073 | 87.0873 | 85.7049
1292_G_7 | Jetmore | Combustion Turbine | 84.7073 | 87.0873 | 85.7049
1295_G_GT1 | Quindaro | Combustion Turbine | 84.7073 | 87.0873 | 85.7049
1295_G_GT2 | Quindaro | Combustion Turbine | 89.6928 | 92.6015 | 90.9121
1295_G_GT3 | Quindaro | Combustion Turbine | 88.1508 | 89.9672 | 88.9122
1296_G_2 | Kingman Municipal Power and Light Plant | Combustion Turbine | 84.7073 | 87.0873 | 85.7049
1296_G_4 | Kingman Municipal Power and Light Plant | Combustion Turbine | 84.7073 | 87.0873 | 85.7049
1296_G_6 | Kingman Municipal Power and Light Plant | Combustion Turbine | 84.7073 | 87.0873 | 85.7049
1296_G_7 | Kingman Municipal Power and Light Plant | Combustion Turbine | 84.7073 | 87.0873 | 85.7049
1296_G_8 | Kingman Municipal Power and Light Plant | Combustion Turbine | 84.7073 | 87.0873 | 85.7049
1296_G_9 | Kingman Municipal Power and Light Plant | Combustion Turbine | 84.7073 | 87.0873 | 85.7049
1297_G_1 | La Crosse | Combustion Turbine | 84.7073 | 87.0873 | 85.7049
1297_G_2 | La Crosse | Combustion Turbine | 84.7073 | 87.0873 | 85.7049
1297_G_5 | La Crosse | Combustion Turbine | 84.7073 | 87.0873 | 85.7049
1297_G_6 | La Crosse | Combustion Turbine | 84.7073 | 87.0873 | 85.7049
1299_G_CAT | Larned | Combustion Turbine | 84.7073 | 87.0873 | 85.7049
1299_G_CAT1 | Larned | Combustion Turbine | 84.7073 | 87.0873 | 85.7049
1299_G_CAT2 | Larned | Combustion Turbine | 84.7073 | 87.0873 | 85.7049
1299_G_CAT3 | Larned | Combustion Turbine | 84.7073 | 87.0873 | 85.7049
1299_G_CAT4 | Larned | Combustion Turbine | 84.7073 | 87.0873 | 85.7049
1299_G_IC5 | Larned | Combustion Turbine | 84.7073 | 87.0873 | 85.7049
13_G_1 | Jordan Dam | Hydro | 81.0191 | 87.391 | 83.6901
13_G_2 | Jordan Dam | Hydro | 81.0191 | 87.391 | 83.6901
13_G_3 | Jordan Dam | Hydro | 81.0191 | 87.391 | 83.6901
13_G_4 | Jordan Dam | Hydro | 81.0191 | 87.391 | 83.6901
1300_G_1 | Lincoln | Combustion Turbine | 84.7073 | 87.0873 | 85.7049
1300_G_2 | Lincoln | Combustion Turbine | 84.7073 | 87.0873 | 85.7049
1300_G_4 | Lincoln | Combustion Turbine | 84.7073 | 87.0873 | 85.7049
1300_G_5 | Lincoln | Combustion Turbine | 84.7073 | 87.0873 | 85.7049
1300_G_6 | Lincoln | Combustion Turbine | 84.7073 | 87.0873 | 85.7049
1300_G_7 | Lincoln | Combustion Turbine | 84.7073 | 87.0873 | 85.7049
1305_G_GT1 | McPherson 2 | Combustion Turbine | 89.6928 | 92.6015 | 90.9121
1305_G_GT2 | McPherson 2 | Combustion Turbine | 89.6928 | 92.6015 | 90.9121
1305_G_GT3 | McPherson 2 | Combustion Turbine | 89.6928 | 92.6015 | 90.9121
1306_G_2 | Meade | Combustion Turbine | 84.7073 | 87.0873 | 85.7049
1306_G_3 | Meade | Combustion Turbine | 84.7073 | 87.0873 | 85.7049
1306_G_4 | Meade | Combustion Turbine | 84.7073 | 87.0873 | 85.7049
1306_G_5 | Meade | Combustion Turbine | 84.7073 | 87.0873 | 85.7049
1306_G_6 | Meade | Combustion Turbine | 84.7073 | 87.0873 | 85.7049
1307_G_1 | Minneapolis City of | Combustion Turbine | 84.7073 | 87.0873 | 85.7049
1307_G_2 | Minneapolis City of | Combustion Turbine | 84.7073 | 87.0873 | 85.7049
1307_G_3 | Minneapolis City of | Combustion Turbine | 84.7073 | 87.0873 | 85.7049
1307_G_4 | Minneapolis City of | Combustion Turbine | 84.7073 | 87.0873 | 85.7049
1307_G_5 | Minneapolis City of | Combustion Turbine | 84.7073 | 87.0873 | 85.7049
1307_G_6 | Minneapolis City of | Combustion Turbine | 84.7073 | 87.0873 | 85.7049
1307_G_7 | Minneapolis City of | Combustion Turbine | 84.7073 | 87.0873 | 85.7049
1308_G_1 | Mulvane Power Plant | Combustion Turbine | 84.7073 | 87.0873 | 85.7049
1308_G_2 | Mulvane Power Plant | Combustion Turbine | 84.7073 | 87.0873 | 85.7049
1308_G_3 | Mulvane Power Plant | Combustion Turbine | 84.7073 | 87.0873 | 85.7049
1308_G_4 | Mulvane Power Plant | Combustion Turbine | 84.7073 | 87.0873 | 85.7049
1308_G_5 | Mulvane Power Plant | Combustion Turbine | 84.7073 | 87.0873 | 85.7049
1308_G_6 | Mulvane Power Plant | Combustion Turbine | 84.7073 | 87.0873 | 85.7049
1308_G_7 | Mulvane Power Plant | Combustion Turbine | 84.7073 | 87.0873 | 85.7049
1308_G_8 | Mulvane Power Plant | Combustion Turbine | 84.7073 | 87.0873 | 85.7049
1312_G_1 | Oberlin | Combustion Turbine | 84.7073 | 87.0873 | 85.7049
1312_G_2 | Oberlin | Combustion Turbine | 84.7073 | 87.0873 | 85.7049
1312_G_4 | Oberlin | Combustion Turbine | 84.7073 | 87.0873 | 85.7049
1312_G_5 | Oberlin | Combustion Turbine | 84.7073 | 87.0873 | 85.7049
1312_G_6 | Oberlin | Combustion Turbine | 84.7073 | 87.0873 | 85.7049
1313_G_1 | Osage City | Combustion Turbine | 84.7073 | 87.0873 | 85.7049
1313_G_10 | Osage City | Combustion Turbine | 84.7073 | 87.0873 | 85.7049
1313_G_2 | Osage City | Combustion Turbine | 84.7073 | 87.0873 | 85.7049
1313_G_4 | Osage City | Combustion Turbine | 84.7073 | 87.0873 | 85.7049
1313_G_5 | Osage City | Combustion Turbine | 84.7073 | 87.0873 | 85.7049
1313_G_7 | Osage City | Combustion Turbine | 84.7073 | 87.0873 | 85.7049
1313_G_8 | Osage City | Combustion Turbine | 84.7073 | 87.0873 | 85.7049
1313_G_IC6 | Osage City | Combustion Turbine | 84.7073 | 87.0873 | 85.7049
1314_G_2 | Osawatomie City of | Combustion Turbine | 84.7073 | 87.0873 | 85.7049
1314_G_4 | Osawatomie City of | Combustion Turbine | 84.7073 | 87.0873 | 85.7049
1314_G_5 | Osawatomie City of | Combustion Turbine | 84.7073 | 87.0873 | 85.7049
1315_G_1 | Osborne | Combustion Turbine | 84.7073 | 87.0873 | 85.7049
1315_G_2 | Osborne | Combustion Turbine | 84.7073 | 87.0873 | 85.7049
1315_G_3 | Osborne | Combustion Turbine | 84.7073 | 87.0873 | 85.7049
1315_G_6 | Osborne | Combustion Turbine | 84.7073 | 87.0873 | 85.7049
1315_G_7 | Osborne | Combustion Turbine | 84.7073 | 87.0873 | 85.7049
1315_G_8 | Osborne | Combustion Turbine | 84.7073 | 87.0873 | 85.7049
1316_G_GT1 | Ottawa | Combustion Turbine | 84.7073 | 87.0873 | 85.7049
1316_G_IC3 | Ottawa | Combustion Turbine | 84.7073 | 87.0873 | 85.7049
1316_G_IC4 | Ottawa | Combustion Turbine | 84.7073 | 87.0873 | 85.7049
1316_G_IC6 | Ottawa | Combustion Turbine | 84.7073 | 87.0873 | 85.7049
1316_G_IC7 | Ottawa | Combustion Turbine | 84.7073 | 87.0873 | 85.7049
1317_G_IC1 | Pratt | Combustion Turbine | 84.7073 | 87.0873 | 85.7049
1319_G_11 | Russell Downtown | Combustion Turbine | 84.7073 | 87.0873 | 85.7049
1319_G_12 | Russell Downtown | Combustion Turbine | 84.7073 | 87.0873 | 85.7049
1319_G_7 | Russell Downtown | Combustion Turbine | 84.7073 | 87.0873 | 85.7049
1319_G_8 | Russell Downtown | Combustion Turbine | 84.7073 | 87.0873 | 85.7049
1319_G_9 | Russell Downtown | Combustion Turbine | 84.7073 | 87.0873 | 85.7049
1320_G_11 | Sabetha Power Plant | Combustion Turbine | 84.7073 | 87.0873 | 85.7049
1320_G_12 | Sabetha Power Plant | Combustion Turbine | 84.7073 | 87.0873 | 85.7049
1320_G_2 | Sabetha Power Plant | Combustion Turbine | 84.7073 | 87.0873 | 85.7049
1320_G_3 | Sabetha Power Plant | Combustion Turbine | 84.7073 | 87.0873 | 85.7049
1320_G_5 | Sabetha Power Plant | Combustion Turbine | 84.7073 | 87.0873 | 85.7049
1320_G_6 | Sabetha Power Plant | Combustion Turbine | 84.7073 | 87.0873 | 85.7049
1320_G_7 | Sabetha Power Plant | Combustion Turbine | 84.7073 | 87.0873 | 85.7049
1320_G_IC10 | Sabetha Power Plant | Combustion Turbine | 84.7073 | 87.0873 | 85.7049
1320_G_IC9 | Sabetha Power Plant | Combustion Turbine | 84.7073 | 87.0873 | 85.7049
1321_G_2 | St Francis | Combustion Turbine | 84.7073 | 87.0873 | 85.7049
1321_G_3 | St Francis | Combustion Turbine | 84.7073 | 87.0873 | 85.7049
1321_G_4 | St Francis | Combustion Turbine | 84.7073 | 87.0873 | 85.7049
1321_G_5 | St Francis | Combustion Turbine | 84.7073 | 87.0873 | 85.7049
1322_G_2 | St John | Combustion Turbine | 84.7073 | 87.0873 | 85.7049
1322_G_4 | St John | Combustion Turbine | 84.7073 | 87.0873 | 85.7049
1322_G_5 | St John | Combustion Turbine | 84.7073 | 87.0873 | 85.7049
1324_G_1 | Sharon Spring | Combustion Turbine | 84.7073 | 87.0873 | 85.7049
1324_G_2 | Sharon Spring | Combustion Turbine | 84.7073 | 87.0873 | 85.7049
1324_G_3 | Sharon Spring | Combustion Turbine | 84.7073 | 87.0873 | 85.7049
1324_G_4 | Sharon Spring | Combustion Turbine | 84.7073 | 87.0873 | 85.7049
1325_G_1 | Stafford | Combustion Turbine | 84.7073 | 87.0873 | 85.7049
1325_G_2 | Stafford | Combustion Turbine | 84.7073 | 87.0873 | 85.7049
1325_G_3 | Stafford | Combustion Turbine | 84.7073 | 87.0873 | 85.7049
1325_G_4 | Stafford | Combustion Turbine | 84.7073 | 87.0873 | 85.7049
1325_G_5 | Stafford | Combustion Turbine | 84.7073 | 87.0873 | 85.7049
1326_G_1 | Sterling | Combustion Turbine | 84.7073 | 87.0873 | 85.7049
1326_G_2 | Sterling | Combustion Turbine | 84.7073 | 87.0873 | 85.7049
1326_G_3 | Sterling | Combustion Turbine | 84.7073 | 87.0873 | 85.7049
1326_G_4 | Sterling | Combustion Turbine | 84.7073 | 87.0873 | 85.7049
1326_G_5 | Sterling | Combustion Turbine | 84.7073 | 87.0873 | 85.7049
1326_G_6 | Sterling | Combustion Turbine | 84.7073 | 87.0873 | 85.7049
1326_G_7 | Sterling | Combustion Turbine | 84.7073 | 87.0873 | 85.7049
1327_G_1 | Stockton | Combustion Turbine | 84.7073 | 87.0873 | 85.7049
1327_G_2 | Stockton | Combustion Turbine | 84.7073 | 87.0873 | 85.7049
1327_G_3 | Stockton | Combustion Turbine | 84.7073 | 87.0873 | 85.7049
1327_G_4 | Stockton | Combustion Turbine | 84.7073 | 87.0873 | 85.7049
1327_G_5 | Stockton | Combustion Turbine | 84.7073 | 87.0873 | 85.7049
1328_G_1 | Wamego | Combustion Turbine | 84.7073 | 87.0873 | 85.7049
1328_G_3 | Wamego | Combustion Turbine | 84.7073 | 87.0873 | 85.7049
1328_G_4 | Wamego | Combustion Turbine | 84.7073 | 87.0873 | 85.7049
1328_G_5 | Wamego | Combustion Turbine | 84.7073 | 87.0873 | 85.7049
1328_G_6 | Wamego | Combustion Turbine | 84.7073 | 87.0873 | 85.7049
1328_G_7 | Wamego | Combustion Turbine | 84.7073 | 87.0873 | 85.7049
1328_G_8 | Wamego | Combustion Turbine | 84.7073 | 87.0873 | 85.7049
1328_G_9 | Wamego | Combustion Turbine | 84.7073 | 87.0873 | 85.7049
1329_G_1 | Washington | Combustion Turbine | 84.7073 | 87.0873 | 85.7049
1329_G_2 | Washington | Combustion Turbine | 84.7073 | 87.0873 | 85.7049
1329_G_3 | Washington | Combustion Turbine | 84.7073 | 87.0873 | 85.7049
1329_G_5 | Washington | Combustion Turbine | 84.7073 | 87.0873 | 85.7049
1329_G_6 | Washington | Combustion Turbine | 84.7073 | 87.0873 | 85.7049
1329_G_7 | Washington | Combustion Turbine | 84.7073 | 87.0873 | 85.7049
1329_G_IC4 | Washington | Combustion Turbine | 84.7073 | 87.0873 | 85.7049
1330_G_7 | Wellington 1 | Combustion Turbine | 84.7073 | 87.0873 | 85.7049
1330_G_8 | Wellington 1 | Combustion Turbine | 84.7073 | 87.0873 | 85.7049
1332_G_GT1 | West 14th Street | Combustion Turbine | 84.7073 | 87.0873 | 85.7049
1334_G_1 | Great Bend | Combustion Turbine | 84.7073 | 87.0873 | 85.7049
1334_G_2 | Great Bend | Combustion Turbine | 84.7073 | 87.0873 | 85.7049
1334_G_3 | Great Bend | Combustion Turbine | 84.7073 | 87.0873 | 85.7049
1334_G_4 | Great Bend | Combustion Turbine | 84.7073 | 87.0873 | 85.7049
1334_G_5 | Great Bend | Combustion Turbine | 84.7073 | 87.0873 | 85.7049
1334_G_6 | Great Bend | Combustion Turbine | 84.7073 | 87.0873 | 85.7049
1336_G_S3 | Garden City | Combustion Turbine | 84.7073 | 87.0873 | 85.7049
1336_G_S4 | Garden City | Combustion Turbine | 89.6928 | 92.6015 | 90.9121
1336_G_S5 | Garden City | Combustion Turbine | 89.6928 | 92.6015 | 90.9121
1354_G_1 | Dix Dam | Hydro | 81.0191 | 87.391 | 83.6901
1354_G_2 | Dix Dam | Hydro | 81.0191 | 87.391 | 83.6901
1354_G_3 | Dix Dam | Hydro | 81.0191 | 87.391 | 83.6901
1355_G_10 | E W Brown | Combustion Turbine | 89.6928 | 92.6015 | 90.9121
1355_G_11 | E W Brown | Combustion Turbine | 89.6928 | 92.6015 | 90.9121
1355_G_5 | E W Brown | Combustion Turbine | 89.6928 | 92.6015 | 90.9121
1355_G_6 | E W Brown | Combustion Turbine | 89.6928 | 92.6015 | 90.9121
1355_G_7 | E W Brown | Combustion Turbine | 89.6928 | 92.6015 | 90.9121
1355_G_8 | E W Brown | Combustion Turbine | 89.6928 | 92.6015 | 90.9121
1355_G_9 | E W Brown | Combustion Turbine | 89.6928 | 92.6015 | 90.9121
1358_G_1 | Haefling | Combustion Turbine | 84.7073 | 87.0873 | 85.7049
1358_G_2 | Haefling | Combustion Turbine | 84.7073 | 87.0873 | 85.7049
1358_G_3 | Haefling | Combustion Turbine | 84.7073 | 87.0873 | 85.7049
1359_G_1 | Mother Ann Lee | Hydro | 81.0191 | 87.391 | 83.6901
1359_G_2 | Mother Ann Lee | Hydro | 81.0191 | 87.391 | 83.6901
1359_G_3 | Mother Ann Lee | Hydro | 81.0191 | 87.391 | 83.6901
1363_G_11 | Cane Run | Combustion Turbine | 84.7073 | 87.0873 | 85.7049
1365_G_1 | Ohio Falls | Hydro | 81.0191 | 87.391 | 83.6901
1365_G_2 | Ohio Falls | Hydro | 81.0191 | 87.391 | 83.6901
1365_G_3 | Ohio Falls | Hydro | 81.0191 | 87.391 | 83.6901
1365_G_4 | Ohio Falls | Hydro | 81.0191 | 87.391 | 83.6901
1365_G_5 | Ohio Falls | Hydro | 81.0191 | 87.391 | 83.6901
1365_G_6 | Ohio Falls | Hydro | 81.0191 | 87.391 | 83.6901
1365_G_7 | Ohio Falls | Hydro | 81.0191 | 87.391 | 83.6901
1365_G_8 | Ohio Falls | Hydro | 81.0191 | 87.391 | 83.6901
1366_G_11 | Paddys Run | Combustion Turbine | 84.7073 | 87.0873 | 85.7049
1366_G_12 | Paddys Run | Combustion Turbine | 88.1508 | 89.9672 | 88.9122
1366_G_13 | Paddys Run | Combustion Turbine | 89.6928 | 92.6015 | 90.9121
1368_G_1 | Zorn | Combustion Turbine | 84.7073 | 87.0873 | 85.7049
1371_G_1 | Barkley | Hydro | 83.3856 | 90.5577 | 86.392
1371_G_2 | Barkley | Hydro | 83.3856 | 90.5577 | 86.392
1371_G_3 | Barkley | Hydro | 83.3856 | 90.5577 | 86.392
1371_G_4 | Barkley | Hydro | 83.3856 | 90.5577 | 86.392
1376_G_1 | Paris | Combustion Turbine | 84.7073 | 87.0873 | 85.7049
1376_G_2 | Paris | Combustion Turbine | 84.7073 | 87.0873 | 85.7049
1376_G_3 | Paris | Combustion Turbine | 84.7073 | 87.0873 | 85.7049
1376_G_4 | Paris | Combustion Turbine | 84.7073 | 87.0873 | 85.7049
1376_G_5 | Paris | Combustion Turbine | 84.7073 | 87.0873 | 85.7049
1376_G_6 | Paris | Combustion Turbine | 84.7073 | 87.0873 | 85.7049
1376_G_7 | Paris | Combustion Turbine | 84.7073 | 87.0873 | 85.7049
1377_G_1 | Kentucky Dam | Hydro | 83.3856 | 90.5577 | 86.392
1377_G_2 | Kentucky Dam | Hydro | 83.3856 | 90.5577 | 86.392
1377_G_3 | Kentucky Dam | Hydro | 83.3856 | 90.5577 | 86.392
1377_G_4 | Kentucky Dam | Hydro | 83.3856 | 90.5577 | 86.392
1377_G_5 | Kentucky Dam | Hydro | 83.3856 | 90.5577 | 86.392
1380_G_1 | Wolf Creek | Hydro | 83.3856 | 90.5577 | 86.392
1380_G_2 | Wolf Creek | Hydro | 83.3856 | 90.5577 | 86.392
1380_G_3 | Wolf Creek | Hydro | 83.3856 | 90.5577 | 86.392
1380_G_4 | Wolf Creek | Hydro | 83.3856 | 90.5577 | 86.392
1380_G_5 | Wolf Creek | Hydro | 83.3856 | 90.5577 | 86.392
1380_G_6 | Wolf Creek | Hydro | 83.3856 | 90.5577 | 86.392
1383_G_GEN2 | Robert A Reid | Combustion Turbine | 89.6928 | 92.6015 | 90.9121
1391_G_1A | Louisiana 1 | Combined Cycle | 84.4893 | 90.1371 | 86.8567
1391_G_2A | Louisiana 1 | Combined Cycle | 84.4893 | 90.1371 | 86.8567
1391_G_3A | Louisiana 1 | Combined Cycle | 84.4893 | 90.1371 | 86.8567
1391_G_4A | Louisiana 1 | Combined Cycle | 84.4893 | 90.1371 | 86.8567
1391_G_5A | Louisiana 1 | Combined Cycle | 84.4893 | 90.1371 | 86.8567
1396_G_6 | Coughlin Power Station | Combined Cycle | 84.4893 | 90.1371 | 86.8567
1396_G_7 | Coughlin Power Station | Combined Cycle | 84.4893 | 90.1371 | 86.8567
1396_G_U6CT | Coughlin Power Station | Combined Cycle | 84.4893 | 90.1371 | 86.8567
1396_G_U72 | Coughlin Power Station | Combined Cycle | 84.4893 | 90.1371 | 86.8567
1396_G_U7CT | Coughlin Power Station | Combined Cycle | 84.4893 | 90.1371 | 86.8567
14_G_1 | Logan Martin Dam | Hydro | 83.3856 | 90.5577 | 86.392
14_G_2 | Logan Martin Dam | Hydro | 83.3856 | 90.5577 | 86.392
14_G_3 | Logan Martin Dam | Hydro | 83.3856 | 90.5577 | 86.392
1400_G_4 | Teche | Combustion Turbine | 88.1508 | 89.9672 | 88.9122
1401_G_8 | Buras | Combustion Turbine | 84.7073 | 87.0873 | 85.7049
1404_G_7A | Sterlington | Combined Cycle | 84.4893 | 90.1371 | 86.8567
1404_G_7B | Sterlington | Combined Cycle | 84.4893 | 90.1371 | 86.8567
1404_G_7C | Sterlington | Combined Cycle | 84.4893 | 90.1371 | 86.8567
141_G_AF4 | Agua Fria | Combustion Turbine | 89.6928 | 92.6015 | 90.9121
141_G_AF5 | Agua Fria | Combustion Turbine | 89.6928 | 92.6015 | 90.9121
141_G_AF6 | Agua Fria | Combustion Turbine | 89.6928 | 92.6015 | 90.9121
141_G_PV-3 | Agua Fria | Solar PV | 90 | 90 | 90
143_G_CC5 | Crosscut | Hydro | 81.0191 | 87.391 | 83.6901
1435_G_GT1 | Franklin | Combustion Turbine | 84.7073 | 87.0873 | 85.7049
1447_G_3 | Minden | Combustion Turbine | 84.7073 | 87.0873 | 85.7049
1447_G_4 | Minden | Combustion Turbine | 84.7073 | 87.0873 | 85.7049
1447_G_5 | Minden | Combustion Turbine | 84.7073 | 87.0873 | 85.7049
1447_G_6 | Minden | Combustion Turbine | 84.7073 | 87.0873 | 85.7049
1447_G_7 | Minden | Combustion Turbine | 84.7073 | 87.0873 | 85.7049
145_G_HM1 | Horse Mesa | Hydro | 81.0191 | 87.391 | 83.6901
145_G_HM2 | Horse Mesa | Hydro | 81.0191 | 87.391 | 83.6901
145_G_HM3 | Horse Mesa | Hydro | 81.0191 | 87.391 | 83.6901
145_G_HM4 | Horse Mesa | Pumped Storage | 82.7612 | 89.89 | 85.7494
1453_G_1 | New Roads | Combustion Turbine | 84.7073 | 87.0873 | 85.7049
1453_G_2 | New Roads | Combustion Turbine | 84.7073 | 87.0873 | 85.7049
1453_G_3 | New Roads | Combustion Turbine | 84.7073 | 87.0873 | 85.7049
1453_G_4 | New Roads | Combustion Turbine | 84.7073 | 87.0873 | 85.7049
1453_G_5 | New Roads | Combustion Turbine | 84.7073 | 87.0873 | 85.7049
1453_G_6 | New Roads | Combustion Turbine | 84.7073 | 87.0873 | 85.7049
1456_G_8 | Rayne | Combustion Turbine | 84.7073 | 87.0873 | 85.7049
1456_G_9 | Rayne | Combustion Turbine | 84.7073 | 87.0873 | 85.7049
1464_G_3 | Big Cajun 1 | Combustion Turbine | 89.6928 | 92.6015 | 90.9121
1464_G_4 | Big Cajun 1 | Combustion Turbine | 89.6928 | 92.6015 | 90.9121
1466_G_1 | Bar Harbor | Combustion Turbine | 84.7073 | 87.0873 | 85.7049
1466_G_2 | Bar Harbor | Combustion Turbine | 84.7073 | 87.0873 | 85.7049
1466_G_3 | Bar Harbor | Combustion Turbine | 84.7073 | 87.0873 | 85.7049
1466_G_4 | Bar Harbor | Combustion Turbine | 84.7073 | 87.0873 | 85.7049
1468_G_1 | Eastport | Combustion Turbine | 84.7073 | 87.0873 | 85.7049
1468_G_2 | Eastport | Combustion Turbine | 84.7073 | 87.0873 | 85.7049
1468_G_3 | Eastport | Combustion Turbine | 84.7073 | 87.0873 | 85.7049
1469_G_EL01 | PPL Ellsworth Hydro Station | Hydro | 81.0191 | 87.391 | 83.6901
1469_G_EL02 | PPL Ellsworth Hydro Station | Hydro | 81.0191 | 87.391 | 83.6901
1469_G_EL03 | PPL Ellsworth Hydro Station | Hydro | 81.0191 | 87.391 | 83.6901
1469_G_EL04 | PPL Ellsworth Hydro Station | Hydro | 81.0191 | 87.391 | 83.6901
147_G_KY4 | Kyrene | Combustion Turbine | 89.6928 | 92.6015 | 90.9121
147_G_KY5 | Kyrene | Combustion Turbine | 89.6928 | 92.6015 | 90.9121
147_G_KY6 | Kyrene | Combustion Turbine | 89.6928 | 92.6015 | 90.9121
147_G_KY7 | Kyrene | Combined Cycle | 84.4893 | 90.1371 | 86.8567
147_G_KY7A | Kyrene | Combined Cycle | 84.4893 | 90.1371 | 86.8567
1472_G_HL01 | PPL Howland Hydro Station | Hydro | 81.0191 | 87.391 | 83.6901
1472_G_HL02 | PPL Howland Hydro Station | Hydro | 81.0191 | 87.391 | 83.6901
1472_G_HL03 | PPL Howland Hydro Station | Hydro | 81.0191 | 87.391 | 83.6901
1474_G_IC1 | Medway | Combustion Turbine | 84.7073 | 87.0873 | 85.7049
1474_G_IC2 | Medway | Combustion Turbine | 84.7073 | 87.0873 | 85.7049
1474_G_IC3 | Medway | Combustion Turbine | 84.7073 | 87.0873 | 85.7049
1474_G_IC4 | Medway | Combustion Turbine | 84.7073 | 87.0873 | 85.7049
1475_G_MF01 | PPL Milford Hydro Station | Hydro | 81.0191 | 87.391 | 83.6901
1475_G_MF02 | PPL Milford Hydro Station | Hydro | 81.0191 | 87.391 | 83.6901
1475_G_MF03 | PPL Milford Hydro Station | Hydro | 81.0191 | 87.391 | 83.6901
1475_G_MF04 | PPL Milford Hydro Station | Hydro | 81.0191 | 87.391 | 83.6901
1475_G_MF05 | PPL Milford Hydro Station | Hydro | 81.0191 | 87.391 | 83.6901
1475_G_MF06 | PPL Milford Hydro Station | Hydro | 81.0191 | 87.391 | 83.6901
1478_G_SW01 | PPL Stillwater Hydro Station | Hydro | 81.0191 | 87.391 | 83.6901
1478_G_SW02 | PPL Stillwater Hydro Station | Hydro | 81.0191 | 87.391 | 83.6901
1478_G_SW03 | PPL Stillwater Hydro Station | Hydro | 81.0191 | 87.391 | 83.6901
1478_G_SW04 | PPL Stillwater Hydro Station | Hydro | 81.0191 | 87.391 | 83.6901
1479_G_VZ01 | PPL Veazie Hydro Station | Hydro | 81.0191 | 87.391 | 83.6901
1479_G_VZ02 | PPL Veazie Hydro Station | Hydro | 81.0191 | 87.391 | 83.6901
1479_G_VZ03 | PPL Veazie Hydro Station | Hydro | 81.0191 | 87.391 | 83.6901
1479_G_VZ04 | PPL Veazie Hydro Station | Hydro | 81.0191 | 87.391 | 83.6901
1479_G_VZ05 | PPL Veazie Hydro Station | Hydro | 81.0191 | 87.391 | 83.6901
1479_G_VZ06 | PPL Veazie Hydro Station | Hydro | 81.0191 | 87.391 | 83.6901
1479_G_VZ07 | PPL Veazie Hydro Station | Hydro | 81.0191 | 87.391 | 83.6901
1479_G_VZ08 | PPL Veazie Hydro Station | Hydro | 81.0191 | 87.391 | 83.6901
1479_G_VZ09 | PPL Veazie Hydro Station | Hydro | 81.0191 | 87.391 | 83.6901
1479_G_VZ10 | PPL Veazie Hydro Station | Hydro | 81.0191 | 87.391 | 83.6901
1479_G_VZ11 | PPL Veazie Hydro Station | Hydro | 81.0191 | 87.391 | 83.6901
1479_G_VZ12 | PPL Veazie Hydro Station | Hydro | 81.0191 | 87.391 | 83.6901
1479_G_VZ13 | PPL Veazie Hydro Station | Hydro | 81.0191 | 87.391 | 83.6901
1479_G_VZ14 | PPL Veazie Hydro Station | Hydro | 81.0191 | 87.391 | 83.6901
1479_G_VZ15 | PPL Veazie Hydro Station | Hydro | 81.0191 | 87.391 | 83.6901
1479_G_VZ16 | PPL Veazie Hydro Station | Hydro | 81.0191 | 87.391 | 83.6901
1479_G_VZ17 | PPL Veazie Hydro Station | Hydro | 81.0191 | 87.391 | 83.6901
148_G_MF1 | Mormon Flat | Hydro | 81.0191 | 87.391 | 83.6901
148_G_MF2 | Mormon Flat | Pumped Storage | 82.7612 | 89.89 | 85.7494
1480_G_328 | Androscoggin 3 | Hydro | 81.0191 | 87.391 | 83.6901
1481_G_1 | Bar Mills | Hydro | 81.0191 | 87.391 | 83.6901
1481_G_2 | Bar Mills | Hydro | 81.0191 | 87.391 | 83.6901
1482_G_1 | Bonny Eagle | Hydro | 81.0191 | 87.391 | 83.6901
1482_G_2 | Bonny Eagle | Hydro | 81.0191 | 87.391 | 83.6901
1482_G_3 | Bonny Eagle | Hydro | 81.0191 | 87.391 | 83.6901
1482_G_4 | Bonny Eagle | Hydro | 81.0191 | 87.391 | 83.6901
1482_G_5 | Bonny Eagle | Hydro | 81.0191 | 87.391 | 83.6901
1482_G_6 | Bonny Eagle | Hydro | 81.0191 | 87.391 | 83.6901
1483_G_B1 | Brunswick | Hydro | 81.0191 | 87.391 | 83.6901
1483_G_B2 | Brunswick | Hydro | 81.0191 | 87.391 | 83.6901
1483_G_B3 | Brunswick | Hydro | 81.0191 | 87.391 | 83.6901
1484_G_GT4 | Cape Gas Turbine | Combustion Turbine | 84.7073 | 87.0873 | 85.7049
1484_G_GT5 | Cape Gas Turbine | Combustion Turbine | 84.7073 | 87.0873 | 85.7049
1486_G_1 | Cataract | Hydro | 81.0191 | 87.391 | 83.6901
1487_G_CM1 | Continental Mills | Hydro | 81.0191 | 87.391 | 83.6901
1487_G_CM2 | Continental Mills | Hydro | 81.0191 | 87.391 | 83.6901
1487_G_CM3 | Continental Mills | Hydro | 81.0191 | 87.391 | 83.6901
1487_G_CM5 | Continental Mills | Hydro | 81.0191 | 87.391 | 83.6901
1487_G_CM6 | Continental Mills | Hydro | 81.0191 | 87.391 | 83.6901
1488_G_DR1 | Deer Rips | Hydro | 81.0191 | 87.391 | 83.6901
1488_G_DR2 | Deer Rips | Hydro | 81.0191 | 87.391 | 83.6901
1488_G_DR3 | Deer Rips | Hydro | 81.0191 | 87.391 | 83.6901
1488_G_DR4 | Deer Rips | Hydro | 81.0191 | 87.391 | 83.6901
1488_G_DR5 | Deer Rips | Hydro | 81.0191 | 87.391 | 83.6901
1488_G_DR6 | Deer Rips | Hydro | 81.0191 | 87.391 | 83.6901
1488_G_DR7 | Deer Rips | Hydro | 81.0191 | 87.391 | 83.6901
149_G_ROOS | Roosevelt | Hydro | 83.3856 | 90.5577 | 86.392
1491_G_GI1 | Gulf Island | Hydro | 81.0191 | 87.391 | 83.6901
1491_G_GI2 | Gulf Island | Hydro | 81.0191 | 87.391 | 83.6901
1491_G_GI3 | Gulf Island | Hydro | 81.0191 | 87.391 | 83.6901
1492_G_HA1 | Harris | Hydro | 81.0191 | 87.391 | 83.6901
1492_G_HA2 | Harris | Hydro | 83.3856 | 90.5577 | 86.392
1492_G_HA3 | Harris | Hydro | 83.3856 | 90.5577 | 86.392
1492_G_HA4 | Harris | Hydro | 81.0191 | 87.391 | 83.6901
1493_G_1 | Hiram | Hydro | 81.0191 | 87.391 | 83.6901
1493_G_2 | Hiram | Hydro | 81.0191 | 87.391 | 83.6901
1497_G_1 | Messalonskee 2 (Oakland) | Hydro | 81.0191 | 87.391 | 83.6901
1498_G_1 | Messalonskee 3 | Hydro | 81.0191 | 87.391 | 83.6901
15_G_1 | Lay Dam | Hydro | 83.3856 | 90.5577 | 86.392
15_G_2 | Lay Dam | Hydro | 83.3856 | 90.5577 | 86.392
15_G_3 | Lay Dam | Hydro | 83.3856 | 90.5577 | 86.392
15_G_4 | Lay Dam | Hydro | 83.3856 | 90.5577 | 86.392
15_G_5 | Lay Dam | Hydro | 83.3856 | 90.5577 | 86.392
15_G_6 | Lay Dam | Hydro | 83.3856 | 90.5577 | 86.392
150_G_SM | Stewart Mountain | Hydro | 81.0191 | 87.391 | 83.6901
1500_G_1 | Messalonskee 5 | Hydro | 81.0191 | 87.391 | 83.6901
1501_G_1 | North Gorham | Hydro | 81.0191 | 87.391 | 83.6901
1501_G_2 | North Gorham | Hydro | 81.0191 | 87.391 | 83.6901
1504_G_SH1 | Shawmut | Hydro | 81.0191 | 87.391 | 83.6901
1504_G_SH2 | Shawmut | Hydro | 81.0191 | 87.391 | 83.6901
1504_G_SH3 | Shawmut | Hydro | 81.0191 | 87.391 | 83.6901
1504_G_SH4 | Shawmut | Hydro | 81.0191 | 87.391 | 83.6901
1504_G_SH5 | Shawmut | Hydro | 81.0191 | 87.391 | 83.6901
1504_G_SH6 | Shawmut | Hydro | 81.0191 | 87.391 | 83.6901
1504_G_SH7 | Shawmut | Hydro | 81.0191 | 87.391 | 83.6901
1504_G_SH8 | Shawmut | Hydro | 81.0191 | 87.391 | 83.6901
1505_G_1 | Skelton | Hydro | 81.0191 | 87.391 | 83.6901
1505_G_2 | Skelton | Hydro | 81.0191 | 87.391 | 83.6901
1508_G_WB1 | West Buxton | Hydro | 81.0191 | 87.391 | 83.6901
1508_G_WB2 | West Buxton | Hydro | 81.0191 | 87.391 | 83.6901
1508_G_WB3 | West Buxton | Hydro | 81.0191 | 87.391 | 83.6901
1508_G_WB4 | West Buxton | Hydro | 81.0191 | 87.391 | 83.6901
1508_G_WB5 | West Buxton | Hydro | 81.0191 | 87.391 | 83.6901
1508_G_WB6 | West Buxton | Hydro | 81.0191 | 87.391 | 83.6901
1509_G_WE1 | Weston | Hydro | 81.0191 | 87.391 | 83.6901
1509_G_WE2 | Weston | Hydro | 81.0191 | 87.391 | 83.6901
1509_G_WE3 | Weston | Hydro | 81.0191 | 87.391 | 83.6901
1509_G_WE4 | Weston | Hydro | 81.0191 | 87.391 | 83.6901
151_G_1 | McClure | Combustion Turbine | 89.6928 | 92.6015 | 90.9121
151_G_2 | McClure | Combustion Turbine | 89.6928 | 92.6015 | 90.9121
1510_G_WI1 | Williams | Hydro | 81.0191 | 87.391 | 83.6901
1510_G_WI2 | Williams | Hydro | 81.0191 | 87.391 | 83.6901
1511_G_WY1 | Wyman Hydro | Hydro | 81.0191 | 87.391 | 83.6901
1511_G_WY2 | Wyman Hydro | Hydro | 83.3856 | 90.5577 | 86.392
1511_G_WY3 | Wyman Hydro | Hydro | 81.0191 | 87.391 | 83.6901
1513_G_CD2 | Caribou Generation Station | Combustion Turbine | 84.7073 | 87.0873 | 85.7049
1513_G_CD3 | Caribou Generation Station | Combustion Turbine | 84.7073 | 87.0873 | 85.7049
1513_G_CD4 | Caribou Generation Station | Combustion Turbine | 84.7073 | 87.0873 | 85.7049
1513_G_CD5 | Caribou Generation Station | Combustion Turbine | 84.7073 | 87.0873 | 85.7049
1513_G_CH1 | Caribou Generation Station | Hydro | 81.0191 | 87.391 | 83.6901
1513_G_CH2 | Caribou Generation Station | Hydro | 81.0191 | 87.391 | 83.6901
1516_G_SP1 | Squa Pan Hydro Station | Hydro | 81.0191 | 87.391 | 83.6901
152_G_1 | Davis Dam | Hydro | 83.3856 | 90.5577 | 86.392
152_G_2 | Davis Dam | Hydro | 83.3856 | 90.5577 | 86.392
152_G_3 | Davis Dam | Hydro | 83.3856 | 90.5577 | 86.392
152_G_4 | Davis Dam | Hydro | 83.3856 | 90.5577 | 86.392
152_G_5 | Davis Dam | Hydro | 83.3856 | 90.5577 | 86.392
153_G_1 | Glen Canyon Dam | Hydro | 83.3856 | 90.5577 | 86.392
153_G_2 | Glen Canyon Dam | Hydro | 83.3856 | 90.5577 | 86.392
153_G_3 | Glen Canyon Dam | Hydro | 83.3856 | 90.5577 | 86.392
153_G_4 | Glen Canyon Dam | Hydro | 83.3856 | 90.5577 | 86.392
153_G_5 | Glen Canyon Dam | Hydro | 83.3856 | 90.5577 | 86.392
153_G_6 | Glen Canyon Dam | Hydro | 83.3856 | 90.5577 | 86.392
153_G_7 | Glen Canyon Dam | Hydro | 83.3856 | 90.5577 | 86.392
153_G_8 | Glen Canyon Dam | Hydro | 83.3856 | 90.5577 | 86.392
154_G_N0 | Hoover Dam | Hydro | 81.0191 | 87.391 | 83.6901
154_G_N1 | Hoover Dam | Hydro | 83.3856 | 90.5577 | 86.392
154_G_N2 | Hoover Dam | Hydro | 83.3856 | 90.5577 | 86.392
154_G_N3 | Hoover Dam | Hydro | 83.3856 | 90.5577 | 86.392
154_G_N4 | Hoover Dam | Hydro | 83.3856 | 90.5577 | 86.392
154_G_N5 | Hoover Dam | Hydro | 83.3856 | 90.5577 | 86.392
154_G_N6 | Hoover Dam | Hydro | 83.3856 | 90.5577 | 86.392
154_G_N7 | Hoover Dam | Hydro | 83.3856 | 90.5577 | 86.392
154_G_N8 | Hoover Dam | Hydro | 83.3856 | 90.5577 | 86.392
1552_G_GT1 | C P Crane | Combustion Turbine | 84.7073 | 87.0873 | 85.7049
1553_G_3 | Gould Street | O/G Steam | 87.925 | 90.7796 | 89.1216
1554_G_1 | Herbert A Wagner | O/G Steam | 85.0458 | 91.0047 | 87.5437
1554_G_2 | Herbert A Wagner | Coal Steam | 82.661 | 88.2085 | 84.9864
1554_G_GT1 | Herbert A Wagner | Combustion Turbine | 84.7073 | 87.0873 | 85.7049
1555_G_GT1 | Notch Cliff | Combustion Turbine | 84.7073 | 87.0873 | 85.7049
1555_G_GT2 | Notch Cliff | Combustion Turbine | 84.7073 | 87.0873 | 85.7049
1555_G_GT3 | Notch Cliff | Combustion Turbine | 84.7073 | 87.0873 | 85.7049
1555_G_GT4 | Notch Cliff | Combustion Turbine | 84.7073 | 87.0873 | 85.7049
1555_G_GT5 | Notch Cliff | Combustion Turbine | 84.7073 | 87.0873 | 85.7049
1555_G_GT6 | Notch Cliff | Combustion Turbine | 84.7073 | 87.0873 | 85.7049
1555_G_GT7 | Notch Cliff | Combustion Turbine | 84.7073 | 87.0873 | 85.7049
1555_G_GT8 | Notch Cliff | Combustion Turbine | 84.7073 | 87.0873 | 85.7049
1556_G_GT1 | Perryman | Combustion Turbine | 89.6928 | 92.6015 | 90.9121
1556_G_GT2 | Perryman | Combustion Turbine | 89.6928 | 92.6015 | 90.9121
1556_G_GT3 | Perryman | Combustion Turbine | 89.6928 | 92.6015 | 90.9121
1556_G_GT4 | Perryman | Combustion Turbine | 89.6928 | 92.6015 | 90.9121
1556_G_GT5 | Perryman | Combustion Turbine | 89.6928 | 92.6015 | 90.9121
1557_G_GT1 | Philadelphia | Combustion Turbine | 84.7073 | 87.0873 | 85.7049
1557_G_GT2 | Philadelphia | Combustion Turbine | 84.7073 | 87.0873 | 85.7049
1557_G_GT3 | Philadelphia | Combustion Turbine | 84.7073 | 87.0873 | 85.7049
1557_G_GT4 | Philadelphia | Combustion Turbine | 84.7073 | 87.0873 | 85.7049
1559_G_GT7 | Riverside | Combustion Turbine | 84.7073 | 87.0873 | 85.7049
1559_G_GT8 | Riverside | Combustion Turbine | 88.1508 | 89.9672 | 88.9122
1560_G_GT5 | Westport | Combustion Turbine | 89.6928 | 92.6015 | 90.9121
1563_G_CRIS | Crisfield | Combustion Turbine | 84.7073 | 87.0873 | 85.7049
1563_G_CRS2 | Crisfield | Combustion Turbine | 84.7073 | 87.0873 | 85.7049
1563_G_CRS3 | Crisfield | Combustion Turbine | 84.7073 | 87.0873 | 85.7049
1563_G_CRS4 | Crisfield | Combustion Turbine | 84.7073 | 87.0873 | 85.7049
1564_G_10 | Vienna Operations | Combustion Turbine | 84.7073 | 87.0873 | 85.7049
1567_G_1 | Deep Creek | Hydro | 81.0191 | 87.391 | 83.6901
1567_G_2 | Deep Creek | Hydro | 81.0191 | 87.391 | 83.6901
1571_G_GT1 | Chalk Point LLC | Combustion Turbine | 84.7073 | 87.0873 | 85.7049
1571_G_GT2 | Chalk Point LLC | Combustion Turbine | 88.1508 | 89.9672 | 88.9122
1571_G_GT3 | Chalk Point LLC | Combustion Turbine | 89.6928 | 92.6015 | 90.9121
1571_G_GT4 | Chalk Point LLC | Combustion Turbine | 89.6928 | 92.6015 | 90.9121
1571_G_GT5 | Chalk Point LLC | Combustion Turbine | 89.6928 | 92.6015 | 90.9121
1571_G_GT6 | Chalk Point LLC | Combustion Turbine | 89.6928 | 92.6015 | 90.9121
1571_G_SGT1 | Chalk Point LLC | Combustion Turbine | 89.6928 | 92.6015 | 90.9121
1572_G_GT1 | Dickerson | Combustion Turbine | 84.7073 | 87.0873 | 85.7049
1572_G_GT2 | Dickerson | Combustion Turbine | 89.6928 | 92.6015 | 90.9121
1572_G_GT3 | Dickerson | Combustion Turbine | 89.6928 | 92.6015 | 90.9121
1573_G_3 | Morgantown Generating Plant | Combustion Turbine | 89.6928 | 92.6015 | 90.9121
1573_G_4 | Morgantown Generating Plant | Combustion Turbine | 89.6928 | 92.6015 | 90.9121
1573_G_5 | Morgantown Generating Plant | Combustion Turbine | 89.6928 | 92.6015 | 90.9121
1573_G_6 | Morgantown Generating Plant | Combustion Turbine | 89.6928 | 92.6015 | 90.9121
1573_G_GT1 | Morgantown Generating Plant | Combustion Turbine | 84.7073 | 87.0873 | 85.7049
1573_G_GT2 | Morgantown Generating Plant | Combustion Turbine | 84.7073 | 87.0873 | 85.7049
1574_G_1 | Conowingo | Hydro | 83.3856 | 90.5577 | 86.392
1574_G_10 | Conowingo | Hydro | 83.3856 | 90.5577 | 86.392
1574_G_11 | Conowingo | Hydro | 83.3856 | 90.5577 | 86.392
1574_G_2 | Conowingo | Hydro | 83.3856 | 90.5577 | 86.392
1574_G_3 | Conowingo | Hydro | 83.3856 | 90.5577 | 86.392
1574_G_4 | Conowingo | Hydro | 83.3856 | 90.5577 | 86.392
1574_G_5 | Conowingo | Hydro | 83.3856 | 90.5577 | 86.392
1574_G_6 | Conowingo | Hydro | 83.3856 | 90.5577 | 86.392
1574_G_7 | Conowingo | Hydro | 83.3856 | 90.5577 | 86.392
1574_G_8 | Conowingo | Hydro | 83.3856 | 90.5577 | 86.392
1574_G_9 | Conowingo | Hydro | 83.3856 | 90.5577 | 86.392
1580_G_10 | Easton | Combustion Turbine | 84.7073 | 87.0873 | 85.7049
1580_G_101 | Easton | Combustion Turbine | 84.7073 | 87.0873 | 85.7049
1580_G_102 | Easton | Combustion Turbine | 84.7073 | 87.0873 | 85.7049
1580_G_11 | Easton | Combustion Turbine | 84.7073 | 87.0873 | 85.7049
1580_G_12 | Easton | Combustion Turbine | 84.7073 | 87.0873 | 85.7049
1580_G_13 | Easton | Combustion Turbine | 84.7073 | 87.0873 | 85.7049
1580_G_14 | Easton | Combustion Turbine | 84.7073 | 87.0873 | 85.7049
1580_G_7 | Easton | Combustion Turbine | 84.7073 | 87.0873 | 85.7049
1580_G_8 | Easton | Combustion Turbine | 84.7073 | 87.0873 | 85.7049
1580_G_9 | Easton | Combustion Turbine | 84.7073 | 87.0873 | 85.7049
1586_G_GT1 | Exelon Framingham LLC | Combustion Turbine | 84.7073 | 87.0873 | 85.7049
1586_G_GT2 | Exelon Framingham LLC | Combustion Turbine | 84.7073 | 87.0873 | 85.7049
1586_G_GT3 | Exelon Framingham LLC | Combustion Turbine | 84.7073 | 87.0873 | 85.7049
1587_G_GT1 | Exelon L Street | Combustion Turbine | 84.7073 | 87.0873 | 85.7049
1588_G_GT1 | Mystic Generating Station | Combustion Turbine | 84.7073 | 87.0873 | 85.7049
1588_G_GT81 | Mystic Generating Station | Combined Cycle | 84.4893 | 90.1371 | 86.8567
1588_G_GT82 | Mystic Generating Station | Combined Cycle | 84.4893 | 90.1371 | 86.8567
1588_G_GT93 | Mystic Generating Station | Combined Cycle | 84.4893 | 90.1371 | 86.8567
1588_G_GT94 | Mystic Generating Station | Combined Cycle | 84.4893 | 90.1371 | 86.8567
1588_G_ST85 | Mystic Generating Station | Combined Cycle | 84.4893 | 90.1371 | 86.8567
1588_G_ST96 | Mystic Generating Station | Combined Cycle | 84.4893 | 90.1371 | 86.8567
159_G_1 | Lake Creek | Hydro | 81.0191 | 87.391 | 83.6901
1590_G_1 | Pilgrim Nuclear Power Station | Nuclear | 90.0458 | 96.6163 | 92.8
1592_G_GT1 | Exelon Medway LLC | Combustion Turbine | 88.1508 | 89.9672 | 88.9122
1592_G_GT2 | Exelon Medway LLC | Combustion Turbine | 88.1508 | 89.9672 | 88.9122
1592_G_GT3 | Exelon Medway LLC | Combustion Turbine | 88.1508 | 89.9672 | 88.9122
1595_G_1 | Kendall Square Station | Combined Cycle | 84.4893 | 90.1371 | 86.8567
1595_G_2 | Kendall Square Station | Combined Cycle | 84.4893 | 90.1371 | 86.8567
1595_G_3 | Kendall Square Station | Combined Cycle | 84.4893 | 90.1371 | 86.8567
1595_G_GEN4 | Kendall Square Station | Combined Cycle | 84.4893 | 90.1371 | 86.8567
1595_G_JET1 | Kendall Square Station | Combustion Turbine | 88.1508 | 89.9672 | 88.9122
1597_G_UN1 | Oak Bluffs Diesel Generating Facility | Combustion Turbine | 84.7073 | 87.0873 | 85.7049
1597_G_UN2 | Oak Bluffs Diesel Generating Facility | Combustion Turbine | 84.7073 | 87.0873 | 85.7049
1597_G_UN3 | Oak Bluffs Diesel Generating Facility | Combustion Turbine | 84.7073 | 87.0873 | 85.7049
160_G_GT1 | Apache Station | Combined Cycle | 84.4893 | 90.1371 | 86.8567
160_G_GT2 | Apache Station | Combustion Turbine | 84.7073 | 87.0873 | 85.7049
160_G_GT3 | Apache Station | Combustion Turbine | 89.6928 | 92.6015 | 90.9121
160_G_GT4 | Apache Station | Combustion Turbine | 88.1508 | 89.9672 | 88.9122
160_G_ST1 | Apache Station | Combined Cycle | 84.4893 | 90.1371 | 86.8567
1603_G_1 | Boatlock | Hydro | 81.0191 | 87.391 | 83.6901
1603_G_2 | Boatlock | Hydro | 81.0191 | 87.391 | 83.6901
1603_G_3 | Boatlock | Hydro | 81.0191 | 87.391 | 83.6901
1604_G_1 | Chemical | Hydro | 81.0191 | 87.391 | 83.6901
1604_G_2 | Chemical | Hydro | 81.0191 | 87.391 | 83.6901
1605_G_1 | Hadley Falls | Hydro | 81.0191 | 87.391 | 83.6901
1605_G_2 | Hadley Falls | Hydro | 81.0191 | 87.391 | 83.6901
1606_G_1 | Mount Tom | Coal Steam | 82.661 | 88.2085 | 84.9864
1607_G_7 | Riverside | Hydro | 81.0191 | 87.391 | 83.6901
1607_G_8 | Riverside | Hydro | 81.0191 | 87.391 | 83.6901
161_G_1 | Turlock Lake | Hydro | 81.0191 | 87.391 | 83.6901
161_G_2 | Turlock Lake | Hydro | 81.0191 | 87.391 | 83.6901
161_G_3 | Turlock Lake | Hydro | 81.0191 | 87.391 | 83.6901
1613_G_JET2 | Somerset Station | Combustion Turbine | 84.7073 | 87.0873 | 85.7049
1615_G_12 | Nantucket | Combustion Turbine | 84.7073 | 87.0873 | 85.7049
1615_G_13 | Nantucket | Combustion Turbine | 84.7073 | 87.0873 | 85.7049
1619_G_IC1 | Brayton Point | Combustion Turbine | 84.7073 | 87.0873 | 85.7049
1619_G_IC2 | Brayton Point | Combustion Turbine | 84.7073 | 87.0873 | 85.7049
1619_G_IC3 | Brayton Point | Combustion Turbine | 84.7073 | 87.0873 | 85.7049
1619_G_IC4 | Brayton Point | Combustion Turbine | 84.7073 | 87.0873 | 85.7049
162_G_1 | Hickman | Hydro | 81.0191 | 87.391 | 83.6901
162_G_2 | Hickman | Hydro | 81.0191 | 87.391 | 83.6901
1620_G_GEN1 | Deerfield 5 | Hydro | 81.0191 | 87.391 | 83.6901
1629_G_1 | Cabot | Hydro | 81.0191 | 87.391 | 83.6901
1629_G_2 | Cabot | Hydro | 81.0191 | 87.391 | 83.6901
1629_G_3 | Cabot | Hydro | 81.0191 | 87.391 | 83.6901
1629_G_4 | Cabot | Hydro | 81.0191 | 87.391 | 83.6901
1629_G_5 | Cabot | Hydro | 81.0191 | 87.391 | 83.6901
1629_G_6 | Cabot | Hydro | 81.0191 | 87.391 | 83.6901
1630_G_1 | Cobble Mountain | Hydro | 81.0191 | 87.391 | 83.6901
1630_G_2 | Cobble Mountain | Hydro | 81.0191 | 87.391 | 83.6901
1630_G_3 | Cobble Mountain | Hydro | 81.0191 | 87.391 | 83.6901
1631_G_DORE | Doreen | Combustion Turbine | 84.7073 | 87.0873 | 85.7049
1634_G_GF2 | Gardners Falls | Hydro | 81.0191 | 87.391 | 83.6901
1634_G_GF3 | Gardners Falls | Hydro | 81.0191 | 87.391 | 83.6901
1634_G_GF4 | Gardners Falls | Hydro | 81.0191 | 87.391 | 83.6901
1634_G_GF5 | Gardners Falls | Hydro | 81.0191 | 87.391 | 83.6901
1637_G_PB2 | Putts Bridge | Hydro | 81.0191 | 87.391 | 83.6901
1637_G_PB3 | Putts Bridge | Hydro | 81.0191 | 87.391 | 83.6901
1638_G_RB3 | Redbridge | Hydro | 81.0191 | 87.391 | 83.6901
1638_G_RB4 | Redbridge | Hydro | 81.0191 | 87.391 | 83.6901
1642_G_GT-1 | NAEA Energy Massachusetts LLC | Combustion Turbine | 88.1508 | 89.9672 | 88.9122
1642_G_GT-2 | NAEA Energy Massachusetts LLC | Combustion Turbine | 88.1508 | 89.9672 | 88.9122
1642_G_WS10 | NAEA Energy Massachusetts LLC | Combustion Turbine | 84.7073 | 87.0873 | 85.7049
1643_G_WOOD | Woodland Road | Combustion Turbine | 84.7073 | 87.0873 | 85.7049
166_G_1 | Carpenter | Hydro | 83.3856 | 90.5577 | 86.392
166_G_2 | Carpenter | Hydro | 83.3856 | 90.5577 | 86.392
1660_G_CC2 | Potter Station 2 | Combined Cycle | 84.4893 | 90.1371 | 86.8567
1660_G_CC3 | Potter Station 2 | Combined Cycle | 84.4893 | 90.1371 | 86.8567
1660_G_IC1 | Potter Station 2 | Combustion Turbine | 84.7073 | 87.0873 | 85.7049
1660_G_WAT1 | Potter Station 2 | Combustion Turbine | 89.6928 | 92.6015 | 90.9121
1660_G_WAT2 | Potter Station 2 | Combustion Turbine | 89.6928 | 92.6015 | 90.9121
167_G_4 | Cecil Lynch | Combustion Turbine | 84.7073 | 87.0873 | 85.7049
1670_G_1 | High Street Station | Combustion Turbine | 84.7073 | 87.0873 | 85.7049
1670_G_10 | High Street Station | Combustion Turbine | 84.7073 | 87.0873 | 85.7049
1670_G_11 | High Street Station | Combustion Turbine | 84.7073 | 87.0873 | 85.7049
1670_G_12 | High Street Station | Combustion Turbine | 84.7073 | 87.0873 | 85.7049
1670_G_2 | High Street Station | Combustion Turbine | 84.7073 | 87.0873 | 85.7049
1670_G_4 | High Street Station | Combustion Turbine | 84.7073 | 87.0873 | 85.7049
1670_G_6 | High Street Station | Combustion Turbine | 84.7073 | 87.0873 | 85.7049
1670_G_7 | High Street Station | Combustion Turbine | 84.7073 | 87.0873 | 85.7049
1670_G_8 | High Street Station | Combustion Turbine | 84.7073 | 87.0873 | 85.7049
1670_G_9 | High Street Station | Combustion Turbine | 84.7073 | 87.0873 | 85.7049
1678_G_1 | Waters River | Combustion Turbine | 84.7073 | 87.0873 | 85.7049
1678_G_2 | Waters River | Combustion Turbine | 88.1508 | 89.9672 | 88.9122
1682_G_9A | Cleary Flood | Combined Cycle | 84.4893 | 90.1371 | 86.8567
1682_G_CA9 | Cleary Flood | Combined Cycle | 84.4893 | 90.1371 | 86.8567
1693_G_1 | Alcona | Hydro | 81.0191 | 87.391 | 83.6901
1693_G_2 | Alcona | Hydro | 81.0191 | 87.391 | 83.6901
1694_G_1 | Allegan Dam | Hydro | 81.0191 | 87.391 | 83.6901
1694_G_2 | Allegan Dam | Hydro | 81.0191 | 87.391 | 83.6901
1694_G_3 | Allegan Dam | Hydro | 81.0191 | 87.391 | 83.6901
1696_G_A | B E Morrow | Combustion Turbine | 84.7073 | 87.0873 | 85.7049
1696_G_B | B E Morrow | Combustion Turbine | 84.7073 | 87.0873 | 85.7049
1698_G_1 | C W Tippy | Hydro | 81.0191 | 87.391 | 83.6901
1698_G_2 | C W Tippy | Hydro | 81.0191 | 87.391 | 83.6901
1698_G_3 | C W Tippy | Hydro | 81.0191 | 87.391 | 83.6901
17_G_4 | Mitchell Dam | Hydro | 81.0191 | 87.391 | 83.6901
17_G_5 | Mitchell Dam | Hydro | 83.3856 | 90.5577 | 86.392
17_G_6 | Mitchell Dam | Hydro | 83.3856 | 90.5577 | 86.392
17_G_7 | Mitchell Dam | Hydro | 83.3856 | 90.5577 | 86.392
1700_G_1 | Cooke | Hydro | 81.0191 | 87.391 | 83.6901
1700_G_2 | Cooke | Hydro | 81.0191 | 87.391 | 83.6901
1700_G_3 | Cooke | Hydro | 81.0191 | 87.391 | 83.6901
1701_G_1 | Croton | Hydro | 81.0191 | 87.391 | 83.6901
1701_G_2 | Croton | Hydro | 81.0191 | 87.391 | 83.6901
1701_G_3 | Croton | Hydro | 81.0191 | 87.391 | 83.6901
1701_G_4 | Croton | Hydro | 81.0191 | 87.391 | 83.6901
1704_G_1 | Five Channels | Hydro | 81.0191 | 87.391 | 83.6901
1704_G_2 | Five Channels | Hydro | 81.0191 | 87.391 | 83.6901
1705_G_1 | Foote | Hydro | 81.0191 | 87.391 | 83.6901
1705_G_2 | Foote | Hydro | 81.0191 | 87.391 | 83.6901
1705_G_3 | Foote | Hydro | 81.0191 | 87.391 | 83.6901
1706_G_1 | Gaylord | Combustion Turbine | 84.7073 | 87.0873 | 85.7049
1706_G_2 | Gaylord | Combustion Turbine | 84.7073 | 87.0873 | 85.7049
1706_G_3 | Gaylord | Combustion Turbine | 84.7073 | 87.0873 | 85.7049
1706_G_4 | Gaylord | Combustion Turbine | 84.7073 | 87.0873 | 85.7049
1707_G_1 | Hardy | Hydro | 81.0191 | 87.391 | 83.6901
1707_G_2 | Hardy | Hydro | 81.0191 | 87.391 | 83.6901
1707_G_3 | Hardy | Hydro | 81.0191 | 87.391 | 83.6901
1708_G_1 | Hodenpyl | Hydro | 81.0191 | 87.391 | 83.6901
1708_G_2 | Hodenpyl | Hydro | 81.0191 | 87.391 | 83.6901
171_G_1 | Mabelvale | Combustion Turbine | 84.7073 | 87.0873 | 85.7049
171_G_2 | Mabelvale | Combustion Turbine | 84.7073 | 87.0873 | 85.7049
171_G_3 | Mabelvale | Combustion Turbine | 84.7073 | 87.0873 | 85.7049
171_G_4 | Mabelvale | Combustion Turbine | 84.7073 | 87.0873 | 85.7049
1710_G_A | J H Campbell | Combustion Turbine | 84.7073 | 87.0873 | 85.7049
1712_G_1 | Loud | Hydro | 81.0191 | 87.391 | 83.6901
1712_G_2 | Loud | Hydro | 81.0191 | 87.391 | 83.6901
1713_G_1 | Ludington | Pumped Storage | 82.7612 | 89.89 | 85.7494
1713_G_2 | Ludington | Pumped Storage | 82.7612 | 89.89 | 85.7494
1713_G_3 | Ludington | Pumped Storage | 82.7612 | 89.89 | 85.7494
1713_G_4 | Ludington | Pumped Storage | 82.7612 | 89.89 | 85.7494
1713_G_5 | Ludington | Pumped Storage | 82.7612 | 89.89 | 85.7494
1713_G_6 | Ludington | Pumped Storage | 82.7612 | 89.89 | 85.7494
1714_G_1 | Mio | Hydro | 81.0191 | 87.391 | 83.6901
1714_G_2 | Mio | Hydro | 81.0191 | 87.391 | 83.6901
1715_G_1 | Palisades | Nuclear | 89.1725 | 95.6793 | 91.9
1716_G_1 | Rogers | Hydro | 81.0191 | 87.391 | 83.6901
1716_G_2 | Rogers | Hydro | 81.0191 | 87.391 | 83.6901
1716_G_3 | Rogers | Hydro | 81.0191 | 87.391 | 83.6901
1716_G_4 | Rogers | Hydro | 81.0191 | 87.391 | 83.6901
1718_G_1 | Straits | Combustion Turbine | 84.7073 | 87.0873 | 85.7049
1719_G_1 | Thetford | Combustion Turbine | 88.1508 | 89.9672 | 88.9122
1719_G_2 | Thetford | Combustion Turbine | 88.1508 | 89.9672 | 88.9122
1719_G_3 | Thetford | Combustion Turbine | 88.1508 | 89.9672 | 88.9122
1719_G_4 | Thetford | Combustion Turbine | 88.1508 | 89.9672 | 88.9122
1719_G_5 | Thetford | Combustion Turbine | 84.7073 | 87.0873 | 85.7049
1719_G_6 | Thetford | Combustion Turbine | 84.7073 | 87.0873 | 85.7049
1719_G_7 | Thetford | Combustion Turbine | 84.7073 | 87.0873 | 85.7049
1719_G_8 | Thetford | Combustion Turbine | 84.7073 | 87.0873 | 85.7049
1719_G_9 | Thetford | Combustion Turbine | 84.7073 | 87.0873 | 85.7049
172_G_10 | Osceola | Combustion Turbine | 84.7073 | 87.0873 | 85.7049
172_G_11 | Osceola | Combustion Turbine | 84.7073 | 87.0873 | 85.7049
172_G_12 | Osceola | Combustion Turbine | 84.7073 | 87.0873 | 85.7049
172_G_13 | Osceola | Combustion Turbine | 84.7073 | 87.0873 | 85.7049
172_G_14 | Osceola | Combustion Turbine | 84.7073 | 87.0873 | 85.7049
172_G_9 | Osceola | Combustion Turbine | 84.7073 | 87.0873 | 85.7049
1720_G_A | J C Weadock | Combustion Turbine | 84.7073 | 87.0873 | 85.7049
1722_G_1 | Webber | Hydro | 81.0191 | 87.391 | 83.6901
1722_G_2 | Webber | Hydro | 81.0191 | 87.391 | 83.6901
1723_G_A | J R Whiting | Combustion Turbine | 84.7073 | 87.0873 | 85.7049
1725_G_1 | Colfax | Combustion Turbine | 84.7073 | 87.0873 | 85.7049
1725_G_2 | Colfax | Combustion Turbine | 84.7073 | 87.0873 | 85.7049
1725_G_3 | Colfax | Combustion Turbine | 84.7073 | 87.0873 | 85.7049
1725_G_4 | Colfax | Combustion Turbine | 84.7073 | 87.0873 | 85.7049
1725_G_5 | Colfax | Combustion Turbine | 84.7073 | 87.0873 | 85.7049
1726_G_1 | Conners Creek | Combustion Turbine | 84.7073 | 87.0873 | 85.7049
1726_G_2 | Conners Creek | Combustion Turbine | 84.7073 | 87.0873 | 85.7049
1727_G_1 | Dayton | Combustion Turbine | 84.7073 | 87.0873 | 85.7049
1727_G_2 | Dayton | Combustion Turbine | 84.7073 | 87.0873 | 85.7049
1727_G_3 | Dayton | Combustion Turbine | 84.7073 | 87.0873 | 85.7049
1727_G_4 | Dayton | Combustion Turbine | 84.7073 | 87.0873 | 85.7049
1727_G_5 | Dayton | Combustion Turbine | 84.7073 | 87.0873 | 85.7049
1728_G_11-1 | Delray | Combustion Turbine | 89.6928 | 92.6015 | 90.9121
1728_G_12-1 | Delray | Combustion Turbine | 89.6928 | 92.6015 | 90.9121
1729_G_2 | Fermi | Nuclear | 87.1348 | 93.493 | 89.8
1729_G_3 | Fermi | Combustion Turbine | 84.7073 | 87.0873 | 85.7049
1729_G_4 | Fermi | Combustion Turbine | 84.7073 | 87.0873 | 85.7049
1729_G_GT1 | Fermi | Combustion Turbine | 84.7073 | 87.0873 | 85.7049
1729_G_GT2 | Fermi | Combustion Turbine | 84.7073 | 87.0873 | 85.7049
173_G_GT1 | Robert E Ritchie | Combustion Turbine | 84.7073 | 87.0873 | 85.7049
1730_G_1 | Hancock | Combustion Turbine | 84.7073 | 87.0873 | 85.7049
1730_G_2 | Hancock | Combustion Turbine | 84.7073 | 87.0873 | 85.7049
1730_G_3 | Hancock | Combustion Turbine | 84.7073 | 87.0873 | 85.7049
1730_G_4 | Hancock | Combustion Turbine | 84.7073 | 87.0873 | 85.7049
1730_G_5 | Hancock | Combustion Turbine | 88.1508 | 89.9672 | 88.9122
1730_G_6 | Hancock | Combustion Turbine | 88.1508 | 89.9672 | 88.9122
1731_G_IC1 | Harbor Beach | Combustion Turbine | 84.7073 | 87.0873 | 85.7049
1731_G_IC2 | Harbor Beach | Combustion Turbine | 84.7073 | 87.0873 | 85.7049
1733_G_IC1 | Monroe | Combustion Turbine | 84.7073 | 87.0873 | 85.7049
1733_G_IC2 | Monroe | Combustion Turbine | 84.7073 | 87.0873 | 85.7049
1733_G_IC3 | Monroe | Combustion Turbine | 84.7073 | 87.0873 | 85.7049
1733_G_IC4 | Monroe | Combustion Turbine | 84.7073 | 87.0873 | 85.7049
1733_G_IC5 | Monroe | Combustion Turbine | 84.7073 | 87.0873 | 85.7049
1734_G_1 | Northeast | Combustion Turbine | 84.7073 | 87.0873 | 85.7049
1734_G_2 | Northeast | Combustion Turbine | 84.7073 | 87.0873 | 85.7049
1734_G_3 | Northeast | Combustion Turbine | 84.7073 | 87.0873 | 85.7049
1734_G_4 | Northeast | Combustion Turbine | 84.7073 | 87.0873 | 85.7049
1734_G_5 | Northeast | Combustion Turbine | 84.7073 | 87.0873 | 85.7049
1734_G_6 | Northeast | Combustion Turbine | 84.7073 | 87.0873 | 85.7049
1734_G_7 | Northeast | Combustion Turbine | 84.7073 | 87.0873 | 85.7049
1735_G_1 | Oliver | Combustion Turbine | 84.7073 | 87.0873 | 85.7049
1735_G_2 | Oliver | Combustion Turbine | 84.7073 | 87.0873 | 85.7049
1735_G_3 | Oliver | Combustion Turbine | 84.7073 | 87.0873 | 85.7049
1735_G_4 | Oliver | Combustion Turbine | 84.7073 | 87.0873 | 85.7049
1735_G_5 | Oliver | Combustion Turbine | 84.7073 | 87.0873 | 85.7049
1737_G_1 | Placid 12 | Combustion Turbine | 84.7073 | 87.0873 | 85.7049
1737_G_2 | Placid 12 | Combustion Turbine | 84.7073 | 87.0873 | 85.7049
1737_G_3 | Placid 12 | Combustion Turbine | 84.7073 | 87.0873 | 85.7049
1737_G_4 | Placid 12 | Combustion Turbine | 84.7073 | 87.0873 | 85.7049
1737_G_5 | Placid 12 | Combustion Turbine | 84.7073 | 87.0873 | 85.7049
1739_G_1 | Putnam | Combustion Turbine | 84.7073 | 87.0873 | 85.7049
1739_G_2 | Putnam | Combustion Turbine | 84.7073 | 87.0873 | 85.7049
1739_G_3 | Putnam | Combustion Turbine | 84.7073 | 87.0873 | 85.7049
1739_G_4 | Putnam | Combustion Turbine | 84.7073 | 87.0873 | 85.7049
1739_G_5 | Putnam | Combustion Turbine | 84.7073 | 87.0873 | 85.7049
174_G_1 | Remmel | Hydro | 81.0191 | 87.391 | 83.6901
174_G_2 | Remmel | Hydro | 81.0191 | 87.391 | 83.6901
174_G_3 | Remmel | Hydro | 81.0191 | 87.391 | 83.6901
1740_G_IC1 | River Rouge | Combustion Turbine | 84.7073 | 87.0873 | 85.7049
1740_G_IC2 | River Rouge | Combustion Turbine | 84.7073 | 87.0873 | 85.7049
1740_G_IC3 | River Rouge | Combustion Turbine | 84.7073 | 87.0873 | 85.7049
1740_G_IC4 | River Rouge | Combustion Turbine | 84.7073 | 87.0873 | 85.7049
1741_G_1 | Slocum | Combustion Turbine | 84.7073 | 87.0873 | 85.7049
1741_G_2 | Slocum | Combustion Turbine | 84.7073 | 87.0873 | 85.7049
1741_G_3 | Slocum | Combustion Turbine | 84.7073 | 87.0873 | 85.7049
1741_G_4 | Slocum | Combustion Turbine | 84.7073 | 87.0873 | 85.7049
1741_G_5 | Slocum | Combustion Turbine | 84.7073 | 87.0873 | 85.7049
1743_G_11 | St Clair | Combustion Turbine | 84.7073 | 87.0873 | 85.7049
1743_G_12A | St Clair | Combustion Turbine | 84.7073 | 87.0873 | 85.7049
1743_G_12B | St Clair | Combustion Turbine | 84.7073 | 87.0873 | 85.7049
1744_G_1 | Superior | Combustion Turbine | 84.7073 | 87.0873 | 85.7049
1744_G_2 | Superior | Combustion Turbine | 84.7073 | 87.0873 | 85.7049
1744_G_3 | Superior | Combustion Turbine | 84.7073 | 87.0873 | 85.7049
1744_G_4 | Superior | Combustion Turbine | 84.7073 | 87.0873 | 85.7049
1746_G_1 | Wilmot | Combustion Turbine | 84.7073 | 87.0873 | 85.7049
1746_G_2 | Wilmot | Combustion Turbine | 84.7073 | 87.0873 | 85.7049
1746_G_3 | Wilmot | Combustion Turbine | 84.7073 | 87.0873 | 85.7049
1746_G_4 | Wilmot | Combustion Turbine | 84.7073 | 87.0873 | 85.7049
1746_G_5 | Wilmot | Combustion Turbine | 84.7073 | 87.0873 | 85.7049
1750_G_1 | Manistique | Combustion Turbine | 84.7073 | 87.0873 | 85.7049
1750_G_2 | Manistique | Combustion Turbine | 84.7073 | 87.0873 | 85.7049
1751_G_10 | Edison Sault | Hydro | 81.0191 | 87.391 | 83.6901
1751_G_11 | Edison Sault | Hydro | 81.0191 | 87.391 | 83.6901
1751_G_12 | Edison Sault | Hydro | 81.0191 | 87.391 | 83.6901
1751_G_13 | Edison Sault | Hydro | 81.0191 | 87.391 | 83.6901
1751_G_14 | Edison Sault | Hydro | 81.0191 | 87.391 | 83.6901
1751_G_15 | Edison Sault | Hydro | 81.0191 | 87.391 | 83.6901
1751_G_16 | Edison Sault | Hydro | 81.0191 | 87.391 | 83.6901
1751_G_17 | Edison Sault | Hydro | 81.0191 | 87.391 | 83.6901
1751_G_18 | Edison Sault | Hydro | 81.0191 | 87.391 | 83.6901
1751_G_19 | Edison Sault | Hydro | 81.0191 | 87.391 | 83.6901
1751_G_20 | Edison Sault | Hydro | 81.0191 | 87.391 | 83.6901
1751_G_21 | Edison Sault | Hydro | 81.0191 | 87.391 | 83.6901
1751_G_22 | Edison Sault | Hydro | 81.0191 | 87.391 | 83.6901
1751_G_23 | Edison Sault | Hydro | 81.0191 | 87.391 | 83.6901
1751_G_24 | Edison Sault | Hydro | 81.0191 | 87.391 | 83.6901
1751_G_25 | Edison Sault | Hydro | 81.0191 | 87.391 | 83.6901
1751_G_26 | Edison Sault | Hydro | 81.0191 | 87.391 | 83.6901
1751_G_27 | Edison Sault | Hydro | 81.0191 | 87.391 | 83.6901
1751_G_28 | Edison Sault | Hydro | 81.0191 | 87.391 | 83.6901
1751_G_29 | Edison Sault | Hydro | 81.0191 | 87.391 | 83.6901
1751_G_30 | Edison Sault | Hydro | 81.0191 | 87.391 | 83.6901
1751_G_31 | Edison Sault | Hydro | 81.0191 | 87.391 | 83.6901
1751_G_32 | Edison Sault | Hydro | 81.0191 | 87.391 | 83.6901
1751_G_33 | Edison Sault | Hydro | 81.0191 | 87.391 | 83.6901
1751_G_34 | Edison Sault | Hydro | 81.0191 | 87.391 | 83.6901
1751_G_35 | Edison Sault | Hydro | 81.0191 | 87.391 | 83.6901
1751_G_36 | Edison Sault | Hydro | 81.0191 | 87.391 | 83.6901
1751_G_37 | Edison Sault | Hydro | 81.0191 | 87.391 | 83.6901
1751_G_38 | Edison Sault | Hydro | 81.0191 | 87.391 | 83.6901
1751_G_39 | Edison Sault | Hydro | 81.0191 | 87.391 | 83.6901
1751_G_40 | Edison Sault | Hydro | 81.0191 | 87.391 | 83.6901
1751_G_41 | Edison Sault | Hydro | 81.0191 | 87.391 | 83.6901
1751_G_42 | Edison Sault | Hydro | 81.0191 | 87.391 | 83.6901
1751_G_45 | Edison Sault | Hydro | 81.0191 | 87.391 | 83.6901
1751_G_46 | Edison Sault | Hydro | 81.0191 | 87.391 | 83.6901
1751_G_47 | Edison Sault | Hydro | 81.0191 | 87.391 | 83.6901
1751_G_48 | Edison Sault | Hydro | 81.0191 | 87.391 | 83.6901
1751_G_49 | Edison Sault | Hydro | 81.0191 | 87.391 | 83.6901
1751_G_50 | Edison Sault | Hydro | 81.0191 | 87.391 | 83.6901
1751_G_51 | Edison Sault | Hydro | 81.0191 | 87.391 | 83.6901
1751_G_52 | Edison Sault | Hydro | 81.0191 | 87.391 | 83.6901
1751_G_53 | Edison Sault | Hydro | 81.0191 | 87.391 | 83.6901
1751_G_54 | Edison Sault | Hydro | 81.0191 | 87.391 | 83.6901
1751_G_55 | Edison Sault | Hydro | 81.0191 | 87.391 | 83.6901
1751_G_56 | Edison Sault | Hydro | 81.0191 | 87.391 | 83.6901
1751_G_57 | Edison Sault | Hydro | 81.0191 | 87.391 | 83.6901
1751_G_58 | Edison Sault | Hydro | 81.0191 | 87.391 | 83.6901
1751_G_59 | Edison Sault | Hydro | 81.0191 | 87.391 | 83.6901
1751_G_6 | Edison Sault | Hydro | 81.0191 | 87.391 | 83.6901
1751_G_60 | Edison Sault | Hydro | 81.0191 | 87.391 | 83.6901
1751_G_61 | Edison Sault | Hydro | 81.0191 | 87.391 | 83.6901
1751_G_62 | Edison Sault | Hydro | 81.0191 | 87.391 | 83.6901
1751_G_63 | Edison Sault | Hydro | 81.0191 | 87.391 | 83.6901
1751_G_64 | Edison Sault | Hydro | 81.0191 | 87.391 | 83.6901
1751_G_65 | Edison Sault | Hydro | 81.0191 | 87.391 | 83.6901
1751_G_66 | Edison Sault | Hydro | 81.0191 | 87.391 | 83.6901
1751_G_67 | Edison Sault | Hydro | 81.0191 | 87.391 | 83.6901
1751_G_68 | Edison Sault | Hydro | 81.0191 | 87.391 | 83.6901
1751_G_69 | Edison Sault | Hydro | 81.0191 | 87.391 | 83.6901
1751_G_7 | Edison Sault | Hydro | 81.0191 | 87.391 | 83.6901
1751_G_70 | Edison Sault | Hydro | 81.0191 | 87.391 | 83.6901
1751_G_71 | Edison Sault | Hydro | 81.0191 | 87.391 | 83.6901
1751_G_72 | Edison Sault | Hydro | 81.0191 | 87.391 | 83.6901
1751_G_73 | Edison Sault | Hydro | 81.0191 | 87.391 | 83.6901
1751_G_74 | Edison Sault | Hydro | 81.0191 | 87.391 | 83.6901
1751_G_75 | Edison Sault | Hydro | 81.0191 | 87.391 | 83.6901
1751_G_76 | Edison Sault | Hydro | 81.0191 | 87.391 | 83.6901
1751_G_77 | Edison Sault | Hydro | 81.0191 | 87.391 | 83.6901
1751_G_78 | Edison Sault | Hydro | 81.0191 | 87.391 | 83.6901
1751_G_79 | Edison Sault | Hydro | 81.0191 | 87.391 | 83.6901
1751_G_8 | Edison Sault | Hydro | 81.0191 | 87.391 | 83.6901
1751_G_80 | Edison Sault | Hydro | 81.0191 | 87.391 | 83.6901
1751_G_9 | Edison Sault | Hydro | 81.0191 | 87.391 | 83.6901
1753_G_10 | Berrien Springs | Hydro | 81.0191 | 87.391 | 83.6901
1753_G_11 | Berrien Springs | Hydro | 81.0191 | 87.391 | 83.6901
1753_G_12 | Berrien Springs | Hydro | 81.0191 | 87.391 | 83.6901
1753_G_1A | Berrien Springs | Hydro | 81.0191 | 87.391 | 83.6901
1753_G_2A | Berrien Springs | Hydro | 81.0191 | 87.391 | 83.6901
1753_G_3A | Berrien Springs | Hydro | 81.0191 | 87.391 | 83.6901
1753_G_4A | Berrien Springs | Hydro | 81.0191 | 87.391 | 83.6901
1753_G_5 | Berrien Springs | Hydro | 81.0191 | 87.391 | 83.6901
1753_G_6 | Berrien Springs | Hydro | 81.0191 | 87.391 | 83.6901
1753_G_7 | Berrien Springs | Hydro | 81.0191 | 87.391 | 83.6901
1753_G_8 | Berrien Springs | Hydro | 81.0191 | 87.391 | 83.6901
1753_G_9 | Berrien Springs | Hydro | 81.0191 | 87.391 | 83.6901
1754_G_1 | Buchanan | Hydro | 81.0191 | 87.391 | 83.6901
1754_G_10 | Buchanan | Hydro | 81.0191 | 87.391 | 83.6901
1754_G_2 | Buchanan | Hydro | 81.0191 | 87.391 | 83.6901
1754_G_3 | Buchanan | Hydro | 81.0191 | 87.391 | 83.6901
1754_G_4 | Buchanan | Hydro | 81.0191 | 87.391 | 83.6901
1754_G_5 | Buchanan | Hydro | 81.0191 | 87.391 | 83.6901
1754_G_6 | Buchanan | Hydro | 81.0191 | 87.391 | 83.6901
1754_G_7 | Buchanan | Hydro | 81.0191 | 87.391 | 83.6901
1754_G_8 | Buchanan | Hydro | 81.0191 | 87.391 | 83.6901
1754_G_9 | Buchanan | Hydro | 81.0191 | 87.391 | 83.6901
1756_G_1 | Saxon Falls | Hydro | 81.0191 | 87.391 | 83.6901
1756_G_2 | Saxon Falls | Hydro | 81.0191 | 87.391 | 83.6901
1757_G_1 | Superior Falls | Hydro | 81.0191 | 87.391 | 83.6901
1757_G_2 | Superior Falls | Hydro | 81.0191 | 87.391 | 83.6901
1760_G_1 | Constantine | Hydro | 81.0191 | 87.391 | 83.6901
1760_G_2 | Constantine | Hydro | 81.0191 | 87.391 | 83.6901
1760_G_3 | Constantine | Hydro | 81.0191 | 87.391 | 83.6901
1760_G_4 | Constantine | Hydro | 81.0191 | 87.391 | 83.6901
1761_G_1 | Mottville | Hydro | 81.0191 | 87.391 | 83.6901
1761_G_2 | Mottville | Hydro | 81.0191 | 87.391 | 83.6901
1761_G_3 | Mottville | Hydro | 81.0191 | 87.391 | 83.6901
1761_G_4 | Mottville | Hydro | 81.0191 | 87.391 | 83.6901
1771_G_3 | Escanaba | Combustion Turbine | 84.7073 | 87.0873 | 85.7049
1773_G_1 | Prickett | Hydro | 81.0191 | 87.391 | 83.6901
1773_G_2 | Prickett | Hydro | 81.0191 | 87.391 | 83.6901
1774_G_1 | Victoria | Hydro | 81.0191 | 87.391 | 83.6901
1774_G_2 | Victoria | Hydro | 81.0191 | 87.391 | 83.6901
1775_G_1 | Brule | Hydro | 81.0191 | 87.391 | 83.6901
1775_G_2 | Brule | Hydro | 81.0191 | 87.391 | 83.6901
1775_G_3 | Brule | Hydro | 81.0191 | 87.391 | 83.6901
1776_G_1 | Chalk Hill | Hydro | 81.0191 | 87.391 | 83.6901
1776_G_2 | Chalk Hill | Hydro | 81.0191 | 87.391 | 83.6901
1776_G_3 | Chalk Hill | Hydro | 81.0191 | 87.391 | 83.6901
1777_G_1 | Hemlock Falls | Hydro | 81.0191 | 87.391 | 83.6901
1778_G_1 | Kingsford | Hydro | 81.0191 | 87.391 | 83.6901
1778_G_2 | Kingsford | Hydro | 81.0191 | 87.391 | 83.6901
1778_G_3 | Kingsford | Hydro | 81.0191 | 87.391 | 83.6901
1780_G_1 | Michigamme Falls | Hydro | 81.0191 | 87.391 | 83.6901
1780_G_2 | Michigamme Falls | Hydro | 81.0191 | 87.391 | 83.6901
1781_G_1 | Peavy Falls | Hydro | 81.0191 | 87.391 | 83.6901
1781_G_2 | Peavy Falls | Hydro | 81.0191 | 87.391 | 83.6901
1784_G_1 | Twin Falls | Hydro | 81.0191 | 87.391 | 83.6901
1784_G_2 | Twin Falls | Hydro | 81.0191 | 87.391 | 83.6901
1784_G_3 | Twin Falls | Hydro | 81.0191 | 87.391 | 83.6901
1784_G_4 | Twin Falls | Hydro | 81.0191 | 87.391 | 83.6901
1784_G_5 | Twin Falls | Hydro | 81.0191 | 87.391 | 83.6901
1785_G_1 | Way Dam | Hydro | 81.0191 | 87.391 | 83.6901
1786_G_1 | White Rapids | Hydro | 81.0191 | 87.391 | 83.6901
1786_G_2 | White Rapids | Hydro | 81.0191 | 87.391 | 83.6901
1786_G_3 | White Rapids | Hydro | 81.0191 | 87.391 | 83.6901
1787_G_1 | Grand Rapids | Hydro | 81.0191 | 87.391 | 83.6901
1787_G_2 | Grand Rapids | Hydro | 81.0191 | 87.391 | 83.6901
1787_G_3 | Grand Rapids | Hydro | 81.0191 | 87.391 | 83.6901
1787_G_4 | Grand Rapids | Hydro | 81.0191 | 87.391 | 83.6901
1787_G_5 | Grand Rapids | Hydro | 81.0191 | 87.391 | 83.6901
18_G_1 | Lewis Smith Dam | Hydro | 83.3856 | 90.5577 | 86.392
18_G_2 | Lewis Smith Dam | Hydro | 83.3856 | 90.5577 | 86.392
180_G_1 | Volta 2 | Hydro | 81.0191 | 87.391 | 83.6901
1818_G_1 | Clinton | Combustion Turbine | 84.7073 | 87.0873 | 85.7049
1818_G_2 | Clinton | Combustion Turbine | 84.7073 | 87.0873 | 85.7049
1818_G_6 | Clinton | Combustion Turbine | 84.7073 | 87.0873 | 85.7049
1819_G_3 | Coldwater | Combustion Turbine | 84.7073 | 87.0873 | 85.7049
1819_G_IC4 | Coldwater | Combustion Turbine | 84.7073 | 87.0873 | 85.7049
1819_G_IC5 | Coldwater | Combustion Turbine | 84.7073 | 87.0873 | 85.7049
182_G_1 | Beaver | Hydro | 83.3856 | 90.5577 | 86.392
182_G_2 | Beaver | Hydro | 83.3856 | 90.5577 | 86.392
1821_G_1 | Crystal Falls | Hydro | 81.0191 | 87.391 | 83.6901
1821_G_2 | Crystal Falls | Hydro | 81.0191 | 87.391 | 83.6901
1821_G_3 | Crystal Falls | Hydro | 81.0191 | 87.391 | 83.6901
1822_G_6 | Mistersky | O/G Steam | 87.925 | 90.7796 | 89.1216
1822_G_GT1 | Mistersky | Combustion Turbine | 88.1508 | 89.9672 | 88.9122
1826_G_1 | Grand Haven Diesel Plant | Combustion Turbine | 84.7073 | 87.0873 | 85.7049
1826_G_2 | Grand Haven Diesel Plant | Combustion Turbine | 84.7073 | 87.0873 | 85.7049
1826_G_5 | Grand Haven Diesel Plant | Combustion Turbine | 84.7073 | 87.0873 | 85.7049
1826_G_6 | Grand Haven Diesel Plant | Combustion Turbine | 84.7073 | 87.0873 | 85.7049
1826_G_7 | Grand Haven Diesel Plant | Combustion Turbine | 84.7073 | 87.0873 | 85.7049
1827_G_4 | Hart | Combustion Turbine | 84.7073 | 87.0873 | 85.7049
1827_G_IC1 | Hart | Combustion Turbine | 84.7073 | 87.0873 | 85.7049
1827_G_IC3 | Hart | Combustion Turbine | 84.7073 | 87.0873 | 85.7049
1829_G_10 | Hillsdale | Combustion Turbine | 84.7073 | 87.0873 | 85.7049
1829_G_2 | Hillsdale | Combustion Turbine | 84.7073 | 87.0873 | 85.7049
1829_G_3 | Hillsdale | Combustion Turbine | 84.7073 | 87.0873 | 85.7049
1829_G_4 | Hillsdale | Combustion Turbine | 84.7073 | 87.0873 | 85.7049
1829_G_5 | Hillsdale | Combustion Turbine | 84.7073 | 87.0873 | 85.7049
1829_G_6 | Hillsdale | Combustion Turbine | 84.7073 | 87.0873 | 85.7049
1829_G_7 | Hillsdale | Combustion Turbine | 84.7073 | 87.0873 | 85.7049
1829_G_8 | Hillsdale | Combustion Turbine | 84.7073 | 87.0873 | 85.7049
1829_G_9 | Hillsdale | Combustion Turbine | 84.7073 | 87.0873 | 85.7049
1840_G_CT1 | Plant Four | Combustion Turbine | 88.1508 | 89.9672 | 88.9122
1842_G_1 | James R Smith | Hydro | 81.0191 | 87.391 | 83.6901
1842_G_2 | James R Smith | Hydro | 81.0191 | 87.391 | 83.6901
1844_G_1 | Marshall | Hydro | 81.0191 | 87.391 | 83.6901
1844_G_3 | Marshall | Hydro | 81.0191 | 87.391 | 83.6901
1844_G_IC2 | Marshall | Combustion Turbine | 84.7073 | 87.0873 | 85.7049
1844_G_IC3 | Marshall | Combustion Turbine | 84.7073 | 87.0873 | 85.7049
1844_G_IC4 | Marshall | Combustion Turbine | 84.7073 | 87.0873 | 85.7049
1844_G_IC5 | Marshall | Combustion Turbine | 84.7073 | 87.0873 | 85.7049
1844_G_IC6 | Marshall | Combustion Turbine | 84.7073 | 87.0873 | 85.7049
1846_G_1 | Newberry | Combustion Turbine | 84.7073 | 87.0873 | 85.7049
1846_G_2 | Newberry | Combustion Turbine | 84.7073 | 87.0873 | 85.7049
1846_G_4 | Newberry | Combustion Turbine | 84.7073 | 87.0873 | 85.7049
1848_G_1 | Norway | Hydro | 81.0191 | 87.391 | 83.6901
1848_G_2 | Norway | Hydro | 81.0191 | 87.391 | 83.6901
1848_G_3 | Norway | Hydro | 81.0191 | 87.391 | 83.6901
1848_G_4 | Norway | Hydro | 81.0191 | 87.391 | 83.6901
1851_G_4 | Frank Jenkins | Combustion Turbine | 84.7073 | 87.0873 | 85.7049
1851_G_5 | Frank Jenkins | Combustion Turbine | 84.7073 | 87.0873 | 85.7049
1851_G_6 | Frank Jenkins | Combustion Turbine | 84.7073 | 87.0873 | 85.7049
1852_G_1 | St Louis | Combustion Turbine | 84.7073 | 87.0873 | 85.7049
1852_G_2 | St Louis | Combustion Turbine | 84.7073 | 87.0873 | 85.7049
1852_G_3 | St Louis | Combustion Turbine | 84.7073 | 87.0873 | 85.7049
1852_G_5 | St Louis | Hydro | 81.0191 | 87.391 | 83.6901
1852_G_6 | St Louis | Hydro | 81.0191 | 87.391 | 83.6901
1852_G_7 | St Louis | Combustion Turbine | 84.7073 | 87.0873 | 85.7049
1852_G_8 | St Louis | Combustion Turbine | 84.7073 | 87.0873 | 85.7049
1852_G_9 | St Louis | Combustion Turbine | 84.7073 | 87.0873 | 85.7049
1853_G_1 | Main Street | Combustion Turbine | 84.7073 | 87.0873 | 85.7049
1853_G_2 | Main Street | Combustion Turbine | 84.7073 | 87.0873 | 85.7049
1853_G_3 | Main Street | Combustion Turbine | 84.7073 | 87.0873 | 85.7049
1853_G_4 | Main Street | Combustion Turbine | 84.7073 | 87.0873 | 85.7049
1853_G_5 | Main Street | Combustion Turbine | 84.7073 | 87.0873 | 85.7049
1853_G_6 | Main Street | Combustion Turbine | 84.7073 | 87.0873 | 85.7049
1855_G_6 | Sturgis City Diesel Plant | Combustion Turbine | 84.7073 | 87.0873 | 85.7049
1856_G_1 | Hydro Plant | Hydro | 81.0191 | 87.391 | 83.6901
1856_G_2 | Hydro Plant | Hydro | 81.0191 | 87.391 | 83.6901
1856_G_3 | Hydro Plant | Hydro | 81.0191 | 87.391 | 83.6901
1856_G_4 | Hydro Plant | Hydro | 81.0191 | 87.391 | 83.6901
1865_G_1 | Saint Marys Falls | Hydro | 81.0191 | 87.391 | 83.6901
1865_G_10 | Saint Marys Falls | Hydro | 81.0191 | 87.391 | 83.6901
1865_G_2 | Saint Marys Falls | Hydro | 81.0191 | 87.391 | 83.6901
1865_G_3 | Saint Marys Falls | Hydro | 81.0191 | 87.391 | 83.6901
1865_G_3A | Saint Marys Falls | Hydro | 81.0191 | 87.391 | 83.6901
1866_G_DG1 | Wyandotte | Combustion Turbine | 84.7073 | 87.0873 | 85.7049
1866_G_DG2 | Wyandotte | Combustion Turbine | 84.7073 | 87.0873 | 85.7049
1866_G_DG3 | Wyandotte | Combustion Turbine | 84.7073 | 87.0873 | 85.7049
1867_G_1 | Zeeland | Combustion Turbine | 84.7073 | 87.0873 | 85.7049
1867_G_10 | Zeeland | Combustion Turbine | 84.7073 | 87.0873 | 85.7049
1867_G_11 | Zeeland | Combustion Turbine | 84.7073 | 87.0873 | 85.7049
1867_G_2 | Zeeland | Combustion Turbine | 84.7073 | 87.0873 | 85.7049
1867_G_7 | Zeeland | Combustion Turbine | 84.7073 | 87.0873 | 85.7049
1867_G_8 | Zeeland | Combustion Turbine | 84.7073 | 87.0873 | 85.7049
1867_G_9 | Zeeland | Combustion Turbine | 84.7073 | 87.0873 | 85.7049
1868_G_1 | Dafter | Combustion Turbine | 84.7073 | 87.0873 | 85.7049
1868_G_3 | Dafter | Combustion Turbine | 84.7073 | 87.0873 | 85.7049
1868_G_4 | Dafter | Combustion Turbine | 84.7073 | 87.0873 | 85.7049
1868_G_5 | Dafter | Combustion Turbine | 84.7073 | 87.0873 | 85.7049
187_G_1 | Degray | Hydro | 83.3856 | 90.5577 | 86.392
187_G_2 | Degray | Pumped Storage | 82.7612 | 89.89 | 85.7494
1871_G_K1 | Kleber | Hydro | 81.0191 | 87.391 | 83.6901
1871_G_K2 | Kleber | Hydro | 81.0191 | 87.391 | 83.6901
1871_G_T1 | Kleber | Hydro | 81.0191 | 87.391 | 83.6901
1871_G_T2 | Kleber | Hydro | 81.0191 | 87.391 | 83.6901
1873_G_GT4 | Tower | Combustion Turbine | 84.7073 | 87.0873 | 85.7049
1874_G_1 | Caro | Combustion Turbine | 84.7073 | 87.0873 | 85.7049
1874_G_2 | Caro | Combustion Turbine | 84.7073 | 87.0873 | 85.7049
1874_G_3 | Caro | Combustion Turbine | 84.7073 | 87.0873 | 85.7049
1874_G_4 | Caro | Combustion Turbine | 84.7073 | 87.0873 | 85.7049
1874_G_5 | Caro | Combustion Turbine | 84.7073 | 87.0873 | 85.7049
1874_G_6 | Caro | Combustion Turbine | 84.7073 | 87.0873 | 85.7049
1875_G_1 | Ubly | Combustion Turbine | 84.7073 | 87.0873 | 85.7049
1875_G_2 | Ubly | Combustion Turbine | 84.7073 | 87.0873 | 85.7049
1875_G_3 | Ubly | Combustion Turbine | 84.7073 | 87.0873 | 85.7049
1875_G_4 | Ubly | Combustion Turbine | 84.7073 | 87.0873 | 85.7049
1875_G_5 | Ubly | Combustion Turbine | 84.7073 | 87.0873 | 85.7049
1875_G_6 | Ubly | Combustion Turbine | 84.7073 | 87.0873 | 85.7049
1875_G_7 | Ubly | Combustion Turbine | 84.7073 | 87.0873 | 85.7049
1875_G_8 | Ubly | Combustion Turbine | 84.7073 | 87.0873 | 85.7049
1875_G_9 | Ubly | Combustion Turbine | 84.7073 | 87.0873 | 85.7049
1877_G_10 | George Johnson | Combustion Turbine | 88.1508 | 89.9672 | 88.9122
1877_G_11 | George Johnson | Combustion Turbine | 84.7073 | 87.0873 | 85.7049
1877_G_9 | George Johnson | Combustion Turbine | 88.1508 | 89.9672 | 88.9122
188_G_1 | Greers Ferry Lake | Hydro | 83.3856 | 90.5577 | 86.392
188_G_2 | Greers Ferry Lake | Hydro | 83.3856 | 90.5577 | 86.392
1880_G_6 | Claude Vandyke | Combined Cycle | 84.4893 | 90.1371 | 86.8567
1880_G_8 | Claude Vandyke | Combustion Turbine | 88.1508 | 89.9672 | 88.9122
1881_G_6 | Vestaburg | Combustion Turbine | 84.7073 | 87.0873 | 85.7049
1881_G_7 | Vestaburg | Combustion Turbine | 84.7073 | 87.0873 | 85.7049
1881_G_8 | Vestaburg | Combustion Turbine | 84.7073 | 87.0873 | 85.7049
1889_G_1 | Hills | Combustion Turbine | 84.7073 | 87.0873 | 85.7049
1889_G_2 | Hills | Combustion Turbine | 84.7073 | 87.0873 | 85.7049
1892_G_1 | Blanchard | Hydro | 81.0191 | 87.391 | 83.6901
1892_G_2 | Blanchard | Hydro | 81.0191 | 87.391 | 83.6901
1892_G_3 | Blanchard | Hydro | 81.0191 | 87.391 | 83.6901
1893_G_D4 | Clay Boswell | Combustion Turbine | 84.7073 | 87.0873 | 85.7049
1894_G_1 | Fond Du Lac | Hydro | 81.0191 | 87.391 | 83.6901
1895_G_1 | Knife Falls | Hydro | 81.0191 | 87.391 | 83.6901
1895_G_2 | Knife Falls | Hydro | 81.0191 | 87.391 | 83.6901
1895_G_3 | Knife Falls | Hydro | 81.0191 | 87.391 | 83.6901
1896_G_1 | Little Falls | Hydro | 81.0191 | 87.391 | 83.6901
1896_G_2 | Little Falls | Hydro | 81.0191 | 87.391 | 83.6901
1896_G_3 | Little Falls | Hydro | 81.0191 | 87.391 | 83.6901
1896_G_4 | Little Falls | Hydro | 81.0191 | 87.391 | 83.6901
1896_G_5 | Little Falls | Hydro | 81.0191 | 87.391 | 83.6901
1896_G_6 | Little Falls | Hydro | 81.0191 | 87.391 | 83.6901
1898_G_1 | Pillager | Hydro | 81.0191 | 87.391 | 83.6901
1898_G_2 | Pillager | Hydro | 81.0191 | 87.391 | 83.6901
1899_G_1 | Scanlon | Hydro | 81.0191 | 87.391 | 83.6901
1899_G_2 | Scanlon | Hydro | 81.0191 | 87.391 | 83.6901
1899_G_3 | Scanlon | Hydro | 81.0191 | 87.391 | 83.6901
1899_G_4 | Scanlon | Hydro | 81.0191 | 87.391 | 83.6901
19_G_1 | Thurlow Dam | Hydro | 83.3856 | 90.5577 | 86.392
19_G_2 | Thurlow Dam | Hydro | 83.3856 | 90.5577 | 86.392
19_G_3 | Thurlow Dam | Hydro | 81.0191 | 87.391 | 83.6901
1900_G_1 | Sylvan | Hydro | 81.0191 | 87.391 | 83.6901
1900_G_2 | Sylvan | Hydro | 81.0191 | 87.391 | 83.6901
1900_G_3 | Sylvan | Hydro | 81.0191 | 87.391 | 83.6901
1901_G_1 | Thomson | Hydro | 81.0191 | 87.391 | 83.6901
1901_G_2 | Thomson | Hydro | 81.0191 | 87.391 | 83.6901
1901_G_3 | Thomson | Hydro | 81.0191 | 87.391 | 83.6901
1901_G_4 | Thomson | Hydro | 81.0191 | 87.391 | 83.6901
1901_G_5 | Thomson | Hydro | 81.0191 | 87.391 | 83.6901
1901_G_6 | Thomson | Hydro | 81.0191 | 87.391 | 83.6901
1902_G_2 | Winton | Hydro | 81.0191 | 87.391 | 83.6901
1902_G_3 | Winton | Hydro | 81.0191 | 87.391 | 83.6901
1904_G_2 | Black Dog | Combined Cycle | 84.4893 | 90.1371 | 86.8567
1904_G_5 | Black Dog | Combined Cycle | 84.4893 | 90.1371 | 86.8567
1910_G_1 | Granite City | Combustion Turbine | 84.7073 | 87.0873 | 85.7049
1910_G_2 | Granite City | Combustion Turbine | 84.7073 | 87.0873 | 85.7049
1910_G_3 | Granite City | Combustion Turbine | 84.7073 | 87.0873 | 85.7049
1910_G_4 | Granite City | Combustion Turbine | 84.7073 | 87.0873 | 85.7049
1911_G_1 | Hennepin Island | Hydro | 81.0191 | 87.391 | 83.6901
1911_G_2 | Hennepin Island | Hydro | 81.0191 | 87.391 | 83.6901
1911_G_3 | Hennepin Island | Hydro | 81.0191 | 87.391 | 83.6901
1911_G_4 | Hennepin Island | Hydro | 81.0191 | 87.391 | 83.6901
1911_G_5 | Hennepin Island | Hydro | 81.0191 | 87.391 | 83.6901
1912_G_7 | High Bridge | Combined Cycle | 84.4893 | 90.1371 | 86.8567
1912_G_8 | High Bridge | Combined Cycle | 84.4893 | 90.1371 | 86.8567
1912_G_9 | High Bridge | Combined Cycle | 84.4893 | 90.1371 | 86.8567
1913_G_1 | Inver Hills | Combustion Turbine | 88.1508 | 89.9672 | 88.9122
1913_G_2 | Inver Hills | Combustion Turbine | 88.1508 | 89.9672 | 88.9122
1913_G_3 | Inver Hills | Combustion Turbine | 88.1508 | 89.9672 | 88.9122
1913_G_4 | Inver Hills | Combustion Turbine | 88.1508 | 89.9672 | 88.9122
1913_G_5 | Inver Hills | Combustion Turbine | 88.1508 | 89.9672 | 88.9122
1913_G_6 | Inver Hills | Combustion Turbine | 88.1508 | 89.9672 | 88.9122
1913_G_7 | Inver Hills | Combustion Turbine | 84.7073 | 87.0873 | 85.7049
1913_G_8 | Inver Hills | Combustion Turbine | 84.7073 | 87.0873 | 85.7049
1914_G_1 | Key City | Combustion Turbine | 84.7073 | 87.0873 | 85.7049
1914_G_3 | Key City | Combustion Turbine | 84.7073 | 87.0873 | 85.7049
1914_G_4 | Key City | Combustion Turbine | 84.7073 | 87.0873 | 85.7049
1922_G_1 | Monticello | Nuclear | 82.0891 | 88.0791 | 84.6
1925_G_1 | Prairie Island | Nuclear | 83.9327 | 90.0572 | 86.5
1925_G_2 | Prairie Island | Nuclear | 88.8814 | 95.367 | 91.6
1927_G_10 | Riverside | Combined Cycle | 84.4893 | 90.1371 | 86.8567
1927_G_9 | Riverside | Combined Cycle | 84.4893 | 90.1371 | 86.8567
1927_G_ST7 | Riverside | Combined Cycle | 84.4893 | 90.1371 | 86.8567
1929_G_1 | St James | Combustion Turbine | 84.7073 | 87.0873 | 85.7049
1929_G_2 | St James | Combustion Turbine | 84.7073 | 87.0873 | 85.7049
1929_G_3 | St James | Combustion Turbine | 84.7073 | 87.0873 | 85.7049
1929_G_4 | St James | Combustion Turbine | 84.7073 | 87.0873 | 85.7049
1929_G_5 | St James | Combustion Turbine | 84.7073 | 87.0873 | 85.7049
1929_G_6 | St James | Combustion Turbine | 84.7073 | 87.0873 | 85.7049
193_G_1 | Municipal Light | Combustion Turbine | 84.7073 | 87.0873 | 85.7049
193_G_2 | Municipal Light | Combustion Turbine | 84.7073 | 87.0873 | 85.7049
193_G_4 | Municipal Light | Combustion Turbine | 84.7073 | 87.0873 | 85.7049
193_G_6 | Municipal Light | Combustion Turbine | 84.7073 | 87.0873 | 85.7049
193_G_7 | Municipal Light | Combustion Turbine | 84.7073 | 87.0873 | 85.7049
1943_G_2 | Hoot Lake | Coal Steam | 82.3378 | 86.374 | 84.0297
1943_G_3 | Hoot Lake | Coal Steam | 82.3378 | 86.374 | 84.0297
1943_G_D1 | Hoot Lake | Combustion Turbine | 84.7073 | 87.0873 | 85.7049
1943_G_D2 | Hoot Lake | Combustion Turbine | 84.7073 | 87.0873 | 85.7049
1943_G_H1 | Hoot Lake | Hydro | 81.0191 | 87.391 | 83.6901
195_G_1 | Narrows | Hydro | 81.0191 | 87.391 | 83.6901
195_G_2 | Narrows | Hydro | 81.0191 | 87.391 | 83.6901
195_G_3 | Narrows | Hydro | 81.0191 | 87.391 | 83.6901
1956_G_5 | Adrian | Combustion Turbine | 84.7073 | 87.0873 | 85.7049
1958_G_IC1 | Alexandria | Combustion Turbine | 84.7073 | 87.0873 | 85.7049
1958_G_IC2 | Alexandria | Combustion Turbine | 84.7073 | 87.0873 | 85.7049
1958_G_IC3 | Alexandria | Combustion Turbine | 84.7073 | 87.0873 | 85.7049
196_G_1 | Norfork | Hydro | 83.3856 | 90.5577 | 86.392
196_G_2 | Norfork | Hydro | 83.3856 | 90.5577 | 86.392
1960_G_4 | Austin DT | O/G Steam | 87.925 | 90.7796 | 89.1216
1960_G_5 | Austin DT | Combustion Turbine | 84.7073 | 87.0873 | 85.7049
1964_G_10 | Benson City of | Combustion Turbine | 84.7073 | 87.0873 | 85.7049
1964_G_11 | Benson City of | Combustion Turbine | 84.7073 | 87.0873 | 85.7049
1964_G_5 | Benson City of | Combustion Turbine | 84.7073 | 87.0873 | 85.7049
1964_G_6 | Benson City of | Combustion Turbine | 84.7073 | 87.0873 | 85.7049
1964_G_7 | Benson City of | Combustion Turbine | 84.7073 | 87.0873 | 85.7049
1964_G_8 | Benson City of | Combustion Turbine | 84.7073 | 87.0873 | 85.7049
1964_G_9 | Benson City of | Combustion Turbine | 84.7073 | 87.0873 | 85.7049
1966_G_1 | Blooming Prairie | Combustion Turbine | 84.7073 | 87.0873 | 85.7049
1966_G_2 | Blooming Prairie | Combustion Turbine | 84.7073 | 87.0873 | 85.7049
1966_G_4 | Blooming Prairie | Combustion Turbine | 84.7073 | 87.0873 | 85.7049
1966_G_5 | Blooming Prairie | Combustion Turbine | 84.7073 | 87.0873 | 85.7049
1966_G_6 | Blooming Prairie | Combustion Turbine | 84.7073 | 87.0873 | 85.7049
1967_G_IC1 | Blue Earth | Combustion Turbine | 84.7073 | 87.0873 | 85.7049
1967_G_IC3 | Blue Earth | Combustion Turbine | 84.7073 | 87.0873 | 85.7049
1967_G_IC4 | Blue Earth | Combustion Turbine | 84.7073 | 87.0873 | 85.7049
1967_G_IC5 | Blue Earth | Combustion Turbine | 84.7073 | 87.0873 | 85.7049
1967_G_IC6 | Blue Earth | Combustion Turbine | 84.7073 | 87.0873 | 85.7049
1969_G_1 | Delano | Combustion Turbine | 84.7073 | 87.0873 | 85.7049
1969_G_2 | Delano | Combustion Turbine | 84.7073 | 87.0873 | 85.7049
1969_G_3 | Delano | Combustion Turbine | 84.7073 | 87.0873 | 85.7049
1969_G_5 | Delano | Combustion Turbine | 84.7073 | 87.0873 | 85.7049
1969_G_6 | Delano | Combustion Turbine | 84.7073 | 87.0873 | 85.7049
1969_G_7 | Delano | Combustion Turbine | 84.7073 | 87.0873 | 85.7049
1969_G_8 | Delano | Combustion Turbine | 84.7073 | 87.0873 | 85.7049
1969_G_9 | Delano | Combustion Turbine | 84.7073 | 87.0873 | 85.7049
197_G_1 | Blakely Mountain | Hydro | 83.3856 | 90.5577 | 86.392
197_G_2 | Blakely Mountain | Hydro | 83.3856 | 90.5577 | 86.392
1970_G_1 | Detroit Lakes | Combustion Turbine | 84.7073 | 87.0873 | 85.7049
1971_G_1 | Elk River City of | Combustion Turbine | 84.7073 | 87.0873 | 85.7049
1971_G_2 | Elk River City of | Combustion Turbine | 84.7073 | 87.0873 | 85.7049
1971_G_3 | Elk River City of | Combustion Turbine | 84.7073 | 87.0873 | 85.7049
1971_G_4 | Elk River City of | Combustion Turbine | 84.7073 | 87.0873 | 85.7049
1971_G_5 | Elk River City of | Combustion Turbine | 84.7073 | 87.0873 | 85.7049
1971_G_6 | Elk River City of | Combustion Turbine | 84.7073 | 87.0873 | 85.7049
1971_G_7 | Elk River City of | Combustion Turbine | 84.7073 | 87.0873 | 85.7049
1971_G_8 | Elk River City of | Combustion Turbine | 84.7073 | 87.0873 | 85.7049
1972_G_2A | Fairfax | Combustion Turbine | 84.7073 | 87.0873 | 85.7049
1973_G_6 | Fairmont | Combustion Turbine | 84.7073 | 87.0873 | 85.7049
1973_G_7 | Fairmont | Combustion Turbine | 84.7073 | 87.0873 | 85.7049
1975_G_10 | Glencoe | Combustion Turbine | 84.7073 | 87.0873 | 85.7049
1975_G_11 | Glencoe | Combustion Turbine | 84.7073 | 87.0873 | 85.7049
1975_G_12 | Glencoe | Combustion Turbine | 84.7073 | 87.0873 | 85.7049
1975_G_14 | Glencoe | Combustion Turbine | 84.7073 | 87.0873 | 85.7049
1975_G_5 | Glencoe | Combustion Turbine | 84.7073 | 87.0873 | 85.7049
1975_G_6 | Glencoe | Combustion Turbine | 84.7073 | 87.0873 | 85.7049
1975_G_7 | Glencoe | Combustion Turbine | 84.7073 | 87.0873 | 85.7049
1975_G_8 | Glencoe | Combustion Turbine | 84.7073 | 87.0873 | 85.7049
1975_G_9 | Glencoe | Combustion Turbine | 84.7073 | 87.0873 | 85.7049
1976_G_7 | Grand Marais | Combustion Turbine | 84.7073 | 87.0873 | 85.7049
1976_G_8 | Grand Marais | Combustion Turbine | 84.7073 | 87.0873 | 85.7049
1976_G_9 | Grand Marais | Combustion Turbine | 84.7073 | 87.0873 | 85.7049
1977_G_1 | Granite Falls | Hydro | 81.0191 | 87.391 | 83.6901
1977_G_2 | Granite Falls | Hydro | 81.0191 | 87.391 | 83.6901
1977_G_HC3 | Granite Falls | Hydro | 81.0191 | 87.391 | 83.6901
198_G_1 | Bull Shoals | Hydro | 83.3856 | 90.5577 | 86.392
198_G_2 | Bull Shoals | Hydro | 83.3856 | 90.5577 | 86.392
198_G_3 | Bull Shoals | Hydro | 83.3856 | 90.5577 | 86.392
198_G_4 | Bull Shoals | Hydro | 83.3856 | 90.5577 | 86.392
198_G_5 | Bull Shoals | Hydro | 83.3856 | 90.5577 | 86.392
198_G_6 | Bull Shoals | Hydro | 83.3856 | 90.5577 | 86.392
198_G_7 | Bull Shoals | Hydro | 83.3856 | 90.5577 | 86.392
198_G_8 | Bull Shoals | Hydro | 83.3856 | 90.5577 | 86.392
1980_G_2 | Hutchinson Plant #1 | Combustion Turbine | 84.7073 | 87.0873 | 85.7049
1980_G_3 | Hutchinson Plant #1 | Combustion Turbine | 84.7073 | 87.0873 | 85.7049
1980_G_4 | Hutchinson Plant #1 | Combustion Turbine | 84.7073 | 87.0873 | 85.7049
1980_G_8 | Hutchinson Plant #1 | Combined Cycle | 84.4893 | 90.1371 | 86.8567
1982_G_1 | Janesville | Combustion Turbine | 84.7073 | 87.0873 | 85.7049
1982_G_2 | Janesville | Combustion Turbine | 84.7073 | 87.0873 | 85.7049
1982_G_3 | Janesville | Combustion Turbine | 84.7073 | 87.0873 | 85.7049
1982_G_4 | Janesville | Combustion Turbine | 84.7073 | 87.0873 | 85.7049
1983_G_5 | Kenyon Municipal | Combustion Turbine | 84.7073 | 87.0873 | 85.7049
1983_G_6 | Kenyon Municipal | Combustion Turbine | 84.7073 | 87.0873 | 85.7049
1983_G_7 | Kenyon Municipal | Combustion Turbine | 84.7073 | 87.0873 | 85.7049
1985_G_1 | Lake Crystal | Combustion Turbine | 84.7073 | 87.0873 | 85.7049
1985_G_3 | Lake Crystal | Combustion Turbine | 84.7073 | 87.0873 | 85.7049
1985_G_4 | Lake Crystal | Combustion Turbine | 84.7073 | 87.0873 | 85.7049
1985_G_5 | Lake Crystal | Combustion Turbine | 84.7073 | 87.0873 | 85.7049
1987_G_2 | Lanesboro | Hydro | 81.0191 | 87.391 | 83.6901
1987_G_3 | Lanesboro | Combustion Turbine | 84.7073 | 87.0873 | 85.7049
1987_G_4 | Lanesboro | Combustion Turbine | 84.7073 | 87.0873 | 85.7049
1989_G_5 | Litchfield | Combustion Turbine | 84.7073 | 87.0873 | 85.7049
1989_G_6 | Litchfield | Combustion Turbine | 84.7073 | 87.0873 | 85.7049
1989_G_QS 1 | Litchfield | Combustion Turbine | 84.7073 | 87.0873 | 85.7049
1989_G_QS 2 | Litchfield | Combustion Turbine | 84.7073 | 87.0873 | 85.7049
1989_G_QS 3 | Litchfield | Combustion Turbine | 84.7073 | 87.0873 | 85.7049
1989_G_QS 4 | Litchfield | Combustion Turbine | 84.7073 | 87.0873 | 85.7049
1989_G_QS 5 | Litchfield | Combustion Turbine | 84.7073 | 87.0873 | 85.7049
199_G_1 | Dardanelle | Hydro | 83.3856 | 90.5577 | 86.392
199_G_2 | Dardanelle | Hydro | 83.3856 | 90.5577 | 86.392
199_G_3 | Dardanelle | Hydro | 83.3856 | 90.5577 | 86.392
199_G_4 | Dardanelle | Hydro | 83.3856 | 90.5577 | 86.392
1990_G_4C | Luverne | Combustion Turbine | 84.7073 | 87.0873 | 85.7049
1993_G_6 | Marshall | Combustion Turbine | 84.7073 | 87.0873 | 85.7049
1994_G_1 | Melrose | Combustion Turbine | 84.7073 | 87.0873 | 85.7049
1994_G_2 | Melrose | Combustion Turbine | 84.7073 | 87.0873 | 85.7049
1994_G_3 | Melrose | Combustion Turbine | 84.7073 | 87.0873 | 85.7049
1994_G_4 | Melrose | Combustion Turbine | 84.7073 | 87.0873 | 85.7049
1995_G_6 | Moorhead | Combustion Turbine | 84.7073 | 87.0873 | 85.7049
1996_G_1 | Moose Lake | Combustion Turbine | 84.7073 | 87.0873 | 85.7049
1996_G_2 | Moose Lake | Combustion Turbine | 84.7073 | 87.0873 | 85.7049
1996_G_4 | Moose Lake | Combustion Turbine | 84.7073 | 87.0873 | 85.7049
1996_G_5 | Moose Lake | Combustion Turbine | 84.7073 | 87.0873 | 85.7049
1996_G_6 | Moose Lake | Combustion Turbine | 84.7073 | 87.0873 | 85.7049
1996_G_7 | Moose Lake | Combustion Turbine | 84.7073 | 87.0873 | 85.7049
1997_G_2 | Mora | Combustion Turbine | 84.7073 | 87.0873 | 85.7049
1997_G_5 | Mora | Combustion Turbine | 84.7073 | 87.0873 | 85.7049
1997_G_6 | Mora | Combustion Turbine | 84.7073 | 87.0873 | 85.7049
1998_G_2 | Mountain Lake | Combustion Turbine | 84.7073 | 87.0873 | 85.7049
1998_G_4 | Mountain Lake | Combustion Turbine | 84.7073 | 87.0873 | 85.7049
1998_G_5 | Mountain Lake | Combustion Turbine | 84.7073 | 87.0873 | 85.7049
1998_G_6 | Mountain Lake | Combustion Turbine | 84.7073 | 87.0873 | 85.7049
1998_G_7 | Mountain Lake | Combustion Turbine | 84.7073 | 87.0873 | 85.7049
1998_G_8 | Mountain Lake | Wind | 95 | 95 | 95
1999_G_2 | New Prague | Combustion Turbine | 84.7073 | 87.0873 | 85.7049
1999_G_3 | New Prague | Combustion Turbine | 84.7073 | 87.0873 | 85.7049
1999_G_4 | New Prague | Combustion Turbine | 84.7073 | 87.0873 | 85.7049
1999_G_5 | New Prague | Combustion Turbine | 84.7073 | 87.0873 | 85.7049
1999_G_6 | New Prague | Combustion Turbine | 84.7073 | 87.0873 | 85.7049
2_G_1 | Bankhead Dam | Hydro | 83.3856 | 90.5577 | 86.392
20_G_1 | Weiss Dam | Hydro | 81.0191 | 87.391 | 83.6901
20_G_2 | Weiss Dam | Hydro | 81.0191 | 87.391 | 83.6901
20_G_3 | Weiss Dam | Hydro | 81.0191 | 87.391 | 83.6901
2001_G_5 | New Ulm | Combustion Turbine | 88.1508 | 89.9672 | 88.9122
2001_G_7 | New Ulm | Combustion Turbine | 88.1508 | 89.9672 | 88.9122
2002_G_3 | North Branch | Combustion Turbine | 84.7073 | 87.0873 | 85.7049
2002_G_4 | North Branch | Combustion Turbine | 84.7073 | 87.0873 | 85.7049
2003_G_7 | Owatonna | Combustion Turbine | 84.7073 | 87.0873 | 85.7049
2004_G_4 | Preston | Combustion Turbine | 84.7073 | 87.0873 | 85.7049
2004_G_5 | Preston | Combustion Turbine | 84.7073 | 87.0873 | 85.7049
2004_G_6 | Preston | Combustion Turbine | 84.7073 | 87.0873 | 85.7049
2005_G_3 | Princeton | Combustion Turbine | 84.7073 | 87.0873 | 85.7049
2005_G_4 | Princeton | Combustion Turbine | 84.7073 | 87.0873 | 85.7049
2005_G_5 | Princeton | Combustion Turbine | 84.7073 | 87.0873 | 85.7049
2005_G_6 | Princeton | Combustion Turbine | 84.7073 | 87.0873 | 85.7049
2005_G_7 | Princeton | Combustion Turbine | 84.7073 | 87.0873 | 85.7049
2007_G_1 | Rochester Hydro | Hydro | 81.0191 | 87.391 | 83.6901
2007_G_2 | Rochester Hydro | Hydro | 81.0191 | 87.391 | 83.6901
2009_G_6 | Redwood Falls | Combustion Turbine | 84.7073 | 87.0873 | 85.7049
2009_G_7 | Redwood Falls | Combustion Turbine | 84.7073 | 87.0873 | 85.7049
201_G_1 | Thomas Fitzhugh | Combined Cycle | 84.4893 | 90.1371 | 86.8567
201_G_2 | Thomas Fitzhugh | Combined Cycle | 84.4893 | 90.1371 | 86.8567
2011_G_1A | Sleepy Eye | Combustion Turbine | 84.7073 | 87.0873 | 85.7049
2011_G_5 | Sleepy Eye | Combustion Turbine | 84.7073 | 87.0873 | 85.7049
2011_G_6 | Sleepy Eye | Combustion Turbine | 84.7073 | 87.0873 | 85.7049
2011_G_7 | Sleepy Eye | Combustion Turbine | 84.7073 | 87.0873 | 85.7049
2011_G_IC4 | Sleepy Eye | Combustion Turbine | 84.7073 | 87.0873 | 85.7049
2011_G_NEW | Sleepy Eye | Combustion Turbine | 84.7073 | 87.0873 | 85.7049
2012_G_5 | Springfield | Combustion Turbine | 84.7073 | 87.0873 | 85.7049
2012_G_6 | Springfield | Combustion Turbine | 84.7073 | 87.0873 | 85.7049
2012_G_7 | Springfield | Combustion Turbine | 84.7073 | 87.0873 | 85.7049
2012_G_8 | Springfield | Combustion Turbine | 84.7073 | 87.0873 | 85.7049
2012_G_9 | Springfield | Combustion Turbine | 84.7073 | 87.0873 | 85.7049
2013_G_2 | Spring Valley | Combustion Turbine | 84.7073 | 87.0873 | 85.7049
2013_G_3 | Spring Valley | Combustion Turbine | 84.7073 | 87.0873 | 85.7049
2013_G_4 | Spring Valley | Combustion Turbine | 84.7073 | 87.0873 | 85.7049
2013_G_5 | Spring Valley | Combustion Turbine | 84.7073 | 87.0873 | 85.7049
2014_G_HY1 | Thief River Falls | Hydro | 81.0191 | 87.391 | 83.6901
2014_G_HY2 | Thief River Falls | Hydro | 81.0191 | 87.391 | 83.6901
2014_G_IC1 | Thief River Falls | Combustion Turbine | 84.7073 | 87.0873 | 85.7049
2014_G_IC2 | Thief River Falls | Combustion Turbine | 84.7073 | 87.0873 | 85.7049
2014_G_IC3A | Thief River Falls | Combustion Turbine | 84.7073 | 87.0873 | 85.7049
2014_G_IC4 | Thief River Falls | Combustion Turbine | 84.7073 | 87.0873 | 85.7049
2015_G_1 | Truman | Combustion Turbine | 84.7073 | 87.0873 | 85.7049
2015_G_2 | Truman | Combustion Turbine | 84.7073 | 87.0873 | 85.7049
2015_G_3 | Truman | Combustion Turbine | 84.7073 | 87.0873 | 85.7049
2015_G_4 | Truman | Combustion Turbine | 84.7073 | 87.0873 | 85.7049
2015_G_5 | Truman | Combustion Turbine | 84.7073 | 87.0873 | 85.7049
2015_G_6 | Truman | Combustion Turbine | 84.7073 | 87.0873 | 85.7049
2015_G_7 | Truman | Combustion Turbine | 84.7073 | 87.0873 | 85.7049
2016_G_3 | Two Harbors | Combustion Turbine | 84.7073 | 87.0873 | 85.7049
2020_G_1 | Wells | Combustion Turbine | 84.7073 | 87.0873 | 85.7049
2020_G_2 | Wells | Combustion Turbine | 84.7073 | 87.0873 | 85.7049
2020_G_3 | Wells | Combustion Turbine | 84.7073 | 87.0873 | 85.7049
2020_G_4 | Wells | Combustion Turbine | 84.7073 | 87.0873 | 85.7049
2020_G_5 | Wells | Combustion Turbine | 84.7073 | 87.0873 | 85.7049
2021_G_5 | Westbrook | Combustion Turbine | 84.7073 | 87.0873 | 85.7049
2022_G_WTG3 | Willmar | Wind | 95 | 95 | 95
2022_G_WTG4 | Willmar | Wind | 95 | 95 | 95
2023_G_CAT2 | Windom | Combustion Turbine | 84.7073 | 87.0873 | 85.7049
2023_G_CAT3 | Windom | Combustion Turbine | 84.7073 | 87.0873 | 85.7049
2023_G_CAT4 | Windom | Combustion Turbine | 84.7073 | 87.0873 | 85.7049
2023_G_GT1 | Windom | Combustion Turbine | 84.7073 | 87.0873 | 85.7049
2024_G_1 | Worthington | Combustion Turbine | 84.7073 | 87.0873 | 85.7049
2024_G_10 | Worthington | Wind | 95 | 95 | 95
2024_G_11 | Worthington | Wind | 95 | 95 | 95
2024_G_12 | Worthington | Wind | 95 | 95 | 95
2024_G_13 | Worthington | Wind | 95 | 95 | 95
2024_G_2 | Worthington | Combustion Turbine | 84.7073 | 87.0873 | 85.7049
2024_G_3 | Worthington | Combustion Turbine | 84.7073 | 87.0873 | 85.7049
2024_G_4 | Worthington | Combustion Turbine | 84.7073 | 87.0873 | 85.7049
2024_G_5 | Worthington | Combustion Turbine | 84.7073 | 87.0873 | 85.7049
2024_G_6 | Worthington | Combustion Turbine | 84.7073 | 87.0873 | 85.7049
2024_G_7 | Worthington | Combustion Turbine | 84.7073 | 87.0873 | 85.7049
2024_G_8 | Worthington | Wind | 95 | 95 | 95
2024_G_9 | Worthington | Wind | 95 | 95 | 95
2038_G_GT1 | Cambridge CT | Combustion Turbine | 88.1508 | 89.9672 | 88.9122
2038_G_GT2 | Cambridge CT | Combustion Turbine | 89.6928 | 92.6015 | 90.9121
2039_G_CT | Elk River | Combustion Turbine | 89.6928 | 92.6015 | 90.9121
204_G_1 | Clinton Power Station | Nuclear | 90.5309 | 97.1369 | 93.3
2042_G_5A | Maple Lake | Combustion Turbine | 88.1508 | 89.9672 | 88.9122
2047_G_1 | Chevron Oil | Combustion Turbine | 84.7073 | 87.0873 | 85.7049
2047_G_2 | Chevron Oil | Combustion Turbine | 84.7073 | 87.0873 | 85.7049
2047_G_3 | Chevron Oil | Combustion Turbine | 84.7073 | 87.0873 | 85.7049
2047_G_4 | Chevron Oil | Combustion Turbine | 84.7073 | 87.0873 | 85.7049
2047_G_5 | Chevron Oil | Combustion Turbine | 89.6928 | 92.6015 | 90.9121
2048_G_A | Sweatt | Combustion Turbine | 88.1508 | 89.9672 | 88.9122
2049_G_A | Jack Watson | Combustion Turbine | 88.1508 | 89.9672 | 88.9122
2053_G_GT1 | Rex Brown | Combustion Turbine | 84.7073 | 87.0873 | 85.7049
2059_G_6 | L L Wilkins | Combined Cycle | 84.4893 | 90.1371 | 86.8567
2059_G_8 | L L Wilkins | Combined Cycle | 84.4893 | 90.1371 | 86.8567
2059_G_9 | L L Wilkins | Combined Cycle | 84.4893 | 90.1371 | 86.8567
2062_G_H10 | Henderson | Combustion Turbine | 84.7073 | 87.0873 | 85.7049
2062_G_H11 | Henderson | Combustion Turbine | 84.7073 | 87.0873 | 85.7049
2062_G_H2 | Henderson | Combustion Turbine | 84.7073 | 87.0873 | 85.7049
2062_G_H4 | Henderson | Combustion Turbine | 84.7073 | 87.0873 | 85.7049
2062_G_H5 | Henderson | Combustion Turbine | 84.7073 | 87.0873 | 85.7049
2062_G_H6 | Henderson | Combustion Turbine | 84.7073 | 87.0873 | 85.7049
2062_G_H7 | Henderson | Combustion Turbine | 84.7073 | 87.0873 | 85.7049
2062_G_H8 | Henderson | Combustion Turbine | 84.7073 | 87.0873 | 85.7049
2062_G_H9 | Henderson | Combustion Turbine | 84.7073 | 87.0873 | 85.7049
2067_G_2 | Yazoo | Combined Cycle | 84.4893 | 90.1371 | 86.8567
2067_G_3 | Yazoo | Combined Cycle | 84.4893 | 90.1371 | 86.8567
2067_G_GT1 | Yazoo | Combined Cycle | 84.4893 | 90.1371 | 86.8567
2068_G_1 | Benndale | Combustion Turbine | 84.7073 | 87.0873 | 85.7049
2070_G_4 | Moselle | Combustion Turbine | 89.6928 | 92.6015 | 90.9121
2070_G_5 | Moselle | Combustion Turbine | 89.6928 | 92.6015 | 90.9121
2071_G_1 | Paulding | Combustion Turbine | 84.7073 | 87.0873 | 85.7049
2079_G_6 | Hawthorn | Combined Cycle | 84.4893 | 90.1371 | 86.8567
2079_G_7 | Hawthorn | Combustion Turbine | 89.6928 | 92.6015 | 90.9121
2079_G_8 | Hawthorn | Combustion Turbine | 89.6928 | 92.6015 | 90.9121
2079_G_9 | Hawthorn | Combined Cycle | 84.4893 | 90.1371 | 86.8567
2081_G_11 | Northeast | Combustion Turbine | 88.1508 | 89.9672 | 88.9122
2081_G_12 | Northeast | Combustion Turbine | 89.6928 | 92.6015 | 90.9121
2081_G_13 | Northeast | Combustion Turbine | 89.6928 | 92.6015 | 90.9121
2081_G_14 | Northeast | Combustion Turbine | 89.6928 | 92.6015 | 90.9121
2081_G_15 | Northeast | Combustion Turbine | 89.6928 | 92.6015 | 90.9121
2081_G_16 | Northeast | Combustion Turbine | 88.1508 | 89.9672 | 88.9122
2081_G_17 | Northeast | Combustion Turbine | 89.6928 | 92.6015 | 90.9121
2081_G_18 | Northeast | Combustion Turbine | 89.6928 | 92.6015 | 90.9121
2081_G_19 | Northeast | Combustion Turbine | 84.7073 | 87.0873 | 85.7049
2082_G_1 | Fairgrounds | Combustion Turbine | 89.6928 | 92.6015 | 90.9121
2083_G_1 | Kirksville | Combustion Turbine | 84.7073 | 87.0873 | 85.7049
2092_G_3 | Ralph Green | Combustion Turbine | 89.6928 | 92.6015 | 90.9121
2096_G_1 | Viaduct | Combustion Turbine | 88.1508 | 89.9672 | 88.9122
2098_G_5 | Lake Road | Combustion Turbine | 89.6928 | 92.6015 | 90.9121
2098_G_6 | Lake Road | Combustion Turbine | 88.1508 | 89.9672 | 88.9122
2098_G_7 | Lake Road | Combustion Turbine | 88.1508 | 89.9672 | 88.9122
2099_G_1 | Niangua | Hydro | 81.0191 | 87.391 | 83.6901
2099_G_2 | Niangua | Hydro | 81.0191 | 87.391 | 83.6901
21_G_1 | Yates Dam | Hydro | 81.0191 | 87.391 | 83.6901
21_G_2 | Yates Dam | Hydro | 81.0191 | 87.391 | 83.6901
210_G_1 | Wolf Creek Generating Station | Nuclear | 83.1565 | 89.2243 | 85.7
2102_G_1 | Howard Bend | Combustion Turbine | 88.1508 | 89.9672 | 88.9122
2104_G_GT1 | Meramec | Combustion Turbine | 89.6928 | 92.6015 | 90.9121
2104_G_GT2 | Meramec | Combustion Turbine | 89.6928 | 92.6015 | 90.9121
2106_G_1 | Osage | Hydro | 83.3856 | 90.5577 | 86.392
2106_G_2 | Osage | Hydro | 81.0191 | 87.391 | 83.6901
2106_G_3 | Osage | Hydro | 83.3856 | 90.5577 | 86.392
2106_G_4 | Osage | Hydro | 81.0191 | 87.391 | 83.6901
2106_G_5 | Osage | Hydro | 83.3856 | 90.5577 | 86.392
2106_G_6 | Osage | Hydro | 81.0191 | 87.391 | 83.6901
2106_G_7 | Osage | Hydro | 83.3856 | 90.5577 | 86.392
2106_G_8 | Osage | Hydro | 83.3856 | 90.5577 | 86.392
2108_G_1 | Taum Sauk | Pumped Storage | 82.7612 | 89.89 | 85.7494
2108_G_2 | Taum Sauk | Pumped Storage | 82.7612 | 89.89 | 85.7494
2113_G_1 | Albany | Combustion Turbine | 84.7073 | 87.0873 | 85.7049
2113_G_2 | Albany | Combustion Turbine | 84.7073 | 87.0873 | 85.7049
2113_G_IC5 | Albany | Combustion Turbine | 84.7073 | 87.0873 | 85.7049
2113_G_IC6 | Albany | Combustion Turbine | 84.7073 | 87.0873 | 85.7049
2114_G_4 | Bethany | Combustion Turbine | 84.7073 | 87.0873 | 85.7049
2114_G_5 | Bethany | Combustion Turbine | 84.7073 | 87.0873 | 85.7049
2114_G_6 | Bethany | Combustion Turbine | 84.7073 | 87.0873 | 85.7049
2114_G_7 | Bethany | Combustion Turbine | 84.7073 | 87.0873 | 85.7049
2115_G_3 | Butler | Combustion Turbine | 84.7073 | 87.0873 | 85.7049
2115_G_4 | Butler | Combustion Turbine | 84.7073 | 87.0873 | 85.7049
2115_G_5 | Butler | Combustion Turbine | 84.7073 | 87.0873 | 85.7049
2115_G_IC6 | Butler | Combustion Turbine | 84.7073 | 87.0873 | 85.7049
2115_G_NG1 | Butler | Combustion Turbine | 84.7073 | 87.0873 | 85.7049
2115_G_NG2 | Butler | Combustion Turbine | 84.7073 | 87.0873 | 85.7049
2115_G_SG1 | Butler | Combustion Turbine | 84.7073 | 87.0873 | 85.7049
2115_G_SG2 | Butler | Combustion Turbine | 84.7073 | 87.0873 | 85.7049
2120_G_10 | Carrollton | Combustion Turbine | 84.7073 | 87.0873 | 85.7049
2120_G_11 | Carrollton | Combustion Turbine | 84.7073 | 87.0873 | 85.7049
2120_G_3 | Carrollton | Combustion Turbine | 84.7073 | 87.0873 | 85.7049
2120_G_7 | Carrollton | Combustion Turbine | 84.7073 | 87.0873 | 85.7049
2120_G_8 | Carrollton | Combustion Turbine | 84.7073 | 87.0873 | 85.7049
2120_G_9 | Carrollton | Combustion Turbine | 84.7073 | 87.0873 | 85.7049
2121_G_10 | Carthage | Combustion Turbine | 84.7073 | 87.0873 | 85.7049
2121_G_11 | Carthage | Combustion Turbine | 84.7073 | 87.0873 | 85.7049
2121_G_12 | Carthage | Combustion Turbine | 84.7073 | 87.0873 | 85.7049
2121_G_13 | Carthage | Combustion Turbine | 84.7073 | 87.0873 | 85.7049
2121_G_14 | Carthage | Combustion Turbine | 84.7073 | 87.0873 | 85.7049
2121_G_6 | Carthage | Combustion Turbine | 84.7073 | 87.0873 | 85.7049
2121_G_7 | Carthage | Combustion Turbine | 84.7073 | 87.0873 | 85.7049
2121_G_8 | Carthage | Combustion Turbine | 84.7073 | 87.0873 | 85.7049
2121_G_9 | Carthage | Combustion Turbine | 84.7073 | 87.0873 | 85.7049
2122_G_D1 | Chillicothe | Combustion Turbine | 84.7073 | 87.0873 | 85.7049
2122_G_D2 | Chillicothe | Combustion Turbine | 84.7073 | 87.0873 | 85.7049
2122_G_D3 | Chillicothe | Combustion Turbine | 84.7073 | 87.0873 | 85.7049
2122_G_D4 | Chillicothe | Combustion Turbine | 84.7073 | 87.0873 | 85.7049
2122_G_D5 | Chillicothe | Combustion Turbine | 84.7073 | 87.0873 | 85.7049
2122_G_GT1 | Chillicothe | Combustion Turbine | 88.1508 | 89.9672 | 88.9122
2122_G_GT2 | Chillicothe | Combustion Turbine | 88.1508 | 89.9672 | 88.9122
2123_G_6 | Columbia | Combustion Turbine | 84.7073 | 87.0873 | 85.7049
2123_G_DAN1 | Columbia | Combustion Turbine | 84.7073 | 87.0873 | 85.7049
2123_G_LF1 | Columbia | Landfill Gas | 90 | 90 | 90
2123_G_LF2 | Columbia | Landfill Gas | 90 | 90 | 90
2123_G_MBS1 | Columbia | Combustion Turbine | 84.7073 | 87.0873 | 85.7049
2123_G_MBS2 | Columbia | Combustion Turbine | 84.7073 | 87.0873 | 85.7049
2123_G_SF1 | Columbia | Combustion Turbine | 84.7073 | 87.0873 | 85.7049
2123_G_SF2 | Columbia | Combustion Turbine | 84.7073 | 87.0873 | 85.7049
2123_G_SH1 | Columbia | Combustion Turbine | 84.7073 | 87.0873 | 85.7049
2123_G_SH2 | Columbia | Combustion Turbine | 84.7073 | 87.0873 | 85.7049
2123_G_WTP1 | Columbia | Combustion Turbine | 84.7073 | 87.0873 | 85.7049
2123_G_WTP2 | Columbia | Combustion Turbine | 84.7073 | 87.0873 | 85.7049
2124_G_1 | Stockton | Hydro | 83.3856 | 90.5577 | 86.392
2125_G_GT1 | Fayette | Combustion Turbine | 84.7073 | 87.0873 | 85.7049
2125_G_GT2 | Fayette | Combustion Turbine | 84.7073 | 87.0873 | 85.7049
2125_G_GT3 | Fayette | Combustion Turbine | 84.7073 | 87.0873 | 85.7049
2125_G_GT4 | Fayette | Combustion Turbine | 84.7073 | 87.0873 | 85.7049
2126_G_GT4 | Fulton | Combustion Turbine | 84.7073 | 87.0873 | 85.7049
2126_G_IC1 | Fulton | Combustion Turbine | 84.7073 | 87.0873 | 85.7049
2126_G_IC2 | Fulton | Combustion Turbine | 84.7073 | 87.0873 | 85.7049
2126_G_IC3 | Fulton | Combustion Turbine | 84.7073 | 87.0873 | 85.7049
2127_G_2A | Gallatin | Combustion Turbine | 84.7073 | 87.0873 | 85.7049
2127_G_3A | Gallatin | Combustion Turbine | 84.7073 | 87.0873 | 85.7049
2127_G_IC4 | Gallatin | Combustion Turbine | 84.7073 | 87.0873 | 85.7049
2127_G_IC6 | Gallatin | Combustion Turbine | 84.7073 | 87.0873 | 85.7049
2131_G_1 | Higginsville | Combustion Turbine | 84.7073 | 87.0873 | 85.7049
2131_G_2 | Higginsville | Combustion Turbine | 84.7073 | 87.0873 | 85.7049
2131_G_3 | Higginsville | Combustion Turbine | 84.7073 | 87.0873 | 85.7049
2131_G_4 | Higginsville | Combustion Turbine | 88.1508 | 89.9672 | 88.9122
2131_G_5 | Higginsville | Combustion Turbine | 84.7073 | 87.0873 | 85.7049
2131_G_6 | Higginsville | Combustion Turbine | 84.7073 | 87.0873 | 85.7049
2132_G_GT1 | Blue Valley | Combustion Turbine | 89.6928 | 92.6015 | 90.9121
2134_G_1 | Jackson Square | Combustion Turbine | 84.7073 | 87.0873 | 85.7049
2134_G_2 | Jackson Square | Combustion Turbine | 84.7073 | 87.0873 | 85.7049
2135_G_1 | Station H | Combustion Turbine | 84.7073 | 87.0873 | 85.7049
2135_G_2 | Station H | Combustion Turbine | 88.1508 | 89.9672 | 88.9122
2136_G_1 | Station I | Combustion Turbine | 84.7073 | 87.0873 | 85.7049
2136_G_2 | Station I | Combustion Turbine | 84.7073 | 87.0873 | 85.7049
2137_G_10 | Jackson | Combustion Turbine | 84.7073 | 87.0873 | 85.7049
2137_G_11 | Jackson | Combustion Turbine | 84.7073 | 87.0873 | 85.7049
2137_G_12 | Jackson | Combustion Turbine | 84.7073 | 87.0873 | 85.7049
2137_G_3 | Jackson | Combustion Turbine | 84.7073 | 87.0873 | 85.7049
2137_G_4 | Jackson | Combustion Turbine | 84.7073 | 87.0873 | 85.7049
2137_G_5 | Jackson | Combustion Turbine | 84.7073 | 87.0873 | 85.7049
2137_G_6 | Jackson | Combustion Turbine | 84.7073 | 87.0873 | 85.7049
2137_G_7 | Jackson | Combustion Turbine | 84.7073 | 87.0873 | 85.7049
2137_G_8 | Jackson | Combustion Turbine | 84.7073 | 87.0873 | 85.7049
2137_G_9 | Jackson | Combustion Turbine | 84.7073 | 87.0873 | 85.7049
2138_G_10 | Kahoka | Combustion Turbine | 84.7073 | 87.0873 | 85.7049
2138_G_11 | Kahoka | Combustion Turbine | 84.7073 | 87.0873 | 85.7049
2138_G_12 | Kahoka | Combustion Turbine | 84.7073 | 87.0873 | 85.7049
2138_G_3 | Kahoka | Combustion Turbine | 84.7073 | 87.0873 | 85.7049
2138_G_6 | Kahoka | Combustion Turbine | 84.7073 | 87.0873 | 85.7049
2138_G_7 | Kahoka | Combustion Turbine | 84.7073 | 87.0873 | 85.7049
2138_G_8 | Kahoka | Combustion Turbine | 84.7073 | 87.0873 | 85.7049
2138_G_9 | Kahoka | Combustion Turbine | 84.7073 | 87.0873 | 85.7049
2139_G_1 | Kennett | Combustion Turbine | 84.7073 | 87.0873 | 85.7049
2139_G_10 | Kennett | Combustion Turbine | 84.7073 | 87.0873 | 85.7049
2139_G_11 | Kennett | Combustion Turbine | 84.7073 | 87.0873 | 85.7049
2139_G_12 | Kennett | Combustion Turbine | 84.7073 | 87.0873 | 85.7049
2139_G_13 | Kennett | Combustion Turbine | 84.7073 | 87.0873 | 85.7049
2139_G_2 | Kennett | Combustion Turbine | 84.7073 | 87.0873 | 85.7049
2139_G_3 | Kennett | Combustion Turbine | 84.7073 | 87.0873 | 85.7049
2139_G_4 | Kennett | Combustion Turbine | 84.7073 | 87.0873 | 85.7049
2139_G_5 | Kennett | Combustion Turbine | 84.7073 | 87.0873 | 85.7049
2139_G_6 | Kennett | Combustion Turbine | 84.7073 | 87.0873 | 85.7049
2139_G_7 | Kennett | Combustion Turbine | 84.7073 | 87.0873 | 85.7049
2139_G_8 | Kennett | Combustion Turbine | 84.7073 | 87.0873 | 85.7049
2139_G_9 | Kennett | Combustion Turbine | 84.7073 | 87.0873 | 85.7049
214_G_1 | Alta Powerhouse | Hydro | 81.0191 | 87.391 | 83.6901
2140_G_8 | La Plata | Combustion Turbine | 84.7073 | 87.0873 | 85.7049
2140_G_9 | La Plata | Combustion Turbine | 84.7073 | 87.0873 | 85.7049
2141_G_1 | Macon | Combustion Turbine | 84.7073 | 87.0873 | 85.7049
2141_G_3 | Macon | Combustion Turbine | 84.7073 | 87.0873 | 85.7049
2141_G_4 | Macon | Combustion Turbine | 84.7073 | 87.0873 | 85.7049
2142_G_1 | Malden | Combustion Turbine | 84.7073 | 87.0873 | 85.7049
2142_G_2A | Malden | Combustion Turbine | 84.7073 | 87.0873 | 85.7049
2142_G_3A | Malden | Combustion Turbine | 84.7073 | 87.0873 | 85.7049
2142_G_4A | Malden | Combustion Turbine | 84.7073 | 87.0873 | 85.7049
2142_G_5 | Malden | Combustion Turbine | 84.7073 | 87.0873 | 85.7049
2142_G_6 | Malden | Combustion Turbine | 84.7073 | 87.0873 | 85.7049
2142_G_7 | Malden | Combustion Turbine | 84.7073 | 87.0873 | 85.7049
2142_G_8 | Malden | Combustion Turbine | 84.7073 | 87.0873 | 85.7049
2144_G_10 | Marshall | Combustion Turbine | 84.7073 | 87.0873 | 85.7049
2144_G_11 | Marshall | Combustion Turbine | 84.7073 | 87.0873 | 85.7049
2144_G_7 | Marshall | Combustion Turbine | 84.7073 | 87.0873 | 85.7049
2144_G_8 | Marshall | Combustion Turbine | 84.7073 | 87.0873 | 85.7049
2144_G_9 | Marshall | Combustion Turbine | 84.7073 | 87.0873 | 85.7049
2144_G_GT1 | Marshall | Combustion Turbine | 84.7073 | 87.0873 | 85.7049
2145_G_1 | Memphis | Combustion Turbine | 84.7073 | 87.0873 | 85.7049
2145_G_10 | Memphis | Combustion Turbine | 84.7073 | 87.0873 | 85.7049
2145_G_11 | Memphis | Combustion Turbine | 84.7073 | 87.0873 | 85.7049
2145_G_12 | Memphis | Combustion Turbine | 84.7073 | 87.0873 | 85.7049
2145_G_13 | Memphis | Combustion Turbine | 84.7073 | 87.0873 | 85.7049
2145_G_3 | Memphis | Combustion Turbine | 84.7073 | 87.0873 | 85.7049
2145_G_6 | Memphis | Combustion Turbine | 84.7073 | 87.0873 | 85.7049
2145_G_7 | Memphis | Combustion Turbine | 84.7073 | 87.0873 | 85.7049
2145_G_8 | Memphis | Combustion Turbine | 84.7073 | 87.0873 | 85.7049
2145_G_9 | Memphis | Combustion Turbine | 84.7073 | 87.0873 | 85.7049
2146_G_10 | Monroe | Combustion Turbine | 84.7073 | 87.0873 | 85.7049
2146_G_11 | Monroe | Combustion Turbine | 84.7073 | 87.0873 | 85.7049
2146_G_12 | Monroe | Combustion Turbine | 84.7073 | 87.0873 | 85.7049
2146_G_2 | Monroe | Combustion Turbine | 84.7073 | 87.0873 | 85.7049
2146_G_3 | Monroe | Combustion Turbine | 84.7073 | 87.0873 | 85.7049
2146_G_4 | Monroe | Combustion Turbine | 84.7073 | 87.0873 | 85.7049
2146_G_5 | Monroe | Combustion Turbine | 84.7073 | 87.0873 | 85.7049
2146_G_6 | Monroe | Combustion Turbine | 84.7073 | 87.0873 | 85.7049
2146_G_7 | Monroe | Combustion Turbine | 84.7073 | 87.0873 | 85.7049
2146_G_8 | Monroe | Combustion Turbine | 84.7073 | 87.0873 | 85.7049
2146_G_9 | Monroe | Combustion Turbine | 84.7073 | 87.0873 | 85.7049
2148_G_2 | Odessa | Combustion Turbine | 84.7073 | 87.0873 | 85.7049
2148_G_3 | Odessa | Combustion Turbine | 84.7073 | 87.0873 | 85.7049
2148_G_5 | Odessa | Combustion Turbine | 84.7073 | 87.0873 | 85.7049
2148_G_6 | Odessa | Combustion Turbine | 84.7073 | 87.0873 | 85.7049
2148_G_IC4 | Odessa | Combustion Turbine | 84.7073 | 87.0873 | 85.7049
2149_G_3A | Owensville | Combustion Turbine | 84.7073 | 87.0873 | 85.7049
2149_G_4A | Owensville | Combustion Turbine | 84.7073 | 87.0873 | 85.7049
2149_G_4B | Owensville | Combustion Turbine | 84.7073 | 87.0873 | 85.7049
2149_G_5 | Owensville | Combustion Turbine | 84.7073 | 87.0873 | 85.7049
2149_G_6 | Owensville | Combustion Turbine | 84.7073 | 87.0873 | 85.7049
2149_G_6A | Owensville | Combustion Turbine | 84.7073 | 87.0873 | 85.7049
215_G_1 | Angels | Hydro | 81.0191 | 87.391 | 83.6901
2150_G_2 | Palmyra Municipal | Combustion Turbine | 84.7073 | 87.0873 | 85.7049
2150_G_3 | Palmyra Municipal | Combustion Turbine | 84.7073 | 87.0873 | 85.7049
2150_G_4 | Palmyra Municipal | Combustion Turbine | 84.7073 | 87.0873 | 85.7049
2150_G_6 | Palmyra Municipal | Combustion Turbine | 84.7073 | 87.0873 | 85.7049
2150_G_IC7 | Palmyra Municipal | Combustion Turbine | 84.7073 | 87.0873 | 85.7049
2158_G_IC1 | Coleman | Combustion Turbine | 84.7073 | 87.0873 | 85.7049
2158_G_IC2 | Coleman | Combustion Turbine | 84.7073 | 87.0873 | 85.7049
2161_G_GT1 | James River Power Station | Combustion Turbine | 89.6928 | 92.6015 | 90.9121
2161_G_GT2 | James River Power Station | Combustion Turbine | 89.6928 | 92.6015 | 90.9121
2162_G_1 | Main Street | Combustion Turbine | 84.7073 | 87.0873 | 85.7049
2163_G_1 | Trenton Diesel | Combustion Turbine | 84.7073 | 87.0873 | 85.7049
2163_G_2 | Trenton Diesel | Combustion Turbine | 84.7073 | 87.0873 | 85.7049
2163_G_4 | Trenton Diesel | Combustion Turbine | 84.7073 | 87.0873 | 85.7049
2163_G_5 | Trenton Diesel | Combustion Turbine | 84.7073 | 87.0873 | 85.7049
2164_G_1 | Unionville City of | Combustion Turbine | 84.7073 | 87.0873 | 85.7049
2164_G_2 | Unionville City of | Combustion Turbine | 84.7073 | 87.0873 | 85.7049
2164_G_3 | Unionville City of | Combustion Turbine | 84.7073 | 87.0873 | 85.7049
2164_G_4 | Unionville City of | Combustion Turbine | 84.7073 | 87.0873 | 85.7049
2164_G_5 | Unionville City of | Combustion Turbine | 84.7073 | 87.0873 | 85.7049
2164_G_6 | Unionville City of | Combustion Turbine | 84.7073 | 87.0873 | 85.7049
2164_G_7 | Unionville City of | Combustion Turbine | 84.7073 | 87.0873 | 85.7049
2164_G_8 | Unionville City of | Combustion Turbine | 84.7073 | 87.0873 | 85.7049
2164_G_9 | Unionville City of | Combustion Turbine | 84.7073 | 87.0873 | 85.7049
2165_G_1 | Vandalia | Combustion Turbine | 84.7073 | 87.0873 | 85.7049
2165_G_10 | Vandalia | Combustion Turbine | 84.7073 | 87.0873 | 85.7049
2165_G_11 | Vandalia | Combustion Turbine | 84.7073 | 87.0873 | 85.7049
2165_G_12 | Vandalia | Combustion Turbine | 84.7073 | 87.0873 | 85.7049
2165_G_4A | Vandalia | Combustion Turbine | 84.7073 | 87.0873 | 85.7049
2165_G_5A | Vandalia | Combustion Turbine | 84.7073 | 87.0873 | 85.7049
2165_G_8 | Vandalia | Combustion Turbine | 84.7073 | 87.0873 | 85.7049
2165_G_9 | Vandalia | Combustion Turbine | 84.7073 | 87.0873 | 85.7049
2166_G_1 | Table Rock | Hydro | 83.3856 | 90.5577 | 86.392
2166_G_2 | Table Rock | Hydro | 83.3856 | 90.5577 | 86.392
2166_G_3 | Table Rock | Hydro | 83.3856 | 90.5577 | 86.392
2166_G_4 | Table Rock | Hydro | 83.3856 | 90.5577 | 86.392
217_G_1 | Balch 1 | Hydro | 83.3856 | 90.5577 | 86.392
2176_G_GT1 | Glendive GT | Combustion Turbine | 88.1508 | 89.9672 | 88.9122
2176_G_GT-2 | Glendive GT | Combustion Turbine | 88.1508 | 89.9672 | 88.9122
2176_G_IC1 | Glendive GT | Combustion Turbine | 84.7073 | 87.0873 | 85.7049
2177_G_1 | Miles City GT | Combustion Turbine | 88.1508 | 89.9672 | 88.9122
218_G_2 | Balch 2 | Hydro | 83.3856 | 90.5577 | 86.392
218_G_3 | Balch 2 | Hydro | 83.3856 | 90.5577 | 86.392
2181_G_BLA1 | Black Eagle | Hydro | 81.0191 | 87.391 | 83.6901
2181_G_BLA2 | Black Eagle | Hydro | 81.0191 | 87.391 | 83.6901
2181_G_BLA3 | Black Eagle | Hydro | 81.0191 | 87.391 | 83.6901
2182_G_COC1 | Cochrane | Hydro | 83.3856 | 90.5577 | 86.392
2182_G_COC2 | Cochrane | Hydro | 83.3856 | 90.5577 | 86.392
2185_G_HAU1 | Hauser | Hydro | 81.0191 | 87.391 | 83.6901
2185_G_HAU2 | Hauser | Hydro | 81.0191 | 87.391 | 83.6901
2185_G_HAU3 | Hauser | Hydro | 81.0191 | 87.391 | 83.6901
2185_G_HAU4 | Hauser | Hydro | 81.0191 | 87.391 | 83.6901
2185_G_HAU5 | Hauser | Hydro | 81.0191 | 87.391 | 83.6901
2185_G_HAU6 | Hauser | Hydro | 81.0191 | 87.391 | 83.6901
2186_G_HOL1 | Holter | Hydro | 81.0191 | 87.391 | 83.6901
2186_G_HOL2 | Holter | Hydro | 81.0191 | 87.391 | 83.6901
2186_G_HOL3 | Holter | Hydro | 81.0191 | 87.391 | 83.6901
2186_G_HOL4 | Holter | Hydro | 81.0191 | 87.391 | 83.6901
2188_G_KER1 | Kerr | Hydro | 83.3856 | 90.5577 | 86.392
2188_G_KER2 | Kerr | Hydro | 83.3856 | 90.5577 | 86.392
2188_G_KER3 | Kerr | Hydro | 83.3856 | 90.5577 | 86.392
219_G_1 | Belden | Hydro | 83.3856 | 90.5577 | 86.392
2191_G_MOR1 | Morony | Hydro | 81.0191 | 87.391 | 83.6901
2191_G_MOR2 | Morony | Hydro | 81.0191 | 87.391 | 83.6901
2192_G_MYS1 | Mystic | Hydro | 81.0191 | 87.391 | 83.6901
2192_G_MYS2 | Mystic | Hydro | 81.0191 | 87.391 | 83.6901
2194_G_RYA1 | Ryan | Hydro | 81.0191 | 87.391 | 83.6901
2194_G_RYA2 | Ryan | Hydro | 81.0191 | 87.391 | 83.6901
2194_G_RYA3 | Ryan | Hydro | 81.0191 | 87.391 | 83.6901
2194_G_RYA4 | Ryan | Hydro | 81.0191 | 87.391 | 83.6901
2194_G_RYA5 | Ryan | Hydro | 81.0191 | 87.391 | 83.6901
2194_G_RYA6 | Ryan | Hydro | 81.0191 | 87.391 | 83.6901
2195_G_TF1 | Thompson Falls | Hydro | 81.0191 | 87.391 | 83.6901
2195_G_TF2 | Thompson Falls | Hydro | 81.0191 | 87.391 | 83.6901
2195_G_TF3 | Thompson Falls | Hydro | 81.0191 | 87.391 | 83.6901
2195_G_TF4 | Thompson Falls | Hydro | 81.0191 | 87.391 | 83.6901
2195_G_TF5 | Thompson Falls | Hydro | 81.0191 | 87.391 | 83.6901
2195_G_TF6 | Thompson Falls | Hydro | 81.0191 | 87.391 | 83.6901
2195_G_TF7 | Thompson Falls | Hydro | 83.3856 | 90.5577 | 86.392
2196_G_1 | Old Faithful | Combustion Turbine | 84.7073 | 87.0873 | 85.7049
2196_G_2 | Old Faithful | Combustion Turbine | 84.7073 | 87.0873 | 85.7049
2199_G_1 | Noxon Rapids | Hydro | 83.3856 | 90.5577 | 86.392
2199_G_2 | Noxon Rapids | Hydro | 83.3856 | 90.5577 | 86.392
2199_G_3 | Noxon Rapids | Hydro | 83.3856 | 90.5577 | 86.392
2199_G_4 | Noxon Rapids | Hydro | 83.3856 | 90.5577 | 86.392
2199_G_5 | Noxon Rapids | Hydro | 83.3856 | 90.5577 | 86.392
220_G_H1 | Bucks Creek | Hydro | 81.0191 | 87.391 | 83.6901
220_G_H2 | Bucks Creek | Hydro | 81.0191 | 87.391 | 83.6901
2203_G_1 | Hungry Horse | Hydro | 83.3856 | 90.5577 | 86.392
2203_G_2 | Hungry Horse | Hydro | 83.3856 | 90.5577 | 86.392
2203_G_3 | Hungry Horse | Hydro | 83.3856 | 90.5577 | 86.392
2203_G_4 | Hungry Horse | Hydro | 83.3856 | 90.5577 | 86.392
2204_G_1 | Yellowtail | Hydro | 83.3856 | 90.5577 | 86.392
2204_G_2 | Yellowtail | Hydro | 83.3856 | 90.5577 | 86.392
2204_G_3 | Yellowtail | Hydro | 83.3856 | 90.5577 | 86.392
2204_G_4 | Yellowtail | Hydro | 83.3856 | 90.5577 | 86.392
221_G_1 | Butt Valley | Hydro | 83.3856 | 90.5577 | 86.392
2214_G_2 | Ansley | Combustion Turbine | 84.7073 | 87.0873 | 85.7049
2214_G_3 | Ansley | Combustion Turbine | 84.7073 | 87.0873 | 85.7049
2215_G_1 | Auburn | Combustion Turbine | 84.7073 | 87.0873 | 85.7049
2215_G_2 | Auburn | Combustion Turbine | 84.7073 | 87.0873 | 85.7049
2215_G_4A | Auburn | Combustion Turbine | 84.7073 | 87.0873 | 85.7049
2215_G_5 | Auburn | Combustion Turbine | 84.7073 | 87.0873 | 85.7049
2215_G_6 | Auburn | Combustion Turbine | 84.7073 | 87.0873 | 85.7049
2215_G_7 | Auburn | Combustion Turbine | 84.7073 | 87.0873 | 85.7049
2216_G_1 | Arnold | Combustion Turbine | 84.7073 | 87.0873 | 85.7049
2216_G_2A | Arnold | Combustion Turbine | 84.7073 | 87.0873 | 85.7049
2216_G_3 | Arnold | Combustion Turbine | 84.7073 | 87.0873 | 85.7049
2216_G_4 | Arnold | Combustion Turbine | 84.7073 | 87.0873 | 85.7049
2217_G_1 | Beaver City | Combustion Turbine | 84.7073 | 87.0873 | 85.7049
2217_G_2 | Beaver City | Combustion Turbine | 84.7073 | 87.0873 | 85.7049
2217_G_3 | Beaver City | Combustion Turbine | 84.7073 | 87.0873 | 85.7049
2217_G_4 | Beaver City | Combustion Turbine | 84.7073 | 87.0873 | 85.7049
222_G_1 | Caribou 1 | Hydro | 81.0191 | 87.391 | 83.6901
222_G_2 | Caribou 1 | Hydro | 81.0191 | 87.391 | 83.6901
222_G_3 | Caribou 1 | Hydro | 81.0191 | 87.391 | 83.6901
2221_G_1 | Broken Bow | Combustion Turbine | 84.7073 | 87.0873 | 85.7049
2221_G_2 | Broken Bow | Combustion Turbine | 84.7073 | 87.0873 | 85.7049
2221_G_3 | Broken Bow | Combustion Turbine | 84.7073 | 87.0873 | 85.7049
2221_G_4 | Broken Bow | Combustion Turbine | 84.7073 | 87.0873 | 85.7049
2221_G_5 | Broken Bow | Combustion Turbine | 84.7073 | 87.0873 | 85.7049
2221_G_6 | Broken Bow | Combustion Turbine | 84.7073 | 87.0873 | 85.7049
2222_G_1 | Burwell | Combustion Turbine | 84.7073 | 87.0873 | 85.7049
2222_G_2 | Burwell | Combustion Turbine | 84.7073 | 87.0873 | 85.7049
2222_G_3 | Burwell | Combustion Turbine | 84.7073 | 87.0873 | 85.7049
2222_G_4 | Burwell | Combustion Turbine | 84.7073 | 87.0873 | 85.7049
2223_G_CAT1 | Cambridge | Combustion Turbine | 84.7073 | 87.0873 | 85.7049
2223_G_CAT2 | Cambridge | Combustion Turbine | 84.7073 | 87.0873 | 85.7049
2225_G_1 | Campbell Village | Combustion Turbine | 84.7073 | 87.0873 | 85.7049
2225_G_2 | Campbell Village | Combustion Turbine | 84.7073 | 87.0873 | 85.7049
2225_G_3 | Campbell Village | Combustion Turbine | 84.7073 | 87.0873 | 85.7049
2225_G_IC4 | Campbell Village | Combustion Turbine | 84.7073 | 87.0873 | 85.7049
2227_G_1 | Jeffrey | Hydro | 81.0191 | 87.391 | 83.6901
2227_G_2 | Jeffrey | Hydro | 81.0191 | 87.391 | 83.6901
2228_G_1 | Johnson 1 | Hydro | 81.0191 | 87.391 | 83.6901
2228_G_2 | Johnson 1 | Hydro | 81.0191 | 87.391 | 83.6901
2229_G_1 | Johnson 2 | Hydro | 81.0191 | 87.391 | 83.6901
223_G_4 | Caribou 2 | Hydro | 83.3856 | 90.5577 | 86.392
223_G_5 | Caribou 2 | Hydro | 83.3856 | 90.5577 | 86.392
2230_G_1 | Chappell | Combustion Turbine | 84.7073 | 87.0873 | 85.7049
2230_G_5 | Chappell | Combustion Turbine | 84.7073 | 87.0873 | 85.7049
2231_G_1 | Crete | Combustion Turbine | 84.7073 | 87.0873 | 85.7049
2231_G_2 | Crete | Combustion Turbine | 84.7073 | 87.0873 | 85.7049
2231_G_3 | Crete | Combustion Turbine | 84.7073 | 87.0873 | 85.7049
2231_G_4 | Crete | Combustion Turbine | 84.7073 | 87.0873 | 85.7049
2231_G_5 | Crete | Combustion Turbine | 84.7073 | 87.0873 | 85.7049
2231_G_6 | Crete | Combustion Turbine | 84.7073 | 87.0873 | 85.7049
2231_G_7 | Crete | Combustion Turbine | 84.7073 | 87.0873 | 85.7049
2232_G_2 | Curtis | Combustion Turbine | 84.7073 | 87.0873 | 85.7049
2232_G_3 | Curtis | Combustion Turbine | 84.7073 | 87.0873 | 85.7049
2232_G_4 | Curtis | Combustion Turbine | 84.7073 | 87.0873 | 85.7049
2233_G_1 | David City | Combustion Turbine | 84.7073 | 87.0873 | 85.7049
2233_G_2 | David City | Combustion Turbine | 84.7073 | 87.0873 | 85.7049
2233_G_3 | David City | Combustion Turbine | 84.7073 | 87.0873 | 85.7049
2233_G_4 | David City | Combustion Turbine | 84.7073 | 87.0873 | 85.7049
2233_G_5 | David City | Combustion Turbine | 84.7073 | 87.0873 | 85.7049
2233_G_6 | David City | Combustion Turbine | 84.7073 | 87.0873 | 85.7049
2233_G_7 | David City | Combustion Turbine | 84.7073 | 87.0873 | 85.7049
2234_G_1A | Deshler | Combustion Turbine | 84.7073 | 87.0873 | 85.7049
2234_G_2 | Deshler | Combustion Turbine | 84.7073 | 87.0873 | 85.7049
2234_G_4 | Deshler | Combustion Turbine | 84.7073 | 87.0873 | 85.7049
2234_G_5 | Deshler | Combustion Turbine | 84.7073 | 87.0873 | 85.7049
2235_G_2 | Emerson | Combustion Turbine | 84.7073 | 87.0873 | 85.7049
2235_G_3 | Emerson | Combustion Turbine | 84.7073 | 87.0873 | 85.7049
2235_G_4 | Emerson | Combustion Turbine | 84.7073 | 87.0873 | 85.7049
2237_G_1 | Falls City | Combustion Turbine | 84.7073 | 87.0873 | 85.7049
2237_G_2 | Falls City | Combustion Turbine | 84.7073 | 87.0873 | 85.7049
2237_G_3 | Falls City | Combustion Turbine | 84.7073 | 87.0873 | 85.7049
2237_G_4 | Falls City | Combustion Turbine | 84.7073 | 87.0873 | 85.7049
2237_G_5 | Falls City | Combustion Turbine | 84.7073 | 87.0873 | 85.7049
2237_G_6 | Falls City | Combustion Turbine | 84.7073 | 87.0873 | 85.7049
2237_G_7 | Falls City | Combustion Turbine | 84.7073 | 87.0873 | 85.7049
2237_G_8 | Falls City | Combustion Turbine | 84.7073 | 87.0873 | 85.7049
2238_G_1 | Franklin | Combustion Turbine | 84.7073 | 87.0873 | 85.7049
2238_G_2 | Franklin | Combustion Turbine | 84.7073 | 87.0873 | 85.7049
2238_G_3 | Franklin | Combustion Turbine | 84.7073 | 87.0873 | 85.7049
2238_G_4 | Franklin | Combustion Turbine | 84.7073 | 87.0873 | 85.7049
224_G_1 | Centerville | Hydro | 81.0191 | 87.391 | 83.6901
224_G_2 | Centerville | Hydro | 81.0191 | 87.391 | 83.6901
2240_G_5OT | Lon Wright | Combustion Turbine | 88.1508 | 89.9672 | 88.9122
2241_G_GT1 | C W Burdick | Combustion Turbine | 84.7073 | 87.0873 | 85.7049
2241_G_GT2 | C W Burdick | Combustion Turbine | 88.1508 | 89.9672 | 88.9122
2241_G_GT3 | C W Burdick | Combustion Turbine | 88.1508 | 89.9672 | 88.9122
2243_G_1 | Don Henry | Combustion Turbine | 84.7073 | 87.0873 | 85.7049
2248_G_1 | Kimball | Combustion Turbine | 84.7073 | 87.0873 | 85.7049
2248_G_2 | Kimball | Combustion Turbine | 84.7073 | 87.0873 | 85.7049
2248_G_3 | Kimball | Combustion Turbine | 84.7073 | 87.0873 | 85.7049
2248_G_4 | Kimball | Combustion Turbine | 84.7073 | 87.0873 | 85.7049
2248_G_5 | Kimball | Combustion Turbine | 84.7073 | 87.0873 | 85.7049
2248_G_6 | Kimball | Combustion Turbine | 84.7073 | 87.0873 | 85.7049
2249_G_1 | Laurel | Combustion Turbine | 84.7073 | 87.0873 | 85.7049
2249_G_2 | Laurel | Combustion Turbine | 84.7073 | 87.0873 | 85.7049
2249_G_3 | Laurel | Combustion Turbine | 84.7073 | 87.0873 | 85.7049
2249_G_4 | Laurel | Combustion Turbine | 84.7073 | 87.0873 | 85.7049
2249_G_6 | Laurel | Combustion Turbine | 84.7073 | 87.0873 | 85.7049
2249_G_7 | Laurel | Combustion Turbine | 84.7073 | 87.0873 | 85.7049
225_G_1 | Chili Bar | Hydro | 81.0191 | 87.391 | 83.6901
2250_G_1 | J Street | Combustion Turbine | 88.1508 | 89.9672 | 88.9122
2253_G_2 | Lyons | Combustion Turbine | 84.7073 | 87.0873 | 85.7049
2253_G_3 | Lyons | Combustion Turbine | 84.7073 | 87.0873 | 85.7049
2253_G_4A | Lyons | Combustion Turbine | 84.7073 | 87.0873 | 85.7049
2255_G_10 | Nebraska City # 1 | Combustion Turbine | 84.7073 | 87.0873 | 85.7049
2255_G_2 | Nebraska City # 1 | Combustion Turbine | 84.7073 | 87.0873 | 85.7049
2255_G_3 | Nebraska City # 1 | Combustion Turbine | 84.7073 | 87.0873 | 85.7049
2255_G_4 | Nebraska City # 1 | Combustion Turbine | 84.7073 | 87.0873 | 85.7049
2255_G_5 | Nebraska City # 1 | Combustion Turbine | 84.7073 | 87.0873 | 85.7049
2255_G_8 | Nebraska City # 1 | Combustion Turbine | 84.7073 | 87.0873 | 85.7049
2255_G_9 | Nebraska City # 1 | Combustion Turbine | 84.7073 | 87.0873 | 85.7049
2256_G_6 | Syracuse # 2 | Combustion Turbine | 84.7073 | 87.0873 | 85.7049
2256_G_7 | Syracuse # 2 | Combustion Turbine | 84.7073 | 87.0873 | 85.7049
2260_G_1 | Columbus | Hydro | 81.0191 | 87.391 | 83.6901
2260_G_2 | Columbus | Hydro | 81.0191 | 87.391 | 83.6901
2260_G_3 | Columbus | Hydro | 81.0191 | 87.391 | 83.6901
2265_G_1 | Hallam | Combustion Turbine | 89.6928 | 92.6015 | 90.9121
2266_G_1 | Hebron | Combustion Turbine | 89.6928 | 92.6015 | 90.9121
2268_G_1 | Kearney | Hydro | 81.0191 | 87.391 | 83.6901
227_G_1 | Coleman | Hydro | 81.0191 | 87.391 | 83.6901
2271_G_1 | McCook | Combustion Turbine | 89.6928 | 92.6015 | 90.9121
2273_G_1 | Monroe | Hydro | 81.0191 | 87.391 | 83.6901
2273_G_2 | Monroe | Hydro | 81.0191 | 87.391 | 83.6901
2273_G_3 | Monroe | Hydro | 81.0191 | 87.391 | 83.6901
2274_G_1 | North Platte | Hydro | 81.0191 | 87.391 | 83.6901
2274_G_2 | North Platte | Hydro | 81.0191 | 87.391 | 83.6901
2278_G_1 | Spencer | Hydro | 81.0191 | 87.391 | 83.6901
2278_G_2 | Spencer | Hydro | 81.0191 | 87.391 | 83.6901
2280_G_3 | Mullen | Combustion Turbine | 84.7073 | 87.0873 | 85.7049
2280_G_4 | Mullen | Combustion Turbine | 84.7073 | 87.0873 | 85.7049
2289_G_1 | Fort Calhoun | Nuclear | 72.58 | 77.8761 | 74.8
2290_G_1 | Jones Street | Combustion Turbine | 89.6928 | 92.6015 | 90.9121
2290_G_2 | Jones Street | Combustion Turbine | 89.6928 | 92.6015 | 90.9121
2292_G_1 | Sarpy County | Combustion Turbine | 89.6928 | 92.6015 | 90.9121
2292_G_2 | Sarpy County | Combustion Turbine | 89.6928 | 92.6015 | 90.9121
2292_G_3 | Sarpy County | Combustion Turbine | 89.6928 | 92.6015 | 90.9121
2292_G_4 | Sarpy County | Combustion Turbine | 88.1508 | 89.9672 | 88.9122
2292_G_5 | Sarpy County | Combustion Turbine | 88.1508 | 89.9672 | 88.9122
2292_G_BSD | Sarpy County | Combustion Turbine | 84.7073 | 87.0873 | 85.7049
2294_G_1 | Ord | Combustion Turbine | 84.7073 | 87.0873 | 85.7049
2294_G_2 | Ord | Combustion Turbine | 84.7073 | 87.0873 | 85.7049
2294_G_3 | Ord | Combustion Turbine | 84.7073 | 87.0873 | 85.7049
2294_G_4A | Ord | Combustion Turbine | 84.7073 | 87.0873 | 85.7049
2294_G_5A | Ord | Combustion Turbine | 84.7073 | 87.0873 | 85.7049
2295_G_2 | Oxford | Combustion Turbine | 84.7073 | 87.0873 | 85.7049
2295_G_3 | Oxford | Combustion Turbine | 84.7073 | 87.0873 | 85.7049
2295_G_4 | Oxford | Combustion Turbine | 84.7073 | 87.0873 | 85.7049
2295_G_5 | Oxford | Combustion Turbine | 84.7073 | 87.0873 | 85.7049
2296_G_1 | Pender | Combustion Turbine | 84.7073 | 87.0873 | 85.7049
2296_G_2 | Pender | Combustion Turbine | 84.7073 | 87.0873 | 85.7049
2296_G_3 | Pender | Combustion Turbine | 84.7073 | 87.0873 | 85.7049
2296_G_4 | Pender | Combustion Turbine | 84.7073 | 87.0873 | 85.7049
2296_G_5 | Pender | Combustion Turbine | 84.7073 | 87.0873 | 85.7049
2297_G_1 | Plainview Muncipal Power | Combustion Turbine | 84.7073 | 87.0873 | 85.7049
2297_G_3 | Plainview Muncipal Power | Combustion Turbine | 84.7073 | 87.0873 | 85.7049
2297_G_4 | Plainview Muncipal Power | Combustion Turbine | 84.7073 | 87.0873 | 85.7049
2297_G_5 | Plainview Muncipal Power | Combustion Turbine | 84.7073 | 87.0873 | 85.7049
2299_G_1 | Red Cloud | Combustion Turbine | 84.7073 | 87.0873 | 85.7049
2299_G_2 | Red Cloud | Combustion Turbine | 84.7073 | 87.0873 | 85.7049
2299_G_3 | Red Cloud | Combustion Turbine | 84.7073 | 87.0873 | 85.7049
2299_G_4 | Red Cloud | Combustion Turbine | 84.7073 | 87.0873 | 85.7049
2299_G_5 | Red Cloud | Combustion Turbine | 84.7073 | 87.0873 | 85.7049
2300_G_1 | Sargent | Combustion Turbine | 84.7073 | 87.0873 | 85.7049
2300_G_3 | Sargent | Combustion Turbine | 84.7073 | 87.0873 | 85.7049
2300_G_4 | Sargent | Combustion Turbine | 84.7073 | 87.0873 | 85.7049
2302_G_1 | Sidney | Combustion Turbine | 84.7073 | 87.0873 | 85.7049
2302_G_2 | Sidney | Combustion Turbine | 84.7073 | 87.0873 | 85.7049
2302_G_3 | Sidney | Combustion Turbine | 84.7073 | 87.0873 | 85.7049
2302_G_4 | Sidney | Combustion Turbine | 84.7073 | 87.0873 | 85.7049
2302_G_5 | Sidney | Combustion Turbine | 84.7073 | 87.0873 | 85.7049
2303_G_1 | Spalding | Hydro | 81.0191 | 87.391 | 83.6901
2303_G_2 | Spalding | Hydro | 81.0191 | 87.391 | 83.6901
2303_G_4 | Spalding | Combustion Turbine | 84.7073 | 87.0873 | 85.7049
2303_G_5 | Spalding | Combustion Turbine | 84.7073 | 87.0873 | 85.7049
2303_G_6 | Spalding | Combustion Turbine | 84.7073 | 87.0873 | 85.7049
2305_G_1 | Stuart | Combustion Turbine | 84.7073 | 87.0873 | 85.7049
2305_G_2 | Stuart | Combustion Turbine | 84.7073 | 87.0873 | 85.7049
2305_G_3 | Stuart | Combustion Turbine | 84.7073 | 87.0873 | 85.7049
2305_G_5 | Stuart | Combustion Turbine | 84.7073 | 87.0873 | 85.7049
2306_G_1 | Sutherland | Combustion Turbine | 84.7073 | 87.0873 | 85.7049
2306_G_2 | Sutherland | Combustion Turbine | 84.7073 | 87.0873 | 85.7049
2306_G_4 | Sutherland | Combustion Turbine | 84.7073 | 87.0873 | 85.7049
2308_G_1 | Tecumseh | Combustion Turbine | 84.7073 | 87.0873 | 85.7049
2308_G_2 | Tecumseh | Combustion Turbine | 84.7073 | 87.0873 | 85.7049
2308_G_3 | Tecumseh | Combustion Turbine | 84.7073 | 87.0873 | 85.7049
2308_G_4 | Tecumseh | Combustion Turbine | 84.7073 | 87.0873 | 85.7049
2308_G_5A | Tecumseh | Combustion Turbine | 84.7073 | 87.0873 | 85.7049
231_G_1 | Cresta | Hydro | 83.3856 | 90.5577 | 86.392
231_G_2 | Cresta | Hydro | 83.3856 | 90.5577 | 86.392
2310_G_1 | Wahoo | Combustion Turbine | 84.7073 | 87.0873 | 85.7049
2310_G_2 | Wahoo | Combustion Turbine | 84.7073 | 87.0873 | 85.7049
2310_G_3 | Wahoo | Combustion Turbine | 84.7073 | 87.0873 | 85.7049
2310_G_4 | Wahoo | Combustion Turbine | 84.7073 | 87.0873 | 85.7049
2310_G_5 | Wahoo | Combustion Turbine | 84.7073 | 87.0873 | 85.7049
2310_G_6 | Wahoo | Combustion Turbine | 84.7073 | 87.0873 | 85.7049
2311_G_2 | Wakefield | Combustion Turbine | 84.7073 | 87.0873 | 85.7049
2311_G_5 | Wakefield | Combustion Turbine | 84.7073 | 87.0873 | 85.7049
2311_G_6 | Wakefield | Combustion Turbine | 84.7073 | 87.0873 | 85.7049
2311_G_IC4 | Wakefield | Combustion Turbine | 84.7073 | 87.0873 | 85.7049
2312_G_1 | Wayne | Combustion Turbine | 84.7073 | 87.0873 | 85.7049
2312_G_2 | Wayne | Combustion Turbine | 84.7073 | 87.0873 | 85.7049
2312_G_3 | Wayne | Combustion Turbine | 84.7073 | 87.0873 | 85.7049
2312_G_4 | Wayne | Combustion Turbine | 84.7073 | 87.0873 | 85.7049
2312_G_5 | Wayne | Combustion Turbine | 84.7073 | 87.0873 | 85.7049
2312_G_6 | Wayne | Combustion Turbine | 84.7073 | 87.0873 | 85.7049
2312_G_7 | Wayne | Combustion Turbine | 84.7073 | 87.0873 | 85.7049
2312_G_8 | Wayne | Combustion Turbine | 84.7073 | 87.0873 | 85.7049
2313_G_2 | West Point Municipal | Combustion Turbine | 84.7073 | 87.0873 | 85.7049
2313_G_3 | West Point Municipal | Combustion Turbine | 84.7073 | 87.0873 | 85.7049
2313_G_4 | West Point Municipal | Combustion Turbine | 84.7073 | 87.0873 | 85.7049
2313_G_5 | West Point Municipal | Combustion Turbine | 84.7073 | 87.0873 | 85.7049
2315_G_4 | Wilber | Combustion Turbine | 84.7073 | 87.0873 | 85.7049
2315_G_5 | Wilber | Combustion Turbine | 84.7073 | 87.0873 | 85.7049
2315_G_6 | Wilber | Combustion Turbine | 84.7073 | 87.0873 | 85.7049
2316_G_3 | Wisner | Combustion Turbine | 84.7073 | 87.0873 | 85.7049
2316_G_4 | Wisner | Combustion Turbine | 84.7073 | 87.0873 | 85.7049
2316_G_5 | Wisner | Combustion Turbine | 84.7073 | 87.0873 | 85.7049
232_G_1 | De Sabla | Hydro | 81.0191 | 87.391 | 83.6901
2322_G_10 | Clark | Combined Cycle | 84.4893 | 90.1371 | 86.8567
2322_G_11 | Clark | Combustion Turbine | 89.6928 | 92.6015 | 90.9121
2322_G_12 | Clark | Combustion Turbine | 89.6928 | 92.6015 | 90.9121
2322_G_13 | Clark | Combustion Turbine | 89.6928 | 92.6015 | 90.9121
2322_G_14 | Clark | Combustion Turbine | 89.6928 | 92.6015 | 90.9121
2322_G_15 | Clark | Combustion Turbine | 89.6928 | 92.6015 | 90.9121
2322_G_16 | Clark | Combustion Turbine | 89.6928 | 92.6015 | 90.9121
2322_G_17 | Clark | Combustion Turbine | 89.6928 | 92.6015 | 90.9121
2322_G_18 | Clark | Combustion Turbine | 89.6928 | 92.6015 | 90.9121
2322_G_19 | Clark | Combustion Turbine | 89.6928 | 92.6015 | 90.9121
2322_G_20 | Clark | Combustion Turbine | 89.6928 | 92.6015 | 90.9121
2322_G_21 | Clark | Combustion Turbine | 89.6928 | 92.6015 | 90.9121
2322_G_22 | Clark | Combustion Turbine | 89.6928 | 92.6015 | 90.9121
2322_G_9 | Clark | Combined Cycle | 84.4893 | 90.1371 | 86.8567
2322_G_GT4 | Clark | Combustion Turbine | 89.6928 | 92.6015 | 90.9121
2322_G_GT5 | Clark | Combined Cycle | 84.4893 | 90.1371 | 86.8567
2322_G_GT6 | Clark | Combined Cycle | 84.4893 | 90.1371 | 86.8567
2322_G_GT7 | Clark | Combined Cycle | 84.4893 | 90.1371 | 86.8567
2322_G_GT8 | Clark | Combined Cycle | 84.4893 | 90.1371 | 86.8567
2326_G_2 | Sunrise | Combustion Turbine | 89.6928 | 92.6015 | 90.9121
233_G_1 | Deer Creek | Hydro | 81.0191 | 87.391 | 83.6901
2336_G_10 | Tracy | Combined Cycle | 84.4893 | 90.1371 | 86.8567
2336_G_4 | Tracy | Combined Cycle | 84.4893 | 90.1371 | 86.8567
2336_G_5 | Tracy | Combined Cycle | 84.4893 | 90.1371 | 86.8567
2336_G_8 | Tracy | Combined Cycle | 84.4893 | 90.1371 | 86.8567
2336_G_9 | Tracy | Combined Cycle | 84.4893 | 90.1371 | 86.8567
2336_G_GT1 | Tracy | Combustion Turbine | 84.7073 | 87.0873 | 85.7049
2336_G_GT2 | Tracy | Combustion Turbine | 84.7073 | 87.0873 | 85.7049
2336_G_GT3 | Tracy | Combustion Turbine | 89.6928 | 92.6015 | 90.9121
2336_G_GT4 | Tracy | Combustion Turbine | 89.6928 | 92.6015 | 90.9121
2349_G_GEN1 | Comerford | Hydro | 83.3856 | 90.5577 | 86.392
2349_G_GEN2 | Comerford | Hydro | 83.3856 | 90.5577 | 86.392
2349_G_GEN3 | Comerford | Hydro | 83.3856 | 90.5577 | 86.392
2349_G_GEN4 | Comerford | Hydro | 83.3856 | 90.5577 | 86.392
235_G_1 | Drum 1 | Hydro | 81.0191 | 87.391 | 83.6901
235_G_2 | Drum 1 | Hydro | 81.0191 | 87.391 | 83.6901
235_G_3 | Drum 1 | Hydro | 81.0191 | 87.391 | 83.6901
235_G_4 | Drum 1 | Hydro | 81.0191 | 87.391 | 83.6901
2351_G_GEN1 | S C Moore | Hydro | 83.3856 | 90.5577 | 86.392
2351_G_GEN2 | S C Moore | Hydro | 83.3856 | 90.5577 | 86.392
2351_G_GEN3 | S C Moore | Hydro | 83.3856 | 90.5577 | 86.392
2351_G_GEN4 | S C Moore | Hydro | 83.3856 | 90.5577 | 86.392
2352_G_1 | Vernon | Hydro | 81.0191 | 87.391 | 83.6901
2352_G_10 | Vernon | Hydro | 81.0191 | 87.391 | 83.6901
2352_G_2 | Vernon | Hydro | 81.0191 | 87.391 | 83.6901
2352_G_3 | Vernon | Hydro | 81.0191 | 87.391 | 83.6901
2352_G_4 | Vernon | Hydro | 81.0191 | 87.391 | 83.6901
2352_G_5 | Vernon | Hydro | 81.0191 | 87.391 | 83.6901
2352_G_6 | Vernon | Hydro | 81.0191 | 87.391 | 83.6901
2352_G_7 | Vernon | Hydro | 81.0191 | 87.391 | 83.6901
2352_G_8 | Vernon | Hydro | 81.0191 | 87.391 | 83.6901
2352_G_9 | Vernon | Hydro | 81.0191 | 87.391 | 83.6901
2353_G_GEN1 | Wilder | Hydro | 81.0191 | 87.391 | 83.6901
2353_G_GEN2 | Wilder | Hydro | 81.0191 | 87.391 | 83.6901
2353_G_GEN3 | Wilder | Hydro | 81.0191 | 87.391 | 83.6901
2354_G_1 | Amoskeag | Hydro | 81.0191 | 87.391 | 83.6901
2354_G_2 | Amoskeag | Hydro | 81.0191 | 87.391 | 83.6901
2354_G_3 | Amoskeag | Hydro | 81.0191 | 87.391 | 83.6901
2355_G_1 | Ayers Island | Hydro | 81.0191 | 87.391 | 83.6901
2355_G_2 | Ayers Island | Hydro | 81.0191 | 87.391 | 83.6901
2355_G_3 | Ayers Island | Hydro | 81.0191 | 87.391 | 83.6901
2356_G_1 | Eastman Falls | Hydro | 81.0191 | 87.391 | 83.6901
2356_G_2 | Eastman Falls | Hydro | 81.0191 | 87.391 | 83.6901
2357_G_1 | Garvins Falls | Hydro | 81.0191 | 87.391 | 83.6901
2357_G_2 | Garvins Falls | Hydro | 81.0191 | 87.391 | 83.6901
2357_G_3 | Garvins Falls | Hydro | 81.0191 | 87.391 | 83.6901
2357_G_4 | Garvins Falls | Hydro | 81.0191 | 87.391 | 83.6901
2358_G_1 | Gorham | Hydro | 81.0191 | 87.391 | 83.6901
2358_G_2 | Gorham | Hydro | 81.0191 | 87.391 | 83.6901
2358_G_3 | Gorham | Hydro | 81.0191 | 87.391 | 83.6901
2358_G_4 | Gorham | Hydro | 81.0191 | 87.391 | 83.6901
2359_G_1 | Hooksett | Hydro | 81.0191 | 87.391 | 83.6901
236_G_5 | Drum 2 | Hydro | 83.3856 | 90.5577 | 86.392
2360_G_1 | Jackman | Hydro | 81.0191 | 87.391 | 83.6901
2362_G_GT1 | Lost Nation | Combustion Turbine | 84.7073 | 87.0873 | 85.7049
2364_G_GT1 | Merrimack | Combustion Turbine | 84.7073 | 87.0873 | 85.7049
2364_G_GT2 | Merrimack | Combustion Turbine | 84.7073 | 87.0873 | 85.7049
2367_G_GT1 | Schiller | Combustion Turbine | 84.7073 | 87.0873 | 85.7049
2368_G_1 | Smith | Hydro | 81.0191 | 87.391 | 83.6901
2369_G_GT1 | White Lake | Combustion Turbine | 84.7073 | 87.0873 | 85.7049
237_G_1 | Dutch Flat | Hydro | 81.0191 | 87.391 | 83.6901
2379_G_CA1 | Carlls Corner | Combustion Turbine | 88.1508 | 89.9672 | 88.9122
2379_G_CA2 | Carlls Corner | Combustion Turbine | 88.1508 | 89.9672 | 88.9122
238_G_1 | El Dorado | Hydro | 81.0191 | 87.391 | 83.6901
238_G_2 | El Dorado | Hydro | 81.0191 | 87.391 | 83.6901
2388_G_1 | Oyster Creek | Nuclear | 86.4556 | 92.7642 | 89.1
239_G_1 | Electra | Hydro | 83.3856 | 90.5577 | 86.392
239_G_2 | Electra | Hydro | 83.3856 | 90.5577 | 86.392
239_G_3 | Electra | Hydro | 83.3856 | 90.5577 | 86.392
2390_G_GT1 | Sayreville | Combustion Turbine | 89.6928 | 92.6015 | 90.9121
2390_G_GT2 | Sayreville | Combustion Turbine | 89.6928 | 92.6015 | 90.9121
2390_G_GT3 | Sayreville | Combustion Turbine | 89.6928 | 92.6015 | 90.9121
2390_G_GT4 | Sayreville | Combustion Turbine | 89.6928 | 92.6015 | 90.9121
2393_G_4 | Gilbert | Combined Cycle | 84.4893 | 90.1371 | 86.8567
2393_G_5 | Gilbert | Combined Cycle | 84.4893 | 90.1371 | 86.8567
2393_G_6 | Gilbert | Combined Cycle | 84.4893 | 90.1371 | 86.8567
2393_G_7 | Gilbert | Combined Cycle | 84.4893 | 90.1371 | 86.8567
2393_G_9 | Gilbert | Combustion Turbine | 89.6928 | 92.6015 | 90.9121
2398_G_1101 | Bergen Generating Station | Combined Cycle | 84.4893 | 90.1371 | 86.8567
2398_G_1201 | Bergen Generating Station | Combined Cycle | 84.4893 | 90.1371 | 86.8567
2398_G_1301 | Bergen Generating Station | Combined Cycle | 84.4893 | 90.1371 | 86.8567
2398_G_1401 | Bergen Generating Station | Combined Cycle | 84.4893 | 90.1371 | 86.8567
2398_G_1501 | Bergen Generating Station | Combined Cycle | 84.4893 | 90.1371 | 86.8567
2398_G_2101 | Bergen Generating Station | Combined Cycle | 84.4893 | 90.1371 | 86.8567
2398_G_2201 | Bergen Generating Station | Combined Cycle | 84.4893 | 90.1371 | 86.8567
2398_G_2301 | Bergen Generating Station | Combined Cycle | 84.4893 | 90.1371 | 86.8567
2399_G_121 | PSEG Burlington Generating Station | Combustion Turbine | 88.1508 | 89.9672 | 88.9122
2399_G_122 | PSEG Burlington Generating Station | Combustion Turbine | 88.1508 | 89.9672 | 88.9122
2399_G_123 | PSEG Burlington Generating Station | Combustion Turbine | 88.1508 | 89.9672 | 88.9122
2399_G_124 | PSEG Burlington Generating Station | Combustion Turbine | 88.1508 | 89.9672 | 88.9122
240_G_H1 | Haas | Hydro | 83.3856 | 90.5577 | 86.392
240_G_H2 | Haas | Hydro | 83.3856 | 90.5577 | 86.392
2401_G_9 | PSEG Essex Generating Station | Combustion Turbine | 89.6928 | 92.6015 | 90.9121
2404_G_131 | PSEG Kearny Generating Station | Combustion Turbine | 88.1508 | 89.9672 | 88.9122
2404_G_132 | PSEG Kearny Generating Station | Combustion Turbine | 88.1508 | 89.9672 | 88.9122
2404_G_133 | PSEG Kearny Generating Station | Combustion Turbine | 88.1508 | 89.9672 | 88.9122
2404_G_134 | PSEG Kearny Generating Station | Combustion Turbine | 88.1508 | 89.9672 | 88.9122
2404_G_141 | PSEG Kearny Generating Station | Combustion Turbine | 88.1508 | 89.9672 | 88.9122
2404_G_142 | PSEG Kearny Generating Station | Combustion Turbine | 88.1508 | 89.9672 | 88.9122
2404_G_N121 | PSEG Kearny Generating Station | Combustion Turbine | 88.1508 | 89.9672 | 88.9122
2404_G_N122 | PSEG Kearny Generating Station | Combustion Turbine | 88.1508 | 89.9672 | 88.9122
2404_G_N123 | PSEG Kearny Generating Station | Combustion Turbine | 88.1508 | 89.9672 | 88.9122
2404_G_N124 | PSEG Kearny Generating Station | Combustion Turbine | 88.1508 | 89.9672 | 88.9122
2406_G_1001 | PSEG Linden Generating Station | Combined Cycle | 84.4893 | 90.1371 | 86.8567
2406_G_1101 | PSEG Linden Generating Station | Combined Cycle | 84.4893 | 90.1371 | 86.8567
2406_G_1201 | PSEG Linden Generating Station | Combined Cycle | 84.4893 | 90.1371 | 86.8567
2406_G_2001 | PSEG Linden Generating Station | Combined Cycle | 84.4893 | 90.1371 | 86.8567
2406_G_2101 | PSEG Linden Generating Station | Combined Cycle | 84.4893 | 90.1371 | 86.8567
2406_G_2201 | PSEG Linden Generating Station | Combined Cycle | 84.4893 | 90.1371 | 86.8567
2406_G_5 | PSEG Linden Generating Station | Combustion Turbine | 89.6928 | 92.6015 | 90.9121
2406_G_6 | PSEG Linden Generating Station | Combustion Turbine | 89.6928 | 92.6015 | 90.9121
2406_G_7 | PSEG Linden Generating Station | Combustion Turbine | 89.6928 | 92.6015 | 90.9121
2406_G_8 | PSEG Linden Generating Station | Combustion Turbine | 89.6928 | 92.6015 | 90.9121
241_G_1 | Halsey | Hydro | 81.0191 | 87.391 | 83.6901
2410_G_1 | PSEG Salem Generating Station | Nuclear | 87.3289 | 93.7012 | 90
2410_G_2 | PSEG Salem Generating Station | Nuclear | 87.2318 | 93.5971 | 89.9
242_G_1 | Hamilton Branch | Hydro | 81.0191 | 87.391 | 83.6901
242_G_2 | Hamilton Branch | Hydro | 81.0191 | 87.391 | 83.6901
243_G_1 | Hat Creek 1 | Hydro | 81.0191 | 87.391 | 83.6901
244_G_1 | Hat Creek 2 | Hydro | 81.0191 | 87.391 | 83.6901
2446_G_2 | Maddox | Combustion Turbine | 89.6928 | 92.6015 | 90.9121
2446_G_3 | Maddox | Combustion Turbine | 84.7073 | 87.0873 | 85.7049
2453_G_5 | Carlsbad | Combustion Turbine | 84.7073 | 87.0873 | 85.7049
2454_G_1 | Cunningham | O/G Steam | 87.925 | 90.7796 | 89.1216
2454_G_3 | Cunningham | Combustion Turbine | 89.6928 | 92.6015 | 90.9121
2454_G_4 | Cunningham | Combustion Turbine | 89.6928 | 92.6015 | 90.9121
246_G_IC1 | Humboldt Bay | Combustion Turbine | 84.7073 | 87.0873 | 85.7049
246_G_IC10 | Humboldt Bay | Combustion Turbine | 84.7073 | 87.0873 | 85.7049
246_G_IC2 | Humboldt Bay | Combustion Turbine | 84.7073 | 87.0873 | 85.7049
246_G_IC3 | Humboldt Bay | Combustion Turbine | 84.7073 | 87.0873 | 85.7049
246_G_IC4 | Humboldt Bay | Combustion Turbine | 84.7073 | 87.0873 | 85.7049
246_G_IC5 | Humboldt Bay | Combustion Turbine | 84.7073 | 87.0873 | 85.7049
246_G_IC6 | Humboldt Bay | Combustion Turbine | 84.7073 | 87.0873 | 85.7049
246_G_IC7 | Humboldt Bay | Combustion Turbine | 84.7073 | 87.0873 | 85.7049
246_G_IC8 | Humboldt Bay | Combustion Turbine | 84.7073 | 87.0873 | 85.7049
246_G_IC9 | Humboldt Bay | Combustion Turbine | 84.7073 | 87.0873 | 85.7049
2465_G_1 | Animas | Combined Cycle | 84.4893 | 90.1371 | 86.8567
2465_G_2 | Animas | Combined Cycle | 84.4893 | 90.1371 | 86.8567
2465_G_GT1 | Animas | Combined Cycle | 84.4893 | 90.1371 | 86.8567
2465_G_HY1 | Animas | Hydro | 81.0191 | 87.391 | 83.6901
2468_G_6 | Raton | Combustion Turbine | 84.7073 | 87.0873 | 85.7049
248_G_1 | Inskip | Hydro | 81.0191 | 87.391 | 83.6901
2481_G_1 | Dashville | Hydro | 81.0191 | 87.391 | 83.6901
2481_G_2 | Dashville | Hydro | 81.0191 | 87.391 | 83.6901
2483_G_H1 | Neversink | Hydro | 81.0191 | 87.391 | 83.6901
2485_G_GT1 | South Cairo | Combustion Turbine | 84.7073 | 87.0873 | 85.7049
2486_G_H1 | Sturgeon | Hydro | 81.0191 | 87.391 | 83.6901
2486_G_H2 | Sturgeon | Hydro | 81.0191 | 87.391 | 83.6901
2486_G_H3 | Sturgeon | Hydro | 81.0191 | 87.391 | 83.6901
2487_G_GT1 | West Coxsackie | Combustion Turbine | 88.1508 | 89.9672 | 88.9122
249_G_1 | James B Black | Hydro | 83.3856 | 90.5577 | 86.392
249_G_2 | James B Black | Hydro | 83.3856 | 90.5577 | 86.392
2490_G_GT1 | Arthur Kill Generating Station | Combustion Turbine | 84.7073 | 87.0873 | 85.7049
2493_G_1 | East River | Combined Cycle | 84.4893 | 90.1371 | 86.8567
2493_G_2 | East River | Combined Cycle | 84.4893 | 90.1371 | 86.8567
2494_G_GT11 | Gowanus Gas Turbines Generating | Combustion Turbine | 84.7073 | 87.0873 | 85.7049
2494_G_GT12 | Gowanus Gas Turbines Generating | Combustion Turbine | 84.7073 | 87.0873 | 85.7049
2494_G_GT13 | Gowanus Gas Turbines Generating | Combustion Turbine | 84.7073 | 87.0873 | 85.7049
2494_G_GT14 | Gowanus Gas Turbines Generating | Combustion Turbine | 84.7073 | 87.0873 | 85.7049
2494_G_GT15 | Gowanus Gas Turbines Generating | Combustion Turbine | 84.7073 | 87.0873 | 85.7049
2494_G_GT16 | Gowanus Gas Turbines Generating | Combustion Turbine | 84.7073 | 87.0873 | 85.7049
2494_G_GT17 | Gowanus Gas Turbines Generating | Combustion Turbine | 84.7073 | 87.0873 | 85.7049
2494_G_GT18 | Gowanus Gas Turbines Generating | Combustion Turbine | 84.7073 | 87.0873 | 85.7049
2494_G_GT21 | Gowanus Gas Turbines Generating | Combustion Turbine | 84.7073 | 87.0873 | 85.7049
2494_G_GT22 | Gowanus Gas Turbines Generating | Combustion Turbine | 84.7073 | 87.0873 | 85.7049
2494_G_GT23 | Gowanus Gas Turbines Generating | Combustion Turbine | 84.7073 | 87.0873 | 85.7049
2494_G_GT24 | Gowanus Gas Turbines Generating | Combustion Turbine | 84.7073 | 87.0873 | 85.7049
2494_G_GT25 | Gowanus Gas Turbines Generating | Combustion Turbine | 84.7073 | 87.0873 | 85.7049
2494_G_GT26 | Gowanus Gas Turbines Generating | Combustion Turbine | 84.7073 | 87.0873 | 85.7049
2494_G_GT27 | Gowanus Gas Turbines Generating | Combustion Turbine | 84.7073 | 87.0873 | 85.7049
2494_G_GT28 | Gowanus Gas Turbines Generating | Combustion Turbine | 84.7073 | 87.0873 | 85.7049
2494_G_GT31 | Gowanus Gas Turbines Generating | Combustion Turbine | 84.7073 | 87.0873 | 85.7049
2494_G_GT32 | Gowanus Gas Turbines Generating | Combustion Turbine | 84.7073 | 87.0873 | 85.7049
2494_G_GT33 | Gowanus Gas Turbines Generating | Combustion Turbine | 84.7073 | 87.0873 | 85.7049
2494_G_GT34 | Gowanus Gas Turbines Generating | Combustion Turbine | 84.7073 | 87.0873 | 85.7049
2494_G_GT35 | Gowanus Gas Turbines Generating | Combustion Turbine | 84.7073 | 87.0873 | 85.7049
2494_G_GT36 | Gowanus Gas Turbines Generating | Combustion Turbine | 84.7073 | 87.0873 | 85.7049
2494_G_GT37 | Gowanus Gas Turbines Generating | Combustion Turbine | 84.7073 | 87.0873 | 85.7049
2494_G_GT38 | Gowanus Gas Turbines Generating | Combustion Turbine | 84.7073 | 87.0873 | 85.7049
2494_G_GT41 | Gowanus Gas Turbines Generating | Combustion Turbine | 84.7073 | 87.0873 | 85.7049
2494_G_GT42 | Gowanus Gas Turbines Generating | Combustion Turbine | 84.7073 | 87.0873 | 85.7049
2494_G_GT43 | Gowanus Gas Turbines Generating | Combustion Turbine | 84.7073 | 87.0873 | 85.7049
2494_G_GT44 | Gowanus Gas Turbines Generating | Combustion Turbine | 84.7073 | 87.0873 | 85.7049
2494_G_GT45 | Gowanus Gas Turbines Generating | Combustion Turbine | 84.7073 | 87.0873 | 85.7049
2494_G_GT46 | Gowanus Gas Turbines Generating | Combustion Turbine | 84.7073 | 87.0873 | 85.7049
2494_G_GT47 | Gowanus Gas Turbines Generating | Combustion Turbine | 84.7073 | 87.0873 | 85.7049
2494_G_GT48 | Gowanus Gas Turbines Generating | Combustion Turbine | 84.7073 | 87.0873 | 85.7049
2496_G_4 | Hudson Avenue | Combustion Turbine | 84.7073 | 87.0873 | 85.7049
2496_G_GT3 | Hudson Avenue | Combustion Turbine | 84.7073 | 87.0873 | 85.7049
2496_G_GT5 | Hudson Avenue | Combustion Turbine | 84.7073 | 87.0873 | 85.7049
2497_G_2 | Indian Point 2 | Nuclear | 89.6576 | 96.1999 | 92.4
2499_G_NT11 | Narrows Gas Turbines Generating | Combustion Turbine | 84.7073 | 87.0873 | 85.7049
2499_G_NT12 | Narrows Gas Turbines Generating | Combustion Turbine | 84.7073 | 87.0873 | 85.7049
2499_G_NT13 | Narrows Gas Turbines Generating | Combustion Turbine | 84.7073 | 87.0873 | 85.7049
2499_G_NT14 | Narrows Gas Turbines Generating | Combustion Turbine | 84.7073 | 87.0873 | 85.7049
2499_G_NT15 | Narrows Gas Turbines Generating | Combustion Turbine | 84.7073 | 87.0873 | 85.7049
2499_G_NT16 | Narrows Gas Turbines Generating | Combustion Turbine | 84.7073 | 87.0873 | 85.7049
2499_G_NT17 | Narrows Gas Turbines Generating | Combustion Turbine | 84.7073 | 87.0873 | 85.7049
2499_G_NT18 | Narrows Gas Turbines Generating | Combustion Turbine | 84.7073 | 87.0873 | 85.7049
2499_G_NT21 | Narrows Gas Turbines Generating | Combustion Turbine | 84.7073 | 87.0873 | 85.7049
2499_G_NT22 | Narrows Gas Turbines Generating | Combustion Turbine | 84.7073 | 87.0873 | 85.7049
2499_G_NT23 | Narrows Gas Turbines Generating | Combustion Turbine | 84.7073 | 87.0873 | 85.7049
2499_G_NT24 | Narrows Gas Turbines Generating | Combustion Turbine | 84.7073 | 87.0873 | 85.7049
2499_G_NT25 | Narrows Gas Turbines Generating | Combustion Turbine | 84.7073 | 87.0873 | 85.7049
2499_G_NT26 | Narrows Gas Turbines Generating | Combustion Turbine | 84.7073 | 87.0873 | 85.7049
2499_G_NT27 | Narrows Gas Turbines Generating | Combustion Turbine | 84.7073 | 87.0873 | 85.7049
2499_G_NT28 | Narrows Gas Turbines Generating | Combustion Turbine | 84.7073 | 87.0873 | 85.7049
250_G_H1 | Kerckhoff | Hydro | 81.0191 | 87.391 | 83.6901
250_G_H2 | Kerckhoff | Hydro | 81.0191 | 87.391 | 83.6901
250_G_H3 | Kerckhoff | Hydro | 81.0191 | 87.391 | 83.6901
2500_G_4 | Ravenswood | Combined Cycle | 84.4893 | 90.1371 | 86.8567
2500_G_4S | Ravenswood | Combined Cycle | 84.4893 | 90.1371 | 86.8567
2500_G_GT1 | Ravenswood | Combustion Turbine | 84.7073 | 87.0873 | 85.7049
2500_G_GT10 | Ravenswood | Combustion Turbine | 88.1508 | 89.9672 | 88.9122
2500_G_GT11 | Ravenswood | Combustion Turbine | 84.7073 | 87.0873 | 85.7049
2500_G_GT21 | Ravenswood | Combustion Turbine | 88.1508 | 89.9672 | 88.9122
2500_G_GT22 | Ravenswood | Combustion Turbine | 88.1508 | 89.9672 | 88.9122
2500_G_GT23 | Ravenswood | Combustion Turbine | 88.1508 | 89.9672 | 88.9122
2500_G_GT24 | Ravenswood | Combustion Turbine | 88.1508 | 89.9672 | 88.9122
2500_G_GT31 | Ravenswood | Combustion Turbine | 88.1508 | 89.9672 | 88.9122
2500_G_GT32 | Ravenswood | Combustion Turbine | 88.1508 | 89.9672 | 88.9122
2500_G_GT33 | Ravenswood | Combustion Turbine | 88.1508 | 89.9672 | 88.9122
2500_G_GT34 | Ravenswood | Combustion Turbine | 88.1508 | 89.9672 | 88.9122
2500_G_GT4 | Ravenswood | Combustion Turbine | 84.7073 | 87.0873 | 85.7049
2500_G_GT5 | Ravenswood | Combustion Turbine | 84.7073 | 87.0873 | 85.7049
2500_G_GT6 | Ravenswood | Combustion Turbine | 84.7073 | 87.0873 | 85.7049
2500_G_GT7 | Ravenswood | Combustion Turbine | 84.7073 | 87.0873 | 85.7049
2500_G_GT9 | Ravenswood | Combustion Turbine | 88.1508 | 89.9672 | 88.9122
2503_G_GT1 | 59th Street | Combustion Turbine | 84.7073 | 87.0873 | 85.7049
2504_G_GT1 | 74th Street | Combustion Turbine | 84.7073 | 87.0873 | 85.7049
2504_G_GT2 | 74th Street | Combustion Turbine | 88.1508 | 89.9672 | 88.9122
2511_G_10 | E F Barrett | Combustion Turbine | 88.1508 | 89.9672 | 88.9122
2511_G_11 | E F Barrett | Combustion Turbine | 88.1508 | 89.9672 | 88.9122
2511_G_12 | E F Barrett | Combustion Turbine | 88.1508 | 89.9672 | 88.9122
2511_G_3 | E F Barrett | Combustion Turbine | 84.7073 | 87.0873 | 85.7049
2511_G_4 | E F Barrett | Combustion Turbine | 84.7073 | 87.0873 | 85.7049
2511_G_5 | E F Barrett | Combustion Turbine | 84.7073 | 87.0873 | 85.7049
2511_G_6 | E F Barrett | Combustion Turbine | 84.7073 | 87.0873 | 85.7049
2511_G_8 | E F Barrett | Combustion Turbine | 84.7073 | 87.0873 | 85.7049
2511_G_9 | E F Barrett | Combustion Turbine | 88.1508 | 89.9672 | 88.9122
2511_G_GT1 | E F Barrett | Combustion Turbine | 84.7073 | 87.0873 | 85.7049
2511_G_GT2 | E F Barrett | Combustion Turbine | 84.7073 | 87.0873 | 85.7049
2512_G_1 | East Hampton | Combustion Turbine | 84.7073 | 87.0873 | 85.7049
2512_G_2 | East Hampton | Combustion Turbine | 84.7073 | 87.0873 | 85.7049
2512_G_3 | East Hampton | Combustion Turbine | 84.7073 | 87.0873 | 85.7049
2512_G_4 | East Hampton | Combustion Turbine | 84.7073 | 87.0873 | 85.7049
2514_G_GT2 | National Grid Glenwood Energy Center | Combustion Turbine | 89.6928 | 92.6015 | 90.9121
2514_G_GT3 | National Grid Glenwood Energy Center | Combustion Turbine | 89.6928 | 92.6015 | 90.9121
2515_G_2 | Montauk | Combustion Turbine | 84.7073 | 87.0873 | 85.7049
2515_G_3 | Montauk | Combustion Turbine | 84.7073 | 87.0873 | 85.7049
2515_G_4 | Montauk | Combustion Turbine | 84.7073 | 87.0873 | 85.7049
2516_G_GT1 | Northport | Combustion Turbine | 84.7073 | 87.0873 | 85.7049
2517_G_GT1 | Port Jefferson | Combustion Turbine | 84.7073 | 87.0873 | 85.7049
2517_G_GT2 | Port Jefferson | Combustion Turbine | 88.1508 | 89.9672 | 88.9122
2517_G_GT3 | Port Jefferson | Combustion Turbine | 88.1508 | 89.9672 | 88.9122
2518_G_GT1 | Shoreham | Combustion Turbine | 88.1508 | 89.9672 | 88.9122
2518_G_GT2 | Shoreham | Combustion Turbine | 84.7073 | 87.0873 | 85.7049
2519_G_1 | South Hampton | Combustion Turbine | 84.7073 | 87.0873 | 85.7049
2520_G_1 | Southold | Combustion Turbine | 84.7073 | 87.0873 | 85.7049
2521_G_4 | West Babylon | Combustion Turbine | 88.1508 | 89.9672 | 88.9122
2522_G_1 | Cadyville | Hydro | 85.5621 | 81.0962 | 83.6901
2522_G_2 | Cadyville | Hydro | 85.5621 | 81.0962 | 83.6901
2522_G_3 | Cadyville | Hydro | 85.5621 | 81.0962 | 83.6901
2528_G_1 | Harris Lake | Combustion Turbine | 86.4041 | 84.7361 | 85.7049
2530_G_1 | High Falls | Hydro | 85.5621 | 81.0962 | 83.6901
2530_G_2 | High Falls | Hydro | 85.5621 | 81.0962 | 83.6901
2530_G_3 | High Falls | Hydro | 85.5621 | 81.0962 | 83.6901
2532_G_1 | Kent Falls | Hydro | 85.5621 | 81.0962 | 83.6901
2532_G_2 | Kent Falls | Hydro | 85.5621 | 81.0962 | 83.6901
2532_G_3 | Kent Falls | Hydro | 85.5621 | 81.0962 | 83.6901
2539_G_5 | Bethlehem Energy Center | Combined Cycle | 84.4893 | 90.1371 | 86.8567
2539_G_6 | Bethlehem Energy Center | Combined Cycle | 84.4893 | 90.1371 | 86.8567
2539_G_7 | Bethlehem Energy Center | Combined Cycle | 84.4893 | 90.1371 | 86.8567
2539_G_8 | Bethlehem Energy Center | Combined Cycle | 84.4893 | 90.1371 | 86.8567
254_G_H1 | Kings River | Hydro | 83.3856 | 90.5577 | 86.392
2540_G_1 | Allens Falls | Hydro | 85.5621 | 81.0962 | 83.6901
2543_G_1 | Beardslee | Hydro | 81.0191 | 87.391 | 83.6901
2543_G_2 | Beardslee | Hydro | 81.0191 | 87.391 | 83.6901
2544_G_1 | Belfort | Hydro | 81.0191 | 87.391 | 83.6901
2544_G_2 | Belfort | Hydro | 81.0191 | 87.391 | 83.6901
2544_G_3 | Belfort | Hydro | 81.0191 | 87.391 | 83.6901
2545_G_1 | Bennetts Bridge | Hydro | 81.0191 | 87.391 | 83.6901
2545_G_2 | Bennetts Bridge | Hydro | 81.0191 | 87.391 | 83.6901
2545_G_3 | Bennetts Bridge | Hydro | 81.0191 | 87.391 | 83.6901
2545_G_4 | Bennetts Bridge | Hydro | 81.0191 | 87.391 | 83.6901
2546_G_1 | Black River | Hydro | 81.0191 | 87.391 | 83.6901
2546_G_2 | Black River | Hydro | 81.0191 | 87.391 | 83.6901
2546_G_3 | Black River | Hydro | 81.0191 | 87.391 | 83.6901
2547_G_1 | Blake | Hydro | 81.0191 | 87.391 | 83.6901
2548_G_1 | Browns Falls | Hydro | 81.0191 | 87.391 | 83.6901
2548_G_2 | Browns Falls | Hydro | 81.0191 | 87.391 | 83.6901
255_G_1 | Lime Saddle | Hydro | 81.0191 | 87.391 | 83.6901
255_G_2 | Lime Saddle | Hydro | 81.0191 | 87.391 | 83.6901
2550_G_1 | Chasm | Hydro | 85.5621 | 81.0962 | 83.6901
2550_G_2 | Chasm | Hydro | 85.5621 | 81.0962 | 83.6901
2550_G_3 | Chasm | Hydro | 85.5621 | 81.0962 | 83.6901
2551_G_1 | Colton | Hydro | 81.0191 | 87.391 | 83.6901
2551_G_2 | Colton | Hydro | 81.0191 | 87.391 | 83.6901
2551_G_3 | Colton | Hydro | 81.0191 | 87.391 | 83.6901
2552_G_1 | Deferiet | Hydro | 81.0191 | 87.391 | 83.6901
2552_G_2 | Deferiet | Hydro | 81.0191 | 87.391 | 83.6901
2552_G_3 | Deferiet | Hydro | 81.0191 | 87.391 | 83.6901
2555_G_1 | Eagle | Hydro | 81.0191 | 87.391 | 83.6901
2555_G_2 | Eagle | Hydro | 81.0191 | 87.391 | 83.6901
2555_G_3 | Eagle | Hydro | 81.0191 | 87.391 | 83.6901
2555_G_4 | Eagle | Hydro | 81.0191 | 87.391 | 83.6901
2556_G_1 | Eel Weir | Hydro | 81.0191 | 87.391 | 83.6901
2556_G_2 | Eel Weir | Hydro | 81.0191 | 87.391 | 83.6901
2556_G_3 | Eel Weir | Hydro | 81.0191 | 87.391 | 83.6901
2557_G_1 | Effley | Hydro | 81.0191 | 87.391 | 83.6901
2557_G_2 | Effley | Hydro | 81.0191 | 87.391 | 83.6901
2557_G_3 | Effley | Hydro | 81.0191 | 87.391 | 83.6901
2557_G_4 | Effley | Hydro | 81.0191 | 87.391 | 83.6901
2559_G_1 | Elmer | Hydro | 81.0191 | 87.391 | 83.6901
2559_G_2 | Elmer | Hydro | 81.0191 | 87.391 | 83.6901
2560_G_1 | Ephratah | Hydro | 81.0191 | 87.391 | 83.6901
2560_G_2 | Ephratah | Hydro | 81.0191 | 87.391 | 83.6901
2560_G_3 | Ephratah | Hydro | 81.0191 | 87.391 | 83.6901
2560_G_4 | Ephratah | Hydro | 81.0191 | 87.391 | 83.6901
2561_G_1 | East Norfolk | Hydro | 81.0191 | 87.391 | 83.6901
2562_G_1 | Five Falls | Hydro | 81.0191 | 87.391 | 83.6901
2563_G_1 | Flat Rock | Hydro | 81.0191 | 87.391 | 83.6901
2563_G_2 | Flat Rock | Hydro | 81.0191 | 87.391 | 83.6901
2564_G_1 | Franklin | Hydro | 85.5621 | 81.0962 | 83.6901
2564_G_2 | Franklin | Hydro | 85.5621 | 81.0962 | 83.6901
2566_G_1 | Fulton | Hydro | 81.0191 | 87.391 | 83.6901
2566_G_2 | Fulton | Hydro | 81.0191 | 87.391 | 83.6901
2568_G_1 | Glenwood | Hydro | 81.0191 | 87.391 | 83.6901
2568_G_2 | Glenwood | Hydro | 81.0191 | 87.391 | 83.6901
2568_G_3 | Glenwood | Hydro | 81.0191 | 87.391 | 83.6901
2569_G_1 | Granby | Hydro | 81.0191 | 87.391 | 83.6901
2569_G_2 | Granby | Hydro | 81.0191 | 87.391 | 83.6901
2571_G_1 | Hannawa | Hydro | 81.0191 | 87.391 | 83.6901
2571_G_2 | Hannawa | Hydro | 81.0191 | 87.391 | 83.6901
2572_G_1 | Herrings | Hydro | 81.0191 | 87.391 | 83.6901
2572_G_2 | Herrings | Hydro | 81.0191 | 87.391 | 83.6901
2572_G_3 | Herrings | Hydro | 81.0191 | 87.391 | 83.6901
2573_G_1 | Heuvelton | Hydro | 81.0191 | 87.391 | 83.6901
2573_G_2 | Heuvelton | Hydro | 81.0191 | 87.391 | 83.6901
2574_G_1 | High Dam | Hydro | 81.0191 | 87.391 | 83.6901
2574_G_2 | High Dam | Hydro | 81.0191 | 87.391 | 83.6901
2574_G_3 | High Dam | Hydro | 81.0191 | 87.391 | 83.6901
2574_G_4 | High Dam | Hydro | 81.0191 | 87.391 | 83.6901
2575_G_1 | High Falls | Hydro | 81.0191 | 87.391 | 83.6901
2575_G_2 | High Falls | Hydro | 81.0191 | 87.391 | 83.6901
2575_G_3 | High Falls | Hydro | 81.0191 | 87.391 | 83.6901
2576_G_1N | Higley | Hydro | 81.0191 | 87.391 | 83.6901
2576_G_2N | Higley | Hydro | 81.0191 | 87.391 | 83.6901
2576_G_3N | Higley | Hydro | 81.0191 | 87.391 | 83.6901
2576_G_4N | Higley | Hydro | 81.0191 | 87.391 | 83.6901
2578_G_1 | Hydraulic Race | Hydro | 81.0191 | 87.391 | 83.6901
2579_G_1 | Inghams | Hydro | 81.0191 | 87.391 | 83.6901
2579_G_2 | Inghams | Hydro | 81.0191 | 87.391 | 83.6901
258_G_1 | Merced Falls | Hydro | 81.0191 | 87.391 | 83.6901
2580_G_1 | Johnsonville | Hydro | 81.0191 | 87.391 | 83.6901
2580_G_2 | Johnsonville | Hydro | 81.0191 | 87.391 | 83.6901
2581_G_1 | Kamargo | Hydro | 81.0191 | 87.391 | 83.6901
2581_G_2 | Kamargo | Hydro | 81.0191 | 87.391 | 83.6901
2581_G_3 | Kamargo | Hydro | 81.0191 | 87.391 | 83.6901
2582_G_1 | Lighthouse Hill | Hydro | 81.0191 | 87.391 | 83.6901
2582_G_2 | Lighthouse Hill | Hydro | 81.0191 | 87.391 | 83.6901
2583_G_1 | Macomb | Hydro | 85.5621 | 81.0962 | 83.6901
2586_G_1 | Minetto | Hydro | 81.0191 | 87.391 | 83.6901
2586_G_2 | Minetto | Hydro | 81.0191 | 87.391 | 83.6901
2586_G_3 | Minetto | Hydro | 81.0191 | 87.391 | 83.6901
2586_G_4 | Minetto | Hydro | 81.0191 | 87.391 | 83.6901
2586_G_5 | Minetto | Hydro | 81.0191 | 87.391 | 83.6901
2588_G_1 | Moshier | Hydro | 81.0191 | 87.391 | 83.6901
2588_G_2 | Moshier | Hydro | 81.0191 | 87.391 | 83.6901
2589_G_1 | Nine Mile Point Nuclear Station | Nuclear | 89.0754 | 95.5752 | 91.8
2589_G_2 | Nine Mile Point Nuclear Station | Nuclear | 90.3369 | 96.9287 | 93.1
2590_G_1 | Norfolk | Hydro | 81.0191 | 87.391 | 83.6901
2591_G_1 | Norwood | Hydro | 81.0191 | 87.391 | 83.6901
2595_G_1 | Oswego Falls East | Hydro | 81.0191 | 87.391 | 83.6901
2595_G_2 | Oswego Falls East | Hydro | 81.0191 | 87.391 | 83.6901
2595_G_3 | Oswego Falls East | Hydro | 81.0191 | 87.391 | 83.6901
2596_G_4 | Oswego Falls West | Hydro | 81.0191 | 87.391 | 83.6901
2596_G_5 | Oswego Falls West | Hydro | 81.0191 | 87.391 | 83.6901
2597_G_1 | Parishville | Hydro | 85.5621 | 81.0962 | 83.6901
2598_G_1 | Piercefield | Hydro | 85.5621 | 81.0962 | 83.6901
2598_G_2 | Piercefield | Hydro | 85.5621 | 81.0962 | 83.6901
2598_G_3 | Piercefield | Hydro | 85.5621 | 81.0962 | 83.6901
2599_G_1 | Prospect | Hydro | 81.0191 | 87.391 | 83.6901
26_G_GT4 | E C Gaston | Combustion Turbine | 84.7073 | 87.0873 | 85.7049
260_G_CT1A | Dynegy Moss Landing Power Plant | Combined Cycle | 84.4893 | 90.1371 | 86.8567
260_G_CT1B | Dynegy Moss Landing Power Plant | Combined Cycle | 84.4893 | 90.1371 | 86.8567
260_G_CT2A | Dynegy Moss Landing Power Plant | Combined Cycle | 84.4893 | 90.1371 | 86.8567
260_G_CT2B | Dynegy Moss Landing Power Plant | Combined Cycle | 84.4893 | 90.1371 | 86.8567
260_G_ST1 | Dynegy Moss Landing Power Plant | Combined Cycle | 84.4893 | 90.1371 | 86.8567
260_G_ST2 | Dynegy Moss Landing Power Plant | Combined Cycle | 84.4893 | 90.1371 | 86.8567
2600_G_1 | Rainbow Falls | Hydro | 81.0191 | 87.391 | 83.6901
2601_G_1 | Raymondville | Hydro | 81.0191 | 87.391 | 83.6901
2604_G_1 | South Edwards | Hydro | 81.0191 | 87.391 | 83.6901
2604_G_2 | South Edwards | Hydro | 81.0191 | 87.391 | 83.6901
2604_G_3 | South Edwards | Hydro | 81.0191 | 87.391 | 83.6901
2604_G_4 | South Edwards | Hydro | 81.0191 | 87.391 | 83.6901
2605_G_1 | School Street | Hydro | 81.0191 | 87.391 | 83.6901
2605_G_2 | School Street | Hydro | 81.0191 | 87.391 | 83.6901
2605_G_3 | School Street | Hydro | 81.0191 | 87.391 | 83.6901
2605_G_4 | School Street | Hydro | 81.0191 | 87.391 | 83.6901
2605_G_5 | School Street | Hydro | 81.0191 | 87.391 | 83.6901
2606_G_1 | Schaghticoke | Hydro | 81.0191 | 87.391 | 83.6901
2606_G_2 | Schaghticoke | Hydro | 81.0191 | 87.391 | 83.6901
2606_G_3 | Schaghticoke | Hydro | 81.0191 | 87.391 | 83.6901
2606_G_4 | Schaghticoke | Hydro | 81.0191 | 87.391 | 83.6901
2607_G_1 | Schuylerville | Hydro | 81.0191 | 87.391 | 83.6901
2608_G_1 | Sewalls | Hydro | 81.0191 | 87.391 | 83.6901
2608_G_2 | Sewalls | Hydro | 81.0191 | 87.391 | 83.6901
2609_G_1 | Sherman Island | Hydro | 81.0191 | 87.391 | 83.6901
2609_G_2 | Sherman Island | Hydro | 81.0191 | 87.391 | 83.6901
2609_G_3 | Sherman Island | Hydro | 81.0191 | 87.391 | 83.6901
2609_G_4 | Sherman Island | Hydro | 81.0191 | 87.391 | 83.6901
2609_G_5 | Sherman Island | Hydro | 81.0191 | 87.391 | 83.6901
2609_G_6 | Sherman Island | Hydro | 81.0191 | 87.391 | 83.6901
261_G_1 | Murphys | Hydro | 81.0191 | 87.391 | 83.6901
2610_G_1 | Soft Maple | Hydro | 81.0191 | 87.391 | 83.6901
2610_G_2 | Soft Maple | Hydro | 81.0191 | 87.391 | 83.6901
2611_G_1 | South Colton | Hydro | 81.0191 | 87.391 | 83.6901
2612_G_8 | Spier Falls | Hydro | 81.0191 | 87.391 | 83.6901
2612_G_9 | Spier Falls | Hydro | 83.3856 | 90.5577 | 86.392
2613_G_1 | Stark | Hydro | 81.0191 | 87.391 | 83.6901
2614_G_1 | Stewarts Bridge | Hydro | 83.3856 | 90.5577 | 86.392
2616_G_1 | Sugar Island | Hydro | 81.0191 | 87.391 | 83.6901
2616_G_2 | Sugar Island | Hydro | 81.0191 | 87.391 | 83.6901
2617_G_1 | Taylorville | Hydro | 81.0191 | 87.391 | 83.6901
2617_G_2 | Taylorville | Hydro | 81.0191 | 87.391 | 83.6901
2617_G_3 | Taylorville | Hydro | 81.0191 | 87.391 | 83.6901
2617_G_4 | Taylorville | Hydro | 81.0191 | 87.391 | 83.6901
2619_G_5 | Trenton Falls | Hydro | 81.0191 | 87.391 | 83.6901
2619_G_6 | Trenton Falls | Hydro | 81.0191 | 87.391 | 83.6901
2619_G_7 | Trenton Falls | Hydro | 81.0191 | 87.391 | 83.6901
262_G_1 | Narrows | Hydro | 81.0191 | 87.391 | 83.6901
2621_G_2 | Varick | Hydro | 81.0191 | 87.391 | 83.6901
2621_G_3 | Varick | Hydro | 81.0191 | 87.391 | 83.6901
2621_G_4 | Varick | Hydro | 81.0191 | 87.391 | 83.6901
2621_G_5 | Varick | Hydro | 81.0191 | 87.391 | 83.6901
2623_G_1 | Waterport | Hydro | 81.0191 | 87.391 | 83.6901
2623_G_2 | Waterport | Hydro | 81.0191 | 87.391 | 83.6901
2624_G_1 | Yaleville | Hydro | 81.0191 | 87.391 | 83.6901
2624_G_2 | Yaleville | Hydro | 81.0191 | 87.391 | 83.6901
2627_G_GRHM | Grahamsville | Hydro | 81.0191 | 87.391 | 83.6901
2628_G_GEN1 | Hillburn | Combustion Turbine | 88.1508 | 89.9672 | 88.9122
2630_G_GEN1 | Mongaup | Hydro | 81.0191 | 87.391 | 83.6901
2631_G_RIO | Rio | Hydro | 81.0191 | 87.391 | 83.6901
2632_G_SHOE | Shoemaker | Combustion Turbine | 88.1508 | 89.9672 | 88.9122
2634_G_SWI2 | Swinging Bridge 2 | Hydro | 81.0191 | 87.391 | 83.6901
2638_G_1 | Rochester 26 | Hydro | 81.0191 | 87.391 | 83.6901
2639_G_1 | Rochester 2 | Hydro | 81.0191 | 87.391 | 83.6901
264_G_1 | Phoenix | Hydro | 81.0191 | 87.391 | 83.6901
2640_G_13 | Rochester 3 | Combustion Turbine | 84.7073 | 87.0873 | 85.7049
2644_G_2 | Rochester 9 | Combustion Turbine | 84.7073 | 87.0873 | 85.7049
265_G_H1 | Pit 1 | Hydro | 83.3856 | 90.5577 | 86.392
265_G_H2 | Pit 1 | Hydro | 83.3856 | 90.5577 | 86.392
266_G_H1 | Pit 3 | Hydro | 81.0191 | 87.391 | 83.6901
266_G_H2 | Pit 3 | Hydro | 81.0191 | 87.391 | 83.6901
266_G_H3 | Pit 3 | Hydro | 81.0191 | 87.391 | 83.6901
267_G_1 | Pit 4 | Hydro | 83.3856 | 90.5577 | 86.392
267_G_2 | Pit 4 | Hydro | 83.3856 | 90.5577 | 86.392
2678_G_1 | Plant No 1 | Combustion Turbine | 84.7073 | 87.0873 | 85.7049
2678_G_2 | Plant No 1 | Combustion Turbine | 84.7073 | 87.0873 | 85.7049
2678_G_3 | Plant No 1 | Combustion Turbine | 84.7073 | 87.0873 | 85.7049
2678_G_4 | Plant No 1 | Combustion Turbine | 84.7073 | 87.0873 | 85.7049
2679_G_3 | Plant No 2 | Combustion Turbine | 84.7073 | 87.0873 | 85.7049
2679_G_CT5 | Plant No 2 | Combustion Turbine | 88.1508 | 89.9672 | 88.9122
268_G_H1 | Pit 5 | Hydro | 83.3856 | 90.5577 | 86.392
268_G_H2 | Pit 5 | Hydro | 83.3856 | 90.5577 | 86.392
268_G_H3 | Pit 5 | Hydro | 83.3856 | 90.5577 | 86.392
268_G_H4 | Pit 5 | Hydro | 83.3856 | 90.5577 | 86.392
2681_G_4 | Greenport | Combustion Turbine | 84.7073 | 87.0873 | 85.7049
2681_G_5 | Greenport | Combustion Turbine | 84.7073 | 87.0873 | 85.7049
2681_G_6 | Greenport | Combustion Turbine | 84.7073 | 87.0873 | 85.7049
2682_G_5 | S A Carlson | IGCC | 82.3378 | 86.374 | 84.0297
2682_G_6 | S A Carlson | IGCC | 82.3378 | 86.374 | 84.0297
2682_G_7 | S A Carlson | Combined Cycle | 84.4893 | 90.1371 | 86.8567
2685_G_1 | Crescent | Hydro | 81.0191 | 87.391 | 83.6901
2685_G_2 | Crescent | Hydro | 81.0191 | 87.391 | 83.6901
2685_G_3 | Crescent | Hydro | 81.0191 | 87.391 | 83.6901
2685_G_4 | Crescent | Hydro | 81.0191 | 87.391 | 83.6901
2686_G_1 | Vischer Ferry | Hydro | 81.0191 | 87.391 | 83.6901
2686_G_2 | Vischer Ferry | Hydro | 81.0191 | 87.391 | 83.6901
2686_G_3 | Vischer Ferry | Hydro | 81.0191 | 87.391 | 83.6901
2686_G_4 | Vischer Ferry | Hydro | 81.0191 | 87.391 | 83.6901
269_G_H1 | Pit 6 | Hydro | 83.3856 | 90.5577 | 86.392
269_G_H2 | Pit 6 | Hydro | 83.3856 | 90.5577 | 86.392
2691_G_1 | Blenheim Gilboa | Pumped Storage | 82.7612 | 89.89 | 85.7494
2691_G_2 | Blenheim Gilboa | Pumped Storage | 82.7612 | 89.89 | 85.7494
2691_G_3 | Blenheim Gilboa | Pumped Storage | 82.7612 | 89.89 | 85.7494
2691_G_4 | Blenheim Gilboa | Pumped Storage | 82.7612 | 89.89 | 85.7494
2692_G_1 | Lewiston Niagara | Pumped Storage | 82.7612 | 89.89 | 85.7494
2692_G_10 | Lewiston Niagara | Pumped Storage | 82.7612 | 89.89 | 85.7494
2692_G_11 | Lewiston Niagara | Pumped Storage | 82.7612 | 89.89 | 85.7494
2692_G_12 | Lewiston Niagara | Pumped Storage | 82.7612 | 89.89 | 85.7494
2692_G_2 | Lewiston Niagara | Pumped Storage | 82.7612 | 89.89 | 85.7494
2692_G_3 | Lewiston Niagara | Pumped Storage | 82.7612 | 89.89 | 85.7494
2692_G_4 | Lewiston Niagara | Pumped Storage | 82.7612 | 89.89 | 85.7494
2692_G_5 | Lewiston Niagara | Pumped Storage | 82.7612 | 89.89 | 85.7494
2692_G_6 | Lewiston Niagara | Pumped Storage | 82.7612 | 89.89 | 85.7494
2692_G_7 | Lewiston Niagara | Pumped Storage | 82.7612 | 89.89 | 85.7494
2692_G_8 | Lewiston Niagara | Pumped Storage | 82.7612 | 89.89 | 85.7494
2692_G_9 | Lewiston Niagara | Pumped Storage | 82.7612 | 89.89 | 85.7494
2693_G_1 | Robert Moses Niagara | Hydro | 83.3856 | 90.5577 | 86.392
2693_G_10 | Robert Moses Niagara | Hydro | 83.3856 | 90.5577 | 86.392
2693_G_11 | Robert Moses Niagara | Hydro | 83.3856 | 90.5577 | 86.392
2693_G_12 | Robert Moses Niagara | Hydro | 83.3856 | 90.5577 | 86.392
2693_G_13 | Robert Moses Niagara | Hydro | 83.3856 | 90.5577 | 86.392
2693_G_2 | Robert Moses Niagara | Hydro | 83.3856 | 90.5577 | 86.392
2693_G_3 | Robert Moses Niagara | Hydro | 83.3856 | 90.5577 | 86.392
2693_G_4 | Robert Moses Niagara | Hydro | 83.3856 | 90.5577 | 86.392
2693_G_5 | Robert Moses Niagara | Hydro | 83.3856 | 90.5577 | 86.392
2693_G_6 | Robert Moses Niagara | Hydro | 83.3856 | 90.5577 | 86.392
2693_G_7 | Robert Moses Niagara | Hydro | 83.3856 | 90.5577 | 86.392
2693_G_8 | Robert Moses Niagara | Hydro | 83.3856 | 90.5577 | 86.392
2693_G_9 | Robert Moses Niagara | Hydro | 83.3856 | 90.5577 | 86.392
2694_G_17 | Robert Moses Power Dam | Hydro | 88.4991 | 83.4724 | 86.392
2694_G_18 | Robert Moses Power Dam | Hydro | 88.4991 | 83.4724 | 86.392
2694_G_19 | Robert Moses Power Dam | Hydro | 88.4991 | 83.4724 | 86.392
2694_G_20 | Robert Moses Power Dam | Hydro | 88.4991 | 83.4724 | 86.392
2694_G_21 | Robert Moses Power Dam | Hydro | 88.4991 | 83.4724 | 86.392
2694_G_22 | Robert Moses Power Dam | Hydro | 88.4991 | 83.4724 | 86.392
2694_G_23 | Robert Moses Power Dam | Hydro | 88.4991 | 83.4724 | 86.392
2694_G_24 | Robert Moses Power Dam | Hydro | 88.4991 | 83.4724 | 86.392
2694_G_25 | Robert Moses Power Dam | Hydro | 88.4991 | 83.4724 | 86.392
2694_G_26 | Robert Moses Power Dam | Hydro | 88.4991 | 83.4724 | 86.392
2694_G_27 | Robert Moses Power Dam | Hydro | 88.4991 | 83.4724 | 86.392
2694_G_28 | Robert Moses Power Dam | Hydro | 88.4991 | 83.4724 | 86.392
2694_G_29 | Robert Moses Power Dam | Hydro | 88.4991 | 83.4724 | 86.392
2694_G_30 | Robert Moses Power Dam | Hydro | 88.4991 | 83.4724 | 86.392
2694_G_31 | Robert Moses Power Dam | Hydro | 88.4991 | 83.4724 | 86.392
2694_G_32 | Robert Moses Power Dam | Hydro | 88.4991 | 83.4724 | 86.392
2695_G_10 | Charles P Keller | Combustion Turbine | 84.7073 | 87.0873 | 85.7049
2695_G_11 | Charles P Keller | Combustion Turbine | 84.7073 | 87.0873 | 85.7049
2695_G_12 | Charles P Keller | Combustion Turbine | 84.7073 | 87.0873 | 85.7049
2695_G_13 | Charles P Keller | Combustion Turbine | 84.7073 | 87.0873 | 85.7049
2695_G_14 | Charles P Keller | Combustion Turbine | 84.7073 | 87.0873 | 85.7049
2695_G_7 | Charles P Keller | Combustion Turbine | 84.7073 | 87.0873 | 85.7049
2695_G_8 | Charles P Keller | Combustion Turbine | 84.7073 | 87.0873 | 85.7049
2695_G_9 | Charles P Keller | Combustion Turbine | 84.7073 | 87.0873 | 85.7049
270_G_H1 | Pit 7 | Hydro | 83.3856 | 90.5577 | 86.392
270_G_H2 | Pit 7 | Hydro | 83.3856 | 90.5577 | 86.392
2700_G_1 | Watertown | Hydro | 81.0191 | 87.391 | 83.6901
2700_G_2 | Watertown | Hydro | 81.0191 | 87.391 | 83.6901
2700_G_3 | Watertown | Hydro | 81.0191 | 87.391 | 83.6901
2706_G_GT1 | Asheville | Combustion Turbine | 89.6928 | 92.6015 | 90.9121
2706_G_GT2 | Asheville | Combustion Turbine | 89.6928 | 92.6015 | 90.9121
2707_G_1 | Blewett | Hydro | 81.0191 | 87.391 | 83.6901
2707_G_2 | Blewett | Hydro | 81.0191 | 87.391 | 83.6901
2707_G_3 | Blewett | Hydro | 81.0191 | 87.391 | 83.6901
2707_G_4 | Blewett | Hydro | 81.0191 | 87.391 | 83.6901
2707_G_5 | Blewett | Hydro | 81.0191 | 87.391 | 83.6901
2707_G_6 | Blewett | Hydro | 81.0191 | 87.391 | 83.6901
2707_G_GT1 | Blewett | Combustion Turbine | 84.7073 | 87.0873 | 85.7049
2707_G_GT2 | Blewett | Combustion Turbine | 84.7073 | 87.0873 | 85.7049
2707_G_GT3 | Blewett | Combustion Turbine | 84.7073 | 87.0873 | 85.7049
2707_G_GT4 | Blewett | Combustion Turbine | 84.7073 | 87.0873 | 85.7049
2708_G_1 | Cape Fear | Combined Cycle | 84.4893 | 90.1371 | 86.8567
2708_G_1A | Cape Fear | Combined Cycle | 84.4893 | 90.1371 | 86.8567
2708_G_2 | Cape Fear | Combined Cycle | 84.4893 | 90.1371 | 86.8567
2708_G_2A | Cape Fear | Combined Cycle | 84.4893 | 90.1371 | 86.8567
2708_G_2B | Cape Fear | Combined Cycle | 84.4893 | 90.1371 | 86.8567
2710_G_HC1 | Marshall | Hydro | 81.0191 | 87.391 | 83.6901
2710_G_HC2 | Marshall | Hydro | 81.0191 | 87.391 | 83.6901
2711_G_GT1 | Morehead | Combustion Turbine | 84.7073 | 87.0873 | 85.7049
2713_G_GT1 | L V Sutton | Combustion Turbine | 84.7073 | 87.0873 | 85.7049
2713_G_GTA | L V Sutton | Combustion Turbine | 88.1508 | 89.9672 | 88.9122
2713_G_GTB | L V Sutton | Combustion Turbine | 88.1508 | 89.9672 | 88.9122
2714_G_1 | Tillery | Hydro | 81.0191 | 87.391 | 83.6901
2714_G_2 | Tillery | Hydro | 81.0191 | 87.391 | 83.6901
2714_G_3 | Tillery | Hydro | 81.0191 | 87.391 | 83.6901
2714_G_4 | Tillery | Hydro | 81.0191 | 87.391 | 83.6901
2715_G_1 | Walters | Hydro | 83.3856 | 90.5577 | 86.392
2715_G_2 | Walters | Hydro | 83.3856 | 90.5577 | 86.392
2715_G_3 | Walters | Hydro | 83.3856 | 90.5577 | 86.392
2716_G_GT1 | W H Weatherspoon | Combustion Turbine | 88.1508 | 89.9672 | 88.9122
2716_G_GT2 | W H Weatherspoon | Combustion Turbine | 88.1508 | 89.9672 | 88.9122
2716_G_GT3 | W H Weatherspoon | Combustion Turbine | 88.1508 | 89.9672 | 88.9122
2716_G_GT4 | W H Weatherspoon | Combustion Turbine | 88.1508 | 89.9672 | 88.9122
2719_G_1 | Bridgewater | Hydro | 81.0191 | 87.391 | 83.6901
2719_G_2 | Bridgewater | Hydro | 81.0191 | 87.391 | 83.6901
272_G_1 | Poe | Hydro | 83.3856 | 90.5577 | 86.392
272_G_2 | Poe | Hydro | 83.3856 | 90.5577 | 86.392
2720_G_CT10 | Buck | Combined Cycle | 84.4893 | 90.1371 | 86.8567
2720_G_CT11 | Buck | Combined Cycle | 84.4893 | 90.1371 | 86.8567
2720_G_ST12 | Buck | Combined Cycle | 84.4893 | 90.1371 | 86.8567
2722_G_1 | Cowans Ford | Hydro | 83.3856 | 90.5577 | 86.392
2722_G_2 | Cowans Ford | Hydro | 83.3856 | 90.5577 | 86.392
2722_G_3 | Cowans Ford | Hydro | 83.3856 | 90.5577 | 86.392
2722_G_4 | Cowans Ford | Hydro | 83.3856 | 90.5577 | 86.392
2723_G_CT1 | Dan River | Combined Cycle | 84.4893 | 90.1371 | 86.8567
2723_G_CT2 | Dan River | Combined Cycle | 84.4893 | 90.1371 | 86.8567
2723_G_ST | Dan River | Combined Cycle | 84.4893 | 90.1371 | 86.8567
2726_G_1 | Lookout Shoals | Hydro | 81.0191 | 87.391 | 83.6901
2726_G_2 | Lookout Shoals | Hydro | 81.0191 | 87.391 | 83.6901
2726_G_3 | Lookout Shoals | Hydro | 81.0191 | 87.391 | 83.6901
2728_G_1 | Mountain Island | Hydro | 81.0191 | 87.391 | 83.6901
2728_G_2 | Mountain Island | Hydro | 81.0191 | 87.391 | 83.6901
2728_G_3 | Mountain Island | Hydro | 81.0191 | 87.391 | 83.6901
2728_G_4 | Mountain Island | Hydro | 81.0191 | 87.391 | 83.6901
2729_G_1 | Oxford | Hydro | 81.0191 | 87.391 | 83.6901
2729_G_2 | Oxford | Hydro | 81.0191 | 87.391 | 83.6901
2730_G_1 | Rhodhiss | Hydro | 81.0191 | 87.391 | 83.6901
2730_G_2 | Rhodhiss | Hydro | 81.0191 | 87.391 | 83.6901
2730_G_3 | Rhodhiss | Hydro | 81.0191 | 87.391 | 83.6901
2735_G_1 | Turner Shoals | Hydro | 81.0191 | 87.391 | 83.6901
2735_G_2 | Turner Shoals | Hydro | 81.0191 | 87.391 | 83.6901
2736_G_1 | Tuxedo | Hydro | 81.0191 | 87.391 | 83.6901
2736_G_2 | Tuxedo | Hydro | 81.0191 | 87.391 | 83.6901
274_G_1 | Potter Valley | Hydro | 81.0191 | 87.391 | 83.6901
274_G_2 | Potter Valley | Hydro | 81.0191 | 87.391 | 83.6901
274_G_3 | Potter Valley | Hydro | 81.0191 | 87.391 | 83.6901
2741_G_1 | Bear Creek | Hydro | 81.0191 | 87.391 | 83.6901
2743_G_1 | Cedar Cliff | Hydro | 81.0191 | 87.391 | 83.6901
2745_G_1 | Franklin | Hydro | 81.0191 | 87.391 | 83.6901
2745_G_2 | Franklin | Hydro | 81.0191 | 87.391 | 83.6901
2746_G_1 | Mission | Hydro | 81.0191 | 87.391 | 83.6901
2746_G_2 | Mission | Hydro | 81.0191 | 87.391 | 83.6901
2746_G_3 | Mission | Hydro | 81.0191 | 87.391 | 83.6901
2747_G_1 | Nantahala | Hydro | 83.3856 | 90.5577 | 86.392
2749_G_1 | Tennessee Creek | Hydro | 81.0191 | 87.391 | 83.6901
275_G_H1 | Rock Creek | Hydro | 83.3856 | 90.5577 | 86.392
275_G_H2 | Rock Creek | Hydro | 83.3856 | 90.5577 | 86.392
2750_G_1 | Thorpe | Hydro | 81.0191 | 87.391 | 83.6901
2751_G_1 | Tuckasegee | Hydro | 81.0191 | 87.391 | 83.6901
2756_G_1 | Gaston | Hydro | 83.3856 | 90.5577 | 86.392
2756_G_2 | Gaston | Hydro | 83.3856 | 90.5577 | 86.392
2756_G_3 | Gaston | Hydro | 83.3856 | 90.5577 | 86.392
2756_G_4 | Gaston | Hydro | 83.3856 | 90.5577 | 86.392
2758_G_1 | Roanoke Rapids | Hydro | 81.0191 | 87.391 | 83.6901
2758_G_2 | Roanoke Rapids | Hydro | 81.0191 | 87.391 | 83.6901
2758_G_3 | Roanoke Rapids | Hydro | 81.0191 | 87.391 | 83.6901
2758_G_4 | Roanoke Rapids | Hydro | 81.0191 | 87.391 | 83.6901
276_G_1 | San Joaquin 2 | Hydro | 81.0191 | 87.391 | 83.6901
277_G_3 | San Joaquin 3 | Hydro | 81.0191 | 87.391 | 83.6901
2773_G_1 | Lake Lure | Hydro | 81.0191 | 87.391 | 83.6901
2773_G_2 | Lake Lure | Hydro | 81.0191 | 87.391 | 83.6901
2778_G_1 | Chatuge | Hydro | 81.0191 | 87.391 | 83.6901
2779_G_1 | Fontana Dam | Hydro | 83.3856 | 90.5577 | 86.392
2779_G_2 | Fontana Dam | Hydro | 83.3856 | 90.5577 | 86.392
2779_G_3 | Fontana Dam | Hydro | 83.3856 | 90.5577 | 86.392
2780_G_1 | Hiwassee Dam | Hydro | 83.3856 | 90.5577 | 86.392
2780_G_2 | Hiwassee Dam | Pumped Storage | 82.7612 | 89.89 | 85.7494
2783_G_1A | Buxton | Combustion Turbine | 84.7073 | 87.0873 | 85.7049
2783_G_2A | Buxton | Combustion Turbine | 84.7073 | 87.0873 | 85.7049
2783_G_3A | Buxton | Combustion Turbine | 84.7073 | 87.0873 | 85.7049
2783_G_4A | Buxton | Combustion Turbine | 84.7073 | 87.0873 | 85.7049
2783_G_5A | Buxton | Combustion Turbine | 84.7073 | 87.0873 | 85.7049
279_G_1 | Salt Springs | Hydro | 81.0191 | 87.391 | 83.6901
279_G_2 | Salt Springs | Hydro | 83.3856 | 90.5577 | 86.392
2791_G_3 | Williston | Combustion Turbine | 84.7073 | 87.0873 | 85.7049
280_G_1 | South | Hydro | 81.0191 | 87.391 | 83.6901
2801_G_1 | Jamestown | Combustion Turbine | 88.1508 | 89.9672 | 88.9122
2801_G_2 | Jamestown | Combustion Turbine | 88.1508 | 89.9672 | 88.9122
281_G_1 | Spaulding 1 | Hydro | 81.0191 | 87.391 | 83.6901
2811_G_1 | Grafton | Combustion Turbine | 84.7073 | 87.0873 | 85.7049
2811_G_2 | Grafton | Combustion Turbine | 84.7073 | 87.0873 | 85.7049
2811_G_3 | Grafton | Combustion Turbine | 84.7073 | 87.0873 | 85.7049
2811_G_4 | Grafton | Combustion Turbine | 84.7073 | 87.0873 | 85.7049
2815_G_1 | Garrison | Hydro | 83.3856 | 90.5577 | 86.392
2815_G_2 | Garrison | Hydro | 83.3856 | 90.5577 | 86.392
2815_G_3 | Garrison | Hydro | 83.3856 | 90.5577 | 86.392
2815_G_4 | Garrison | Hydro | 83.3856 | 90.5577 | 86.392
2815_G_5 | Garrison | Hydro | 83.3856 | 90.5577 | 86.392
282_G_1 | Spaulding 2 | Hydro | 81.0191 | 87.391 | 83.6901
2821_G_1 | Grand Forks | Combustion Turbine | 84.7073 | 87.0873 | 85.7049
2821_G_10 | Grand Forks | Combustion Turbine | 84.7073 | 87.0873 | 85.7049
2821_G_11 | Grand Forks | Combustion Turbine | 84.7073 | 87.0873 | 85.7049
2821_G_2 | Grand Forks | Combustion Turbine | 84.7073 | 87.0873 | 85.7049
2821_G_3 | Grand Forks | Combustion Turbine | 84.7073 | 87.0873 | 85.7049
2821_G_4 | Grand Forks | Combustion Turbine | 84.7073 | 87.0873 | 85.7049
2821_G_5 | Grand Forks | Combustion Turbine | 84.7073 | 87.0873 | 85.7049
2821_G_6 | Grand Forks | Combustion Turbine | 84.7073 | 87.0873 | 85.7049
2821_G_7 | Grand Forks | Combustion Turbine | 84.7073 | 87.0873 | 85.7049
2821_G_8 | Grand Forks | Combustion Turbine | 84.7073 | 87.0873 | 85.7049
2821_G_9 | Grand Forks | Combustion Turbine | 84.7073 | 87.0873 | 85.7049
2822_G_2 | Harwood | Combustion Turbine | 84.7073 | 87.0873 | 85.7049
2822_G_3 | Harwood | Combustion Turbine | 84.7073 | 87.0873 | 85.7049
283_G_1 | Spaulding 3 | Hydro | 81.0191 | 87.391 | 83.6901
2830_G_GT1 | Walter C Beckjord | Combustion Turbine | 88.1508 | 89.9672 | 88.9122
2830_G_GT2 | Walter C Beckjord | Combustion Turbine | 88.1508 | 89.9672 | 88.9122
2830_G_GT3 | Walter C Beckjord | Combustion Turbine | 88.1508 | 89.9672 | 88.9122
2830_G_GT4 | Walter C Beckjord | Combustion Turbine | 88.1508 | 89.9672 | 88.9122
2831_G_1 | Dicks Creek | Combustion Turbine | 89.6928 | 92.6015 | 90.9121
2831_G_3 | Dicks Creek | Combustion Turbine | 84.7073 | 87.0873 | 85.7049
2831_G_4 | Dicks Creek | Combustion Turbine | 84.7073 | 87.0873 | 85.7049
2831_G_5 | Dicks Creek | Combustion Turbine | 84.7073 | 87.0873 | 85.7049
2832_G_GT3 | Miami Fort | Combustion Turbine | 84.7073 | 87.0873 | 85.7049
2832_G_GT4 | Miami Fort | Combustion Turbine | 84.7073 | 87.0873 | 85.7049
2832_G_GT5 | Miami Fort | Combustion Turbine | 84.7073 | 87.0873 | 85.7049
2832_G_GT6 | Miami Fort | Combustion Turbine | 84.7073 | 87.0873 | 85.7049
2836_G_10 | Avon Lake | Combustion Turbine | 88.1508 | 89.9672 | 88.9122
2837_G_6 | FirstEnergy Eastlake | Combustion Turbine | 88.1508 | 89.9672 | 88.9122
2838_G_IC1 | FirstEnergy Lake Shore | Combustion Turbine | 84.7073 | 87.0873 | 85.7049
2838_G_IC2 | FirstEnergy Lake Shore | Combustion Turbine | 84.7073 | 87.0873 | 85.7049
284_G_1 | Spring Gap | Hydro | 81.0191 | 87.391 | 83.6901
2847_G_GT1 | Frank M Tait | Combustion Turbine | 89.6928 | 92.6015 | 90.9121
2847_G_GT2 | Frank M Tait | Combustion Turbine | 89.6928 | 92.6015 | 90.9121
2847_G_GT3 | Frank M Tait | Combustion Turbine | 89.6928 | 92.6015 | 90.9121
2847_G_IC1 | Frank M Tait | Combustion Turbine | 84.7073 | 87.0873 | 85.7049
2847_G_IC2 | Frank M Tait | Combustion Turbine | 84.7073 | 87.0873 | 85.7049
2847_G_IC3 | Frank M Tait | Combustion Turbine | 84.7073 | 87.0873 | 85.7049
2847_G_IC4 | Frank M Tait | Combustion Turbine | 84.7073 | 87.0873 | 85.7049
2848_G_7 | O H Hutchings | Combustion Turbine | 88.1508 | 89.9672 | 88.9122
285_G_HC1 | Stanislaus | Hydro | 83.3856 | 90.5577 | 86.392
2850_G_D1 | J M Stuart | Combustion Turbine | 84.7073 | 87.0873 | 85.7049
2850_G_D2 | J M Stuart | Combustion Turbine | 84.7073 | 87.0873 | 85.7049
2850_G_D3 | J M Stuart | Combustion Turbine | 84.7073 | 87.0873 | 85.7049
2850_G_D4 | J M Stuart | Combustion Turbine | 84.7073 | 87.0873 | 85.7049
2851_G_1 | Monument | Combustion Turbine | 84.7073 | 87.0873 | 85.7049
2851_G_2 | Monument | Combustion Turbine | 84.7073 | 87.0873 | 85.7049
2851_G_3 | Monument | Combustion Turbine | 84.7073 | 87.0873 | 85.7049
2851_G_4 | Monument | Combustion Turbine | 84.7073 | 87.0873 | 85.7049
2851_G_5 | Monument | Combustion Turbine | 84.7073 | 87.0873 | 85.7049
2852_G_1 | Sidney | Combustion Turbine | 84.7073 | 87.0873 | 85.7049
2852_G_2 | Sidney | Combustion Turbine | 84.7073 | 87.0873 | 85.7049
2852_G_3 | Sidney | Combustion Turbine | 84.7073 | 87.0873 | 85.7049
2852_G_4 | Sidney | Combustion Turbine | 84.7073 | 87.0873 | 85.7049
2852_G_5 | Sidney | Combustion Turbine | 84.7073 | 87.0873 | 85.7049
2854_G_1 | Yankee Street | Combustion Turbine | 88.1508 | 89.9672 | 88.9122
2854_G_2 | Yankee Street | Combustion Turbine | 88.1508 | 89.9672 | 88.9122
2854_G_3 | Yankee Street | Combustion Turbine | 88.1508 | 89.9672 | 88.9122
2854_G_4 | Yankee Street | Combustion Turbine | 84.7073 | 87.0873 | 85.7049
2854_G_5 | Yankee Street | Combustion Turbine | 84.7073 | 87.0873 | 85.7049
2854_G_6 | Yankee Street | Combustion Turbine | 84.7073 | 87.0873 | 85.7049
2854_G_7 | Yankee Street | Combustion Turbine | 84.7073 | 87.0873 | 85.7049
2854_G_YS1 | Yankee Street | Solar PV | 90 | 90 | 90
286_G_U11 | Geysers Unit 5-20 | Geothermal | 96.5697 | 97.5257 | 96.9704
286_G_U12 | Geysers Unit 5-20 | Geothermal | 96.5697 | 97.5257 | 96.9704
286_G_U13 | Geysers Unit 5-20 | Geothermal | 96.5697 | 97.5257 | 96.9704
286_G_U14 | Geysers Unit 5-20 | Geothermal | 96.5697 | 97.5257 | 96.9704
286_G_U16 | Geysers Unit 5-20 | Geothermal | 96.5697 | 97.5257 | 96.9704
286_G_U17 | Geysers Unit 5-20 | Geothermal | 96.5697 | 97.5257 | 96.9704
286_G_U18 | Geysers Unit 5-20 | Geothermal | 96.5697 | 97.5257 | 96.9704
286_G_U20 | Geysers Unit 5-20 | Geothermal | 96.5697 | 97.5257 | 96.9704
286_G_U5 | Geysers Unit 5-20 | Geothermal | 96.5697 | 97.5257 | 96.9704
286_G_U6 | Geysers Unit 5-20 | Geothermal | 96.5697 | 97.5257 | 96.9704
286_G_U7 | Geysers Unit 5-20 | Geothermal | 96.5697 | 97.5257 | 96.9704
286_G_U8 | Geysers Unit 5-20 | Geothermal | 96.5697 | 97.5257 | 96.9704
2860_G_CTA | FirstEnergy Mad River | Combustion Turbine | 88.1508 | 89.9672 | 88.9122
2860_G_CTB | FirstEnergy Mad River | Combustion Turbine | 88.1508 | 89.9672 | 88.9122
2861_G_GT1 | Niles | Combustion Turbine | 88.1508 | 89.9672 | 88.9122
2864_G_A1 | FirstEnergy R E Burger | Combustion Turbine | 84.7073 | 87.0873 | 85.7049
2864_G_B1 | FirstEnergy R E Burger | Combustion Turbine | 84.7073 | 87.0873 | 85.7049
2864_G_B2 | FirstEnergy R E Burger | Combustion Turbine | 84.7073 | 87.0873 | 85.7049
2866_G_A1 | FirstEnergy W H Sammis | Combustion Turbine | 84.7073 | 87.0873 | 85.7049
2866_G_B1 | FirstEnergy W H Sammis | Combustion Turbine | 84.7073 | 87.0873 | 85.7049
2866_G_B2 | FirstEnergy W H Sammis | Combustion Turbine | 84.7073 | 87.0873 | 85.7049
2866_G_B3 | FirstEnergy W H Sammis | Combustion Turbine | 84.7073 | 87.0873 | 85.7049
2866_G_B4 | FirstEnergy W H Sammis | Combustion Turbine | 84.7073 | 87.0873 | 85.7049
2869_G_1A | FirstEnergy West Lorain | Combustion Turbine | 89.6928 | 92.6015 | 90.9121
2869_G_1B | FirstEnergy West Lorain | Combustion Turbine | 89.6928 | 92.6015 | 90.9121
2869_G_2 | FirstEnergy West Lorain | Combustion Turbine | 89.6928 | 92.6015 | 90.9121
2869_G_3 | FirstEnergy West Lorain | Combustion Turbine | 89.6928 | 92.6015 | 90.9121
2869_G_4 | FirstEnergy West Lorain | Combustion Turbine | 89.6928 | 92.6015 | 90.9121
2869_G_5 | FirstEnergy West Lorain | Combustion Turbine | 89.6928 | 92.6015 | 90.9121
2869_G_6 | FirstEnergy West Lorain | Combustion Turbine | 89.6928 | 92.6015 | 90.9121
287_G_H1 | Tiger Creek | Hydro | 81.0191 | 87.391 | 83.6901
287_G_H2 | Tiger Creek | Hydro | 81.0191 | 87.391 | 83.6901
2878_G_CT | FirstEnergy Bay Shore | Combustion Turbine | 84.7073 | 87.0873 | 85.7049
2880_G_1 | FirstEnergy Richland | Combustion Turbine | 84.7073 | 87.0873 | 85.7049
2880_G_2 | FirstEnergy Richland | Combustion Turbine | 84.7073 | 87.0873 | 85.7049
2880_G_3 | FirstEnergy Richland | Combustion Turbine | 84.7073 | 87.0873 | 85.7049
2880_G_4 | FirstEnergy Richland | Combustion Turbine | 89.6928 | 92.6015 | 90.9121
2880_G_5 | FirstEnergy Richland | Combustion Turbine | 89.6928 | 92.6015 | 90.9121
2880_G_6 | FirstEnergy Richland | Combustion Turbine | 89.6928 | 92.6015 | 90.9121
2881_G_1 | FirstEnergy Stryker | Combustion Turbine | 84.7073 | 87.0873 | 85.7049
289_G_1 | Tule River | Hydro | 81.0191 | 87.391 | 83.6901
289_G_2 | Tule River | Hydro | 81.0191 | 87.391 | 83.6901
290_G_1 | Volta 1 | Hydro | 81.0191 | 87.391 | 83.6901
2902_G_1 | Arcanum | Combustion Turbine | 84.7073 | 87.0873 | 85.7049
2902_G_2 | Arcanum | Combustion Turbine | 84.7073 | 87.0873 | 85.7049
2903_G_1 | Bryan | Combustion Turbine | 84.7073 | 87.0873 | 85.7049
2903_G_2 | Bryan | Combustion Turbine | 84.7073 | 87.0873 | 85.7049
2903_G_5 | Bryan | Combustion Turbine | 84.7073 | 87.0873 | 85.7049
2903_G_6 | Bryan | Combustion Turbine | 84.7073 | 87.0873 | 85.7049
2906_G_3 | Collinwood | Combustion Turbine | 84.7073 | 87.0873 | 85.7049
2909_G_1 | West 41st Street | Combustion Turbine | 84.7073 | 87.0873 | 85.7049
2909_G_2 | West 41st Street | Combustion Turbine | 84.7073 | 87.0873 | 85.7049
291_G_1 | West Point | Hydro | 81.0191 | 87.391 | 83.6901
2914_G_5 | Dover | Combustion Turbine | 84.7073 | 87.0873 | 85.7049
2914_G_6 | Dover | Combustion Turbine | 84.7073 | 87.0873 | 85.7049
2917_G_GT1 | Hamilton | Combustion Turbine | 84.7073 | 87.0873 | 85.7049
2917_G_GT2 | Hamilton | Combustion Turbine | 84.7073 | 87.0873 | 85.7049
292_G_1 | Wise | Hydro | 81.0191 | 87.391 | 83.6901
292_G_2 | Wise | Hydro | 81.0191 | 87.391 | 83.6901
2921_G_1 | Lebanon | Combustion Turbine | 84.7073 | 87.0873 | 85.7049
2921_G_5 | Lebanon | Combustion Turbine | 84.7073 | 87.0873 | 85.7049
2921_G_6 | Lebanon | Combustion Turbine | 84.7073 | 87.0873 | 85.7049
2921_G_7 | Lebanon | Combustion Turbine | 84.7073 | 87.0873 | 85.7049
2921_G_8 | Lebanon | Combustion Turbine | 84.7073 | 87.0873 | 85.7049
2921_G_9 | Lebanon | Combustion Turbine | 84.7073 | 87.0873 | 85.7049
293_G_1 | A G Wishon | Hydro | 81.0191 | 87.391 | 83.6901
293_G_2 | A G Wishon | Hydro | 81.0191 | 87.391 | 83.6901
293_G_3 | A G Wishon | Hydro | 81.0191 | 87.391 | 83.6901
293_G_4 | A G Wishon | Hydro | 81.0191 | 87.391 | 83.6901
2933_G_1 | Oberlin | Combustion Turbine | 84.7073 | 87.0873 | 85.7049
2933_G_10 | Oberlin | Combustion Turbine | 84.7073 | 87.0873 | 85.7049
2933_G_2A | Oberlin | Combustion Turbine | 84.7073 | 87.0873 | 85.7049
2933_G_3A | Oberlin | Combustion Turbine | 84.7073 | 87.0873 | 85.7049
2933_G_5 | Oberlin | Combustion Turbine | 84.7073 | 87.0873 | 85.7049
2933_G_6 | Oberlin | Combustion Turbine | 84.7073 | 87.0873 | 85.7049
2933_G_7 | Oberlin | Combustion Turbine | 84.7073 | 87.0873 | 85.7049
2933_G_8 | Oberlin | Combustion Turbine | 84.7073 | 87.0873 | 85.7049
2933_G_9 | Oberlin | Combustion Turbine | 84.7073 | 87.0873 | 85.7049
2933_G_IC4 | Oberlin | Combustion Turbine | 84.7073 | 87.0873 | 85.7049
2936_G_WPCP1 | Painesville | Combustion Turbine | 84.7073 | 87.0873 | 85.7049
2937_G_11 | Piqua Power Plant | Combustion Turbine | 84.7073 | 87.0873 | 85.7049
2937_G_8 | Piqua Power Plant | Combustion Turbine | 88.1508 | 89.9672 | 88.9122
294_G_1 | Copco 1 | Hydro | 85.5621 | 81.0962 | 83.6901
294_G_2 | Copco 1 | Hydro | 85.5621 | 81.0962 | 83.6901
2942_G_7 | St Marys | Combustion Turbine | 84.7073 | 87.0873 | 85.7049
2942_G_GT1 | St Marys | Combustion Turbine | 84.7073 | 87.0873 | 85.7049
2943_G_3 | Shelby Municipal Light Plant | Coal Steam | 82.3378 | 86.374 | 84.0297
2943_G_IC1 | Shelby Municipal Light Plant | Combustion Turbine | 84.7073 | 87.0873 | 85.7049
2945_G_10 | Anadarko | Combustion Turbine | 84.7073 | 87.0873 | 85.7049
2945_G_11 | Anadarko | Combustion Turbine | 84.7073 | 87.0873 | 85.7049
2945_G_6 | Anadarko | Combustion Turbine | 84.7073 | 87.0873 | 85.7049
2945_G_7 | Anadarko | Combustion Turbine | 84.7073 | 87.0873 | 85.7049
2945_G_8 | Anadarko | Combustion Turbine | 84.7073 | 87.0873 | 85.7049
2945_G_9 | Anadarko | Combustion Turbine | 84.7073 | 87.0873 | 85.7049
295_G_1 | Copco 2 | Hydro | 85.5621 | 81.0962 | 83.6901
295_G_2 | Copco 2 | Hydro | 85.5621 | 81.0962 | 83.6901
2950_G_1 | Enid | Combustion Turbine | 84.7073 | 87.0873 | 85.7049
2950_G_2 | Enid | Combustion Turbine | 84.7073 | 87.0873 | 85.7049
2950_G_3 | Enid | Combustion Turbine | 84.7073 | 87.0873 | 85.7049
2950_G_4 | Enid | Combustion Turbine | 84.7073 | 87.0873 | 85.7049
2951_G_10 | Horseshoe Lake | Combustion Turbine | 88.1508 | 89.9672 | 88.9122
2951_G_9 | Horseshoe Lake | Combustion Turbine | 88.1508 | 89.9672 | 88.9122
2951_G_GT7 | Horseshoe Lake | Combined Cycle | 84.4893 | 90.1371 | 86.8567
2951_G_ST7 | Horseshoe Lake | Combined Cycle | 84.4893 | 90.1371 | 86.8567
2953_G_5A | Mustang | Combustion Turbine | 88.1508 | 89.9672 | 88.9122
2953_G_5B | Mustang | Combustion Turbine | 88.1508 | 89.9672 | 88.9122
2956_G_GT1 | Seminole | Combustion Turbine | 84.7073 | 87.0873 | 85.7049
2958_G_GT1 | Woodward | Combustion Turbine | 84.7073 | 87.0873 | 85.7049
296_G_1 | Fall Creek | Hydro | 85.5621 | 81.0962 | 83.6901
296_G_2 | Fall Creek | Hydro | 85.5621 | 81.0962 | 83.6901
296_G_3 | Fall Creek | Hydro | 85.5621 | 81.0962 | 83.6901
2963_G_1 | Northeastern | Combined Cycle | 84.4893 | 90.1371 | 86.8567
2963_G_1A | Northeastern | Combined Cycle | 84.4893 | 90.1371 | 86.8567
2963_G_1B | Northeastern | Combined Cycle | 84.4893 | 90.1371 | 86.8567
2963_G_IC1 | Northeastern | Combustion Turbine | 84.7073 | 87.0873 | 85.7049
2964_G_4 | Southwestern | Combustion Turbine | 89.6928 | 92.6015 | 90.9121
2964_G_5 | Southwestern | Combustion Turbine | 89.6928 | 92.6015 | 90.9121
2964_G_IC1 | Southwestern | Combustion Turbine | 84.7073 | 87.0873 | 85.7049
2965_G_IC1 | Tulsa | Combustion Turbine | 84.7073 | 87.0873 | 85.7049
2966_G_4 | Weleetka | Combustion Turbine | 89.6928 | 92.6015 | 90.9121
2966_G_5 | Weleetka | Combustion Turbine | 89.6928 | 92.6015 | 90.9121
2966_G_6 | Weleetka | Combustion Turbine | 89.6928 | 92.6015 | 90.9121
2966_G_IC1 | Weleetka | Combustion Turbine | 84.7073 | 87.0873 | 85.7049
297_G_1 | Iron Gate | Hydro | 85.5621 | 81.0962 | 83.6901
2975_G_1 | Cushing | Combustion Turbine | 84.7073 | 87.0873 | 85.7049
2975_G_10 | Cushing | Combustion Turbine | 84.7073 | 87.0873 | 85.7049
2975_G_11 | Cushing | Combustion Turbine | 84.7073 | 87.0873 | 85.7049
2975_G_2 | Cushing | Combustion Turbine | 84.7073 | 87.0873 | 85.7049
2975_G_3 | Cushing | Combustion Turbine | 84.7073 | 87.0873 | 85.7049
2975_G_4 | Cushing | Combustion Turbine | 84.7073 | 87.0873 | 85.7049
2975_G_5 | Cushing | Combustion Turbine | 84.7073 | 87.0873 | 85.7049
2975_G_6 | Cushing | Combustion Turbine | 84.7073 | 87.0873 | 85.7049
2975_G_7 | Cushing | Combustion Turbine | 84.7073 | 87.0873 | 85.7049
2975_G_8 | Cushing | Combustion Turbine | 84.7073 | 87.0873 | 85.7049
2975_G_9 | Cushing | Combustion Turbine | 84.7073 | 87.0873 | 85.7049
2978_G_4 | Fairview | Combustion Turbine | 84.7073 | 87.0873 | 85.7049
2978_G_5 | Fairview | Combustion Turbine | 84.7073 | 87.0873 | 85.7049
2980_G_1 | Markham | Hydro | 83.3856 | 90.5577 | 86.392
2980_G_2 | Markham | Hydro | 83.3856 | 90.5577 | 86.392
2980_G_3 | Markham | Hydro | 83.3856 | 90.5577 | 86.392
2980_G_4 | Markham | Hydro | 83.3856 | 90.5577 | 86.392
2981_G_1 | Pensacola | Hydro | 81.0191 | 87.391 | 83.6901
2981_G_2 | Pensacola | Hydro | 81.0191 | 87.391 | 83.6901
2981_G_3 | Pensacola | Hydro | 81.0191 | 87.391 | 83.6901
2981_G_4 | Pensacola | Hydro | 81.0191 | 87.391 | 83.6901
2981_G_5 | Pensacola | Hydro | 81.0191 | 87.391 | 83.6901
2981_G_6 | Pensacola | Hydro | 81.0191 | 87.391 | 83.6901
2981_G_A | Pensacola | Hydro | 81.0191 | 87.391 | 83.6901
2982_G_1 | Salina | Pumped Storage | 82.7612 | 89.89 | 85.7494
2982_G_2 | Salina | Pumped Storage | 82.7612 | 89.89 | 85.7494
2982_G_3 | Salina | Pumped Storage | 82.7612 | 89.89 | 85.7494
2982_G_4 | Salina | Pumped Storage | 82.7612 | 89.89 | 85.7494
2982_G_5 | Salina | Pumped Storage | 82.7612 | 89.89 | 85.7494
2982_G_6 | Salina | Pumped Storage | 82.7612 | 89.89 | 85.7494
2984_G_1 | Keystone | Hydro | 83.3856 | 90.5577 | 86.392
2984_G_2 | Keystone | Hydro | 83.3856 | 90.5577 | 86.392
2985_G_1 | Robert S Kerr | Hydro | 83.3856 | 90.5577 | 86.392
2985_G_2 | Robert S Kerr | Hydro | 83.3856 | 90.5577 | 86.392
2985_G_3 | Robert S Kerr | Hydro | 83.3856 | 90.5577 | 86.392
2985_G_4 | Robert S Kerr | Hydro | 83.3856 | 90.5577 | 86.392
2986_G_3 | Kingfisher | Combustion Turbine | 84.7073 | 87.0873 | 85.7049
2986_G_4 | Kingfisher | Combustion Turbine | 84.7073 | 87.0873 | 85.7049
2986_G_5 | Kingfisher | Combustion Turbine | 84.7073 | 87.0873 | 85.7049
2986_G_IC1 | Kingfisher | Combustion Turbine | 84.7073 | 87.0873 | 85.7049
2986_G_IC2 | Kingfisher | Combustion Turbine | 84.7073 | 87.0873 | 85.7049
2987_G_1 | Webbers Falls | Hydro | 81.0191 | 87.391 | 83.6901
2987_G_2 | Webbers Falls | Hydro | 81.0191 | 87.391 | 83.6901
2991_G_1 | Mangum | Combustion Turbine | 84.7073 | 87.0873 | 85.7049
2991_G_4 | Mangum | Combustion Turbine | 84.7073 | 87.0873 | 85.7049
2991_G_5 | Mangum | Combustion Turbine | 84.7073 | 87.0873 | 85.7049
2991_G_6 | Mangum | Combustion Turbine | 84.7073 | 87.0873 | 85.7049
2995_G_1 | Pawhuska | Combustion Turbine | 84.7073 | 87.0873 | 85.7049
2995_G_2 | Pawhuska | Combustion Turbine | 84.7073 | 87.0873 | 85.7049
2995_G_3 | Pawhuska | Combustion Turbine | 84.7073 | 87.0873 | 85.7049
2995_G_5 | Pawhuska | Combustion Turbine | 84.7073 | 87.0873 | 85.7049
3_G_A1CT | Barry | Combined Cycle | 84.4893 | 90.1371 | 86.8567
3_G_A1CT2 | Barry | Combined Cycle | 84.4893 | 90.1371 | 86.8567
3_G_A1ST | Barry | Combined Cycle | 84.4893 | 90.1371 | 86.8567
3_G_A2C1 | Barry | Combined Cycle | 84.4893 | 90.1371 | 86.8567
3_G_A2C2 | Barry | Combined Cycle | 84.4893 | 90.1371 | 86.8567
3_G_A2ST | Barry | Combined Cycle | 84.4893 | 90.1371 | 86.8567
30_G_1 | Madelia | Combustion Turbine | 84.7073 | 87.0873 | 85.7049
30_G_2 | Madelia | Combustion Turbine | 84.7073 | 87.0873 | 85.7049
30_G_3 | Madelia | Combustion Turbine | 84.7073 | 87.0873 | 85.7049
30_G_4 | Madelia | Combustion Turbine | 84.7073 | 87.0873 | 85.7049
30_G_5 | Madelia | Combustion Turbine | 84.7073 | 87.0873 | 85.7049
3000_G_3 | Boomer Lake Station | Combustion Turbine | 84.7073 | 87.0873 | 85.7049
3000_G_4 | Boomer Lake Station | Combustion Turbine | 84.7073 | 87.0873 | 85.7049
3000_G_5 | Boomer Lake Station | Combustion Turbine | 84.7073 | 87.0873 | 85.7049
3003_G_1 | Fort Gibson | Hydro | 81.0191 | 87.391 | 83.6901
3003_G_2 | Fort Gibson | Hydro | 81.0191 | 87.391 | 83.6901
3003_G_3 | Fort Gibson | Hydro | 81.0191 | 87.391 | 83.6901
3003_G_4 | Fort Gibson | Hydro | 81.0191 | 87.391 | 83.6901
3004_G_1 | Tenkiller Ferry | Hydro | 81.0191 | 87.391 | 83.6901
3004_G_2 | Tenkiller Ferry | Hydro | 81.0191 | 87.391 | 83.6901
3006_G_10 | Anadarko Plant | Combustion Turbine | 88.1508 | 89.9672 | 88.9122
3006_G_11 | Anadarko Plant | Combustion Turbine | 88.1508 | 89.9672 | 88.9122
3006_G_4 | Anadarko Plant | Combined Cycle | 84.4893 | 90.1371 | 86.8567
3006_G_5 | Anadarko Plant | Combined Cycle | 84.4893 | 90.1371 | 86.8567
3006_G_6 | Anadarko Plant | Combined Cycle | 84.4893 | 90.1371 | 86.8567
3006_G_9 | Anadarko Plant | Combustion Turbine | 88.1508 | 89.9672 | 88.9122
301_G_ENCI | El Cajon | Combustion Turbine | 84.7073 | 87.0873 | 85.7049
3013_G_1 | Hells Canyon | Hydro | 88.4991 | 83.4724 | 86.392
3013_G_2 | Hells Canyon | Hydro | 88.4991 | 83.4724 | 86.392
3013_G_3 | Hells Canyon | Hydro | 88.4991 | 83.4724 | 86.392
3014_G_1 | Oxbow | Hydro | 88.4991 | 83.4724 | 86.392
3014_G_2 | Oxbow | Hydro | 88.4991 | 83.4724 | 86.392
3014_G_3 | Oxbow | Hydro | 88.4991 | 83.4724 | 86.392
3014_G_4 | Oxbow | Hydro | 88.4991 | 83.4724 | 86.392
302_G_GT1 | Encina | Combustion Turbine | 84.7073 | 87.0873 | 85.7049
3020_G_1 | Clearwater 1 | Hydro | 85.5621 | 81.0962 | 83.6901
3021_G_1 | Clearwater 2 | Hydro | 88.4991 | 83.4724 | 86.392
3024_G_1 | Eagle Point | Hydro | 85.5621 | 81.0962 | 83.6901
3025_G_1 | East Side | Hydro | 85.5621 | 81.0962 | 83.6901
3026_G_1 | Fish Creek | Hydro | 85.5621 | 81.0962 | 83.6901
3028_G_1 | John C Boyle | Hydro | 88.4991 | 83.4724 | 86.392
3028_G_2 | John C Boyle | Hydro | 88.4991 | 83.4724 | 86.392
3029_G_1 | Lemolo 1 | Hydro | 88.4991 | 83.4724 | 86.392
303_G_KEA1 | Kearny | Combustion Turbine | 84.7073 | 87.0873 | 85.7049
303_G_KEA2 | Kearny | Combustion Turbine | 89.6928 | 92.6015 | 90.9121
303_G_KEA3 | Kearny | Combustion Turbine | 89.6928 | 92.6015 | 90.9121
3032_G_1 | Prospect 1 | Hydro | 85.5621 | 81.0962 | 83.6901
3033_G_1 | Prospect 2 | Hydro | 85.5621 | 81.0962 | 83.6901
3033_G_2 | Prospect 2 | Hydro | 85.5621 | 81.0962 | 83.6901
3034_G_1 | Prospect 3 | Hydro | 85.5621 | 81.0962 | 83.6901
3035_G_1 | Prospect 4 | Hydro | 85.5621 | 81.0962 | 83.6901
3036_G_1 | Slide Creek | Hydro | 85.5621 | 81.0962 | 83.6901
3037_G_1 | Soda Springs | Hydro | 85.5621 | 81.0962 | 83.6901
3040_G_1 | Toketee Falls | Hydro | 85.5621 | 81.0962 | 83.6901
3040_G_2 | Toketee Falls | Hydro | 85.5621 | 81.0962 | 83.6901
3040_G_3 | Toketee Falls | Hydro | 85.5621 | 81.0962 | 83.6901
3041_G_1 | Wallowa Falls | Hydro | 85.5621 | 81.0962 | 83.6901
3045_G_1 | Faraday | Hydro | 85.5621 | 81.0962 | 83.6901
3045_G_2 | Faraday | Hydro | 85.5621 | 81.0962 | 83.6901
3045_G_3 | Faraday | Hydro | 85.5621 | 81.0962 | 83.6901
3045_G_4 | Faraday | Hydro | 85.5621 | 81.0962 | 83.6901
3045_G_5 | Faraday | Hydro | 85.5621 | 81.0962 | 83.6901
3045_G_6 | Faraday | Hydro | 85.5621 | 81.0962 | 83.6901
3047_G_1 | North Fork | Hydro | 85.5621 | 81.0962 | 83.6901
3047_G_2 | North Fork | Hydro | 88.4991 | 83.4724 | 86.392
3048_G_1 | Pelton | Hydro | 88.4991 | 83.4724 | 86.392
3048_G_2 | Pelton | Hydro | 88.4991 | 83.4724 | 86.392
3048_G_3 | Pelton | Hydro | 88.4991 | 83.4724 | 86.392
3049_G_1 | River Mill | Hydro | 85.5621 | 81.0962 | 83.6901
3049_G_2 | River Mill | Hydro | 85.5621 | 81.0962 | 83.6901
3049_G_3 | River Mill | Hydro | 85.5621 | 81.0962 | 83.6901
3049_G_4 | River Mill | Hydro | 85.5621 | 81.0962 | 83.6901
3049_G_5 | River Mill | Hydro | 85.5621 | 81.0962 | 83.6901
305_G_MRGT | Miramar | Combustion Turbine | 88.1508 | 89.9672 | 88.9122
3050_G_1 | Round Butte | Hydro | 88.4991 | 83.4724 | 86.392
3050_G_2 | Round Butte | Hydro | 88.4991 | 83.4724 | 86.392
3050_G_3 | Round Butte | Hydro | 88.4991 | 83.4724 | 86.392
3053_G_1 | Sullivan | Hydro | 85.5621 | 81.0962 | 83.6901
3053_G_10 | Sullivan | Hydro | 85.5621 | 81.0962 | 83.6901
3053_G_11 | Sullivan | Hydro | 85.5621 | 81.0962 | 83.6901
3053_G_12 | Sullivan | Hydro | 85.5621 | 81.0962 | 83.6901
3053_G_13 | Sullivan | Hydro | 85.5621 | 81.0962 | 83.6901
3053_G_2 | Sullivan | Hydro | 85.5621 | 81.0962 | 83.6901
3053_G_3 | Sullivan | Hydro | 85.5621 | 81.0962 | 83.6901
3053_G_4 | Sullivan | Hydro | 85.5621 | 81.0962 | 83.6901
3053_G_5 | Sullivan | Hydro | 85.5621 | 81.0962 | 83.6901
3053_G_6 | Sullivan | Hydro | 85.5621 | 81.0962 | 83.6901
3053_G_7 | Sullivan | Hydro | 85.5621 | 81.0962 | 83.6901
3053_G_8 | Sullivan | Hydro | 85.5621 | 81.0962 | 83.6901
3053_G_9 | Sullivan | Hydro | 85.5621 | 81.0962 | 83.6901
3067_G_1 | Carmen Smith | Hydro | 88.4991 | 83.4724 | 86.392
3067_G_2 | Carmen Smith | Hydro | 88.4991 | 83.4724 | 86.392
3067_G_3 | Carmen Smith | Hydro | 85.5621 | 81.0962 | 83.6901
3068_G_1 | Leaburg | Hydro | 85.5621 | 81.0962 | 83.6901
3068_G_2 | Leaburg | Hydro | 85.5621 | 81.0962 | 83.6901
3071_G_1 | Walterville | Hydro | 85.5621 | 81.0962 | 83.6901
3074_G_1 | Big Cliff | Hydro | 85.5621 | 81.0962 | 83.6901
3075_G_1 | Bonneville | Hydro | 88.4991 | 83.4724 | 86.392
3075_G_10 | Bonneville | Hydro | 88.4991 | 83.4724 | 86.392
3075_G_11 | Bonneville | Hydro | 88.4991 | 83.4724 | 86.392
3075_G_12 | Bonneville | Hydro | 88.4991 | 83.4724 | 86.392
3075_G_13 | Bonneville | Hydro | 88.4991 | 83.4724 | 86.392
3075_G_14 | Bonneville | Hydro | 88.4991 | 83.4724 | 86.392
3075_G_15 | Bonneville | Hydro | 88.4991 | 83.4724 | 86.392
3075_G_16 | Bonneville | Hydro | 88.4991 | 83.4724 | 86.392
3075_G_17 | Bonneville | Hydro | 88.4991 | 83.4724 | 86.392
3075_G_18 | Bonneville | Hydro | 88.4991 | 83.4724 | 86.392
3075_G_2 | Bonneville | Hydro | 88.4991 | 83.4724 | 86.392
3075_G_3 | Bonneville | Hydro | 88.4991 | 83.4724 | 86.392
3075_G_4 | Bonneville | Hydro | 88.4991 | 83.4724 | 86.392
3075_G_5 | Bonneville | Hydro | 88.4991 | 83.4724 | 86.392
3075_G_6 | Bonneville | Hydro | 88.4991 | 83.4724 | 86.392
3075_G_7 | Bonneville | Hydro | 88.4991 | 83.4724 | 86.392
3075_G_8 | Bonneville | Hydro | 88.4991 | 83.4724 | 86.392
3075_G_9 | Bonneville | Hydro | 88.4991 | 83.4724 | 86.392
3075_G_F1 | Bonneville | Hydro | 85.5621 | 81.0962 | 83.6901
3075_G_F2 | Bonneville | Hydro | 85.5621 | 81.0962 | 83.6901
3076_G_1 | Cougar | Hydro | 85.5621 | 81.0962 | 83.6901
3076_G_2 | Cougar | Hydro | 85.5621 | 81.0962 | 83.6901
3077_G_1 | Detroit | Hydro | 88.4991 | 83.4724 | 86.392
3077_G_2 | Detroit | Hydro | 88.4991 | 83.4724 | 86.392
3078_G_1 | Dexter | Hydro | 85.5621 | 81.0962 | 83.6901
3080_G_1 | Green Peter | Hydro | 88.4991 | 83.4724 | 86.392
3080_G_2 | Green Peter | Hydro | 88.4991 | 83.4724 | 86.392
3081_G_1 | Hills Creek | Hydro | 85.5621 | 81.0962 | 83.6901
3081_G_2 | Hills Creek | Hydro | 85.5621 | 81.0962 | 83.6901
3082_G_1 | John Day | Hydro | 88.4991 | 83.4724 | 86.392
3082_G_10 | John Day | Hydro | 88.4991 | 83.4724 | 86.392
3082_G_11 | John Day | Hydro | 88.4991 | 83.4724 | 86.392
3082_G_12 | John Day | Hydro | 88.4991 | 83.4724 | 86.392
3082_G_13 | John Day | Hydro | 88.4991 | 83.4724 | 86.392
3082_G_14 | John Day | Hydro | 88.4991 | 83.4724 | 86.392
3082_G_15 | John Day | Hydro | 88.4991 | 83.4724 | 86.392
3082_G_16 | John Day | Hydro | 88.4991 | 83.4724 | 86.392
3082_G_2 | John Day | Hydro | 88.4991 | 83.4724 | 86.392
3082_G_3 | John Day | Hydro | 88.4991 | 83.4724 | 86.392
3082_G_4 | John Day | Hydro | 88.4991 | 83.4724 | 86.392
3082_G_5 | John Day | Hydro | 88.4991 | 83.4724 | 86.392
3082_G_6 | John Day | Hydro | 88.4991 | 83.4724 | 86.392
3082_G_7 | John Day | Hydro | 88.4991 | 83.4724 | 86.392
3082_G_8 | John Day | Hydro | 88.4991 | 83.4724 | 86.392
3082_G_9 | John Day | Hydro | 88.4991 | 83.4724 | 86.392
3083_G_1 | Lookout Point | Hydro | 88.4991 | 83.4724 | 86.392
3083_G_2 | Lookout Point | Hydro | 88.4991 | 83.4724 | 86.392
3083_G_3 | Lookout Point | Hydro | 88.4991 | 83.4724 | 86.392
3084_G_1 | McNary | Hydro | 88.4991 | 83.4724 | 86.392
3084_G_10 | McNary | Hydro | 88.4991 | 83.4724 | 86.392
3084_G_11 | McNary | Hydro | 88.4991 | 83.4724 | 86.392
3084_G_12 | McNary | Hydro | 88.4991 | 83.4724 | 86.392
3084_G_13 | McNary | Hydro | 88.4991 | 83.4724 | 86.392
3084_G_14 | McNary | Hydro | 88.4991 | 83.4724 | 86.392
3084_G_2 | McNary | Hydro | 88.4991 | 83.4724 | 86.392
3084_G_3 | McNary | Hydro | 88.4991 | 83.4724 | 86.392
3084_G_4 | McNary | Hydro | 88.4991 | 83.4724 | 86.392
3084_G_5 | McNary | Hydro | 88.4991 | 83.4724 | 86.392
3084_G_6 | McNary | Hydro | 88.4991 | 83.4724 | 86.392
3084_G_7 | McNary | Hydro | 88.4991 | 83.4724 | 86.392
3084_G_8 | McNary | Hydro | 88.4991 | 83.4724 | 86.392
3084_G_9 | McNary | Hydro | 88.4991 | 83.4724 | 86.392
3096_G_1A | Brunot Island | Combustion Turbine | 84.7073 | 87.0873 | 85.7049
3096_G_2A | Brunot Island | Combined Cycle | 84.4893 | 90.1371 | 86.8567
3096_G_2B | Brunot Island | Combined Cycle | 84.4893 | 90.1371 | 86.8567
3096_G_3 | Brunot Island | Combined Cycle | 84.4893 | 90.1371 | 86.8567
3096_G_ST4 | Brunot Island | Combined Cycle | 84.4893 | 90.1371 | 86.8567
3109_G_1 | Hamilton | Combustion Turbine | 89.4459 | 88.1728 | 88.9122
3110_G_1 | Hunterstown | Combustion Turbine | 89.4459 | 88.1728 | 88.9122
3110_G_2 | Hunterstown | Combustion Turbine | 89.4459 | 88.1728 | 88.9122
3110_G_3 | Hunterstown | Combustion Turbine | 89.4459 | 88.1728 | 88.9122
3111_G_1 | Mountain | Combustion Turbine | 89.4459 | 88.1728 | 88.9122
3111_G_2 | Mountain | Combustion Turbine | 89.4459 | 88.1728 | 88.9122
3112_G_1 | Orrtanna | Combustion Turbine | 89.4459 | 88.1728 | 88.9122
3113_G_3 | Portland | Combustion Turbine | 86.4041 | 84.7361 | 85.7049
3113_G_4 | Portland | Combustion Turbine | 89.4459 | 88.1728 | 88.9122
3113_G_5 | Portland | Combustion Turbine | 91.7667 | 89.728 | 90.9121
3114_G_1 | Shawnee | Combustion Turbine | 89.4459 | 88.1728 | 88.9122
3115_G_4 | Titus | Combustion Turbine | 86.4041 | 84.7361 | 85.7049
3115_G_5 | Titus | Combustion Turbine | 86.4041 | 84.7361 | 85.7049
3116_G_1 | Tolna | Combustion Turbine | 89.4459 | 88.1728 | 88.9122
3116_G_2 | Tolna | Combustion Turbine | 89.4459 | 88.1728 | 88.9122
3117_G_1 | York Haven | Hydro | 85.5621 | 81.0962 | 83.6901
3118_G_A | Conemaugh | Combustion Turbine | 84.7073 | 87.0873 | 85.7049
3118_G_B | Conemaugh | Combustion Turbine | 84.7073 | 87.0873 | 85.7049
3118_G_C | Conemaugh | Combustion Turbine | 84.7073 | 87.0873 | 85.7049
3118_G_D | Conemaugh | Combustion Turbine | 84.7073 | 87.0873 | 85.7049
3120_G_1 | Blossburg | Combustion Turbine | 84.7073 | 87.0873 | 85.7049
3124_G_1 | Piney | Hydro | 81.0191 | 87.391 | 83.6901
3124_G_2 | Piney | Hydro | 81.0191 | 87.391 | 83.6901
3124_G_3 | Piney | Hydro | 81.0191 | 87.391 | 83.6901
3131_G_5 | Shawville | Combustion Turbine | 84.7073 | 87.0873 | 85.7049
3131_G_6 | Shawville | Combustion Turbine | 84.7073 | 87.0873 | 85.7049
3131_G_7 | Shawville | Combustion Turbine | 84.7073 | 87.0873 | 85.7049
3132_G_3 | Warren | Combustion Turbine | 89.6928 | 92.6015 | 90.9121
3136_G_3 | Keystone | Combustion Turbine | 84.7073 | 87.0873 | 85.7049
3136_G_4 | Keystone | Combustion Turbine | 84.7073 | 87.0873 | 85.7049
3136_G_5 | Keystone | Combustion Turbine | 84.7073 | 87.0873 | 85.7049
3136_G_6 | Keystone | Combustion Turbine | 84.7073 | 87.0873 | 85.7049
3138_G_EMDA | New Castle Plant | Combustion Turbine | 84.7073 | 87.0873 | 85.7049
3138_G_EMDB | New Castle Plant | Combustion Turbine | 84.7073 | 87.0873 | 85.7049
3139_G_CTG1 | PPL Martin Creek LLC Allentown | Combustion Turbine | 86.4041 | 84.7361 | 85.7049
3139_G_CTG2 | PPL Martin Creek LLC Allentown | Combustion Turbine | 86.4041 | 84.7361 | 85.7049
3139_G_CTG3 | PPL Martin Creek LLC Allentown | Combustion Turbine | 86.4041 | 84.7361 | 85.7049
3139_G_CTG4 | PPL Martin Creek LLC Allentown | Combustion Turbine | 86.4041 | 84.7361 | 85.7049
314_G_1 | Drop 5 | Hydro | 81.0191 | 87.391 | 83.6901
314_G_2 | Drop 5 | Hydro | 81.0191 | 87.391 | 83.6901
3140_G_BID1 | PPL Brunner Island | Combustion Turbine | 86.4041 | 84.7361 | 85.7049
3140_G_BID2 | PPL Brunner Island | Combustion Turbine | 86.4041 | 84.7361 | 85.7049
3140_G_BID3 | PPL Brunner Island | Combustion Turbine | 86.4041 | 84.7361 | 85.7049
3142_G_UNT1 | PPL Martins Creek LLC Fishbach | Combustion Turbine | 86.4041 | 84.7361 | 85.7049
3142_G_UNT2 | PPL Martins Creek LLC Fishbach | Combustion Turbine | 86.4041 | 84.7361 | 85.7049
3143_G_CTG1 | PPL Martins Creek LLC Harrisburg | Combustion Turbine | 86.4041 | 84.7361 | 85.7049
3143_G_CTG2 | PPL Martins Creek LLC Harrisburg | Combustion Turbine | 86.4041 | 84.7361 | 85.7049
3143_G_CTG3 | PPL Martins Creek LLC Harrisburg | Combustion Turbine | 86.4041 | 84.7361 | 85.7049
3143_G_CTG4 | PPL Martins Creek LLC Harrisburg | Combustion Turbine | 86.4041 | 84.7361 | 85.7049
3144_G_CTG1 | PPL Martins Creek LLC Harwood | Combustion Turbine | 86.4041 | 84.7361 | 85.7049
3144_G_CTG2 | PPL Martins Creek LLC Harwood | Combustion Turbine | 86.4041 | 84.7361 | 85.7049
3145_G_HW1 | PPL Holtwood | Hydro | 85.5621 | 81.0962 | 83.6901
3145_G_HW10 | PPL Holtwood | Hydro | 85.5621 | 81.0962 | 83.6901
3145_G_HW2 | PPL Holtwood | Hydro | 85.5621 | 81.0962 | 83.6901
3145_G_HW3 | PPL Holtwood | Hydro | 85.5621 | 81.0962 | 83.6901
3145_G_HW4 | PPL Holtwood | Hydro | 85.5621 | 81.0962 | 83.6901
3145_G_HW5 | PPL Holtwood | Hydro | 85.5621 | 81.0962 | 83.6901
3145_G_HW6 | PPL Holtwood | Hydro | 85.5621 | 81.0962 | 83.6901
3145_G_HW7 | PPL Holtwood | Hydro | 85.5621 | 81.0962 | 83.6901
3145_G_HW8 | PPL Holtwood | Hydro | 85.5621 | 81.0962 | 83.6901
3145_G_HW9 | PPL Holtwood | Hydro | 85.5621 | 81.0962 | 83.6901
3146_G_CTG1 | PPL Martins Creek LLC Jenkins | Combustion Turbine | 86.4041 | 84.7361 | 85.7049
3146_G_CTG2 | PPL Martins Creek LLC Jenkins | Combustion Turbine | 86.4041 | 84.7361 | 85.7049
3147_G_CTG | PPL Martins Creek LLC Lock Haven | Combustion Turbine | 86.4041 | 84.7361 | 85.7049
3148_G_CTG1 | PPL Martins Creek | Combustion Turbine | 86.4041 | 84.7361 | 85.7049
3148_G_CTG2 | PPL Martins Creek | Combustion Turbine | 86.4041 | 84.7361 | 85.7049
3148_G_CTG3 | PPL Martins Creek | Combustion Turbine | 86.4041 | 84.7361 | 85.7049
3148_G_CTG4 | PPL Martins Creek | Combustion Turbine | 86.4041 | 84.7361 | 85.7049
3152_G_CTG1 | Sunbury Generation LP | Combustion Turbine | 86.4041 | 84.7361 | 85.7049
3152_G_CTG2 | Sunbury Generation LP | Combustion Turbine | 86.4041 | 84.7361 | 85.7049
3152_G_DI2 | Sunbury Generation LP | Combustion Turbine | 86.4041 | 84.7361 | 85.7049
3153_G_WP1 | PPL HW Wallenpaupack | Hydro | 85.5621 | 81.0962 | 83.6901
3153_G_WP2 | PPL HW Wallenpaupack | Hydro | 85.5621 | 81.0962 | 83.6901
3154_G_CTG1 | PPL Martins Creek LLC West Shore | Combustion Turbine | 86.4041 | 84.7361 | 85.7049
3154_G_CTG2 | PPL Martins Creek LLC West Shore | Combustion Turbine | 86.4041 | 84.7361 | 85.7049
3155_G_CTG1 | PPL Martins Creek LLC Williamsport | Combustion Turbine | 86.4041 | 84.7361 | 85.7049
3155_G_CTG2 | PPL Martins Creek LLC Williamsport | Combustion Turbine | 86.4041 | 84.7361 | 85.7049
3157_G_7 | Chester Generating Station | Combustion Turbine | 84.7073 | 87.0873 | 85.7049
3157_G_8 | Chester Generating Station | Combustion Turbine | 84.7073 | 87.0873 | 85.7049
3157_G_9 | Chester Generating Station | Combustion Turbine | 84.7073 | 87.0873 | 85.7049
316_G_1 | Sepulveda Canyon | Hydro | 81.0191 | 87.391 | 83.6901
3160_G_10 | Delaware Generating Station | Combustion Turbine | 84.7073 | 87.0873 | 85.7049
3160_G_11 | Delaware Generating Station | Combustion Turbine | 84.7073 | 87.0873 | 85.7049
3160_G_12 | Delaware Generating Station | Combustion Turbine | 84.7073 | 87.0873 | 85.7049
3160_G_9 | Delaware Generating Station | Combustion Turbine | 84.7073 | 87.0873 | 85.7049
3161_G_10 | Eddystone Generating Station | Combustion Turbine | 84.7073 | 87.0873 | 85.7049
3161_G_20 | Eddystone Generating Station | Combustion Turbine | 84.7073 | 87.0873 | 85.7049
3161_G_30 | Eddystone Generating Station | Combustion Turbine | 84.7073 | 87.0873 | 85.7049
3161_G_40 | Eddystone Generating Station | Combustion Turbine | 84.7073 | 87.0873 | 85.7049
3162_G_1 | Falls | Combustion Turbine | 84.7073 | 87.0873 | 85.7049
3162_G_2 | Falls | Combustion Turbine | 84.7073 | 87.0873 | 85.7049
3162_G_3 | Falls | Combustion Turbine | 84.7073 | 87.0873 | 85.7049
3163_G_1 | Moser Generating Station | Combustion Turbine | 84.7073 | 87.0873 | 85.7049
3163_G_2 | Moser Generating Station | Combustion Turbine | 84.7073 | 87.0873 | 85.7049
3163_G_3 | Moser Generating Station | Combustion Turbine | 84.7073 | 87.0873 | 85.7049
3164_G_1 | Muddy Run | Pumped Storage | 82.7612 | 89.89 | 85.7494
3164_G_2 | Muddy Run | Pumped Storage | 82.7612 | 89.89 | 85.7494
3164_G_3 | Muddy Run | Pumped Storage | 82.7612 | 89.89 | 85.7494
3164_G_4 | Muddy Run | Pumped Storage | 82.7612 | 89.89 | 85.7494
3164_G_5 | Muddy Run | Pumped Storage | 82.7612 | 89.89 | 85.7494
3164_G_6 | Muddy Run | Pumped Storage | 82.7612 | 89.89 | 85.7494
3164_G_7 | Muddy Run | Pumped Storage | 82.7612 | 89.89 | 85.7494
3164_G_8 | Muddy Run | Pumped Storage | 82.7612 | 89.89 | 85.7494
3166_G_2 | Peach Bottom | Nuclear | 92.0834 | 98.8027 | 94.9
3166_G_3 | Peach Bottom | Nuclear | 91.0161 | 97.6575 | 93.8
3168_G_91 | Richmond Generating Station | Combustion Turbine | 88.1508 | 89.9672 | 88.9122
3168_G_92 | Richmond Generating Station | Combustion Turbine | 88.1508 | 89.9672 | 88.9122
3169_G_10 | Schuylkill Generating Station | Combustion Turbine | 84.7073 | 87.0873 | 85.7049
3169_G_11 | Schuylkill Generating Station | Combustion Turbine | 84.7073 | 87.0873 | 85.7049
317_G_1 | Big Creek 1 | Hydro | 81.0191 | 87.391 | 83.6901
317_G_2 | Big Creek 1 | Hydro | 81.0191 | 87.391 | 83.6901
317_G_3 | Big Creek 1 | Hydro | 81.0191 | 87.391 | 83.6901
317_G_4 | Big Creek 1 | Hydro | 83.3856 | 90.5577 | 86.392
3170_G_3 | Southwark | Combustion Turbine | 84.7073 | 87.0873 | 85.7049
3170_G_4 | Southwark | Combustion Turbine | 84.7073 | 87.0873 | 85.7049
3170_G_5 | Southwark | Combustion Turbine | 84.7073 | 87.0873 | 85.7049
3170_G_6 | Southwark | Combustion Turbine | 84.7073 | 87.0873 | 85.7049
3175_G_1 | Safe Harbor | Hydro | 88.4991 | 83.4724 | 86.392
3175_G_10 | Safe Harbor | Hydro | 88.4991 | 83.4724 | 86.392
3175_G_11 | Safe Harbor | Hydro | 88.4991 | 83.4724 | 86.392
3175_G_12 | Safe Harbor | Hydro | 88.4991 | 83.4724 | 86.392
3175_G_2 | Safe Harbor | Hydro | 88.4991 | 83.4724 | 86.392
3175_G_3 | Safe Harbor | Hydro | 88.4991 | 83.4724 | 86.392
3175_G_4 | Safe Harbor | Hydro | 88.4991 | 83.4724 | 86.392
3175_G_41 | Safe Harbor | Hydro | 85.5621 | 81.0962 | 83.6901
3175_G_42 | Safe Harbor | Hydro | 85.5621 | 81.0962 | 83.6901
3175_G_5 | Safe Harbor | Hydro | 88.4991 | 83.4724 | 86.392
3175_G_6 | Safe Harbor | Hydro | 88.4991 | 83.4724 | 86.392
3175_G_7 | Safe Harbor | Hydro | 88.4991 | 83.4724 | 86.392
3175_G_8 | Safe Harbor | Hydro | 88.4991 | 83.4724 | 86.392
3175_G_9 | Safe Harbor | Hydro | 88.4991 | 83.4724 | 86.392
3176_G_5 | Hunlock Power Station | Combined Cycle | 88.516 | 84.5576 | 86.8567
3176_G_6 | Hunlock Power Station | Combined Cycle | 88.516 | 84.5576 | 86.8567
318_G_3 | Big Creek 2 | Hydro | 81.0191 | 87.391 | 83.6901
318_G_4 | Big Creek 2 | Hydro | 81.0191 | 87.391 | 83.6901
318_G_5 | Big Creek 2 | Hydro | 81.0191 | 87.391 | 83.6901
318_G_6 | Big Creek 2 | Hydro | 81.0191 | 87.391 | 83.6901
319_G_1 | Big Creek 3 | Hydro | 83.3856 | 90.5577 | 86.392
319_G_2 | Big Creek 3 | Hydro | 83.3856 | 90.5577 | 86.392
319_G_3 | Big Creek 3 | Hydro | 83.3856 | 90.5577 | 86.392
319_G_4 | Big Creek 3 | Hydro | 83.3856 | 90.5577 | 86.392
319_G_5 | Big Creek 3 | Hydro | 83.3856 | 90.5577 | 86.392
320_G_1 | Big Creek 4 | Hydro | 83.3856 | 90.5577 | 86.392
320_G_2 | Big Creek 4 | Hydro | 83.3856 | 90.5577 | 86.392
321_G_1 | Big Creek 8 | Hydro | 81.0191 | 87.391 | 83.6901
321_G_2 | Big Creek 8 | Hydro | 83.3856 | 90.5577 | 86.392
322_G_1 | Big Creek 2A | Hydro | 83.3856 | 90.5577 | 86.392
322_G_2 | Big Creek 2A | Hydro | 83.3856 | 90.5577 | 86.392
323_G_1 | Bishop Creek 2 | Hydro | 81.0191 | 87.391 | 83.6901
323_G_2 | Bishop Creek 2 | Hydro | 81.0191 | 87.391 | 83.6901
323_G_3 | Bishop Creek 2 | Hydro | 81.0191 | 87.391 | 83.6901
3236_G_G10A | Manchester Street | Combined Cycle | 84.4893 | 90.1371 | 86.8567
3236_G_G11A | Manchester Street | Combined Cycle | 84.4893 | 90.1371 | 86.8567
3236_G_GE10 | Manchester Street | Combined Cycle | 84.4893 | 90.1371 | 86.8567
3236_G_GE11 | Manchester Street | Combined Cycle | 84.4893 | 90.1371 | 86.8567
3236_G_GE9A | Manchester Street | Combined Cycle | 84.4893 | 90.1371 | 86.8567
3236_G_GEN9 | Manchester Street | Combined Cycle | 84.4893 | 90.1371 | 86.8567
324_G_1 | Bishop Creek 3 | Hydro | 81.0191 | 87.391 | 83.6901
324_G_2 | Bishop Creek 3 | Hydro | 81.0191 | 87.391 | 83.6901
324_G_3 | Bishop Creek 3 | Hydro | 81.0191 | 87.391 | 83.6901
325_G_1 | Bishop Creek 4 | Hydro | 81.0191 | 87.391 | 83.6901
325_G_2 | Bishop Creek 4 | Hydro | 81.0191 | 87.391 | 83.6901
325_G_3 | Bishop Creek 4 | Hydro | 81.0191 | 87.391 | 83.6901
325_G_4 | Bishop Creek 4 | Hydro | 81.0191 | 87.391 | 83.6901
325_G_5 | Bishop Creek 4 | Hydro | 81.0191 | 87.391 | 83.6901
3250_G_1 | Darlington County | Combustion Turbine | 89.6928 | 92.6015 | 90.9121
3250_G_10 | Darlington County | Combustion Turbine | 89.6928 | 92.6015 | 90.9121
3250_G_11 | Darlington County | Combustion Turbine | 89.6928 | 92.6015 | 90.9121
3250_G_12 | Darlington County | Combustion Turbine | 89.6928 | 92.6015 | 90.9121
3250_G_13 | Darlington County | Combustion Turbine | 89.6928 | 92.6015 | 90.9121
3250_G_2 | Darlington County | Combustion Turbine | 89.6928 | 92.6015 | 90.9121
3250_G_3 | Darlington County | Combustion Turbine | 89.6928 | 92.6015 | 90.9121
3250_G_4 | Darlington County | Combustion Turbine | 89.6928 | 92.6015 | 90.9121
3250_G_5 | Darlington County | Combustion Turbine | 89.6928 | 92.6015 | 90.9121
3250_G_6 | Darlington County | Combustion Turbine | 89.6928 | 92.6015 | 90.9121
3250_G_7 | Darlington County | Combustion Turbine | 89.6928 | 92.6015 | 90.9121
3250_G_8 | Darlington County | Combustion Turbine | 88.1508 | 89.9672 | 88.9122
3250_G_9 | Darlington County | Combustion Turbine | 89.6928 | 92.6015 | 90.9121
3251_G_2 | H B Robinson | Nuclear | 81.8951 | 87.8709 | 84.4
3251_G_GT1 | H B Robinson | Combustion Turbine | 84.7073 | 87.0873 | 85.7049
3253_G_1 | Boyds Mill Hydro | Hydro | 81.0191 | 87.391 | 83.6901
3253_G_2 | Boyds Mill Hydro | Hydro | 81.0191 | 87.391 | 83.6901
3254_G_HC1 | Buzzard Roost | Hydro | 81.0191 | 87.391 | 83.6901
3254_G_HC2 | Buzzard Roost | Hydro | 81.0191 | 87.391 | 83.6901
3254_G_HC3 | Buzzard Roost | Hydro | 81.0191 | 87.391 | 83.6901
3255_G_1 | Cedar Creek | Hydro | 81.0191 | 87.391 | 83.6901
3255_G_2 | Cedar Creek | Hydro | 81.0191 | 87.391 | 83.6901
3255_G_3 | Cedar Creek | Hydro | 81.0191 | 87.391 | 83.6901
3256_G_1 | Dearborn | Hydro | 81.0191 | 87.391 | 83.6901
3256_G_2 | Dearborn | Hydro | 81.0191 | 87.391 | 83.6901
3256_G_3 | Dearborn | Hydro | 81.0191 | 87.391 | 83.6901
3257_G_1 | Fishing Creek | Hydro | 81.0191 | 87.391 | 83.6901
3257_G_2 | Fishing Creek | Hydro | 81.0191 | 87.391 | 83.6901
3257_G_3 | Fishing Creek | Hydro | 81.0191 | 87.391 | 83.6901
3257_G_4 | Fishing Creek | Hydro | 81.0191 | 87.391 | 83.6901
3257_G_5 | Fishing Creek | Hydro | 81.0191 | 87.391 | 83.6901
3258_G_3 | Gaston Shoals | Hydro | 81.0191 | 87.391 | 83.6901
3258_G_4 | Gaston Shoals | Hydro | 81.0191 | 87.391 | 83.6901
3258_G_5 | Gaston Shoals | Hydro | 81.0191 | 87.391 | 83.6901
3258_G_6 | Gaston Shoals | Hydro | 81.0191 | 87.391 | 83.6901
3259_G_1 | Great Falls | Hydro | 81.0191 | 87.391 | 83.6901
3259_G_2 | Great Falls | Hydro | 81.0191 | 87.391 | 83.6901
3259_G_3 | Great Falls | Hydro | 81.0191 | 87.391 | 83.6901
3259_G_4 | Great Falls | Hydro | 81.0191 | 87.391 | 83.6901
3259_G_5 | Great Falls | Hydro | 81.0191 | 87.391 | 83.6901
3259_G_6 | Great Falls | Hydro | 81.0191 | 87.391 | 83.6901
3259_G_7 | Great Falls | Hydro | 81.0191 | 87.391 | 83.6901
3259_G_8 | Great Falls | Hydro | 81.0191 | 87.391 | 83.6901
326_G_1 | Bishop Creek 5 | Hydro | 81.0191 | 87.391 | 83.6901
326_G_2 | Bishop Creek 5 | Hydro | 81.0191 | 87.391 | 83.6901
3261_G_1 | Hollidays Bridge Hydro | Hydro | 81.0191 | 87.391 | 83.6901
3261_G_2 | Hollidays Bridge Hydro | Hydro | 81.0191 | 87.391 | 83.6901
3261_G_3 | Hollidays Bridge Hydro | Hydro | 81.0191 | 87.391 | 83.6901
3261_G_4 | Hollidays Bridge Hydro | Hydro | 81.0191 | 87.391 | 83.6901
3262_G_1 | Jocassee | Pumped Storage | 82.7612 | 89.89 | 85.7494
3262_G_2 | Jocassee | Pumped Storage | 82.7612 | 89.89 | 85.7494
3262_G_3 | Jocassee | Pumped Storage | 82.7612 | 89.89 | 85.7494
3262_G_4 | Jocassee | Pumped Storage | 82.7612 | 89.89 | 85.7494
3264_G_7 | W S Lee | Combustion Turbine | 88.1508 | 89.9672 | 88.9122
3264_G_8 | W S Lee | Combustion Turbine | 88.1508 | 89.9672 | 88.9122
3265_G_1 | Oconee | Nuclear | 83.6416 | 89.7449 | 86.2
3265_G_2 | Oconee | Nuclear | 89.2695 | 95.7834 | 92
3265_G_3 | Oconee | Nuclear | 93.6359 | 100 | 96.3036
3266_G_1 | Rocky Creek | Hydro | 81.0191 | 87.391 | 83.6901
3266_G_2 | Rocky Creek | Hydro | 81.0191 | 87.391 | 83.6901
3266_G_3 | Rocky Creek | Hydro | 81.0191 | 87.391 | 83.6901
3266_G_4 | Rocky Creek | Hydro | 81.0191 | 87.391 | 83.6901
3266_G_5 | Rocky Creek | Hydro | 81.0191 | 87.391 | 83.6901
3266_G_6 | Rocky Creek | Hydro | 81.0191 | 87.391 | 83.6901
3266_G_7 | Rocky Creek | Hydro | 81.0191 | 87.391 | 83.6901
3266_G_8 | Rocky Creek | Hydro | 81.0191 | 87.391 | 83.6901
3267_G_1 | Saluda | Hydro | 81.0191 | 87.391 | 83.6901
3267_G_2 | Saluda | Hydro | 81.0191 | 87.391 | 83.6901
3267_G_3 | Saluda | Hydro | 81.0191 | 87.391 | 83.6901
3267_G_4 | Saluda | Hydro | 81.0191 | 87.391 | 83.6901
327_G_1 | Bishop Creek 6 | Hydro | 81.0191 | 87.391 | 83.6901
3270_G_1 | Wateree | Hydro | 81.0191 | 87.391 | 83.6901
3270_G_2 | Wateree | Hydro | 81.0191 | 87.391 | 83.6901
3270_G_3 | Wateree | Hydro | 81.0191 | 87.391 | 83.6901
3270_G_4 | Wateree | Hydro | 81.0191 | 87.391 | 83.6901
3270_G_5 | Wateree | Hydro | 81.0191 | 87.391 | 83.6901
3271_G_1 | Wylie | Hydro | 81.0191 | 87.391 | 83.6901
3271_G_2 | Wylie | Hydro | 81.0191 | 87.391 | 83.6901
3271_G_3 | Wylie | Hydro | 81.0191 | 87.391 | 83.6901
3271_G_4 | Wylie | Hydro | 81.0191 | 87.391 | 83.6901
3272_G_1 | 99 Islands | Hydro | 81.0191 | 87.391 | 83.6901
3272_G_2 | 99 Islands | Hydro | 81.0191 | 87.391 | 83.6901
3272_G_3 | 99 Islands | Hydro | 81.0191 | 87.391 | 83.6901
3272_G_4 | 99 Islands | Hydro | 81.0191 | 87.391 | 83.6901
3272_G_5 | 99 Islands | Hydro | 81.0191 | 87.391 | 83.6901
3272_G_6 | 99 Islands | Hydro | 81.0191 | 87.391 | 83.6901
3275_G_2 | Lockhart | Hydro | 81.0191 | 87.391 | 83.6901
3275_G_HY1 | Lockhart | Hydro | 81.0191 | 87.391 | 83.6901
3275_G_HY3 | Lockhart | Hydro | 81.0191 | 87.391 | 83.6901
3275_G_HY4 | Lockhart | Hydro | 81.0191 | 87.391 | 83.6901
3275_G_HY5 | Lockhart | Hydro | 81.0191 | 87.391 | 83.6901
328_G_1 | Borel | Hydro | 81.0191 | 87.391 | 83.6901
328_G_2 | Borel | Hydro | 81.0191 | 87.391 | 83.6901
328_G_3 | Borel | Hydro | 81.0191 | 87.391 | 83.6901
3281_G_1 | Coit GT | Combustion Turbine | 84.7073 | 87.0873 | 85.7049
3281_G_2 | Coit GT | Combustion Turbine | 84.7073 | 87.0873 | 85.7049
3283_G_1 | Columbia | Hydro | 81.0191 | 87.391 | 83.6901
3283_G_2 | Columbia | Hydro | 81.0191 | 87.391 | 83.6901
3283_G_3 | Columbia | Hydro | 81.0191 | 87.391 | 83.6901
3283_G_4 | Columbia | Hydro | 81.0191 | 87.391 | 83.6901
3283_G_5 | Columbia | Hydro | 81.0191 | 87.391 | 83.6901
3283_G_6 | Columbia | Hydro | 81.0191 | 87.391 | 83.6901
3283_G_7 | Columbia | Hydro | 81.0191 | 87.391 | 83.6901
3285_G_4 | Hagood | Combustion Turbine | 89.6928 | 92.6015 | 90.9121
3285_G_5 | Hagood | Combustion Turbine | 88.1508 | 89.9672 | 88.9122
3285_G_6 | Hagood | Combustion Turbine | 88.1508 | 89.9672 | 88.9122
3286_G_1 | Hardeeville | Combustion Turbine | 84.7073 | 87.0873 | 85.7049
3289_G_1 | Neal Shoals | Hydro | 81.0191 | 87.391 | 83.6901
3289_G_2 | Neal Shoals | Hydro | 81.0191 | 87.391 | 83.6901
3289_G_3 | Neal Shoals | Hydro | 81.0191 | 87.391 | 83.6901
3289_G_4 | Neal Shoals | Hydro | 81.0191 | 87.391 | 83.6901
329_G_30 | Coolwater | Combined Cycle | 84.4893 | 90.1371 | 86.8567
329_G_31 | Coolwater | Combined Cycle | 84.4893 | 90.1371 | 86.8567
329_G_32 | Coolwater | Combined Cycle | 84.4893 | 90.1371 | 86.8567
329_G_40 | Coolwater | Combined Cycle | 84.4893 | 90.1371 | 86.8567
329_G_41 | Coolwater | Combined Cycle | 84.4893 | 90.1371 | 86.8567
329_G_42 | Coolwater | Combined Cycle | 84.4893 | 90.1371 | 86.8567
3290_G_1 | Parr Hydro | Hydro | 81.0191 | 87.391 | 83.6901
3290_G_2 | Parr Hydro | Hydro | 81.0191 | 87.391 | 83.6901
3290_G_3 | Parr Hydro | Hydro | 81.0191 | 87.391 | 83.6901
3290_G_4 | Parr Hydro | Hydro | 81.0191 | 87.391 | 83.6901
3290_G_5 | Parr Hydro | Hydro | 81.0191 | 87.391 | 83.6901
3290_G_6 | Parr Hydro | Hydro | 81.0191 | 87.391 | 83.6901
3291_G_GT1 | Parr GT | Combustion Turbine | 84.7073 | 87.0873 | 85.7049
3291_G_GT2 | Parr GT | Combustion Turbine | 84.7073 | 87.0873 | 85.7049
3291_G_GT3 | Parr GT | Combustion Turbine | 84.7073 | 87.0873 | 85.7049
3291_G_GT4 | Parr GT | Combustion Turbine | 84.7073 | 87.0873 | 85.7049
3293_G_1 | Saluda | Hydro | 83.3856 | 90.5577 | 86.392
3293_G_2 | Saluda | Hydro | 83.3856 | 90.5577 | 86.392
3293_G_3 | Saluda | Hydro | 83.3856 | 90.5577 | 86.392
3293_G_4 | Saluda | Hydro | 83.3856 | 90.5577 | 86.392
3293_G_5 | Saluda | Hydro | 83.3856 | 90.5577 | 86.392
3295_G_1 | Urquhart | Combined Cycle | 84.4893 | 90.1371 | 86.8567
3295_G_2 | Urquhart | Combined Cycle | 84.4893 | 90.1371 | 86.8567
3295_G_CT1 | Urquhart | Combined Cycle | 84.4893 | 90.1371 | 86.8567
3295_G_CT2 | Urquhart | Combined Cycle | 84.4893 | 90.1371 | 86.8567
3295_G_GT1 | Urquhart | Combustion Turbine | 84.7073 | 87.0873 | 85.7049
3295_G_GT2 | Urquhart | Combustion Turbine | 84.7073 | 87.0873 | 85.7049
3295_G_GT3 | Urquhart | Combustion Turbine | 84.7073 | 87.0873 | 85.7049
3295_G_GT4 | Urquhart | Combustion Turbine | 88.1508 | 89.9672 | 88.9122
3298_G_1 | Williams | Combustion Turbine | 88.1508 | 89.9672 | 88.9122
3298_G_2 | Williams | Combustion Turbine | 88.1508 | 89.9672 | 88.9122
3305_G_1 | Rocky River | Hydro | 81.0191 | 87.391 | 83.6901
3305_G_2 | Rocky River | Hydro | 81.0191 | 87.391 | 83.6901
3305_G_IC1 | Rocky River | Combustion Turbine | 84.7073 | 87.0873 | 85.7049
3318_G_1 | Hilton Head | Combustion Turbine | 84.7073 | 87.0873 | 85.7049
3318_G_2 | Hilton Head | Combustion Turbine | 84.7073 | 87.0873 | 85.7049
3318_G_3 | Hilton Head | Combustion Turbine | 89.6928 | 92.6015 | 90.9121
3319_G_1 | Jefferies | O/G Steam | 86.8517 | 91.6567 | 88.8659
3319_G_2 | Jefferies | O/G Steam | 86.8517 | 91.6567 | 88.8659
3319_G_H1 | Jefferies | Hydro | 81.0191 | 87.391 | 83.6901
3319_G_H2 | Jefferies | Hydro | 81.0191 | 87.391 | 83.6901
3319_G_H3 | Jefferies | Hydro | 81.0191 | 87.391 | 83.6901
3319_G_H4 | Jefferies | Hydro | 81.0191 | 87.391 | 83.6901
3319_G_H6 | Jefferies | Hydro | 81.0191 | 87.391 | 83.6901
332_G_1 | Fontana | Hydro | 81.0191 | 87.391 | 83.6901
332_G_2 | Fontana | Hydro | 81.0191 | 87.391 | 83.6901
3320_G_1 | Myrtle Beach | Combustion Turbine | 84.7073 | 87.0873 | 85.7049
3320_G_2 | Myrtle Beach | Combustion Turbine | 84.7073 | 87.0873 | 85.7049
3320_G_3 | Myrtle Beach | Combustion Turbine | 84.7073 | 87.0873 | 85.7049
3320_G_4 | Myrtle Beach | Combustion Turbine | 84.7073 | 87.0873 | 85.7049
3320_G_5 | Myrtle Beach | Combustion Turbine | 88.1508 | 89.9672 | 88.9122
3321_G_1 | Spillway | Hydro | 81.0191 | 87.391 | 83.6901
3323_G_1 | J Strom Thurmond | Hydro | 83.3856 | 90.5577 | 86.392
3323_G_2 | J Strom Thurmond | Hydro | 83.3856 | 90.5577 | 86.392
3323_G_3 | J Strom Thurmond | Hydro | 83.3856 | 90.5577 | 86.392
3323_G_4 | J Strom Thurmond | Hydro | 83.3856 | 90.5577 | 86.392
3323_G_5 | J Strom Thurmond | Hydro | 83.3856 | 90.5577 | 86.392
3323_G_6 | J Strom Thurmond | Hydro | 83.3856 | 90.5577 | 86.392
3323_G_7 | J Strom Thurmond | Hydro | 83.3856 | 90.5577 | 86.392
3325_G_1 | Ben French | Combustion Turbine | 84.7073 | 87.0873 | 85.7049
3325_G_2 | Ben French | Combustion Turbine | 84.7073 | 87.0873 | 85.7049
3325_G_3 | Ben French | Combustion Turbine | 84.7073 | 87.0873 | 85.7049
3325_G_4 | Ben French | Combustion Turbine | 84.7073 | 87.0873 | 85.7049
3325_G_5 | Ben French | Combustion Turbine | 84.7073 | 87.0873 | 85.7049
3325_G_GT1 | Ben French | Combustion Turbine | 84.7073 | 87.0873 | 85.7049
3325_G_GT2 | Ben French | Combustion Turbine | 84.7073 | 87.0873 | 85.7049
3325_G_GT3 | Ben French | Combustion Turbine | 84.7073 | 87.0873 | 85.7049
3325_G_GT4 | Ben French | Combustion Turbine | 84.7073 | 87.0873 | 85.7049
3338_G_GT1 | Aberdeen CT | Combustion Turbine | 88.1508 | 89.9672 | 88.9122
3341_G_1 | Clark | Combustion Turbine | 84.7073 | 87.0873 | 85.7049
3342_G_1 | Faulkton | Combustion Turbine | 84.7073 | 87.0873 | 85.7049
3343_G_1 | Highmore | Combustion Turbine | 84.7073 | 87.0873 | 85.7049
3343_G_2 | Highmore | Combustion Turbine | 84.7073 | 87.0873 | 85.7049
3343_G_3 | Highmore | Combustion Turbine | 84.7073 | 87.0873 | 85.7049
3344_G_1 | Huron | Combustion Turbine | 84.7073 | 87.0873 | 85.7049
3344_G_2A | Huron | Combustion Turbine | 88.1508 | 89.9672 | 88.9122
3346_G_2 | Mobile Unit | Combustion Turbine | 84.7073 | 87.0873 | 85.7049
3346_G_3 | Mobile Unit | Combustion Turbine | 84.7073 | 87.0873 | 85.7049
3347_G_1 | Redfield | Combustion Turbine | 84.7073 | 87.0873 | 85.7049
3347_G_2 | Redfield | Combustion Turbine | 84.7073 | 87.0873 | 85.7049
3347_G_3 | Redfield | Combustion Turbine | 84.7073 | 87.0873 | 85.7049
3352_G_1A | Lake Preston | Combustion Turbine | 88.1508 | 89.9672 | 88.9122
3356_G_1 | Oahe | Hydro | 83.3856 | 90.5577 | 86.392
3356_G_2 | Oahe | Hydro | 83.3856 | 90.5577 | 86.392
3356_G_3 | Oahe | Hydro | 83.3856 | 90.5577 | 86.392
3356_G_4 | Oahe | Hydro | 83.3856 | 90.5577 | 86.392
3356_G_5 | Oahe | Hydro | 83.3856 | 90.5577 | 86.392
3356_G_6 | Oahe | Hydro | 83.3856 | 90.5577 | 86.392
3356_G_7 | Oahe | Hydro | 83.3856 | 90.5577 | 86.392
336_G_2 | Kaweah 2 | Hydro | 81.0191 | 87.391 | 83.6901
337_G_1 | Kaweah 1 | Hydro | 81.0191 | 87.391 | 83.6901
3373_G_1 | Fort Randall | Hydro | 83.3856 | 90.5577 | 86.392
3373_G_2 | Fort Randall | Hydro | 83.3856 | 90.5577 | 86.392
3373_G_3 | Fort Randall | Hydro | 83.3856 | 90.5577 | 86.392
3373_G_4 | Fort Randall | Hydro | 83.3856 | 90.5577 | 86.392
3373_G_5 | Fort Randall | Hydro | 83.3856 | 90.5577 | 86.392
3373_G_6 | Fort Randall | Hydro | 83.3856 | 90.5577 | 86.392
3373_G_7 | Fort Randall | Hydro | 83.3856 | 90.5577 | 86.392
3373_G_8 | Fort Randall | Hydro | 83.3856 | 90.5577 | 86.392
3375_G_1 | Big Bend | Hydro | 83.3856 | 90.5577 | 86.392
3375_G_2 | Big Bend | Hydro | 83.3856 | 90.5577 | 86.392
3375_G_3 | Big Bend | Hydro | 83.3856 | 90.5577 | 86.392
3375_G_4 | Big Bend | Hydro | 83.3856 | 90.5577 | 86.392
3375_G_5 | Big Bend | Hydro | 83.3856 | 90.5577 | 86.392
3375_G_6 | Big Bend | Hydro | 83.3856 | 90.5577 | 86.392
3375_G_7 | Big Bend | Hydro | 83.3856 | 90.5577 | 86.392
3375_G_8 | Big Bend | Hydro | 83.3856 | 90.5577 | 86.392
338_G_1 | Kaweah 3 | Hydro | 81.0191 | 87.391 | 83.6901
338_G_2 | Kaweah 3 | Hydro | 81.0191 | 87.391 | 83.6901
339_G_1 | Kern River 3 | Hydro | 81.0191 | 87.391 | 83.6901
339_G_2 | Kern River 3 | Hydro | 81.0191 | 87.391 | 83.6901
3393_G_G10 | Allen Steam Plant | Combustion Turbine | 84.7073 | 87.0873 | 85.7049
3393_G_G11 | Allen Steam Plant | Combustion Turbine | 84.7073 | 87.0873 | 85.7049
3393_G_G12 | Allen Steam Plant | Combustion Turbine | 84.7073 | 87.0873 | 85.7049
3393_G_G13 | Allen Steam Plant | Combustion Turbine | 84.7073 | 87.0873 | 85.7049
3393_G_G14 | Allen Steam Plant | Combustion Turbine | 84.7073 | 87.0873 | 85.7049
3393_G_G15 | Allen Steam Plant | Combustion Turbine | 84.7073 | 87.0873 | 85.7049
3393_G_G16 | Allen Steam Plant | Combustion Turbine | 84.7073 | 87.0873 | 85.7049
3393_G_G17 | Allen Steam Plant | Combustion Turbine | 89.6928 | 92.6015 | 90.9121
3393_G_G18 | Allen Steam Plant | Combustion Turbine | 89.6928 | 92.6015 | 90.9121
3393_G_G19 | Allen Steam Plant | Combustion Turbine | 89.6928 | 92.6015 | 90.9121
3393_G_G20 | Allen Steam Plant | Combustion Turbine | 89.6928 | 92.6015 | 90.9121
3393_G_GT1 | Allen Steam Plant | Combustion Turbine | 84.7073 | 87.0873 | 85.7049
3393_G_GT2 | Allen Steam Plant | Combustion Turbine | 84.7073 | 87.0873 | 85.7049
3393_G_GT3 | Allen Steam Plant | Combustion Turbine | 84.7073 | 87.0873 | 85.7049
3393_G_GT4 | Allen Steam Plant | Combustion Turbine | 84.7073 | 87.0873 | 85.7049
3393_G_GT5 | Allen Steam Plant | Combustion Turbine | 84.7073 | 87.0873 | 85.7049
3393_G_GT6 | Allen Steam Plant | Combustion Turbine | 84.7073 | 87.0873 | 85.7049
3393_G_GT7 | Allen Steam Plant | Combustion Turbine | 84.7073 | 87.0873 | 85.7049
3393_G_GT8 | Allen Steam Plant | Combustion Turbine | 84.7073 | 87.0873 | 85.7049
3393_G_GT9 | Allen Steam Plant | Combustion Turbine | 84.7073 | 87.0873 | 85.7049
3394_G_1 | Apalachia | Hydro | 83.3856 | 90.5577 | 86.392
3394_G_2 | Apalachia | Hydro | 83.3856 | 90.5577 | 86.392
3395_G_1 | Boone Dam | Hydro | 83.3856 | 90.5577 | 86.392
3395_G_2 | Boone Dam | Hydro | 83.3856 | 90.5577 | 86.392
3395_G_3 | Boone Dam | Hydro | 83.3856 | 90.5577 | 86.392
3397_G_1 | Cherokee Dam | Hydro | 83.3856 | 90.5577 | 86.392
3397_G_2 | Cherokee Dam | Hydro | 83.3856 | 90.5577 | 86.392
3397_G_3 | Cherokee Dam | Hydro | 83.3856 | 90.5577 | 86.392
3397_G_4 | Cherokee Dam | Hydro | 83.3856 | 90.5577 | 86.392
3398_G_1 | Chickamauga | Hydro | 83.3856 | 90.5577 | 86.392
3398_G_2 | Chickamauga | Hydro | 83.3856 | 90.5577 | 86.392
3398_G_3 | Chickamauga | Hydro | 83.3856 | 90.5577 | 86.392
3398_G_4 | Chickamauga | Hydro | 83.3856 | 90.5577 | 86.392
34_G_1P | Rollins | Hydro | 81.0191 | 87.391 | 83.6901
340_G_1 | Kern River 1 | Hydro | 81.0191 | 87.391 | 83.6901
340_G_2 | Kern River 1 | Hydro | 81.0191 | 87.391 | 83.6901
340_G_3 | Kern River 1 | Hydro | 81.0191 | 87.391 | 83.6901
340_G_4 | Kern River 1 | Hydro | 81.0191 | 87.391 | 83.6901
3400_G_1 | Douglas Dam | Hydro | 83.3856 | 90.5577 | 86.392
3400_G_2 | Douglas Dam | Hydro | 83.3856 | 90.5577 | 86.392
3400_G_3 | Douglas Dam | Hydro | 83.3856 | 90.5577 | 86.392
3400_G_4 | Douglas Dam | Hydro | 83.3856 | 90.5577 | 86.392
3401_G_1 | Fort Patrick Henry | Hydro | 81.0191 | 87.391 | 83.6901
3401_G_2 | Fort Patrick Henry | Hydro | 81.0191 | 87.391 | 83.6901
3402_G_1 | Fort Loudoun | Hydro | 83.3856 | 90.5577 | 86.392
3402_G_2 | Fort Loudoun | Hydro | 83.3856 | 90.5577 | 86.392
3402_G_3 | Fort Loudoun | Hydro | 83.3856 | 90.5577 | 86.392
3402_G_4 | Fort Loudoun | Hydro | 83.3856 | 90.5577 | 86.392
3403_G_GT1 | Gallatin | Combustion Turbine | 89.6928 | 92.6015 | 90.9121
3403_G_GT2 | Gallatin | Combustion Turbine | 89.6928 | 92.6015 | 90.9121
3403_G_GT3 | Gallatin | Combustion Turbine | 89.6928 | 92.6015 | 90.9121
3403_G_GT4 | Gallatin | Combustion Turbine | 89.6928 | 92.6015 | 90.9121
3403_G_GT5 | Gallatin | Combustion Turbine | 89.6928 | 92.6015 | 90.9121
3403_G_GT6 | Gallatin | Combustion Turbine | 89.6928 | 92.6015 | 90.9121
3403_G_GT7 | Gallatin | Combustion Turbine | 89.6928 | 92.6015 | 90.9121
3403_G_GT8 | Gallatin | Combustion Turbine | 89.6928 | 92.6015 | 90.9121
3404_G_1 | Great Falls | Hydro | 81.0191 | 87.391 | 83.6901
3404_G_2 | Great Falls | Hydro | 81.0191 | 87.391 | 83.6901
3405_G_CTG1 | John Sevier | Combined Cycle | 84.4893 | 90.1371 | 86.8567
3405_G_CTG2 | John Sevier | Combined Cycle | 84.4893 | 90.1371 | 86.8567
3405_G_CTG3 | John Sevier | Combined Cycle | 84.4893 | 90.1371 | 86.8567
3405_G_STG1 | John Sevier | Combined Cycle | 84.4893 | 90.1371 | 86.8567
3406_G_G10 | Johnsonville | Combustion Turbine | 89.6928 | 92.6015 | 90.9121
3406_G_G11 | Johnsonville | Combustion Turbine | 89.6928 | 92.6015 | 90.9121
3406_G_G12 | Johnsonville | Combustion Turbine | 89.6928 | 92.6015 | 90.9121
3406_G_G13 | Johnsonville | Combustion Turbine | 89.6928 | 92.6015 | 90.9121
3406_G_G14 | Johnsonville | Combustion Turbine | 89.6928 | 92.6015 | 90.9121
3406_G_G15 | Johnsonville | Combustion Turbine | 89.6928 | 92.6015 | 90.9121
3406_G_G16 | Johnsonville | Combustion Turbine | 89.6928 | 92.6015 | 90.9121
3406_G_G17 | Johnsonville | Combustion Turbine | 89.6928 | 92.6015 | 90.9121
3406_G_G18 | Johnsonville | Combustion Turbine | 89.6928 | 92.6015 | 90.9121
3406_G_G19 | Johnsonville | Combustion Turbine | 89.6928 | 92.6015 | 90.9121
3406_G_G20 | Johnsonville | Combustion Turbine | 89.6928 | 92.6015 | 90.9121
3406_G_GT1 | Johnsonville | Combustion Turbine | 89.6928 | 92.6015 | 90.9121
3406_G_GT2 | Johnsonville | Combustion Turbine | 89.6928 | 92.6015 | 90.9121
3406_G_GT3 | Johnsonville | Combustion Turbine | 89.6928 | 92.6015 | 90.9121
3406_G_GT4 | Johnsonville | Combustion Turbine | 89.6928 | 92.6015 | 90.9121
3406_G_GT5 | Johnsonville | Combustion Turbine | 89.6928 | 92.6015 | 90.9121
3406_G_GT6 | Johnsonville | Combustion Turbine | 89.6928 | 92.6015 | 90.9121
3406_G_GT7 | Johnsonville | Combustion Turbine | 89.6928 | 92.6015 | 90.9121
3406_G_GT8 | Johnsonville | Combustion Turbine | 89.6928 | 92.6015 | 90.9121
3406_G_GT9 | Johnsonville | Combustion Turbine | 89.6928 | 92.6015 | 90.9121
3408_G_1 | Melton Hill | Hydro | 83.3856 | 90.5577 | 86.392
3408_G_2 | Melton Hill | Hydro | 83.3856 | 90.5577 | 86.392
3409_G_1 | Nickajack | Hydro | 81.0191 | 87.391 | 83.6901
3409_G_2 | Nickajack | Hydro | 81.0191 | 87.391 | 83.6901
3409_G_3 | Nickajack | Hydro | 81.0191 | 87.391 | 83.6901
3409_G_4 | Nickajack | Hydro | 81.0191 | 87.391 | 83.6901
341_G_CT1 | Long Beach Generation LLC | Combustion Turbine | 89.6928 | 92.6015 | 90.9121
341_G_CT2 | Long Beach Generation LLC | Combustion Turbine | 89.6928 | 92.6015 | 90.9121
341_G_CT3 | Long Beach Generation LLC | Combustion Turbine | 89.6928 | 92.6015 | 90.9121
341_G_CT4 | Long Beach Generation LLC | Combustion Turbine | 89.6928 | 92.6015 | 90.9121
3411_G_1 | Norris Dam | Hydro | 83.3856 | 90.5577 | 86.392
3411_G_2 | Norris Dam | Hydro | 83.3856 | 90.5577 | 86.392
3412_G_1 | Ocoee 1 | Hydro | 81.0191 | 87.391 | 83.6901
3412_G_2 | Ocoee 1 | Hydro | 81.0191 | 87.391 | 83.6901
3412_G_3 | Ocoee 1 | Hydro | 81.0191 | 87.391 | 83.6901
3412_G_4 | Ocoee 1 | Hydro | 81.0191 | 87.391 | 83.6901
3412_G_5 | Ocoee 1 | Hydro | 81.0191 | 87.391 | 83.6901
3413_G_1 | Ocoee 2 | Hydro | 81.0191 | 87.391 | 83.6901
3413_G_2 | Ocoee 2 | Hydro | 81.0191 | 87.391 | 83.6901
3414_G_1 | Ocoee 3 | Hydro | 81.0191 | 87.391 | 83.6901
3415_G_1 | Pickwick Landing Dam | Hydro | 83.3856 | 90.5577 | 86.392
3415_G_2 | Pickwick Landing Dam | Hydro | 83.3856 | 90.5577 | 86.392
3415_G_3 | Pickwick Landing Dam | Hydro | 83.3856 | 90.5577 | 86.392
3415_G_4 | Pickwick Landing Dam | Hydro | 83.3856 | 90.5577 | 86.392
3415_G_5 | Pickwick Landing Dam | Hydro | 83.3856 | 90.5577 | 86.392
3415_G_6 | Pickwick Landing Dam | Hydro | 83.3856 | 90.5577 | 86.392
3416_G_1 | South Holston | Hydro | 83.3856 | 90.5577 | 86.392
3417_G_1 | Tims Ford | Hydro | 83.3856 | 90.5577 | 86.392
3417_G_2 | Tims Ford | Hydro | 81.0191 | 87.391 | 83.6901
3418_G_1 | Watauga | Hydro | 83.3856 | 90.5577 | 86.392
3418_G_2 | Watauga | Hydro | 81.0191 | 87.391 | 83.6901
342_G_1 | Lundy | Hydro | 81.0191 | 87.391 | 83.6901
342_G_2 | Lundy | Hydro | 81.0191 | 87.391 | 83.6901
3420_G_HY1 | Watts Bar Hydro | Hydro | 83.3856 | 90.5577 | 86.392
3420_G_HY2 | Watts Bar Hydro | Hydro | 83.3856 | 90.5577 | 86.392
3420_G_HY3 | Watts Bar Hydro | Hydro | 83.3856 | 90.5577 | 86.392
3420_G_HY4 | Watts Bar Hydro | Hydro | 83.3856 | 90.5577 | 86.392
3420_G_HY5 | Watts Bar Hydro | Hydro | 83.3856 | 90.5577 | 86.392
3421_G_1 | Wilbur | Hydro | 81.0191 | 87.391 | 83.6901
3421_G_2 | Wilbur | Hydro | 81.0191 | 87.391 | 83.6901
3421_G_3 | Wilbur | Hydro | 81.0191 | 87.391 | 83.6901
3421_G_4 | Wilbur | Hydro | 81.0191 | 87.391 | 83.6901
3423_G_1 | Cordell Hull | Hydro | 83.3856 | 90.5577 | 86.392
3423_G_2 | Cordell Hull | Hydro | 83.3856 | 90.5577 | 86.392
3423_G_3 | Cordell Hull | Hydro | 83.3856 | 90.5577 | 86.392
3424_G_1 | Dale Hollow | Hydro | 81.0191 | 87.391 | 83.6901
3424_G_2 | Dale Hollow | Hydro | 81.0191 | 87.391 | 83.6901
3424_G_3 | Dale Hollow | Hydro | 81.0191 | 87.391 | 83.6901
3426_G_1 | Old Hickory | Hydro | 81.0191 | 87.391 | 83.6901
3426_G_2 | Old Hickory | Hydro | 81.0191 | 87.391 | 83.6901
3426_G_3 | Old Hickory | Hydro | 81.0191 | 87.391 | 83.6901
3426_G_4 | Old Hickory | Hydro | 81.0191 | 87.391 | 83.6901
3428_G_1 | J P Priest | Hydro | 83.3856 | 90.5577 | 86.392
3437_G_1 | Eagle Pass | Hydro | 81.0191 | 87.391 | 83.6901
3437_G_2 | Eagle Pass | Hydro | 81.0191 | 87.391 | 83.6901
3437_G_3 | Eagle Pass | Hydro | 81.0191 | 87.391 | 83.6901
3439_G_4 | Laredo | Combustion Turbine | 89.6928 | 92.6015 | 90.9121
3439_G_5 | Laredo | Combustion Turbine | 89.6928 | 92.6015 | 90.9121
344_G_1 | Mammoth Pool | Hydro | 83.3856 | 90.5577 | 86.392
344_G_2 | Mammoth Pool | Hydro | 83.3856 | 90.5577 | 86.392
3441_G_7 | Nueces Bay | Combined Cycle | 84.4893 | 90.1371 | 86.8567
3441_G_8 | Nueces Bay | Combined Cycle | 84.4893 | 90.1371 | 86.8567
3441_G_9 | Nueces Bay | Combined Cycle | 84.4893 | 90.1371 | 86.8567
3443_G_5 | Victoria | Combined Cycle | 84.4893 | 90.1371 | 86.8567
3443_G_7 | Victoria | Combined Cycle | 84.4893 | 90.1371 | 86.8567
345_G_03 | Mandalay | Combustion Turbine | 89.6928 | 92.6015 | 90.9121
3456_G_4 | Newman | Combined Cycle | 84.4893 | 90.1371 | 86.8567
3456_G_5CA1 | Newman | Combined Cycle | 84.4893 | 90.1371 | 86.8567
3456_G_5CT1 | Newman | Combined Cycle | 84.4893 | 90.1371 | 86.8567
3456_G_5CT2 | Newman | Combined Cycle | 84.4893 | 90.1371 | 86.8567
3456_G_CT1 | Newman | Combined Cycle | 84.4893 | 90.1371 | 86.8567
3456_G_CT2 | Newman | Combined Cycle | 84.4893 | 90.1371 | 86.8567
3464_G_73 | Greens Bayou | Combustion Turbine | 89.6928 | 92.6015 | 90.9121
3464_G_74 | Greens Bayou | Combustion Turbine | 89.6928 | 92.6015 | 90.9121
3464_G_81 | Greens Bayou | Combustion Turbine | 89.6928 | 92.6015 | 90.9121
3464_G_82 | Greens Bayou | Combustion Turbine | 89.6928 | 92.6015 | 90.9121
3464_G_83 | Greens Bayou | Combustion Turbine | 89.6928 | 92.6015 | 90.9121
3464_G_84 | Greens Bayou | Combustion Turbine | 89.6928 | 92.6015 | 90.9121
3468_G_GT2 | Sam Bertron | Combustion Turbine | 84.7073 | 87.0873 | 85.7049
3469_G_3 | T H Wharton | Combined Cycle | 84.4893 | 90.1371 | 86.8567
3469_G_31 | T H Wharton | Combined Cycle | 84.4893 | 90.1371 | 86.8567
3469_G_32 | T H Wharton | Combined Cycle | 84.4893 | 90.1371 | 86.8567
3469_G_33 | T H Wharton | Combined Cycle | 84.4893 | 90.1371 | 86.8567
3469_G_34 | T H Wharton | Combined Cycle | 84.4893 | 90.1371 | 86.8567
3469_G_4 | T H Wharton | Combined Cycle | 84.4893 | 90.1371 | 86.8567
3469_G_41 | T H Wharton | Combined Cycle | 84.4893 | 90.1371 | 86.8567
3469_G_42 | T H Wharton | Combined Cycle | 84.4893 | 90.1371 | 86.8567
3469_G_43 | T H Wharton | Combined Cycle | 84.4893 | 90.1371 | 86.8567
3469_G_44 | T H Wharton | Combined Cycle | 84.4893 | 90.1371 | 86.8567
3469_G_51 | T H Wharton | Combustion Turbine | 89.6928 | 92.6015 | 90.9121
3469_G_52 | T H Wharton | Combustion Turbine | 89.6928 | 92.6015 | 90.9121
3469_G_53 | T H Wharton | Combustion Turbine | 89.6928 | 92.6015 | 90.9121
3469_G_54 | T H Wharton | Combustion Turbine | 89.6928 | 92.6015 | 90.9121
3469_G_55 | T H Wharton | Combustion Turbine | 89.6928 | 92.6015 | 90.9121
3469_G_56 | T H Wharton | Combustion Turbine | 89.6928 | 92.6015 | 90.9121
3469_G_GT1 | T H Wharton | Combustion Turbine | 84.7073 | 87.0873 | 85.7049
3470_G_GT1 | W A Parish | Combustion Turbine | 84.7073 | 87.0873 | 85.7049
3482_G_3 | Jones | Combustion Turbine | 89.6928 | 92.6015 | 90.9121
3485_G_1 | Plant X | O/G Steam | 87.925 | 90.7796 | 89.1216
3485_G_2 | Plant X | O/G Steam | 87.3884 | 91.2182 | 88.9937
3492_G_CT1 | Morgan Creek | Combustion Turbine | 89.6928 | 92.6015 | 90.9121
3492_G_CT2 | Morgan Creek | Combustion Turbine | 89.6928 | 92.6015 | 90.9121
3492_G_CT3 | Morgan Creek | Combustion Turbine | 89.6928 | 92.6015 | 90.9121
3492_G_CT4 | Morgan Creek | Combustion Turbine | 89.6928 | 92.6015 | 90.9121
3492_G_CT5 | Morgan Creek | Combustion Turbine | 89.6928 | 92.6015 | 90.9121
3492_G_CT6 | Morgan Creek | Combustion Turbine | 89.6928 | 92.6015 | 90.9121
3494_G_CT1 | Permian Basin | Combustion Turbine | 89.6928 | 92.6015 | 90.9121
3494_G_CT2 | Permian Basin | Combustion Turbine | 89.6928 | 92.6015 | 90.9121
3494_G_CT3 | Permian Basin | Combustion Turbine | 89.6928 | 92.6015 | 90.9121
3494_G_CT4 | Permian Basin | Combustion Turbine | 89.6928 | 92.6015 | 90.9121
3494_G_CT5 | Permian Basin | Combustion Turbine | 89.6928 | 92.6015 | 90.9121
3504_G_D1 | Stryker Creek | Combustion Turbine | 84.7073 | 87.0873 | 85.7049
3504_G_D2 | Stryker Creek | Combustion Turbine | 84.7073 | 87.0873 | 85.7049
3504_G_D3 | Stryker Creek | Combustion Turbine | 84.7073 | 87.0873 | 85.7049
3504_G_D4 | Stryker Creek | Combustion Turbine | 84.7073 | 87.0873 | 85.7049
3504_G_D5 | Stryker Creek | Combustion Turbine | 84.7073 | 87.0873 | 85.7049
3506_G_1 | Tradinghouse Power Company LLC | O/G Steam | 81.5054 | 88.7817 | 84.5555
3507_G_D1 | Trinidad | Combustion Turbine | 84.7073 | 87.0873 | 85.7049
3507_G_D2 | Trinidad | Combustion Turbine | 84.7073 | 87.0873 | 85.7049
353_G_1 | Poole | Hydro | 81.0191 | 87.391 | 83.6901
354_G_1 | Portal | Hydro | 81.0191 | 87.391 | 83.6901
3548_G_GT1 | Decker Creek | Combustion Turbine | 89.6928 | 92.6015 | 90.9121
3548_G_GT2 | Decker Creek | Combustion Turbine | 89.6928 | 92.6015 | 90.9121
3548_G_GT3 | Decker Creek | Combustion Turbine | 89.6928 | 92.6015 | 90.9121
3548_G_GT4 | Decker Creek | Combustion Turbine | 89.6928 | 92.6015 | 90.9121
3559_G_10 | Silas Ray | Combustion Turbine | 88.1508 | 89.9672 | 88.9122
3559_G_6 | Silas Ray | Combined Cycle | 84.4893 | 90.1371 | 86.8567
3559_G_9 | Silas Ray | Combined Cycle | 84.4893 | 90.1371 | 86.8567
3559_G_DG-2 | Silas Ray | Combustion Turbine | 84.7073 | 87.0873 | 85.7049
3559_G_DG-3a | Silas Ray | Combustion Turbine | 84.7073 | 87.0873 | 85.7049
3559_G_DG-3b | Silas Ray | Combustion Turbine | 84.7073 | 87.0873 | 85.7049
3559_G_DG-4 | Silas Ray | Combustion Turbine | 84.7073 | 87.0873 | 85.7049
3559_G_DG-6a | Silas Ray | Combustion Turbine | 84.7073 | 87.0873 | 85.7049
3559_G_DG-6b | Silas Ray | Combustion Turbine | 84.7073 | 87.0873 | 85.7049
3559_G_DG-7a | Silas Ray | Combustion Turbine | 84.7073 | 87.0873 | 85.7049
3559_G_DG-7b | Silas Ray | Combustion Turbine | 84.7073 | 87.0873 | 85.7049
3561_G_7 | Bryan | Combustion Turbine | 88.1508 | 89.9672 | 88.9122
357_G_1 | Rush Creek | Hydro | 81.0191 | 87.391 | 83.6901
357_G_2 | Rush Creek | Hydro | 81.0191 | 87.391 | 83.6901
3576_G_4 | Ray Olinger | Combustion Turbine | 89.6928 | 92.6015 | 90.9121
358_G_MV3A | Mountainview Power LLC | Combined Cycle | 84.4893 | 90.1371 | 86.8567
358_G_MV3B | Mountainview Power LLC | Combined Cycle | 84.4893 | 90.1371 | 86.8567
358_G_MV3C | Mountainview Power LLC | Combined Cycle | 84.4893 | 90.1371 | 86.8567
358_G_MV4A | Mountainview Power LLC | Combined Cycle | 84.4893 | 90.1371 | 86.8567
358_G_MV4B | Mountainview Power LLC | Combined Cycle | 84.4893 | 90.1371 | 86.8567
358_G_MV4C | Mountainview Power LLC | Combined Cycle | 84.4893 | 90.1371 | 86.8567
3581_G_1 | Abbott TP 3 | Hydro | 81.0191 | 87.391 | 83.6901
3581_G_2 | Abbott TP 3 | Hydro | 81.0191 | 87.391 | 83.6901
3582_G_1 | Dunlap TP 1 | Hydro | 81.0191 | 87.391 | 83.6901
3582_G_2 | Dunlap TP 1 | Hydro | 81.0191 | 87.391 | 83.6901
3583_G_1 | H 4 | Hydro | 81.0191 | 87.391 | 83.6901
3584_G_1 | H 5 | Hydro | 81.0191 | 87.391 | 83.6901
3585_G_1 | Nolte | Hydro | 81.0191 | 87.391 | 83.6901
3585_G_2 | Nolte | Hydro | 81.0191 | 87.391 | 83.6901
3586_G_1 | TP 4 | Hydro | 81.0191 | 87.391 | 83.6901
3594_G_1 | Austin | Hydro | 81.0191 | 87.391 | 83.6901
3594_G_2 | Austin | Hydro | 81.0191 | 87.391 | 83.6901
3595_G_1 | Buchanan | Hydro | 81.0191 | 87.391 | 83.6901
3595_G_2 | Buchanan | Hydro | 81.0191 | 87.391 | 83.6901
3595_G_3 | Buchanan | Hydro | 81.0191 | 87.391 | 83.6901
3597_G_1 | Granite Shoals | Hydro | 83.3856 | 90.5577 | 86.392
3597_G_2 | Granite Shoals | Hydro | 83.3856 | 90.5577 | 86.392
3598_G_1 | Inks | Hydro | 81.0191 | 87.391 | 83.6901
3599_G_1 | Marble Falls | Hydro | 81.0191 | 87.391 | 83.6901
3599_G_2 | Marble Falls | Hydro | 81.0191 | 87.391 | 83.6901
3600_G_1 | Marshall Ford | Hydro | 83.3856 | 90.5577 | 86.392
3600_G_2 | Marshall Ford | Hydro | 83.3856 | 90.5577 | 86.392
3600_G_3 | Marshall Ford | Hydro | 83.3856 | 90.5577 | 86.392
3602_G_GT1 | Ty Cooke | Combustion Turbine | 84.7073 | 87.0873 | 85.7049
3602_G_GT2 | Ty Cooke | Combustion Turbine | 84.7073 | 87.0873 | 85.7049
3602_G_GT3 | Ty Cooke | Combustion Turbine | 84.7073 | 87.0873 | 85.7049
3604_G_6A | J Robert Massengale | Combined Cycle | 84.4893 | 90.1371 | 86.8567
3604_G_7 | J Robert Massengale | Combined Cycle | 84.4893 | 90.1371 | 86.8567
3604_G_8 | J Robert Massengale | Combined Cycle | 84.4893 | 90.1371 | 86.8567
3609_G_CGT1 | Leon Creek | Combustion Turbine | 88.1508 | 89.9672 | 88.9122
3609_G_CGT2 | Leon Creek | Combustion Turbine | 88.1508 | 89.9672 | 88.9122
3609_G_CGT3 | Leon Creek | Combustion Turbine | 88.1508 | 89.9672 | 88.9122
3609_G_CGT4 | Leon Creek | Combustion Turbine | 88.1508 | 89.9672 | 88.9122
361_G_1 | Santa Ana 1 | Hydro | 81.0191 | 87.391 | 83.6901
361_G_2 | Santa Ana 1 | Hydro | 81.0191 | 87.391 | 83.6901
361_G_3 | Santa Ana 1 | Hydro | 81.0191 | 87.391 | 83.6901
361_G_4 | Santa Ana 1 | Hydro | 81.0191 | 87.391 | 83.6901
3612_G_5 | V H Braunig | Combustion Turbine | 88.1508 | 89.9672 | 88.9122
3612_G_6 | V H Braunig | Combustion Turbine | 88.1508 | 89.9672 | 88.9122
3612_G_7 | V H Braunig | Combustion Turbine | 88.1508 | 89.9672 | 88.9122
3612_G_8 | V H Braunig | Combustion Turbine | 88.1508 | 89.9672 | 88.9122
3624_G_1 | Weatherford | Combustion Turbine | 84.7073 | 87.0873 | 85.7049
3624_G_2 | Weatherford | Combustion Turbine | 84.7073 | 87.0873 | 85.7049
3624_G_3 | Weatherford | Combustion Turbine | 84.7073 | 87.0873 | 85.7049
3624_G_4 | Weatherford | Combustion Turbine | 84.7073 | 87.0873 | 85.7049
3624_G_6 | Weatherford | Combustion Turbine | 84.7073 | 87.0873 | 85.7049
3624_G_7 | Weatherford | Combustion Turbine | 84.7073 | 87.0873 | 85.7049
3624_G_8 | Weatherford | Combustion Turbine | 84.7073 | 87.0873 | 85.7049
3628_G_4 | R W Miller | Combustion Turbine | 89.6928 | 92.6015 | 90.9121
3628_G_5 | R W Miller | Combustion Turbine | 89.6928 | 92.6015 | 90.9121
363_G_1 | Santa Ana 3 | Hydro | 81.0191 | 87.391 | 83.6901
3630_G_10A | Pearsall | Combustion Turbine | 84.7073 | 87.0873 | 85.7049
3630_G_11A | Pearsall | Combustion Turbine | 84.7073 | 87.0873 | 85.7049
3630_G_12A | Pearsall | Combustion Turbine | 84.7073 | 87.0873 | 85.7049
3630_G_13A | Pearsall | Combustion Turbine | 84.7073 | 87.0873 | 85.7049
3630_G_14A | Pearsall | Combustion Turbine | 84.7073 | 87.0873 | 85.7049
3630_G_15A | Pearsall | Combustion Turbine | 84.7073 | 87.0873 | 85.7049
3630_G_16A | Pearsall | Combustion Turbine | 84.7073 | 87.0873 | 85.7049
3630_G_17A | Pearsall | Combustion Turbine | 84.7073 | 87.0873 | 85.7049
3630_G_18A | Pearsall | Combustion Turbine | 84.7073 | 87.0873 | 85.7049
3630_G_19A | Pearsall | Combustion Turbine | 84.7073 | 87.0873 | 85.7049
3630_G_1A | Pearsall | Combustion Turbine | 84.7073 | 87.0873 | 85.7049
3630_G_20A | Pearsall | Combustion Turbine | 84.7073 | 87.0873 | 85.7049
3630_G_21A | Pearsall | Combustion Turbine | 84.7073 | 87.0873 | 85.7049
3630_G_22A | Pearsall | Combustion Turbine | 84.7073 | 87.0873 | 85.7049
3630_G_23A | Pearsall | Combustion Turbine | 84.7073 | 87.0873 | 85.7049
3630_G_24A | Pearsall | Combustion Turbine | 84.7073 | 87.0873 | 85.7049
3630_G_2A | Pearsall | Combustion Turbine | 84.7073 | 87.0873 | 85.7049
3630_G_3A | Pearsall | Combustion Turbine | 84.7073 | 87.0873 | 85.7049
3630_G_4A | Pearsall | Combustion Turbine | 84.7073 | 87.0873 | 85.7049
3630_G_5A | Pearsall | Combustion Turbine | 84.7073 | 87.0873 | 85.7049
3630_G_6A | Pearsall | Combustion Turbine | 84.7073 | 87.0873 | 85.7049
3630_G_7A | Pearsall | Combustion Turbine | 84.7073 | 87.0873 | 85.7049
3630_G_8A | Pearsall | Combustion Turbine | 84.7073 | 87.0873 | 85.7049
3630_G_9A | Pearsall | Combustion Turbine | 84.7073 | 87.0873 | 85.7049
3631_G_1 | Sam Rayburn | Combustion Turbine | 84.7073 | 87.0873 | 85.7049
3631_G_10 | Sam Rayburn | Combined Cycle | 84.4893 | 90.1371 | 86.8567
3631_G_2 | Sam Rayburn | Combustion Turbine | 84.7073 | 87.0873 | 85.7049
3631_G_4 | Sam Rayburn | Combustion Turbine | 84.7073 | 87.0873 | 85.7049
3631_G_5 | Sam Rayburn | Combustion Turbine | 84.7073 | 87.0873 | 85.7049
3631_G_7 | Sam Rayburn | Combined Cycle | 84.4893 | 90.1371 | 86.8567
3631_G_8 | Sam Rayburn | Combined Cycle | 84.4893 | 90.1371 | 86.8567
3631_G_9 | Sam Rayburn | Combined Cycle | 84.4893 | 90.1371 | 86.8567
3643_G_1 | Upper Beaver | Hydro | 81.0191 | 87.391 | 83.6901
3643_G_2 | Upper Beaver | Hydro | 81.0191 | 87.391 | 83.6901
3646_G_1 | Cutler | Hydro | 81.0191 | 87.391 | 83.6901
3646_G_2 | Cutler | Hydro | 81.0191 | 87.391 | 83.6901
3648_G_4 | Gadsby | Combustion Turbine | 88.1508 | 89.9672 | 88.9122
3648_G_5 | Gadsby | Combustion Turbine | 88.1508 | 89.9672 | 88.9122
3648_G_6 | Gadsby | Combustion Turbine | 88.1508 | 89.9672 | 88.9122
365_G_1 | Tule River | Hydro | 81.0191 | 87.391 | 83.6901
365_G_2 | Tule River | Hydro | 81.0191 | 87.391 | 83.6901
3651_G_1 | Granite | Hydro | 81.0191 | 87.391 | 83.6901
3655_G_1 | Olmstead | Hydro | 81.0191 | 87.391 | 83.6901
3655_G_2 | Olmstead | Hydro | 81.0191 | 87.391 | 83.6901
3655_G_4 | Olmstead | Hydro | 81.0191 | 87.391 | 83.6901
3656_G_1 | Pioneer | Hydro | 81.0191 | 87.391 | 83.6901
3656_G_2 | Pioneer | Hydro | 81.0191 | 87.391 | 83.6901
3658_G_1 | Snake Creek | Hydro | 81.0191 | 87.391 | 83.6901
3658_G_2 | Snake Creek | Hydro | 81.0191 | 87.391 | 83.6901
3659_G_3 | Stairs | Hydro | 81.0191 | 87.391 | 83.6901
3661_G_1 | Weber | Hydro | 81.0191 | 87.391 | 83.6901
3665_G_1A | Bountiful City | Combustion Turbine | 84.7073 | 87.0873 | 85.7049
3665_G_3 | Bountiful City | Combustion Turbine | 84.7073 | 87.0873 | 85.7049
3665_G_4 | Bountiful City | Combustion Turbine | 84.7073 | 87.0873 | 85.7049
3665_G_5 | Bountiful City | Combustion Turbine | 84.7073 | 87.0873 | 85.7049
3665_G_7 | Bountiful City | Combustion Turbine | 84.7073 | 87.0873 | 85.7049
3665_G_IC8 | Bountiful City | Combustion Turbine | 84.7073 | 87.0873 | 85.7049
3666_G_1 | Brigham City | Hydro | 81.0191 | 87.391 | 83.6901
3666_G_2 | Brigham City | Hydro | 81.0191 | 87.391 | 83.6901
3666_G_8182 | Brigham City | Hydro | 81.0191 | 87.391 | 83.6901
3675_G_HY1 | Hydro III | Hydro | 81.0191 | 87.391 | 83.6901
3675_G_HY2 | Hydro III | Hydro | 81.0191 | 87.391 | 83.6901
3675_G_HY3 | Hydro III | Hydro | 81.0191 | 87.391 | 83.6901
3676_G_1 | Manti Upper | Hydro | 81.0191 | 87.391 | 83.6901
3676_G_HC2 | Manti Upper | Hydro | 81.0191 | 87.391 | 83.6901
3686_G_4 | Provo | O/G Steam | 87.925 | 90.7796 | 89.1216
3686_G_5 | Provo | Combustion Turbine | 84.7073 | 87.0873 | 85.7049
3686_G_6 | Provo | Combustion Turbine | 84.7073 | 87.0873 | 85.7049
3686_G_7 | Provo | Combustion Turbine | 84.7073 | 87.0873 | 85.7049
3686_G_8 | Provo | Combustion Turbine | 84.7073 | 87.0873 | 85.7049
3688_G_2 | Bartholomew | Hydro | 81.0191 | 87.391 | 83.6901
3691_G_1 | Spanish Fork | Hydro | 81.0191 | 87.391 | 83.6901
3691_G_2 | Spanish Fork | Hydro | 81.0191 | 87.391 | 83.6901
3691_G_3 | Spanish Fork | Hydro | 81.0191 | 87.391 | 83.6901
3697_G_1 | Gateway | Hydro | 81.0191 | 87.391 | 83.6901
3697_G_2 | Gateway | Hydro | 81.0191 | 87.391 | 83.6901
3698_G_1 | Wanship | Hydro | 81.0191 | 87.391 | 83.6901
3699_G_1 | Boulder | Hydro | 81.0191 | 87.391 | 83.6901
3699_G_2 | Boulder | Hydro | 81.0191 | 87.391 | 83.6901
3699_G_3 | Boulder | Hydro | 81.0191 | 87.391 | 83.6901
3704_G_1 | Uintah | Hydro | 81.0191 | 87.391 | 83.6901
3704_G_2 | Uintah | Hydro | 81.0191 | 87.391 | 83.6901
3708_G_GT4 | Ascutney | Combustion Turbine | 84.7073 | 87.0873 | 85.7049
3709_G_1 | Smith | Hydro | 81.0191 | 87.391 | 83.6901
3709_G_HC2 | Smith | Hydro | 81.0191 | 87.391 | 83.6901
371_G_2 | Columbia Generating Station | Nuclear | 79.6225 | 75.7518 | 78
3710_G_1 | Cavendish | Hydro | 81.0191 | 87.391 | 83.6901
3710_G_2 | Cavendish | Hydro | 81.0191 | 87.391 | 83.6901
3710_G_3 | Cavendish | Hydro | 81.0191 | 87.391 | 83.6901
3711_G_1 | Clark Falls | Hydro | 81.0191 | 87.391 | 83.6901
3712_G_1 | Fairfax Falls | Hydro | 81.0191 | 87.391 | 83.6901
3712_G_2 | Fairfax Falls | Hydro | 81.0191 | 87.391 | 83.6901
3714_G_1 | Glen | Hydro | 81.0191 | 87.391 | 83.6901
3714_G_2 | Glen | Hydro | 81.0191 | 87.391 | 83.6901
3716_G_1 | Lower Middlebury | Hydro | 81.0191 | 87.391 | 83.6901
3716_G_2 | Lower Middlebury | Hydro | 81.0191 | 87.391 | 83.6901
3716_G_3 | Lower Middlebury | Hydro | 81.0191 | 87.391 | 83.6901
3717_G_1 | Milton | Hydro | 81.0191 | 87.391 | 83.6901
3717_G_2 | Milton | Hydro | 81.0191 | 87.391 | 83.6901
3720_G_1 | Peterson | Hydro | 81.0191 | 87.391 | 83.6901
3722_G_1 | Pittsford | Hydro | 81.0191 | 87.391 | 83.6901
3722_G_2 | Pittsford | Hydro | 81.0191 | 87.391 | 83.6901
3722_G_3 | Pittsford | Hydro | 81.0191 | 87.391 | 83.6901
3723_G_GT5 | Rutland | Combustion Turbine | 84.7073 | 87.0873 | 85.7049
3724_G_1 | Salisbury | Hydro | 81.0191 | 87.391 | 83.6901
3725_G_1 | Silver Lake | Hydro | 81.0191 | 87.391 | 83.6901
3728_G_1 | Weybridge | Hydro | 81.0191 | 87.391 | 83.6901
3731_G_1 | Newport | Hydro | 81.0191 | 87.391 | 83.6901
3731_G_2 | Newport | Hydro | 81.0191 | 87.391 | 83.6901
3731_G_3 | Newport | Hydro | 81.0191 | 87.391 | 83.6901
3734_G_GT1 | Berlin 5 | Combustion Turbine | 88.1508 | 89.9672 | 88.9122
3735_G_GT1 | Colchester 16 | Combustion Turbine | 84.7073 | 87.0873 | 85.7049
3737_G_H1 | Essex Junction 19 | Hydro | 81.0191 | 87.391 | 83.6901
3737_G_H2 | Essex Junction 19 | Hydro | 81.0191 | 87.391 | 83.6901
3737_G_H3 | Essex Junction 19 | Hydro | 81.0191 | 87.391 | 83.6901
3737_G_H4 | Essex Junction 19 | Hydro | 81.0191 | 87.391 | 83.6901
3737_G_H9 | Essex Junction 19 | Hydro | 81.0191 | 87.391 | 83.6901
3737_G_IC-5 | Essex Junction 19 | Combustion Turbine | 84.7073 | 87.0873 | 85.7049
3737_G_IC-6 | Essex Junction 19 | Combustion Turbine | 84.7073 | 87.0873 | 85.7049
3737_G_IC-7 | Essex Junction 19 | Combustion Turbine | 84.7073 | 87.0873 | 85.7049
3737_G_IC-8 | Essex Junction 19 | Combustion Turbine | 84.7073 | 87.0873 | 85.7049
3739_G_1 | Marshfield 6 | Hydro | 81.0191 | 87.391 | 83.6901
3740_G_1 | Middlesex 2 | Hydro | 81.0191 | 87.391 | 83.6901
3740_G_2 | Middlesex 2 | Hydro | 81.0191 | 87.391 | 83.6901
3743_G_1 | West Danville 15 | Hydro | 81.0191 | 87.391 | 83.6901
3745_G_GEN1 | Bellows Falls | Hydro | 81.0191 | 87.391 | 83.6901
3745_G_GEN2 | Bellows Falls | Hydro | 81.0191 | 87.391 | 83.6901
3745_G_GEN3 | Bellows Falls | Hydro | 81.0191 | 87.391 | 83.6901
3746_G_GEN1 | Harriman | Hydro | 81.0191 | 87.391 | 83.6901
3746_G_GEN2 | Harriman | Hydro | 81.0191 | 87.391 | 83.6901
3746_G_GEN3 | Harriman | Hydro | 81.0191 | 87.391 | 83.6901
3750_G_1 | Canaan | Hydro | 81.0191 | 87.391 | 83.6901
3753_G_1 | West Charleston | Hydro | 81.0191 | 87.391 | 83.6901
3753_G_2 | West Charleston | Hydro | 81.0191 | 87.391 | 83.6901
3753_G_IC3 | West Charleston | Combustion Turbine | 84.7073 | 87.0873 | 85.7049
3753_G_IC4 | West Charleston | Combustion Turbine | 84.7073 | 87.0873 | 85.7049
3754_G_GT1 | Burlington GT | Combustion Turbine | 84.7073 | 87.0873 | 85.7049
376_G_1 | Pardee | Hydro | 81.0191 | 87.391 | 83.6901
376_G_2 | Pardee | Hydro | 81.0191 | 87.391 | 83.6901
376_G_3 | Pardee | Hydro | 81.0191 | 87.391 | 83.6901
3762_G_1 | Great Falls | Hydro | 81.0191 | 87.391 | 83.6901
3762_G_2 | Great Falls | Hydro | 81.0191 | 87.391 | 83.6901
3762_G_3 | Great Falls | Hydro | 81.0191 | 87.391 | 83.6901
3764_G_1 | Morrisville | Hydro | 81.0191 | 87.391 | 83.6901
3764_G_2 | Morrisville | Hydro | 81.0191 | 87.391 | 83.6901
3765_G_1 | Cadys Falls | Hydro | 81.0191 | 87.391 | 83.6901
3765_G_2 | Cadys Falls | Hydro | 81.0191 | 87.391 | 83.6901
377_G_1 | Grayson | Combined Cycle | 84.4893 | 90.1371 | 86.8567
377_G_2 | Grayson | Combined Cycle | 84.4893 | 90.1371 | 86.8567
377_G_8A | Grayson | Combined Cycle | 84.4893 | 90.1371 | 86.8567
377_G_8BC | Grayson | Combined Cycle | 84.4893 | 90.1371 | 86.8567
377_G_9 | Grayson | Combustion Turbine | 88.1508 | 89.9672 | 88.9122
3772_G_1 | Buck | Hydro | 81.0191 | 87.391 | 83.6901
3772_G_2 | Buck | Hydro | 81.0191 | 87.391 | 83.6901
3772_G_3 | Buck | Hydro | 81.0191 | 87.391 | 83.6901
3773_G_1 | Byllesby 2 | Hydro | 81.0191 | 87.391 | 83.6901
3773_G_2 | Byllesby 2 | Hydro | 81.0191 | 87.391 | 83.6901
3773_G_3 | Byllesby 2 | Hydro | 81.0191 | 87.391 | 83.6901
3773_G_4 | Byllesby 2 | Hydro | 81.0191 | 87.391 | 83.6901
3774_G_1 | Claytor | Hydro | 81.0191 | 87.391 | 83.6901
3774_G_2 | Claytor | Hydro | 81.0191 | 87.391 | 83.6901
3774_G_3 | Claytor | Hydro | 81.0191 | 87.391 | 83.6901
3774_G_4 | Claytor | Hydro | 81.0191 | 87.391 | 83.6901
3777_G_1 | Leesville | Hydro | 81.0191 | 87.391 | 83.6901
3777_G_2 | Leesville | Hydro | 81.0191 | 87.391 | 83.6901
3778_G_1 | Niagara | Hydro | 81.0191 | 87.391 | 83.6901
3778_G_2 | Niagara | Hydro | 81.0191 | 87.391 | 83.6901
3779_G_1 | Reusens | Hydro | 81.0191 | 87.391 | 83.6901
3779_G_2 | Reusens | Hydro | 81.0191 | 87.391 | 83.6901
3779_G_3 | Reusens | Hydro | 81.0191 | 87.391 | 83.6901
3779_G_4 | Reusens | Hydro | 81.0191 | 87.391 | 83.6901
3779_G_5 | Reusens | Hydro | 81.0191 | 87.391 | 83.6901
3780_G_1 | Smith Mountain | Pumped Storage | 82.7612 | 89.89 | 85.7494
3780_G_2 | Smith Mountain | Hydro | 83.3856 | 90.5577 | 86.392
3780_G_3 | Smith Mountain | Pumped Storage | 82.7612 | 89.89 | 85.7494
3780_G_4 | Smith Mountain | Hydro | 83.3856 | 90.5577 | 86.392
3780_G_5 | Smith Mountain | Pumped Storage | 82.7612 | 89.89 | 85.7494
3782_G_BAYV | Bayview | Combustion Turbine | 84.7073 | 87.0873 | 85.7049
3782_G_BYV2 | Bayview | Combustion Turbine | 84.7073 | 87.0873 | 85.7049
3782_G_BYV3 | Bayview | Combustion Turbine | 84.7073 | 87.0873 | 85.7049
3782_G_BYV4 | Bayview | Combustion Turbine | 84.7073 | 87.0873 | 85.7049
3782_G_BYV5 | Bayview | Combustion Turbine | 84.7073 | 87.0873 | 85.7049
3782_G_BYV6 | Bayview | Combustion Turbine | 84.7073 | 87.0873 | 85.7049
3785_G_TAS | Tasley | Combustion Turbine | 88.1508 | 89.9672 | 88.9122
3789_G_1 | FirstEnergy Luray | Hydro | 85.5621 | 81.0962 | 83.6901
3789_G_2 | FirstEnergy Luray | Hydro | 85.5621 | 81.0962 | 83.6901
3789_G_3 | FirstEnergy Luray | Hydro | 85.5621 | 81.0962 | 83.6901
3790_G_1 | FirstEnergy Newport | Hydro | 81.0191 | 87.391 | 83.6901
3790_G_2 | FirstEnergy Newport | Hydro | 81.0191 | 87.391 | 83.6901
3790_G_3 | FirstEnergy Newport | Hydro | 81.0191 | 87.391 | 83.6901
3797_G_CT7 | Chesterfield | Combined Cycle | 84.4893 | 90.1371 | 86.8567
3797_G_CT8 | Chesterfield | Combined Cycle | 84.4893 | 90.1371 | 86.8567
3797_G_CW7 | Chesterfield | Combined Cycle | 84.4893 | 90.1371 | 86.8567
3797_G_CW8 | Chesterfield | Combined Cycle | 84.4893 | 90.1371 | 86.8567
3798_G_1 | Cushaw | Hydro | 81.0191 | 87.391 | 83.6901
3798_G_2 | Cushaw | Hydro | 81.0191 | 87.391 | 83.6901
3798_G_3 | Cushaw | Hydro | 81.0191 | 87.391 | 83.6901
3798_G_4 | Cushaw | Hydro | 81.0191 | 87.391 | 83.6901
3798_G_5 | Cushaw | Hydro | 81.0191 | 87.391 | 83.6901
3799_G_GT1 | Low Moor | Combustion Turbine | 84.7073 | 87.0873 | 85.7049
3799_G_GT2 | Low Moor | Combustion Turbine | 84.7073 | 87.0873 | 85.7049
3799_G_GT3 | Low Moor | Combustion Turbine | 84.7073 | 87.0873 | 85.7049
3799_G_GT4 | Low Moor | Combustion Turbine | 84.7073 | 87.0873 | 85.7049
38_G_1 | Millers Ferry | Hydro | 83.3856 | 90.5577 | 86.392
38_G_2 | Millers Ferry | Hydro | 83.3856 | 90.5577 | 86.392
38_G_3 | Millers Ferry | Hydro | 83.3856 | 90.5577 | 86.392
380_G_1 | Dion R Holm | Hydro | 83.3856 | 90.5577 | 86.392
380_G_2 | Dion R Holm | Hydro | 83.3856 | 90.5577 | 86.392
3800_G_GT1 | Northern Neck | Combustion Turbine | 84.7073 | 87.0873 | 85.7049
3800_G_GT2 | Northern Neck | Combustion Turbine | 84.7073 | 87.0873 | 85.7049
3800_G_GT3 | Northern Neck | Combustion Turbine | 84.7073 | 87.0873 | 85.7049
3800_G_GT4 | Northern Neck | Combustion Turbine | 84.7073 | 87.0873 | 85.7049
3803_G_6 | Chesapeake | Combustion Turbine | 84.7073 | 87.0873 | 85.7049
3803_G_GT1 | Chesapeake | Combustion Turbine | 84.7073 | 87.0873 | 85.7049
3803_G_GT2 | Chesapeake | Combustion Turbine | 84.7073 | 87.0873 | 85.7049
3803_G_GT4 | Chesapeake | Combustion Turbine | 84.7073 | 87.0873 | 85.7049
3804_G_6A | Possum Point | Combined Cycle | 84.4893 | 90.1371 | 86.8567
3804_G_6B | Possum Point | Combined Cycle | 84.4893 | 90.1371 | 86.8567
3804_G_6ST | Possum Point | Combined Cycle | 84.4893 | 90.1371 | 86.8567
3804_G_GT1 | Possum Point | Combustion Turbine | 84.7073 | 87.0873 | 85.7049
3804_G_GT2 | Possum Point | Combustion Turbine | 84.7073 | 87.0873 | 85.7049
3804_G_GT3 | Possum Point | Combustion Turbine | 84.7073 | 87.0873 | 85.7049
3804_G_GT4 | Possum Point | Combustion Turbine | 84.7073 | 87.0873 | 85.7049
3804_G_GT5 | Possum Point | Combustion Turbine | 84.7073 | 87.0873 | 85.7049
3804_G_GT6 | Possum Point | Combustion Turbine | 84.7073 | 87.0873 | 85.7049
3806_G_1 | Surry | Nuclear | 90.725 | 97.3451 | 93.5
3806_G_2 | Surry | Nuclear | 86.8437 | 93.1806 | 89.5
381_G_1 | Moccasin | Hydro | 83.3856 | 90.5577 | 86.392
381_G_2 | Moccasin | Hydro | 83.3856 | 90.5577 | 86.392
382_G_1 | R C Kirkwood | Hydro | 83.3856 | 90.5577 | 86.392
382_G_2 | R C Kirkwood | Hydro | 83.3856 | 90.5577 | 86.392
382_G_3 | R C Kirkwood | Hydro | 83.3856 | 90.5577 | 86.392
3821_G_4 | Snowden | Hydro | 81.0191 | 87.391 | 83.6901
3821_G_5 | Snowden | Hydro | 81.0191 | 87.391 | 83.6901
3825_G_1 | Pinnacles | Hydro | 81.0191 | 87.391 | 83.6901
3825_G_2 | Pinnacles | Hydro | 81.0191 | 87.391 | 83.6901
3825_G_3 | Pinnacles | Hydro | 81.0191 | 87.391 | 83.6901
3826_G_1 | Martinsville | Hydro | 81.0191 | 87.391 | 83.6901
3827_G_1 | Radford | Hydro | 81.0191 | 87.391 | 83.6901
3833_G_1 | John H Kerr | Hydro | 81.0191 | 87.391 | 83.6901
3833_G_2 | John H Kerr | Hydro | 83.3856 | 90.5577 | 86.392
3833_G_3 | John H Kerr | Hydro | 83.3856 | 90.5577 | 86.392
3833_G_4 | John H Kerr | Hydro | 83.3856 | 90.5577 | 86.392
3833_G_5 | John H Kerr | Hydro | 83.3856 | 90.5577 | 86.392
3833_G_6 | John H Kerr | Hydro | 83.3856 | 90.5577 | 86.392
3833_G_7 | John H Kerr | Hydro | 83.3856 | 90.5577 | 86.392
3833_G_A | John H Kerr | Hydro | 81.0191 | 87.391 | 83.6901
3833_G_B | John H Kerr | Hydro | 81.0191 | 87.391 | 83.6901
3834_G_1 | Philpott Lake | Hydro | 81.0191 | 87.391 | 83.6901
3834_G_2 | Philpott Lake | Hydro | 81.0191 | 87.391 | 83.6901
3834_G_3 | Philpott Lake | Hydro | 81.0191 | 87.391 | 83.6901
3845_G_30 | Transalta Centralia Generation | Combined Cycle | 88.516 | 84.5576 | 86.8567
3845_G_40 | Transalta Centralia Generation | Combined Cycle | 88.516 | 84.5576 | 86.8567
3845_G_50 | Transalta Centralia Generation | Combined Cycle | 88.516 | 84.5576 | 86.8567
3845_G_60 | Transalta Centralia Generation | Combined Cycle | 88.516 | 84.5576 | 86.8567
3845_G_70 | Transalta Centralia Generation | Combined Cycle | 88.516 | 84.5576 | 86.8567
3846_G_1 | Condit | Hydro | 85.5621 | 81.0962 | 83.6901
3846_G_2 | Condit | Hydro | 85.5621 | 81.0962 | 83.6901
3847_G_1 | Merwin | Hydro | 88.4991 | 83.4724 | 86.392
3847_G_2 | Merwin | Hydro | 88.4991 | 83.4724 | 86.392
3847_G_3 | Merwin | Hydro | 88.4991 | 83.4724 | 86.392
3847_G_House | Merwin | Hydro | 85.5621 | 81.0962 | 83.6901
385_G_1 | Drop 2 | Hydro | 81.0191 | 87.391 | 83.6901
385_G_2 | Drop 2 | Hydro | 81.0191 | 87.391 | 83.6901
3850_G_HY11 | Swift 1 | Hydro | 88.4991 | 83.4724 | 86.392
3850_G_HY12 | Swift 1 | Hydro | 88.4991 | 83.4724 | 86.392
3850_G_HY13 | Swift 1 | Hydro | 88.4991 | 83.4724 | 86.392
3852_G_1 | Yale | Hydro | 88.4991 | 83.4724 | 86.392
3852_G_2 | Yale | Hydro | 88.4991 | 83.4724 | 86.392
3853_G_1 | Crystal Mountain | Combustion Turbine | 86.4041 | 84.7361 | 85.7049
3854_G_1 | Electron | Hydro | 85.5621 | 81.0962 | 83.6901
3854_G_2 | Electron | Hydro | 85.5621 | 81.0962 | 83.6901
3854_G_3 | Electron | Hydro | 85.5621 | 81.0962 | 83.6901
3854_G_4 | Electron | Hydro | 85.5621 | 81.0962 | 83.6901
3855_G_3 | Lower Baker | Hydro | 88.4991 | 83.4724 | 86.392
3855_G_4 | Lower Baker | Hydro | 88.4991 | 83.4724 | 86.392
386_G_1 | Drop 3 | Hydro | 81.0191 | 87.391 | 83.6901
386_G_2 | Drop 3 | Hydro | 81.0191 | 87.391 | 83.6901
3860_G_1 | Snoqualmie | Hydro | 85.5621 | 81.0962 | 83.6901
3860_G_2 | Snoqualmie | Hydro | 85.5621 | 81.0962 | 83.6901
3860_G_3 | Snoqualmie | Hydro | 85.5621 | 81.0962 | 83.6901
3860_G_4 | Snoqualmie | Hydro | 85.5621 | 81.0962 | 83.6901
3860_G_5 | Snoqualmie | Hydro | 85.5621 | 81.0962 | 83.6901
3861_G_1 | Upper Baker | Hydro | 88.4991 | 83.4724 | 86.392
3861_G_2 | Upper Baker | Hydro | 88.4991 | 83.4724 | 86.392
3866_G_1 | Little Falls | Hydro | 85.5621 | 81.0962 | 83.6901
3866_G_2 | Little Falls | Hydro | 85.5621 | 81.0962 | 83.6901
3866_G_3 | Little Falls | Hydro | 85.5621 | 81.0962 | 83.6901
3866_G_4 | Little Falls | Hydro | 85.5621 | 81.0962 | 83.6901
3867_G_1 | Long Lake | Hydro | 85.5621 | 81.0962 | 83.6901
3867_G_2 | Long Lake | Hydro | 85.5621 | 81.0962 | 83.6901
3867_G_3 | Long Lake | Hydro | 85.5621 | 81.0962 | 83.6901
3867_G_4 | Long Lake | Hydro | 85.5621 | 81.0962 | 83.6901
3868_G_UN1 | Meyers Falls | Hydro | 85.5621 | 81.0962 | 83.6901
3868_G_UN2 | Meyers Falls | Hydro | 85.5621 | 81.0962 | 83.6901
3869_G_2 | Nine Mile | Hydro | 85.5621 | 81.0962 | 83.6901
3869_G_3N | Nine Mile | Hydro | 85.5621 | 81.0962 | 83.6901
3869_G_4N | Nine Mile | Hydro | 85.5621 | 81.0962 | 83.6901
387_G_1 | Drop 4 | Hydro | 81.0191 | 87.391 | 83.6901
387_G_2 | Drop 4 | Hydro | 81.0191 | 87.391 | 83.6901
3878_G_1 | Yelm | Hydro | 85.5621 | 81.0962 | 83.6901
3878_G_2 | Yelm | Hydro | 85.5621 | 81.0962 | 83.6901
3878_G_3 | Yelm | Hydro | 85.5621 | 81.0962 | 83.6901
388_G_1 | Pilot Knob | Hydro | 81.0191 | 87.391 | 83.6901
388_G_2 | Pilot Knob | Hydro | 81.0191 | 87.391 | 83.6901
3883_G_C-1 | Rocky Reach | Hydro | 88.4991 | 83.4724 | 86.392
3883_G_C-10 | Rocky Reach | Hydro | 88.4991 | 83.4724 | 86.392
3883_G_C-11 | Rocky Reach | Hydro | 88.4991 | 83.4724 | 86.392
3883_G_C-2 | Rocky Reach | Hydro | 88.4991 | 83.4724 | 86.392
3883_G_C-3 | Rocky Reach | Hydro | 88.4991 | 83.4724 | 86.392
3883_G_C-4 | Rocky Reach | Hydro | 88.4991 | 83.4724 | 86.392
3883_G_C-5 | Rocky Reach | Hydro | 88.4991 | 83.4724 | 86.392
3883_G_C-6 | Rocky Reach | Hydro | 88.4991 | 83.4724 | 86.392
3883_G_C-7 | Rocky Reach | Hydro | 88.4991 | 83.4724 | 86.392
3883_G_C-8 | Rocky Reach | Hydro | 88.4991 | 83.4724 | 86.392
3883_G_C-9 | Rocky Reach | Hydro | 88.4991 | 83.4724 | 86.392
3886_G_U-1 | Wells | Hydro | 88.4991 | 83.4724 | 86.392
3886_G_U-10 | Wells | Hydro | 88.4991 | 83.4724 | 86.392
3886_G_U-2 | Wells | Hydro | 88.4991 | 83.4724 | 86.392
3886_G_U-3 | Wells | Hydro | 88.4991 | 83.4724 | 86.392
3886_G_U-4 | Wells | Hydro | 88.4991 | 83.4724 | 86.392
3886_G_U-5 | Wells | Hydro | 88.4991 | 83.4724 | 86.392
3886_G_U-6 | Wells | Hydro | 88.4991 | 83.4724 | 86.392
3886_G_U-7 | Wells | Hydro | 88.4991 | 83.4724 | 86.392
3886_G_U-8 | Wells | Hydro | 88.4991 | 83.4724 | 86.392
3886_G_U-9 | Wells | Hydro | 88.4991 | 83.4724 | 86.392
3887_G_1 | Priest Rapids | Hydro | 88.4991 | 83.4724 | 86.392
3887_G_10 | Priest Rapids | Hydro | 88.4991 | 83.4724 | 86.392
3887_G_2 | Priest Rapids | Hydro | 88.4991 | 83.4724 | 86.392
3887_G_3 | Priest Rapids | Hydro | 88.4991 | 83.4724 | 86.392
3887_G_4 | Priest Rapids | Hydro | 88.4991 | 83.4724 | 86.392
3887_G_5 | Priest Rapids | Hydro | 88.4991 | 83.4724 | 86.392
3887_G_6 | Priest Rapids | Hydro | 88.4991 | 83.4724 | 86.392
3887_G_7 | Priest Rapids | Hydro | 88.4991 | 83.4724 | 86.392
3887_G_8 | Priest Rapids | Hydro | 88.4991 | 83.4724 | 86.392
3887_G_9 | Priest Rapids | Hydro | 88.4991 | 83.4724 | 86.392
3888_G_1 | Wanapum | Hydro | 88.4991 | 83.4724 | 86.392
3888_G_10 | Wanapum | Hydro | 88.4991 | 83.4724 | 86.392
3888_G_3 | Wanapum | Hydro | 88.4991 | 83.4724 | 86.392
3888_G_4 | Wanapum | Hydro | 88.4991 | 83.4724 | 86.392
3888_G_5 | Wanapum | Hydro | 88.4991 | 83.4724 | 86.392
3888_G_6 | Wanapum | Hydro | 88.4991 | 83.4724 | 86.392
3888_G_7 | Wanapum | Hydro | 88.4991 | 83.4724 | 86.392
3888_G_8 | Wanapum | Hydro | 88.4991 | 83.4724 | 86.392
3888_G_9 | Wanapum | Hydro | 88.4991 | 83.4724 | 86.392
389_G_2 | El Centro | Combined Cycle | 84.4893 | 90.1371 | 86.8567
389_G_2A | El Centro | Combined Cycle | 84.4893 | 90.1371 | 86.8567
3891_G_1 | Box Canyon | Hydro | 85.5621 | 81.0962 | 83.6901
3891_G_2 | Box Canyon | Hydro | 85.5621 | 81.0962 | 83.6901
3891_G_3 | Box Canyon | Hydro | 85.5621 | 81.0962 | 83.6901
3891_G_4 | Box Canyon | Hydro | 85.5621 | 81.0962 | 83.6901
3895_G_1 | The Dalles | Hydro | 88.4991 | 83.4724 | 86.392
3895_G_10 | The Dalles | Hydro | 88.4991 | 83.4724 | 86.392
3895_G_11 | The Dalles | Hydro | 88.4991 | 83.4724 | 86.392
3895_G_12 | The Dalles | Hydro | 88.4991 | 83.4724 | 86.392
3895_G_13 | The Dalles | Hydro | 88.4991 | 83.4724 | 86.392
3895_G_14 | The Dalles | Hydro | 88.4991 | 83.4724 | 86.392
3895_G_15 | The Dalles | Hydro | 88.4991 | 83.4724 | 86.392
3895_G_16 | The Dalles | Hydro | 88.4991 | 83.4724 | 86.392
3895_G_17 | The Dalles | Hydro | 88.4991 | 83.4724 | 86.392
3895_G_18 | The Dalles | Hydro | 88.4991 | 83.4724 | 86.392
3895_G_19 | The Dalles | Hydro | 88.4991 | 83.4724 | 86.392
3895_G_2 | The Dalles | Hydro | 88.4991 | 83.4724 | 86.392
3895_G_20 | The Dalles | Hydro | 88.4991 | 83.4724 | 86.392
3895_G_21 | The Dalles | Hydro | 88.4991 | 83.4724 | 86.392
3895_G_22 | The Dalles | Hydro | 88.4991 | 83.4724 | 86.392
3895_G_3 | The Dalles | Hydro | 88.4991 | 83.4724 | 86.392
3895_G_4 | The Dalles | Hydro | 88.4991 | 83.4724 | 86.392
3895_G_5 | The Dalles | Hydro | 88.4991 | 83.4724 | 86.392
3895_G_6 | The Dalles | Hydro | 88.4991 | 83.4724 | 86.392
3895_G_7 | The Dalles | Hydro | 88.4991 | 83.4724 | 86.392
3895_G_8 | The Dalles | Hydro | 88.4991 | 83.4724 | 86.392
3895_G_9 | The Dalles | Hydro | 88.4991 | 83.4724 | 86.392
3895_G_F1 | The Dalles | Hydro | 85.5621 | 81.0962 | 83.6901
3895_G_F2 | The Dalles | Hydro | 85.5621 | 81.0962 | 83.6901
391_G_1 | Big Pine | Hydro | 81.0191 | 87.391 | 83.6901
3913_G_11 | Alder | Hydro | 85.5621 | 81.0962 | 83.6901
3913_G_12 | Alder | Hydro | 85.5621 | 81.0962 | 83.6901
3914_G_21 | Cushman 1 | Hydro | 85.5621 | 81.0962 | 83.6901
3914_G_22 | Cushman 1 | Hydro | 85.5621 | 81.0962 | 83.6901
3915_G_31 | Cushman 2 | Hydro | 88.4991 | 83.4724 | 86.392
3915_G_32 | Cushman 2 | Hydro | 88.4991 | 83.4724 | 86.392
3915_G_33 | Cushman 2 | Hydro | 88.4991 | 83.4724 | 86.392
3916_G_1 | LaGrande | Hydro | 85.5621 | 81.0962 | 83.6901
3916_G_2 | LaGrande | Hydro | 85.5621 | 81.0962 | 83.6901
3916_G_3 | LaGrande | Hydro | 85.5621 | 81.0962 | 83.6901
3916_G_4 | LaGrande | Hydro | 85.5621 | 81.0962 | 83.6901
3916_G_5 | LaGrande | Hydro | 88.4991 | 83.4724 | 86.392
3917_G_41 | Mayfield | Hydro | 88.4991 | 83.4724 | 86.392
3917_G_42 | Mayfield | Hydro | 88.4991 | 83.4724 | 86.392
3917_G_43 | Mayfield | Hydro | 88.4991 | 83.4724 | 86.392
3917_G_44 | Mayfield | Hydro | 88.4991 | 83.4724 | 86.392
3918_G_51 | Mossyrock | Hydro | 88.4991 | 83.4724 | 86.392
3918_G_52 | Mossyrock | Hydro | 88.4991 | 83.4724 | 86.392
392_G_1 | Castaic | Pumped Storage | 82.7612 | 89.89 | 85.7494
392_G_2 | Castaic | Pumped Storage | 82.7612 | 89.89 | 85.7494
392_G_3 | Castaic | Pumped Storage | 82.7612 | 89.89 | 85.7494
392_G_4 | Castaic | Pumped Storage | 82.7612 | 89.89 | 85.7494
392_G_5 | Castaic | Pumped Storage | 82.7612 | 89.89 | 85.7494
392_G_6 | Castaic | Pumped Storage | 82.7612 | 89.89 | 85.7494
392_G_7 | Castaic | Hydro | 83.3856 | 90.5577 | 86.392
3921_G_1 | Chief Joseph | Hydro | 88.4991 | 83.4724 | 86.392
3921_G_10 | Chief Joseph | Hydro | 88.4991 | 83.4724 | 86.392
3921_G_11 | Chief Joseph | Hydro | 88.4991 | 83.4724 | 86.392
3921_G_12 | Chief Joseph | Hydro | 88.4991 | 83.4724 | 86.392
3921_G_13 | Chief Joseph | Hydro | 88.4991 | 83.4724 | 86.392
3921_G_14 | Chief Joseph | Hydro | 88.4991 | 83.4724 | 86.392
3921_G_15 | Chief Joseph | Hydro | 88.4991 | 83.4724 | 86.392
3921_G_16 | Chief Joseph | Hydro | 88.4991 | 83.4724 | 86.392
3921_G_17 | Chief Joseph | Hydro | 88.4991 | 83.4724 | 86.392
3921_G_18 | Chief Joseph | Hydro | 88.4991 | 83.4724 | 86.392
3921_G_19 | Chief Joseph | Hydro | 88.4991 | 83.4724 | 86.392
3921_G_2 | Chief Joseph | Hydro | 88.4991 | 83.4724 | 86.392
3921_G_20 | Chief Joseph | Hydro | 88.4991 | 83.4724 | 86.392
3921_G_21 | Chief Joseph | Hydro | 88.4991 | 83.4724 | 86.392
3921_G_22 | Chief Joseph | Hydro | 88.4991 | 83.4724 | 86.392
3921_G_23 | Chief Joseph | Hydro | 88.4991 | 83.4724 | 86.392
3921_G_24 | Chief Joseph | Hydro | 88.4991 | 83.4724 | 86.392
3921_G_25 | Chief Joseph | Hydro | 88.4991 | 83.4724 | 86.392
3921_G_26 | Chief Joseph | Hydro | 88.4991 | 83.4724 | 86.392
3921_G_27 | Chief Joseph | Hydro | 88.4991 | 83.4724 | 86.392
3921_G_3 | Chief Joseph | Hydro | 88.4991 | 83.4724 | 86.392
3921_G_4 | Chief Joseph | Hydro | 88.4991 | 83.4724 | 86.392
3921_G_5 | Chief Joseph | Hydro | 88.4991 | 83.4724 | 86.392
3921_G_6 | Chief Joseph | Hydro | 88.4991 | 83.4724 | 86.392
3921_G_7 | Chief Joseph | Hydro | 88.4991 | 83.4724 | 86.392
3921_G_8 | Chief Joseph | Hydro | 88.4991 | 83.4724 | 86.392
3921_G_9 | Chief Joseph | Hydro | 88.4991 | 83.4724 | 86.392
3925_G_1 | Ice Harbor | Hydro | 88.4991 | 83.4724 | 86.392
3925_G_2 | Ice Harbor | Hydro | 88.4991 | 83.4724 | 86.392
3925_G_3 | Ice Harbor | Hydro | 88.4991 | 83.4724 | 86.392
3925_G_4 | Ice Harbor | Hydro | 88.4991 | 83.4724 | 86.392
3925_G_5 | Ice Harbor | Hydro | 88.4991 | 83.4724 | 86.392
3925_G_6 | Ice Harbor | Hydro | 88.4991 | 83.4724 | 86.392
3926_G_1 | Little Goose | Hydro | 88.4991 | 83.4724 | 86.392
3926_G_2 | Little Goose | Hydro | 88.4991 | 83.4724 | 86.392
3926_G_3 | Little Goose | Hydro | 88.4991 | 83.4724 | 86.392
3926_G_4 | Little Goose | Hydro | 88.4991 | 83.4724 | 86.392
3926_G_5 | Little Goose | Hydro | 88.4991 | 83.4724 | 86.392
3926_G_6 | Little Goose | Hydro | 88.4991 | 83.4724 | 86.392
3927_G_1 | Lower Monumental | Hydro | 88.4991 | 83.4724 | 86.392
3927_G_2 | Lower Monumental | Hydro | 88.4991 | 83.4724 | 86.392
3927_G_3 | Lower Monumental | Hydro | 88.4991 | 83.4724 | 86.392
3927_G_4 | Lower Monumental | Hydro | 88.4991 | 83.4724 | 86.392
3927_G_5 | Lower Monumental | Hydro | 88.4991 | 83.4724 | 86.392
3927_G_6 | Lower Monumental | Hydro | 88.4991 | 83.4724 | 86.392
3929_G_1 | Packwood | Hydro | 85.5621 | 81.0962 | 83.6901
393_G_1 | Control Gorge | Hydro | 83.3856 | 90.5577 | 86.392
394_G_1 | Cottonwood | Hydro | 81.0191 | 87.391 | 83.6901
394_G_2 | Cottonwood | Hydro | 81.0191 | 87.391 | 83.6901
3954_G_JF1 | Mt Storm | Combustion Turbine | 84.7073 | 87.0873 | 85.7049
396_G_1 | Foothill | Hydro | 81.0191 | 87.391 | 83.6901
397_G_1 | Franklin | Hydro | 81.0191 | 87.391 | 83.6901
3971_G_1 | Biron | Hydro | 81.0191 | 87.391 | 83.6901
3971_G_2 | Biron | Hydro | 81.0191 | 87.391 | 83.6901
3971_G_3 | Biron | Hydro | 81.0191 | 87.391 | 83.6901
3971_G_4 | Biron | Hydro | 81.0191 | 87.391 | 83.6901
3971_G_5 | Biron | Hydro | 81.0191 | 87.391 | 83.6901
3971_G_7 | Biron | Hydro | 81.0191 | 87.391 | 83.6901
3971_G_9 | Biron | Hydro | 81.0191 | 87.391 | 83.6901
3972_G_1 | Du Bay | Hydro | 81.0191 | 87.391 | 83.6901
3972_G_2 | Du Bay | Hydro | 81.0191 | 87.391 | 83.6901
3972_G_3 | Du Bay | Hydro | 81.0191 | 87.391 | 83.6901
3972_G_4 | Du Bay | Hydro | 81.0191 | 87.391 | 83.6901
3973_G_1 | Stevens Point | Hydro | 81.0191 | 87.391 | 83.6901
3973_G_2 | Stevens Point | Hydro | 81.0191 | 87.391 | 83.6901
3973_G_3 | Stevens Point | Hydro | 81.0191 | 87.391 | 83.6901
3973_G_4 | Stevens Point | Hydro | 81.0191 | 87.391 | 83.6901
3973_G_5 | Stevens Point | Hydro | 81.0191 | 87.391 | 83.6901
3973_G_6 | Stevens Point | Hydro | 81.0191 | 87.391 | 83.6901
3974_G_1 | Wisconsin Rapids | Hydro | 81.0191 | 87.391 | 83.6901
3974_G_10 | Wisconsin Rapids | Hydro | 81.0191 | 87.391 | 83.6901
3974_G_2 | Wisconsin Rapids | Hydro | 81.0191 | 87.391 | 83.6901
3974_G_3 | Wisconsin Rapids | Hydro | 81.0191 | 87.391 | 83.6901
3974_G_4 | Wisconsin Rapids | Hydro | 81.0191 | 87.391 | 83.6901
3974_G_5 | Wisconsin Rapids | Hydro | 81.0191 | 87.391 | 83.6901
3974_G_7 | Wisconsin Rapids | Hydro | 81.0191 | 87.391 | 83.6901
3974_G_9 | Wisconsin Rapids | Hydro | 81.0191 | 87.391 | 83.6901
3975_G_1 | Whiting | Hydro | 81.0191 | 87.391 | 83.6901
3975_G_10 | Whiting | Hydro | 81.0191 | 87.391 | 83.6901
3975_G_2 | Whiting | Hydro | 81.0191 | 87.391 | 83.6901
3975_G_3 | Whiting | Hydro | 81.0191 | 87.391 | 83.6901
3975_G_4 | Whiting | Hydro | 81.0191 | 87.391 | 83.6901
3975_G_5 | Whiting | Hydro | 81.0191 | 87.391 | 83.6901
3975_G_6 | Whiting | Hydro | 81.0191 | 87.391 | 83.6901
3975_G_7 | Whiting | Hydro | 81.0191 | 87.391 | 83.6901
3975_G_8 | Whiting | Hydro | 81.0191 | 87.391 | 83.6901
3975_G_9 | Whiting | Hydro | 81.0191 | 87.391 | 83.6901
3976_G_3 | Gordon | Combustion Turbine | 84.7073 | 87.0873 | 85.7049
3976_G_4 | Gordon | Combustion Turbine | 84.7073 | 87.0873 | 85.7049
3976_G_5 | Gordon | Combustion Turbine | 84.7073 | 87.0873 | 85.7049
3976_G_6 | Gordon | Combustion Turbine | 84.7073 | 87.0873 | 85.7049
398_G_1 | Haiwee | Hydro | 81.0191 | 87.391 | 83.6901
398_G_2 | Haiwee | Hydro | 81.0191 | 87.391 | 83.6901
3983_G_1 | Big Falls | Hydro | 81.0191 | 87.391 | 83.6901
3983_G_2 | Big Falls | Hydro | 81.0191 | 87.391 | 83.6901
3983_G_3 | Big Falls | Hydro | 81.0191 | 87.391 | 83.6901
3984_G_1 | Northern States Flambeau | Combustion Turbine | 84.7073 | 87.0873 | 85.7049
3986_G_1 | Ladysmith | Hydro | 81.0191 | 87.391 | 83.6901
3986_G_2 | Ladysmith | Hydro | 81.0191 | 87.391 | 83.6901
3986_G_3 | Ladysmith | Hydro | 81.0191 | 87.391 | 83.6901
3988_G_1 | Thornapple | Hydro | 81.0191 | 87.391 | 83.6901
3988_G_2 | Thornapple | Hydro | 81.0191 | 87.391 | 83.6901
3989_G_1 | White River | Hydro | 81.0191 | 87.391 | 83.6901
3989_G_2 | White River | Hydro | 81.0191 | 87.391 | 83.6901
399_G_10A | Harbor | Combined Cycle | 84.4893 | 90.1371 | 86.8567
399_G_10B | Harbor | Combined Cycle | 84.4893 | 90.1371 | 86.8567
399_G_5 | Harbor | Combined Cycle | 84.4893 | 90.1371 | 86.8567
399_G_GT10 | Harbor | Combustion Turbine | 88.1508 | 89.9672 | 88.9122
399_G_GT11 | Harbor | Combustion Turbine | 88.1508 | 89.9672 | 88.9122
399_G_GT12 | Harbor | Combustion Turbine | 88.1508 | 89.9672 | 88.9122
399_G_GT13 | Harbor | Combustion Turbine | 88.1508 | 89.9672 | 88.9122
399_G_GT14 | Harbor | Combustion Turbine | 88.1508 | 89.9672 | 88.9122
3991_G_1 | Fitchburg | Combustion Turbine | 84.7073 | 87.0873 | 85.7049
3991_G_2 | Fitchburg | Combustion Turbine | 84.7073 | 87.0873 | 85.7049
3993_G_1 | Sycamore | Combustion Turbine | 84.7073 | 87.0873 | 85.7049
3993_G_2 | Sycamore | Combustion Turbine | 84.7073 | 87.0873 | 85.7049
3995_G_1 | Arpin Dam | Hydro | 81.0191 | 87.391 | 83.6901
3995_G_2 | Arpin Dam | Hydro | 81.0191 | 87.391 | 83.6901
3995_G_3 | Arpin Dam | Hydro | 81.0191 | 87.391 | 83.6901
3998_G_1 | Cedar Falls | Hydro | 81.0191 | 87.391 | 83.6901
3998_G_2 | Cedar Falls | Hydro | 81.0191 | 87.391 | 83.6901
3998_G_3 | Cedar Falls | Hydro | 81.0191 | 87.391 | 83.6901
4_G_1 | Walter Bouldin Dam | Hydro | 83.3856 | 90.5577 | 86.392
4_G_2 | Walter Bouldin Dam | Hydro | 83.3856 | 90.5577 | 86.392
4_G_3 | Walter Bouldin Dam | Hydro | 83.3856 | 90.5577 | 86.392
400_G_10 | Haynes | Combined Cycle | 84.4893 | 90.1371 | 86.8567
400_G_8 | Haynes | Combined Cycle | 84.4893 | 90.1371 | 86.8567
400_G_9 | Haynes | Combined Cycle | 84.4893 | 90.1371 | 86.8567
4000_G_1 | Chippewa Falls | Hydro | 81.0191 | 87.391 | 83.6901
4000_G_2 | Chippewa Falls | Hydro | 81.0191 | 87.391 | 83.6901
4000_G_3 | Chippewa Falls | Hydro | 81.0191 | 87.391 | 83.6901
4000_G_4 | Chippewa Falls | Hydro | 81.0191 | 87.391 | 83.6901
4000_G_5 | Chippewa Falls | Hydro | 81.0191 | 87.391 | 83.6901
4000_G_6 | Chippewa Falls | Hydro | 81.0191 | 87.391 | 83.6901
4002_G_1 | Dells | Hydro | 81.0191 | 87.391 | 83.6901
4002_G_2 | Dells | Hydro | 81.0191 | 87.391 | 83.6901
4002_G_3 | Dells | Hydro | 81.0191 | 87.391 | 83.6901
4002_G_4 | Dells | Hydro | 81.0191 | 87.391 | 83.6901
4002_G_5 | Dells | Hydro | 81.0191 | 87.391 | 83.6901
4005_G_3 | French Island | Combustion Turbine | 89.6928 | 92.6015 | 90.9121
4005_G_4 | French Island | Combustion Turbine | 89.6928 | 92.6015 | 90.9121
4007_G_1 | Holcombe | Hydro | 81.0191 | 87.391 | 83.6901
4007_G_2 | Holcombe | Hydro | 81.0191 | 87.391 | 83.6901
4007_G_3 | Holcombe | Hydro | 81.0191 | 87.391 | 83.6901
4008_G_1 | Jim Falls | Hydro | 83.3856 | 90.5577 | 86.392
4008_G_2 | Jim Falls | Hydro | 83.3856 | 90.5577 | 86.392
4008_G_4 | Jim Falls | Hydro | 81.0191 | 87.391 | 83.6901
4009_G_1 | Menomonie | Hydro | 81.0191 | 87.391 | 83.6901
4009_G_2 | Menomonie | Hydro | 81.0191 | 87.391 | 83.6901
401_G_1 | Middle Gorge | Hydro | 83.3856 | 90.5577 | 86.392
4011_G_1 | St Croix Falls | Hydro | 81.0191 | 87.391 | 83.6901
4011_G_2 | St Croix Falls | Hydro | 81.0191 | 87.391 | 83.6901
4011_G_3 | St Croix Falls | Hydro | 81.0191 | 87.391 | 83.6901
4011_G_4 | St Croix Falls | Hydro | 81.0191 | 87.391 | 83.6901
4011_G_5 | St Croix Falls | Hydro | 81.0191 | 87.391 | 83.6901
4011_G_6 | St Croix Falls | Hydro | 81.0191 | 87.391 | 83.6901
4011_G_7 | St Croix Falls | Hydro | 81.0191 | 87.391 | 83.6901
4011_G_8 | St Croix Falls | Hydro | 81.0191 | 87.391 | 83.6901
4012_G_1 | Trego | Hydro | 81.0191 | 87.391 | 83.6901
4012_G_2 | Trego | Hydro | 81.0191 | 87.391 | 83.6901
4014_G_1 | Wheaton | Combustion Turbine | 88.1508 | 89.9672 | 88.9122
4014_G_2 | Wheaton | Combustion Turbine | 89.6928 | 92.6015 | 90.9121
4014_G_3 | Wheaton | Combustion Turbine | 88.1508 | 89.9672 | 88.9122
4014_G_4 | Wheaton | Combustion Turbine | 88.1508 | 89.9672 | 88.9122
4014_G_5 | Wheaton | Combustion Turbine | 89.6928 | 92.6015 | 90.9121
4014_G_6 | Wheaton | Combustion Turbine | 89.6928 | 92.6015 | 90.9121
4015_G_1 | Wissota | Hydro | 81.0191 | 87.391 | 83.6901
4015_G_2 | Wissota | Hydro | 81.0191 | 87.391 | 83.6901
4015_G_3 | Wissota | Hydro | 81.0191 | 87.391 | 83.6901
4015_G_4 | Wissota | Hydro | 81.0191 | 87.391 | 83.6901
4015_G_5 | Wissota | Hydro | 81.0191 | 87.391 | 83.6901
4015_G_6 | Wissota | Hydro | 81.0191 | 87.391 | 83.6901
4018_G_1 | Clam River Dam | Hydro | 81.0191 | 87.391 | 83.6901
4018_G_2 | Clam River Dam | Hydro | 81.0191 | 87.391 | 83.6901
4018_G_3 | Clam River Dam | Hydro | 81.0191 | 87.391 | 83.6901
4019_G_1 | Danbury Dam | Hydro | 81.0191 | 87.391 | 83.6901
4019_G_2 | Danbury Dam | Hydro | 81.0191 | 87.391 | 83.6901
4019_G_HY3 | Danbury Dam | Hydro | 81.0191 | 87.391 | 83.6901
402_G_1 | Pleasant Valley | Hydro | 81.0191 | 87.391 | 83.6901
4020_G_10 | Frederic Diesel | Combustion Turbine | 84.7073 | 87.0873 | 85.7049
4020_G_2 | Frederic Diesel | Combustion Turbine | 84.7073 | 87.0873 | 85.7049
4020_G_3 | Frederic Diesel | Combustion Turbine | 84.7073 | 87.0873 | 85.7049
4020_G_4 | Frederic Diesel | Combustion Turbine | 84.7073 | 87.0873 | 85.7049
4020_G_5 | Frederic Diesel | Combustion Turbine | 84.7073 | 87.0873 | 85.7049
4020_G_6 | Frederic Diesel | Combustion Turbine | 84.7073 | 87.0873 | 85.7049
4020_G_7 | Frederic Diesel | Combustion Turbine | 84.7073 | 87.0873 | 85.7049
4020_G_8 | Frederic Diesel | Combustion Turbine | 84.7073 | 87.0873 | 85.7049
4020_G_9 | Frederic Diesel | Combustion Turbine | 84.7073 | 87.0873 | 85.7049
4021_G_1A | Grantsburg Diesel | Combustion Turbine | 84.7073 | 87.0873 | 85.7049
4021_G_2 | Grantsburg Diesel | Combustion Turbine | 84.7073 | 87.0873 | 85.7049
4021_G_3 | Grantsburg Diesel | Combustion Turbine | 84.7073 | 87.0873 | 85.7049
4021_G_4 | Grantsburg Diesel | Combustion Turbine | 84.7073 | 87.0873 | 85.7049
4021_G_8 | Grantsburg Diesel | Combustion Turbine | 84.7073 | 87.0873 | 85.7049
403_G_1 | San Fernando | Hydro | 81.0191 | 87.391 | 83.6901
403_G_2 | San Fernando | Hydro | 81.0191 | 87.391 | 83.6901
4040_G_1CT1 | Port Washington Generating Station | Combined Cycle | 84.4893 | 90.1371 | 86.8567
4040_G_1CT2 | Port Washington Generating Station | Combined Cycle | 84.4893 | 90.1371 | 86.8567
4040_G_2CT1 | Port Washington Generating Station | Combined Cycle | 84.4893 | 90.1371 | 86.8567
4040_G_2CT2 | Port Washington Generating Station | Combined Cycle | 84.4893 | 90.1371 | 86.8567
4040_G_ST1 | Port Washington Generating Station | Combined Cycle | 84.4893 | 90.1371 | 86.8567
4040_G_ST2 | Port Washington Generating Station | Combined Cycle | 84.4893 | 90.1371 | 86.8567
4042_G_3 | Valley | Combustion Turbine | 84.7073 | 87.0873 | 85.7049
4043_G_4 | Appleton | Hydro | 81.0191 | 87.391 | 83.6901
4043_G_5 | Appleton | Hydro | 81.0191 | 87.391 | 83.6901
4043_G_6 | Appleton | Hydro | 81.0191 | 87.391 | 83.6901
4044_G_1 | Oconto Falls Upper | Hydro | 81.0191 | 87.391 | 83.6901
4044_G_2 | Oconto Falls Upper | Hydro | 81.0191 | 87.391 | 83.6901
4044_G_3 | Oconto Falls Upper | Hydro | 81.0191 | 87.391 | 83.6901
4045_G_1 | Pine | Hydro | 81.0191 | 87.391 | 83.6901
4045_G_2 | Pine | Hydro | 81.0191 | 87.391 | 83.6901
4046_G_1 | Point Beach Nuclear Plant | Nuclear | 81.0218 | 86.9339 | 83.5
4046_G_2 | Point Beach Nuclear Plant | Nuclear | 81.4099 | 87.3503 | 83.9
4046_G_5 | Point Beach Nuclear Plant | Combustion Turbine | 84.7073 | 87.0873 | 85.7049
4053_G_2 | Kilbourn | Hydro | 81.0191 | 87.391 | 83.6901
4053_G_HC1 | Kilbourn | Hydro | 81.0191 | 87.391 | 83.6901
4053_G_HC5 | Kilbourn | Hydro | 81.0191 | 87.391 | 83.6901
4053_G_HC6 | Kilbourn | Hydro | 81.0191 | 87.391 | 83.6901
4056_G_1 | Prairie Du Sac | Hydro | 81.0191 | 87.391 | 83.6901
4056_G_2 | Prairie Du Sac | Hydro | 81.0191 | 87.391 | 83.6901
4056_G_3 | Prairie Du Sac | Hydro | 81.0191 | 87.391 | 83.6901
4056_G_4 | Prairie Du Sac | Hydro | 81.0191 | 87.391 | 83.6901
4056_G_5 | Prairie Du Sac | Hydro | 81.0191 | 87.391 | 83.6901
4056_G_6 | Prairie Du Sac | Hydro | 81.0191 | 87.391 | 83.6901
4056_G_7 | Prairie Du Sac | Hydro | 81.0191 | 87.391 | 83.6901
4056_G_8 | Prairie Du Sac | Hydro | 81.0191 | 87.391 | 83.6901
4057_G_3 | Rock River | Combustion Turbine | 88.1508 | 89.9672 | 88.9122
4057_G_4 | Rock River | Combustion Turbine | 84.7073 | 87.0873 | 85.7049
4057_G_5 | Rock River | Combustion Turbine | 89.6928 | 92.6015 | 90.9121
4057_G_6 | Rock River | Combustion Turbine | 89.6928 | 92.6015 | 90.9121
4059_G_1 | Sheepskin | Combustion Turbine | 88.1508 | 89.9672 | 88.9122
4060_G_1 | Alexander | Hydro | 81.0191 | 87.391 | 83.6901
4060_G_2 | Alexander | Hydro | 81.0191 | 87.391 | 83.6901
4060_G_3 | Alexander | Hydro | 81.0191 | 87.391 | 83.6901
4061_G_1 | Caldron Falls | Hydro | 81.0191 | 87.391 | 83.6901
4061_G_2 | Caldron Falls | Hydro | 81.0191 | 87.391 | 83.6901
4062_G_1 | Eagle River | Combustion Turbine | 84.7073 | 87.0873 | 85.7049
4062_G_2 | Eagle River | Combustion Turbine | 84.7073 | 87.0873 | 85.7049
4063_G_1 | Grandfather Falls | Hydro | 81.0191 | 87.391 | 83.6901
4063_G_2 | Grandfather Falls | Hydro | 81.0191 | 87.391 | 83.6901
4064_G_1 | Hat Rapids | Hydro | 81.0191 | 87.391 | 83.6901
4064_G_2A | Hat Rapids | Hydro | 81.0191 | 87.391 | 83.6901
4064_G_3A | Hat Rapids | Hydro | 81.0191 | 87.391 | 83.6901
4065_G_1 | High Falls | Hydro | 81.0191 | 87.391 | 83.6901
4065_G_2 | High Falls | Hydro | 81.0191 | 87.391 | 83.6901
4065_G_3 | High Falls | Hydro | 81.0191 | 87.391 | 83.6901
4065_G_4 | High Falls | Hydro | 81.0191 | 87.391 | 83.6901
4065_G_5 | High Falls | Hydro | 81.0191 | 87.391 | 83.6901
4067_G_1 | Johnson Falls | Hydro | 81.0191 | 87.391 | 83.6901
4067_G_2 | Johnson Falls | Hydro | 81.0191 | 87.391 | 83.6901
4068_G_1 | Merrill | Hydro | 81.0191 | 87.391 | 83.6901
4068_G_2 | Merrill | Hydro | 81.0191 | 87.391 | 83.6901
4068_G_3 | Merrill | Hydro | 81.0191 | 87.391 | 83.6901
407_G_1 | Upper Gorge | Hydro | 83.3856 | 90.5577 | 86.392
4071_G_1 | Potato Rapids | Hydro | 81.0191 | 87.391 | 83.6901
4071_G_2 | Potato Rapids | Hydro | 81.0191 | 87.391 | 83.6901
4071_G_3 | Potato Rapids | Hydro | 81.0191 | 87.391 | 83.6901
4072_G_31 | Pulliam | Combustion Turbine | 89.6928 | 92.6015 | 90.9121
4074_G_1 | Sandstone Rapids | Hydro | 81.0191 | 87.391 | 83.6901
4074_G_2 | Sandstone Rapids | Hydro | 81.0191 | 87.391 | 83.6901
4075_G_1 | Tomahawk | Hydro | 81.0191 | 87.391 | 83.6901
4075_G_2 | Tomahawk | Hydro | 81.0191 | 87.391 | 83.6901
4076_G_31 | West Marinette | Combustion Turbine | 88.1508 | 89.9672 | 88.9122
4076_G_32 | West Marinette | Combustion Turbine | 88.1508 | 89.9672 | 88.9122
4076_G_33 | West Marinette | Combustion Turbine | 89.6928 | 92.6015 | 90.9121
4077_G_1 | Wausau | Hydro | 81.0191 | 87.391 | 83.6901
4077_G_2 | Wausau | Hydro | 81.0191 | 87.391 | 83.6901
4077_G_3 | Wausau | Hydro | 81.0191 | 87.391 | 83.6901
4078_G_31 | Weston | Combustion Turbine | 88.1508 | 89.9672 | 88.9122
4078_G_32 | Weston | Combustion Turbine | 88.1508 | 89.9672 | 88.9122
4079_G_1 | Castle Rock | Hydro | 81.0191 | 87.391 | 83.6901
4079_G_2 | Castle Rock | Hydro | 81.0191 | 87.391 | 83.6901
4079_G_3 | Castle Rock | Hydro | 81.0191 | 87.391 | 83.6901
4079_G_4 | Castle Rock | Hydro | 81.0191 | 87.391 | 83.6901
4079_G_5 | Castle Rock | Hydro | 81.0191 | 87.391 | 83.6901
408_G_5 | Valley | Combustion Turbine | 88.1508 | 89.9672 | 88.9122
408_G_6 | Valley | Combined Cycle | 84.4893 | 90.1371 | 86.8567
408_G_7 | Valley | Combined Cycle | 84.4893 | 90.1371 | 86.8567
408_G_8 | Valley | Combined Cycle | 84.4893 | 90.1371 | 86.8567
4080_G_1 | Petenwell | Hydro | 81.0191 | 87.391 | 83.6901
4080_G_2 | Petenwell | Hydro | 81.0191 | 87.391 | 83.6901
4080_G_3 | Petenwell | Hydro | 81.0191 | 87.391 | 83.6901
4080_G_4 | Petenwell | Hydro | 81.0191 | 87.391 | 83.6901
409_G_1 | Exchequer | Hydro | 83.3856 | 90.5577 | 86.392
410_G_1 | McSwain | Hydro | 81.0191 | 87.391 | 83.6901
4100_G_1 | Arcadia Electric | Combustion Turbine | 84.7073 | 87.0873 | 85.7049
4100_G_10 | Arcadia Electric | Combustion Turbine | 84.7073 | 87.0873 | 85.7049
4100_G_2 | Arcadia Electric | Combustion Turbine | 84.7073 | 87.0873 | 85.7049
4100_G_3 | Arcadia Electric | Combustion Turbine | 84.7073 | 87.0873 | 85.7049
4100_G_4 | Arcadia Electric | Combustion Turbine | 84.7073 | 87.0873 | 85.7049
4100_G_5 | Arcadia Electric | Combustion Turbine | 84.7073 | 87.0873 | 85.7049
4100_G_6 | Arcadia Electric | Combustion Turbine | 84.7073 | 87.0873 | 85.7049
4100_G_7 | Arcadia Electric | Combustion Turbine | 84.7073 | 87.0873 | 85.7049
4100_G_8 | Arcadia Electric | Combustion Turbine | 84.7073 | 87.0873 | 85.7049
4100_G_9 | Arcadia Electric | Combustion Turbine | 84.7073 | 87.0873 | 85.7049
4102_G_1A | Barron | Combustion Turbine | 84.7073 | 87.0873 | 85.7049
4102_G_2A | Barron | Combustion Turbine | 84.7073 | 87.0873 | 85.7049
4102_G_3A | Barron | Combustion Turbine | 84.7073 | 87.0873 | 85.7049
4102_G_4 | Barron | Combustion Turbine | 84.7073 | 87.0873 | 85.7049
4102_G_7 | Barron | Combustion Turbine | 84.7073 | 87.0873 | 85.7049
4102_G_8 | Barron | Combustion Turbine | 84.7073 | 87.0873 | 85.7049
4102_G_9 | Barron | Combustion Turbine | 84.7073 | 87.0873 | 85.7049
4102_G_H2 | Barron | Hydro | 81.0191 | 87.391 | 83.6901
4107_G_3 | Cashton | Combustion Turbine | 84.7073 | 87.0873 | 85.7049
4107_G_5 | Cashton | Combustion Turbine | 84.7073 | 87.0873 | 85.7049
4107_G_6 | Cashton | Combustion Turbine | 84.7073 | 87.0873 | 85.7049
4112_G_1 | Cumberland | Combustion Turbine | 84.7073 | 87.0873 | 85.7049
4112_G_2 | Cumberland | Combustion Turbine | 84.7073 | 87.0873 | 85.7049
4112_G_3 | Cumberland | Combustion Turbine | 84.7073 | 87.0873 | 85.7049
4112_G_4 | Cumberland | Combustion Turbine | 84.7073 | 87.0873 | 85.7049
4112_G_5 | Cumberland | Combustion Turbine | 84.7073 | 87.0873 | 85.7049
4112_G_6 | Cumberland | Combustion Turbine | 84.7073 | 87.0873 | 85.7049
4112_G_7 | Cumberland | Combustion Turbine | 84.7073 | 87.0873 | 85.7049
4112_G_8 | Cumberland | Combustion Turbine | 84.7073 | 87.0873 | 85.7049
4113_G_1A | Elroy | Combustion Turbine | 84.7073 | 87.0873 | 85.7049
4113_G_2A | Elroy | Combustion Turbine | 84.7073 | 87.0873 | 85.7049
4113_G_5 | Elroy | Combustion Turbine | 84.7073 | 87.0873 | 85.7049
4114_G_4 | Fennimore | Combustion Turbine | 84.7073 | 87.0873 | 85.7049
4114_G_5 | Fennimore | Combustion Turbine | 84.7073 | 87.0873 | 85.7049
4114_G_6 | Fennimore | Combustion Turbine | 84.7073 | 87.0873 | 85.7049
4114_G_7 | Fennimore | Combustion Turbine | 84.7073 | 87.0873 | 85.7049
4114_G_8 | Fennimore | Combustion Turbine | 84.7073 | 87.0873 | 85.7049
4118_G_GT1 | Kaukauna Gas Turbine | Combustion Turbine | 84.7073 | 87.0873 | 85.7049
4119_G_1 | Little Chute | Hydro | 81.0191 | 87.391 | 83.6901
4119_G_2 | Little Chute | Hydro | 81.0191 | 87.391 | 83.6901
4119_G_3 | Little Chute | Hydro | 81.0191 | 87.391 | 83.6901
412_G_2P | Chicago Park | Hydro | 83.3856 | 90.5577 | 86.392
4120_G_1 | New Badger | Hydro | 81.0191 | 87.391 | 83.6901
4120_G_2 | New Badger | Hydro | 81.0191 | 87.391 | 83.6901
4121_G_3 | Old Badger | Hydro | 81.0191 | 87.391 | 83.6901
4121_G_4 | Old Badger | Hydro | 81.0191 | 87.391 | 83.6901
4122_G_1 | Rapide Croche | Hydro | 81.0191 | 87.391 | 83.6901
4122_G_2 | Rapide Croche | Hydro | 81.0191 | 87.391 | 83.6901
4122_G_3 | Rapide Croche | Hydro | 81.0191 | 87.391 | 83.6901
4122_G_4 | Rapide Croche | Hydro | 81.0191 | 87.391 | 83.6901
4124_G_2A | La Farge | Combustion Turbine | 84.7073 | 87.0873 | 85.7049
4125_G_IC2 | Manitowoc | Combustion Turbine | 84.7073 | 87.0873 | 85.7049
413_G_3P | Dutch Flat 2 | Hydro | 81.0191 | 87.391 | 83.6901
4130_G_2 | New Lisbon | Combustion Turbine | 84.7073 | 87.0873 | 85.7049
4130_G_5 | New Lisbon | Combustion Turbine | 84.7073 | 87.0873 | 85.7049
4130_G_6 | New Lisbon | Combustion Turbine | 84.7073 | 87.0873 | 85.7049
4130_G_7 | New Lisbon | Combustion Turbine | 84.7073 | 87.0873 | 85.7049
4133_G_1 | Junction | Hydro | 81.0191 | 87.391 | 83.6901
4133_G_10 | Junction | Combustion Turbine | 84.7073 | 87.0873 | 85.7049
4133_G_5 | Junction | Combustion Turbine | 84.7073 | 87.0873 | 85.7049
4133_G_6 | Junction | Combustion Turbine | 84.7073 | 87.0873 | 85.7049
4133_G_7 | Junction | Combustion Turbine | 84.7073 | 87.0873 | 85.7049
4133_G_9 | Junction | Combustion Turbine | 84.7073 | 87.0873 | 85.7049
4139_G_3 | Viola | Combustion Turbine | 84.7073 | 87.0873 | 85.7049
414_G_1 | Beardsley | Hydro | 81.0191 | 87.391 | 83.6901
4142_G_1 | Flambeau Hydroelectric Station | Hydro | 81.0191 | 87.391 | 83.6901
4142_G_2 | Flambeau Hydroelectric Station | Hydro | 81.0191 | 87.391 | 83.6901
4142_G_3 | Flambeau Hydroelectric Station | Hydro | 81.0191 | 87.391 | 83.6901
4147_G_1 | Stiles | Hydro | 81.0191 | 87.391 | 83.6901
4147_G_2 | Stiles | Hydro | 81.0191 | 87.391 | 83.6901
4148_G_2 | Washington Island | Combustion Turbine | 84.7073 | 87.0873 | 85.7049
4148_G_3 | Washington Island | Combustion Turbine | 84.7073 | 87.0873 | 85.7049
4148_G_4 | Washington Island | Combustion Turbine | 84.7073 | 87.0873 | 85.7049
4148_G_5 | Washington Island | Combustion Turbine | 84.7073 | 87.0873 | 85.7049
4148_G_6 | Washington Island | Combustion Turbine | 84.7073 | 87.0873 | 85.7049
4148_G_7 | Washington Island | Combustion Turbine | 84.7073 | 87.0873 | 85.7049
4148_G_8 | Washington Island | Combustion Turbine | 84.7073 | 87.0873 | 85.7049
415_G_H1 | Donnells | Hydro | 83.3856 | 90.5577 | 86.392
416_G_1 | Tulloch | Hydro | 81.0191 | 87.391 | 83.6901
416_G_2 | Tulloch | Hydro | 81.0191 | 87.391 | 83.6901
417_G_1 | Forbestown | Hydro | 83.3856 | 90.5577 | 86.392
4176_G_1 | Fremont Canyon | Hydro | 83.3856 | 90.5577 | 86.392
4176_G_2 | Fremont Canyon | Hydro | 83.3856 | 90.5577 | 86.392
4177_G_1 | Glendo | Hydro | 81.0191 | 87.391 | 83.6901
4177_G_2 | Glendo | Hydro | 81.0191 | 87.391 | 83.6901
4178_G_1 | Guernsey | Hydro | 81.0191 | 87.391 | 83.6901
4178_G_2 | Guernsey | Hydro | 81.0191 | 87.391 | 83.6901
418_G_1 | Kelly Ridge | Hydro | 81.0191 | 87.391 | 83.6901
4180_G_1 | Kortes | Hydro | 81.0191 | 87.391 | 83.6901
4180_G_2 | Kortes | Hydro | 81.0191 | 87.391 | 83.6901
4180_G_3 | Kortes | Hydro | 81.0191 | 87.391 | 83.6901
4182_G_1 | Seminoe | Hydro | 81.0191 | 87.391 | 83.6901
4182_G_2 | Seminoe | Hydro | 81.0191 | 87.391 | 83.6901
4182_G_3 | Seminoe | Hydro | 81.0191 | 87.391 | 83.6901
4183_G_1 | Shoshone | Hydro | 81.0191 | 87.391 | 83.6901
4185_G_1 | Fontenelle | Hydro | 81.0191 | 87.391 | 83.6901
419_G_1 | Woodleaf | Hydro | 83.3856 | 90.5577 | 86.392
4195_G_EP | Powerlane Plant | Combustion Turbine | 84.7073 | 87.0873 | 85.7049
4195_G_EP2 | Powerlane Plant | Combustion Turbine | 84.7073 | 87.0873 | 85.7049
4195_G_EP3 | Powerlane Plant | Combustion Turbine | 84.7073 | 87.0873 | 85.7049
4201_G_HC1 | Combined Locks | Hydro | 81.0191 | 87.391 | 83.6901
4201_G_HC2 | Combined Locks | Hydro | 81.0191 | 87.391 | 83.6901
4204_G_HY1 | Island Park | Hydro | 81.0191 | 87.391 | 83.6901
4204_G_HY2 | Island Park | Hydro | 81.0191 | 87.391 | 83.6901
4213_G_1 | PHP 1 | Hydro | 85.5621 | 81.0962 | 83.6901
4214_G_2 | PHP 2 | Hydro | 85.5621 | 81.0962 | 83.6901
422_G_GT1 | Glenarm | Combustion Turbine | 88.1508 | 89.9672 | 88.9122
422_G_GT2 | Glenarm | Combustion Turbine | 88.1508 | 89.9672 | 88.9122
422_G_GT3 | Glenarm | Combustion Turbine | 88.1508 | 89.9672 | 88.9122
422_G_GT4 | Glenarm | Combustion Turbine | 88.1508 | 89.9672 | 88.9122
424_G_1 | French Meadows | Hydro | 81.0191 | 87.391 | 83.6901
425_G_1 | Middle Fork | Hydro | 83.3856 | 90.5577 | 86.392
425_G_2 | Middle Fork | Hydro | 83.3856 | 90.5577 | 86.392
4251_G_1 | Logan City | Combustion Turbine | 84.7073 | 87.0873 | 85.7049
4251_G_2 | Logan City | Combustion Turbine | 84.7073 | 87.0873 | 85.7049
4251_G_3 | Logan City | Combustion Turbine | 84.7073 | 87.0873 | 85.7049
4256_G_1 | Walnut | Combustion Turbine | 88.1508 | 89.9672 | 88.9122
4256_G_2 | Walnut | Combustion Turbine | 88.1508 | 89.9672 | 88.9122
4257_G_201 | Easton 2 | Combustion Turbine | 84.7073 | 87.0873 | 85.7049
4257_G_202 | Easton 2 | Combustion Turbine | 84.7073 | 87.0873 | 85.7049
4257_G_203 | Easton 2 | Combustion Turbine | 84.7073 | 87.0873 | 85.7049
4257_G_204 | Easton 2 | Combustion Turbine | 84.7073 | 87.0873 | 85.7049
4257_G_21 | Easton 2 | Combustion Turbine | 84.7073 | 87.0873 | 85.7049
4257_G_22 | Easton 2 | Combustion Turbine | 84.7073 | 87.0873 | 85.7049
4257_G_23 | Easton 2 | Combustion Turbine | 84.7073 | 87.0873 | 85.7049
4257_G_24 | Easton 2 | Combustion Turbine | 84.7073 | 87.0873 | 85.7049
4258_G_1 | Greenup Hydro | Hydro | 81.0191 | 87.391 | 83.6901
4258_G_2 | Greenup Hydro | Hydro | 81.0191 | 87.391 | 83.6901
4258_G_3 | Greenup Hydro | Hydro | 81.0191 | 87.391 | 83.6901
4259_G_2 | Endicott Station | Combustion Turbine | 84.7073 | 87.0873 | 85.7049
4259_G_3 | Endicott Station | Combustion Turbine | 84.7073 | 87.0873 | 85.7049
426_G_1 | Oxbow | Hydro | 81.0191 | 87.391 | 83.6901
4263_G_3 | Echo Dam | Hydro | 81.0191 | 87.391 | 83.6901
4263_G_NA1 | Echo Dam | Hydro | 81.0191 | 87.391 | 83.6901
4263_G_NA2 | Echo Dam | Hydro | 81.0191 | 87.391 | 83.6901
427_G_1 | Ralston | Hydro | 83.3856 | 90.5577 | 86.392
4270_G_3 | Waterford 3 | Nuclear | 87.814 | 94.2217 | 90.5
428_G_1 | Parker | Hydro | 81.0191 | 87.391 | 83.6901
430_G_H1 | Camino | Hydro | 83.3856 | 90.5577 | 86.392
430_G_H2 | Camino | Hydro | 83.3856 | 90.5577 | 86.392
431_G_H1 | Jaybird | Hydro | 83.3856 | 90.5577 | 86.392
431_G_H2 | Jaybird | Hydro | 83.3856 | 90.5577 | 86.392
432_G_H1 | Loon Lake | Hydro | 83.3856 | 90.5577 | 86.392
433_G_1 | Robbs Peak | Hydro | 81.0191 | 87.391 | 83.6901
435_G_H1 | White Rock/Slab Creek | Hydro | 83.3856 | 90.5577 | 86.392
435_G_H2 | White Rock/Slab Creek | Hydro | 83.3856 | 90.5577 | 86.392
436_G_1 | Devil Canyon | Hydro | 83.3856 | 90.5577 | 86.392
436_G_2 | Devil Canyon | Hydro | 83.3856 | 90.5577 | 86.392
436_G_3 | Devil Canyon | Hydro | 83.3856 | 90.5577 | 86.392
436_G_4 | Devil Canyon | Hydro | 83.3856 | 90.5577 | 86.392
437_G_1 | Edward C Hyatt | Hydro | 83.3856 | 90.5577 | 86.392
437_G_2 | Edward C Hyatt | Pumped Storage | 82.7612 | 89.89 | 85.7494
437_G_3 | Edward C Hyatt | Hydro | 83.3856 | 90.5577 | 86.392
437_G_4 | Edward C Hyatt | Pumped Storage | 82.7612 | 89.89 | 85.7494
437_G_5 | Edward C Hyatt | Hydro | 83.3856 | 90.5577 | 86.392
437_G_6 | Edward C Hyatt | Pumped Storage | 82.7612 | 89.89 | 85.7494
438_G_1 | Thermalito | Hydro | 81.0191 | 87.391 | 83.6901
438_G_2 | Thermalito | Pumped Storage | 82.7612 | 89.89 | 85.7494
438_G_3 | Thermalito | Pumped Storage | 82.7612 | 89.89 | 85.7494
438_G_4 | Thermalito | Pumped Storage | 82.7612 | 89.89 | 85.7494
439_G_1 | Don Pedro | Hydro | 83.3856 | 90.5577 | 86.392
439_G_2 | Don Pedro | Hydro | 83.3856 | 90.5577 | 86.392
439_G_3 | Don Pedro | Hydro | 83.3856 | 90.5577 | 86.392
439_G_4 | Don Pedro | Hydro | 83.3856 | 90.5577 | 86.392
440_G_1 | La Grange | Hydro | 81.0191 | 87.391 | 83.6901
440_G_2 | La Grange | Hydro | 81.0191 | 87.391 | 83.6901
441_G_1 | Folsom | Hydro | 83.3856 | 90.5577 | 86.392
441_G_2 | Folsom | Hydro | 83.3856 | 90.5577 | 86.392
441_G_3 | Folsom | Hydro | 83.3856 | 90.5577 | 86.392
442_G_1 | Judge F Carr | Hydro | 83.3856 | 90.5577 | 86.392
442_G_2 | Judge F Carr | Hydro | 83.3856 | 90.5577 | 86.392
443_G_1 | Keswick | Hydro | 83.3856 | 90.5577 | 86.392
443_G_2 | Keswick | Hydro | 83.3856 | 90.5577 | 86.392
443_G_3 | Keswick | Hydro | 83.3856 | 90.5577 | 86.392
444_G_1 | Nimbus | Hydro | 81.0191 | 87.391 | 83.6901
444_G_2 | Nimbus | Hydro | 81.0191 | 87.391 | 83.6901
445_G_1 | Shasta | Hydro | 83.3856 | 90.5577 | 86.392
445_G_2 | Shasta | Hydro | 83.3856 | 90.5577 | 86.392
445_G_3 | Shasta | Hydro | 83.3856 | 90.5577 | 86.392
445_G_4 | Shasta | Hydro | 83.3856 | 90.5577 | 86.392
445_G_5 | Shasta | Hydro | 83.3856 | 90.5577 | 86.392
445_G_S1 | Shasta | Hydro | 81.0191 | 87.391 | 83.6901
445_G_S2 | Shasta | Hydro | 81.0191 | 87.391 | 83.6901
446_G_1 | ONeill | Pumped Storage | 82.7612 | 89.89 | 85.7494
446_G_2 | ONeill | Pumped Storage | 82.7612 | 89.89 | 85.7494
446_G_3 | ONeill | Pumped Storage | 82.7612 | 89.89 | 85.7494
446_G_4 | ONeill | Pumped Storage | 82.7612 | 89.89 | 85.7494
446_G_5 | ONeill | Pumped Storage | 82.7612 | 89.89 | 85.7494
446_G_6 | ONeill | Pumped Storage | 82.7612 | 89.89 | 85.7494
447_G_1 | Parker Dam | Hydro | 83.3856 | 90.5577 | 86.392
447_G_2 | Parker Dam | Hydro | 83.3856 | 90.5577 | 86.392
447_G_3 | Parker Dam | Hydro | 83.3856 | 90.5577 | 86.392
447_G_4 | Parker Dam | Hydro | 83.3856 | 90.5577 | 86.392
448_G_1 | W R Gianelli | Pumped Storage | 82.7612 | 89.89 | 85.7494
448_G_2 | W R Gianelli | Pumped Storage | 82.7612 | 89.89 | 85.7494
448_G_3 | W R Gianelli | Pumped Storage | 82.7612 | 89.89 | 85.7494
448_G_4 | W R Gianelli | Pumped Storage | 82.7612 | 89.89 | 85.7494
448_G_5 | W R Gianelli | Pumped Storage | 82.7612 | 89.89 | 85.7494
448_G_6 | W R Gianelli | Pumped Storage | 82.7612 | 89.89 | 85.7494
448_G_7 | W R Gianelli | Pumped Storage | 82.7612 | 89.89 | 85.7494
448_G_8 | W R Gianelli | Pumped Storage | 82.7612 | 89.89 | 85.7494
450_G_1 | Spring Creek | Hydro | 83.3856 | 90.5577 | 86.392
450_G_2 | Spring Creek | Hydro | 83.3856 | 90.5577 | 86.392
451_G_1 | Trinity | Hydro | 83.3856 | 90.5577 | 86.392
451_G_2 | Trinity | Hydro | 83.3856 | 90.5577 | 86.392
454_G_1 | Colgate | Hydro | 83.3856 | 90.5577 | 86.392
454_G_2 | Colgate | Hydro | 83.3856 | 90.5577 | 86.392
455_G_1 | Narrows 2 | Hydro | 83.3856 | 90.5577 | 86.392
457_G_HC1 | Bear Valley | Hydro | 81.0191 | 87.391 | 83.6901
457_G_HC2 | Bear Valley | Hydro | 81.0191 | 87.391 | 83.6901
46_G_1 | Browns Ferry | Nuclear | 85.0971 | 91.3066 | 87.7
46_G_2 | Browns Ferry | Nuclear | 83.5446 | 89.6408 | 86.1
46_G_3 | Browns Ferry | Nuclear | 81.0218 | 86.9339 | 83.5
460_G_IC1 | Pueblo | Combustion Turbine | 84.7073 | 87.0873 | 85.7049
460_G_IC2 | Pueblo | Combustion Turbine | 84.7073 | 87.0873 | 85.7049
460_G_IC3 | Pueblo | Combustion Turbine | 84.7073 | 87.0873 | 85.7049
460_G_IC4 | Pueblo | Combustion Turbine | 84.7073 | 87.0873 | 85.7049
460_G_IC5 | Pueblo | Combustion Turbine | 84.7073 | 87.0873 | 85.7049
464_G_CT1 | Alamosa | Combustion Turbine | 84.7073 | 87.0873 | 85.7049
464_G_CT2 | Alamosa | Combustion Turbine | 84.7073 | 87.0873 | 85.7049
466_G_1 | Boulder Canyon Hydro | Hydro | 81.0191 | 87.391 | 83.6901
467_G_A | Cabin Creek | Pumped Storage | 82.7612 | 89.89 | 85.7494
467_G_B | Cabin Creek | Pumped Storage | 82.7612 | 89.89 | 85.7494
47_G_GT1 | Colbert | Combustion Turbine | 88.1508 | 89.9672 | 88.9122
47_G_GT2 | Colbert | Combustion Turbine | 88.1508 | 89.9672 | 88.9122
47_G_GT3 | Colbert | Combustion Turbine | 88.1508 | 89.9672 | 88.9122
47_G_GT4 | Colbert | Combustion Turbine | 88.1508 | 89.9672 | 88.9122
47_G_GT5 | Colbert | Combustion Turbine | 88.1508 | 89.9672 | 88.9122
47_G_GT6 | Colbert | Combustion Turbine | 88.1508 | 89.9672 | 88.9122
47_G_GT7 | Colbert | Combustion Turbine | 88.1508 | 89.9672 | 88.9122
47_G_GT8 | Colbert | Combustion Turbine | 88.1508 | 89.9672 | 88.9122
471_G_1 | Fruita | Combustion Turbine | 84.7073 | 87.0873 | 85.7049
472_G_1 | Georgetown | Hydro | 81.0191 | 87.391 | 83.6901
472_G_2 | Georgetown | Hydro | 81.0191 | 87.391 | 83.6901
473_G_1 | Palisade | Hydro | 81.0191 | 87.391 | 83.6901
473_G_2 | Palisade | Hydro | 81.0191 | 87.391 | 83.6901
474_G_1 | Salida | Hydro | 81.0191 | 87.391 | 83.6901
474_G_2 | Salida | Hydro | 81.0191 | 87.391 | 83.6901
476_G_A | Shoshone | Hydro | 81.0191 | 87.391 | 83.6901
476_G_B | Shoshone | Hydro | 81.0191 | 87.391 | 83.6901
477_G_6 | Valmont | Combustion Turbine | 88.1508 | 89.9672 | 88.9122
479_G_1 | Temescal | Hydro | 81.0191 | 87.391 | 83.6901
48_G_1 | Guntersville | Hydro | 83.3856 | 90.5577 | 86.392
48_G_2 | Guntersville | Hydro | 83.3856 | 90.5577 | 86.392
48_G_3 | Guntersville | Hydro | 83.3856 | 90.5577 | 86.392
48_G_4 | Guntersville | Hydro | 83.3856 | 90.5577 | 86.392
480_G_1 | Corona | Hydro | 81.0191 | 87.391 | 83.6901
481_G_1 | Perris | Hydro | 81.0191 | 87.391 | 83.6901
482_G_1 | Rio Hondo | Hydro | 81.0191 | 87.391 | 83.6901
483_G_1 | Coyote Creek | Hydro | 81.0191 | 87.391 | 83.6901
484_G_1 | Red Mountain | Hydro | 81.0191 | 87.391 | 83.6901
487_G_1 | Valley View | Hydro | 81.0191 | 87.391 | 83.6901
489_G_1 | Upper Dawson | Hydro | 81.0191 | 87.391 | 83.6901
49_G_1 | Wheeler Dam | Hydro | 83.3856 | 90.5577 | 86.392
49_G_10 | Wheeler Dam | Hydro | 83.3856 | 90.5577 | 86.392
49_G_11 | Wheeler Dam | Hydro | 83.3856 | 90.5577 | 86.392
49_G_2 | Wheeler Dam | Hydro | 83.3856 | 90.5577 | 86.392
49_G_3 | Wheeler Dam | Hydro | 83.3856 | 90.5577 | 86.392
49_G_4 | Wheeler Dam | Hydro | 83.3856 | 90.5577 | 86.392
49_G_5 | Wheeler Dam | Hydro | 83.3856 | 90.5577 | 86.392
49_G_6 | Wheeler Dam | Hydro | 83.3856 | 90.5577 | 86.392
49_G_7 | Wheeler Dam | Hydro | 83.3856 | 90.5577 | 86.392
49_G_8 | Wheeler Dam | Hydro | 83.3856 | 90.5577 | 86.392
49_G_9 | Wheeler Dam | Hydro | 83.3856 | 90.5577 | 86.392
490_G_1 | Burlington City of | Combustion Turbine | 84.7073 | 87.0873 | 85.7049
490_G_2 | Burlington City of | Combustion Turbine | 84.7073 | 87.0873 | 85.7049
490_G_3 | Burlington City of | Combustion Turbine | 84.7073 | 87.0873 | 85.7049
490_G_4 | Burlington City of | Combustion Turbine | 84.7073 | 87.0873 | 85.7049
491_G_3 | Center | Combustion Turbine | 84.7073 | 87.0873 | 85.7049
491_G_5 | Center | Combustion Turbine | 84.7073 | 87.0873 | 85.7049
4939_G_2 | Barney M Davis | Combined Cycle | 84.4893 | 90.1371 | 86.8567
4939_G_3 | Barney M Davis | Combined Cycle | 84.4893 | 90.1371 | 86.8567
4939_G_4 | Barney M Davis | Combined Cycle | 84.4893 | 90.1371 | 86.8567
494_G_1 | Manitou Springs | Hydro | 81.0191 | 87.391 | 83.6901
494_G_2 | Manitou Springs | Hydro | 81.0191 | 87.391 | 83.6901
494_G_3 | Manitou Springs | Hydro | 81.0191 | 87.391 | 83.6901
4940_G_3 | Riverside | Combustion Turbine | 89.6928 | 92.6015 | 90.9121
4940_G_4 | Riverside | Combustion Turbine | 89.6928 | 92.6015 | 90.9121
4940_G_IC1 | Riverside | Combustion Turbine | 84.7073 | 87.0873 | 85.7049
495_G_1 | Ruxton Park | Hydro | 81.0191 | 87.391 | 83.6901
496_G_1 | Delta | Combustion Turbine | 84.7073 | 87.0873 | 85.7049
496_G_2 | Delta | Combustion Turbine | 84.7073 | 87.0873 | 85.7049
496_G_3 | Delta | Combustion Turbine | 84.7073 | 87.0873 | 85.7049
496_G_4 | Delta | Combustion Turbine | 84.7073 | 87.0873 | 85.7049
496_G_5 | Delta | Combustion Turbine | 84.7073 | 87.0873 | 85.7049
496_G_6 | Delta | Combustion Turbine | 84.7073 | 87.0873 | 85.7049
496_G_7 | Delta | Combustion Turbine | 84.7073 | 87.0873 | 85.7049
50001_G_WTGS | Altamont Midway Ltd | Wind | 95 | 95 | 95
50002_G_GEN1 | Pittsfield Generating LP | Combined Cycle | 84.4893 | 90.1371 | 86.8567
50002_G_GEN2 | Pittsfield Generating LP | Combined Cycle | 84.4893 | 90.1371 | 86.8567
50002_G_GEN3 | Pittsfield Generating LP | Combined Cycle | 84.4893 | 90.1371 | 86.8567
50002_G_GEN4 | Pittsfield Generating LP | Combined Cycle | 84.4893 | 90.1371 | 86.8567
50003_G_GEN1 | Chalk Cliff Cogen | Combustion Turbine | 88.1508 | 89.9672 | 88.9122
50006_G_GTG1 | Linden Cogen Plant | Combined Cycle | 84.4893 | 90.1371 | 86.8567
50006_G_GTG2 | Linden Cogen Plant | Combined Cycle | 84.4893 | 90.1371 | 86.8567
50006_G_GTG3 | Linden Cogen Plant | Combined Cycle | 84.4893 | 90.1371 | 86.8567
50006_G_GTG4 | Linden Cogen Plant | Combined Cycle | 84.4893 | 90.1371 | 86.8567
50006_G_GTG5 | Linden Cogen Plant | Combined Cycle | 84.4893 | 90.1371 | 86.8567
50006_G_GTG6 | Linden Cogen Plant | Combined Cycle | 84.4893 | 90.1371 | 86.8567
50006_G_STG1 | Linden Cogen Plant | Combined Cycle | 84.4893 | 90.1371 | 86.8567
50006_G_STG2 | Linden Cogen Plant | Combined Cycle | 84.4893 | 90.1371 | 86.8567
50006_G_STG3 | Linden Cogen Plant | Combined Cycle | 84.4893 | 90.1371 | 86.8567
50011_G_GEN1 | Hawks Nest Hydro | Hydro | 81.0191 | 87.391 | 83.6901
50011_G_GEN2 | Hawks Nest Hydro | Hydro | 81.0191 | 87.391 | 83.6901
50011_G_GEN3 | Hawks Nest Hydro | Hydro | 81.0191 | 87.391 | 83.6901
50011_G_GEN4 | Hawks Nest Hydro | Hydro | 81.0191 | 87.391 | 83.6901
50031_G_3983 | Mt Ida Hydroelectric | Hydro | 81.0191 | 87.391 | 83.6901
50031_G_3986 | Mt Ida Hydroelectric | Hydro | 81.0191 | 87.391 | 83.6901
50034_G_GEN1 | Valley Falls Hydroelectric Facility | Hydro | 81.0191 | 87.391 | 83.6901
50035_G_ST1 | MMWAC Resource Recovery Facility | Municipal Solid Waste | 90 | 90 | 90
50036_G_UNT1 | New Martinsville Hannibal Hydro | Hydro | 85.5621 | 81.0962 | 83.6901
50036_G_UNT2 | New Martinsville Hannibal Hydro | Hydro | 85.5621 | 81.0962 | 83.6901
50037_G_UNT1 | Rio Bravo Hydro Project | Hydro | 81.0191 | 87.391 | 83.6901
50037_G_UNT2 | Rio Bravo Hydro Project | Hydro | 81.0191 | 87.391 | 83.6901
50043_G_GT1 | Houston Chemical Complex Battleground | Combined Cycle | 84.4893 | 90.1371 | 86.8567
50043_G_GT2 | Houston Chemical Complex Battleground | Combined Cycle | 84.4893 | 90.1371 | 86.8567
50043_G_GT3 | Houston Chemical Complex Battleground | Combined Cycle | 84.4893 | 90.1371 | 86.8567
50043_G_ST | Houston Chemical Complex Battleground | Combined Cycle | 84.4893 | 90.1371 | 86.8567
50060_G_3972 | Brown Station Road Plant I | Landfill Gas | 90 | 90 | 90
50060_G_9314 | Brown Station Road Plant I | Landfill Gas | 90 | 90 | 90
50060_G_9340 | Brown Station Road Plant I | Landfill Gas | 90 | 90 | 90
50062_G_GEN1 | San Joaquin Cogen | Combustion Turbine | 88.1508 | 89.9672 | 88.9122
50066_G_UNT1 | Calistoga Power Plant | Geothermal | 96.5697 | 97.5257 | 96.9704
50066_G_UNT2 | Calistoga Power Plant | Geothermal | 96.5697 | 97.5257 | 96.9704
50068_G_WEST | Sierra Power | Biomass | 83 | 83 | 83
50074_G_GEN1 | Marcus Hook Refinery Cogen | Combustion Turbine | 89.6928 | 92.6015 | 90.9121
50076_G_UNT1 | Santa Felicia Dam | Hydro | 81.0191 | 87.391 | 83.6901
50076_G_UNT2 | Santa Felicia Dam | Hydro | 81.0191 | 87.391 | 83.6901
50077_G_CAT1 | EQ Waste Energy Services | Landfill Gas | 90 | 90 | 90
50077_G_CAT2 | EQ Waste Energy Services | Landfill Gas | 90 | 90 | 90
50077_G_CAT3 | EQ Waste Energy Services | Landfill Gas | 90 | 90 | 90
50077_G_CAT4 | EQ Waste Energy Services | Landfill Gas | 90 | 90 | 90
50079_G_GEN1 | Goodyear Lake Plant | Hydro | 81.0191 | 87.391 | 83.6901
50079_G_GEN2 | Goodyear Lake Plant | Hydro | 81.0191 | 87.391 | 83.6901
50080_G_GEN1 | Otis Hydro | Hydro | 81.0191 | 87.391 | 83.6901
50080_G_GEN2 | Otis Hydro | Hydro | 81.0191 | 87.391 | 83.6901
50081_G_GEN1 | International Paper Riley Hydro | Hydro | 81.0191 | 87.391 | 83.6901
50081_G_GEN2 | International Paper Riley Hydro | Hydro | 81.0191 | 87.391 | 83.6901
50081_G_GEN3 | International Paper Riley Hydro | Hydro | 81.0191 | 87.391 | 83.6901
50081_G_GEN4 | International Paper Riley Hydro | Hydro | 81.0191 | 87.391 | 83.6901
50081_G_GEN5 | International Paper Riley Hydro | Hydro | 81.0191 | 87.391 | 83.6901
50081_G_GEN6 | International Paper Riley Hydro | Hydro | 81.0191 | 87.391 | 83.6901
50091_G_TB1 | Sheep Creek Hydro | Hydro | 85.5621 | 81.0962 | 83.6901
50091_G_TB2 | Sheep Creek Hydro | Hydro | 85.5621 | 81.0962 | 83.6901
50093_G_WT | Chateaugay High Falls Hydro | Hydro | 85.5621 | 81.0962 | 83.6901
50094_G_7214 | Trigen Trenton Energy | Combustion Turbine | 84.7073 | 87.0873 | 85.7049
50095_G_HG1 | Tillotson Rubber | Hydro | 81.0191 | 87.391 | 83.6901
50099_G_GEN1 | Tamarack Energy Partnership | Biomass | 83 | 83 | 83
50103_G_GEN 1 | China Mill Hydro | Hydro | 81.0191 | 87.391 | 83.6901
50104_G_G-1 | United Cogen | Combined Cycle | 84.4893 | 90.1371 | 86.8567
50104_G_G-2 | United Cogen | Combined Cycle | 84.4893 | 90.1371 | 86.8567
50105_G_GPS1 | Ground Water Pumping Station | Hydro | 85.5621 | 81.0962 | 83.6901
50105_G_GPS2 | Ground Water Pumping Station | Hydro | 85.5621 | 81.0962 | 83.6901
50105_G_GPS3 | Ground Water Pumping Station | Hydro | 85.5621 | 81.0962 | 83.6901
50105_G_GPS4 | Ground Water Pumping Station | Hydro | 85.5621 | 81.0962 | 83.6901
50105_G_GPS5 | Ground Water Pumping Station | Hydro | 85.5621 | 81.0962 | 83.6901
50105_G_GPS6 | Ground Water Pumping Station | Hydro | 85.5621 | 81.0962 | 83.6901
50109_G_GEN1 | Paris Energy Center | Combined Cycle | 84.4893 | 90.1371 | 86.8567
50109_G_GEN2 | Paris Energy Center | Combined Cycle | 84.4893 | 90.1371 | 86.8567
50109_G_GEN3 | Paris Energy Center | Combined Cycle | 84.4893 | 90.1371 | 86.8567
50115_G_GEN1 | US Borax | Combustion Turbine | 88.1508 | 89.9672 | 88.9122
50119_G_GENA | ConocoPhillips Rodeo Refinery | Fossil Waste | 90 | 90 | 90
50119_G_GENB | ConocoPhillips Rodeo Refinery | Fossil Waste | 90 | 90 | 90
50119_G_GENC | ConocoPhillips Rodeo Refinery | Fossil Waste | 90 | 90 | 90
50120_G_0001 | Vaagen Brothers Lumber | Biomass | 83 | 83 | 83
50123_G_GEN1 | Normanskill Hydro Project | Hydro | 81.0191 | 87.391 | 83.6901
50126_G_1 | Ottauquechee Hydro | Hydro | 81.0191 | 87.391 | 83.6901
50126_G_2 | Ottauquechee Hydro | Hydro | 81.0191 | 87.391 | 83.6901
50127_G_GTA | Signal Hill Wichita Falls Power LP | Combined Cycle | 84.4893 | 90.1371 | 86.8567
50127_G_GTB | Signal Hill Wichita Falls Power LP | Combined Cycle | 84.4893 | 90.1371 | 86.8567
50127_G_GTC | Signal Hill Wichita Falls Power LP | Combined Cycle | 84.4893 | 90.1371 | 86.8567
50127_G_STD | Signal Hill Wichita Falls Power LP | Combined Cycle | 84.4893 | 90.1371 | 86.8567
50128_G_3381 | Clear Lake Hydro Project | Hydro | 81.0191 | 87.391 | 83.6901
50129_G_1641 | Indian Valley Dam Hydro Project | Hydro | 81.0191 | 87.391 | 83.6901
50129_G_1642 | Indian Valley Dam Hydro Project | Hydro | 81.0191 | 87.391 | 83.6901
50129_G_8332 | Indian Valley Dam Hydro Project | Hydro | 81.0191 | 87.391 | 83.6901
50131_G_K100 | Coalinga Cogeneration | Combustion Turbine | 88.1508 | 89.9672 | 88.9122
50134_G_GTAG | Sycamore Cogeneration | Combustion Turbine | 89.6928 | 92.6015 | 90.9121
50134_G_GTBG | Sycamore Cogeneration | Combustion Turbine | 89.6928 | 92.6015 | 90.9121
50134_G_GTCG | Sycamore Cogeneration | Combustion Turbine | 89.6928 | 92.6015 | 90.9121
50134_G_GTDG | Sycamore Cogeneration | Combustion Turbine | 89.6928 | 92.6015 | 90.9121
50136_G_CG1 | South Oaks Hospital | Combustion Turbine | 84.7073 | 87.0873 | 85.7049
50136_G_CG2 | South Oaks Hospital | Combustion Turbine | 84.7073 | 87.0873 | 85.7049
50136_G_CG3 | South Oaks Hospital | Combustion Turbine | 84.7073 | 87.0873 | 85.7049
50136_G_CG4 | South Oaks Hospital | Combustion Turbine | 84.7073 | 87.0873 | 85.7049
50136_G_CG5 | South Oaks Hospital | Combustion Turbine | 84.7073 | 87.0873 | 85.7049
50137_G_GEN1 | Newgulf Cogen | Combustion Turbine | 89.6928 | 92.6015 | 90.9121
50141_G_WGN1 | Snider Industries | Biomass | 83 | 83 | 83
50147_G_1 | R E Badger Filtration Plant | Hydro | 81.0191 | 87.391 | 83.6901
50150_G_GE10 | Union Carbide Seadrift Cogen | Combined Cycle | 84.4893 | 90.1371 | 86.8567
50150_G_GE11 | Union Carbide Seadrift Cogen | Combined Cycle | 84.4893 | 90.1371 | 86.8567
50150_G_GEN5 | Union Carbide Seadrift Cogen | Combined Cycle | 84.4893 | 90.1371 | 86.8567
50150_G_GEN6 | Union Carbide Seadrift Cogen | Combined Cycle | 84.4893 | 90.1371 | 86.8567
50150_G_GEN7 | Union Carbide Seadrift Cogen | Combined Cycle | 84.4893 | 90.1371 | 86.8567
50150_G_GEN8 | Union Carbide Seadrift Cogen | Combined Cycle | 84.4893 | 90.1371 | 86.8567
50150_G_GEN9 | Union Carbide Seadrift Cogen | Combined Cycle | 84.4893 | 90.1371 | 86.8567
50152_G_CGN1 | Dow St Charles Operations | Combined Cycle | 84.4893 | 90.1371 | 86.8567
50152_G_CGN2 | Dow St Charles Operations | Combined Cycle | 84.4893 | 90.1371 | 86.8567
50152_G_CSTG | Dow St Charles Operations | Combined Cycle | 84.4893 | 90.1371 | 86.8567
50152_G_CTG | Dow St Charles Operations | Combined Cycle | 84.4893 | 90.1371 | 86.8567
50152_G_IGT | Dow St Charles Operations | Combined Cycle | 84.4893 | 90.1371 | 86.8567
50152_G_STG | Dow St Charles Operations | Combined Cycle | 84.4893 | 90.1371 | 86.8567
50156_G_GEN1 | Bear Creek | Hydro | 81.0191 | 87.391 | 83.6901
50157_G_1 | Sanford | Hydro | 81.0191 | 87.391 | 83.6901
50157_G_2 | Sanford | Hydro | 81.0191 | 87.391 | 83.6901
50157_G_3 | Sanford | Hydro | 81.0191 | 87.391 | 83.6901
50158_G_1 | Edenville | Hydro | 81.0191 | 87.391 | 83.6901
50158_G_2 | Edenville | Hydro | 81.0191 | 87.391 | 83.6901
50159_G_1 | Secord | Hydro | 81.0191 | 87.391 | 83.6901
50160_G_1 | Smallwood | Hydro | 81.0191 | 87.391 | 83.6901
50166_G_GEN2 | International Paper Woronoco Mill | Hydro | 81.0191 | 87.391 | 83.6901
50170_G_GEN1 | Berry Cogen | Combustion Turbine | 88.1508 | 89.9672 | 88.9122
50175_G_GEN1 | Emporia | Hydro | 81.0191 | 87.391 | 83.6901
50175_G_GEN2 | Emporia | Hydro | 81.0191 | 87.391 | 83.6901
50176_G_GEN1 | Union Falls | Hydro | 85.5621 | 81.0962 | 83.6901
50176_G_GEN2 | Union Falls | Hydro | 85.5621 | 81.0962 | 83.6901
50177_G_GEN1 | Blackstone/Tupperware | Hydro | 81.0191 | 87.391 | 83.6901
50177_G_GEN2 | Blackstone/Tupperware | Hydro | 81.0191 | 87.391 | 83.6901
50177_G_GEN3 | Blackstone/Tupperware | Hydro | 81.0191 | 87.391 | 83.6901
50177_G_GEN4 | Blackstone/Tupperware | Hydro | 81.0191 | 87.391 | 83.6901
50178_G_GEN1 | Halifax | Hydro | 81.0191 | 87.391 | 83.6901
50178_G_GEN2 | Halifax | Hydro | 81.0191 | 87.391 | 83.6901
50178_G_GEN3 | Halifax | Hydro | 81.0191 | 87.391 | 83.6901
50179_G_GEN1 | Box Canyon | Hydro | 85.5621 | 81.0962 | 83.6901
50179_G_GEN2 | Box Canyon | Hydro | 85.5621 | 81.0962 | 83.6901
50180_G_GEN1 | Olsen | Hydro | 81.0191 | 87.391 | 83.6901
502_G_5 | Holly | Combustion Turbine | 84.7073 | 87.0873 | 85.7049
502_G_CAT | Holly | Combustion Turbine | 84.7073 | 87.0873 | 85.7049
502_G_EMD | Holly | Combustion Turbine | 84.7073 | 87.0873 | 85.7049
50205_G_7101 | Williams Ignacio Gasoline Plant | Non-Fossil Waste | 90 | 90 | 90
50206_G_GEN1 | Vallecito Hydroelectric | Hydro | 81.0191 | 87.391 | 83.6901
50206_G_GEN2 | Vallecito Hydroelectric | Hydro | 81.0191 | 87.391 | 83.6901
50206_G_GEN3 | Vallecito Hydroelectric | Hydro | 81.0191 | 87.391 | 83.6901
50210_G_GEN1 | Vulcan | Geothermal | 96.5697 | 97.5257 | 96.9704
50210_G_GEN2 | Vulcan | Geothermal | 96.5697 | 97.5257 | 96.9704
50216_G_GN91 | Watson Cogeneration | Combined Cycle | 84.4893 | 90.1371 | 86.8567
50216_G_GN92 | Watson Cogeneration | Combined Cycle | 84.4893 | 90.1371 | 86.8567
50216_G_GN93 | Watson Cogeneration | Combined Cycle | 84.4893 | 90.1371 | 86.8567
50216_G_GN94 | Watson Cogeneration | Combined Cycle | 84.4893 | 90.1371 | 86.8567
50216_G_GN95 | Watson Cogeneration | Combined Cycle | 84.4893 | 90.1371 | 86.8567
50216_G_GN96 | Watson Cogeneration | Combined Cycle | 84.4893 | 90.1371 | 86.8567
50218_G_U1 | Woodward Power Plant | Hydro | 81.0191 | 87.391 | 83.6901
50219_G_U1 | Frankenheimer Power Plant | Hydro | 81.0191 | 87.391 | 83.6901
50223_G_1296 | Nelson Creek | Hydro | 81.0191 | 87.391 | 83.6901
50228_G_GEN1 | Rocky Brook Hydroelectric | Hydro | 85.5621 | 81.0962 | 83.6901
50233_G_4011 | San Dimas Wash Generating Station | Hydro | 81.0191 | 87.391 | 83.6901
50243_G_GEN2 | Verso Paper | Combined Cycle | 84.4893 | 90.1371 | 86.8567
50243_G_GEN3 | Verso Paper | Combined Cycle | 84.4893 | 90.1371 | 86.8567
50243_G_GEN4 | Verso Paper | Combined Cycle | 84.4893 | 90.1371 | 86.8567
50243_G_GEN5 | Verso Paper | Combined Cycle | 84.4893 | 90.1371 | 86.8567
50261_G_GEN1 | New Lahontan | Hydro | 81.0191 | 87.391 | 83.6901
50267_G_RED1 | Redlands Water & Power | Hydro | 81.0191 | 87.391 | 83.6901
50268_G_HY1 | Hewittville Hydroelectric | Hydro | 81.0191 | 87.391 | 83.6901
50269_G_HY1 | Unionville Hydro Project 2499 NY | Hydro | 81.0191 | 87.391 | 83.6901
50273_G_DLV1 | Pioneer Valley Resource Recovery | Municipal Solid Waste | 90 | 90 | 90
50276_G_EXIS | Wintec Energy Ltd | Wind | 95 | 95 | 95
50278_G_GEN1 | Worumbo Hydro Station | Hydro | 81.0191 | 87.391 | 83.6901
50278_G_GEN2 | Worumbo Hydro Station | Hydro | 81.0191 | 87.391 | 83.6901
50279_G_Gen2 | Archbald Power Station | Combustion Turbine | 89.4459 | 88.1728 | 88.9122
50279_G_GEN5 | Archbald Power Station | Landfill Gas | 90 | 90 | 90
50279_G_GEN6 | Archbald Power Station | Landfill Gas | 90 | 90 | 90
50280_G_GEN1 | Dahowa Hydro | Hydro | 81.0191 | 87.391 | 83.6901
50281_G_WGEN | San Gorgonio Farms Wind Energy | Wind | 95 | 95 | 95
50285_G_0001 | Lower Village Water Power Project | Hydro | 81.0191 | 87.391 | 83.6901
50285_G_0002 | Lower Village Water Power Project | Hydro | 81.0191 | 87.391 | 83.6901
50292_G_GEN1 | Bethpage Power Plant | Combined Cycle | 84.4893 | 90.1371 | 86.8567
50292_G_GEN2 | Bethpage Power Plant | Combined Cycle | 84.4893 | 90.1371 | 86.8567
50292_G_GEN3 | Bethpage Power Plant | Combined Cycle | 84.4893 | 90.1371 | 86.8567
50292_G_GEN4 | Bethpage Power Plant | Combustion Turbine | 84.7073 | 87.0873 | 85.7049
50292_G_GEN5 | Bethpage Power Plant | Combustion Turbine | 88.1508 | 89.9672 | 88.9122
50292_G_GEN6 | Bethpage Power Plant | Combined Cycle | 84.4893 | 90.1371 | 86.8567
50292_G_GEN7 | Bethpage Power Plant | Combined Cycle | 84.4893 | 90.1371 | 86.8567
50298_G_GEN1 | Wheelabrator Lassen | Combustion Turbine | 88.1508 | 89.9672 | 88.9122
50299_G_GEN1 | Ripon Mill | Combustion Turbine | 88.1508 | 89.9672 | 88.9122
50300_G_GEN1 | San Gabriel Facility | Combustion Turbine | 88.1508 | 89.9672 | 88.9122
50311_G_GEN1 | Passaic Valley Water Commission | Hydro | 81.0191 | 87.391 | 83.6901
50311_G_GEN2 | Passaic Valley Water Commission | Hydro | 81.0191 | 87.391 | 83.6901
50311_G_GEN3 | Passaic Valley Water Commission | Hydro | 81.0191 | 87.391 | 83.6901
50311_G_GEN4 | Passaic Valley Water Commission | Hydro | 81.0191 | 87.391 | 83.6901
50312_G_1 | Pembroke Hydro | Hydro | 81.0191 | 87.391 | 83.6901
50315_G_1100 | Chasm Hydro Partnership | Hydro | 85.5621 | 81.0962 | 83.6901
50315_G_2600 | Chasm Hydro Partnership | Hydro | 85.5621 | 81.0962 | 83.6901
50322_G_GEN1 | Site 980 65 | Hydro | 81.0191 | 87.391 | 83.6901
50323_G_1 | Marco Ranch | Hydro | 81.0191 | 87.391 | 83.6901
50323_G_2 | Marco Ranch | Hydro | 81.0191 | 87.391 | 83.6901
50323_G_3 | Marco Ranch | Hydro | 81.0191 | 87.391 | 83.6901
50323_G_4 | Marco Ranch | Hydro | 81.0191 | 87.391 | 83.6901
50324_G_1 | Newfound Hydroelectric | Hydro | 81.0191 | 87.391 | 83.6901
50324_G_2 | Newfound Hydroelectric | Hydro | 81.0191 | 87.391 | 83.6901
50326_G_AT1 | Nalco | Combined Cycle | 84.4893 | 90.1371 | 86.8567
50326_G_DPOX | Nalco | Combined Cycle | 84.4893 | 90.1371 | 86.8567
50328_G_1 | Byllesby | Hydro | 81.0191 | 87.391 | 83.6901
50328_G_2 | Byllesby | Hydro | 81.0191 | 87.391 | 83.6901
50328_G_3 | Byllesby | Hydro | 81.0191 | 87.391 | 83.6901
50346_G_ON1 | Onondaga Energy Partners LP | Landfill Gas | 90 | 90 | 90
50348_G_OS3 | Oceanside Energy | Landfill Gas | 90 | 90 | 90
50350_G_GEN1 | Forks of Butte Hydro Project | Hydro | 81.0191 | 87.391 | 83.6901
50351_G_1 | Rolfe Canal Hydro | Hydro | 81.0191 | 87.391 | 83.6901
50352_G_1 | Nacimiento Hydro Project | Hydro | 81.0191 | 87.391 | 83.6901
50352_G_2 | Nacimiento Hydro Project | Hydro | 81.0191 | 87.391 | 83.6901
50353_G_1 | Penacook Lower Falls | Hydro | 81.0191 | 87.391 | 83.6901
50354_G_1 | Newport Hydro | Hydro | 81.0191 | 87.391 | 83.6901
50354_G_2 | Newport Hydro | Hydro | 81.0191 | 87.391 | 83.6901
50354_G_3 | Newport Hydro | Hydro | 81.0191 | 87.391 | 83.6901
50360_G_GEN1 | Michell Butte Power Project | Hydro | 85.5621 | 81.0962 | 83.6901
50361_G_GEN1 | Owyhee Dam Power Project | Hydro | 85.5621 | 81.0962 | 83.6901
50362_G_GEN1 | Tunnel 1 Power Project | Hydro | 85.5621 | 81.0962 | 83.6901
50365_G_GEN1 | Ridgewood Providence Power | Landfill Gas | 90 | 90 | 90
50365_G_GEN2 | Ridgewood Providence Power | Landfill Gas | 90 | 90 | 90
50365_G_GEN3 | Ridgewood Providence Power | Landfill Gas | 90 | 90 | 90
50365_G_GEN4 | Ridgewood Providence Power | Landfill Gas | 90 | 90 | 90
50365_G_GEN5 | Ridgewood Providence Power | Landfill Gas | 90 | 90 | 90
50365_G_GEN6 | Ridgewood Providence Power | Landfill Gas | 90 | 90 | 90
50365_G_GEN7 | Ridgewood Providence Power | Landfill Gas | 90 | 90 | 90
50365_G_GEN8 | Ridgewood Providence Power | Landfill Gas | 90 | 90 | 90
50365_G_GEN9 | Ridgewood Providence Power | Landfill Gas | 90 | 90 | 90
50365_G_PH21 | Ridgewood Providence Power | Landfill Gas | 90 | 90 | 90
50365_G_PH22 | Ridgewood Providence Power | Landfill Gas | 90 | 90 | 90
50365_G_PH23 | Ridgewood Providence Power | Landfill Gas | 90 | 90 | 90
50365_G_PH24 | Ridgewood Providence Power | Landfill Gas | 90 | 90 | 90
50365_G_PHI1 | Ridgewood Providence Power | Landfill Gas | 90 | 90 | 90
50365_G_PHI2 | Ridgewood Providence Power | Landfill Gas | 90 | 90 | 90
50366_G_GEN3 | University of Notre Dame | Combustion Turbine | 84.7073 | 87.0873 | 85.7049
50366_G_GEN4 | University of Notre Dame | Combustion Turbine | 84.7073 | 87.0873 | 85.7049
50366_G_GEN8 | University of Notre Dame | Combustion Turbine | 84.7073 | 87.0873 | 85.7049
50366_G_GEN9 | University of Notre Dame | Combustion Turbine | 84.7073 | 87.0873 | 85.7049
50366_G_GN10 | University of Notre Dame | Combustion Turbine | 84.7073 | 87.0873 | 85.7049
50368_G_CT1 | Cornell University Central Heat | Combined Cycle | 84.4893 | 90.1371 | 86.8567
50368_G_CT2 | Cornell University Central Heat | Combined Cycle | 84.4893 | 90.1371 | 86.8567
50368_G_TG1 | Cornell University Central Heat | Combined Cycle | 84.4893 | 90.1371 | 86.8567
50368_G_TG2 | Cornell University Central Heat | Combined Cycle | 84.4893 | 90.1371 | 86.8567
50373_G_GEN1 | Paxton Creek Cogeneration | Combustion Turbine | 86.4041 | 84.7361 | 85.7049
50373_G_GEN2 | Paxton Creek Cogeneration | Combustion Turbine | 86.4041 | 84.7361 | 85.7049
50375_G_GEN1 | East Portal Generator | Hydro | 81.0191 | 87.391 | 83.6901
50380_G_GEN1 | Upriver Dam Hydro Plant | Hydro | 85.5621 | 81.0962 | 83.6901
50380_G_GEN2 | Upriver Dam Hydro Plant | Hydro | 85.5621 | 81.0962 | 83.6901
50380_G_GEN3 | Upriver Dam Hydro Plant | Hydro | 85.5621 | 81.0962 | 83.6901
50380_G_GEN4 | Upriver Dam Hydro Plant | Hydro | 85.5621 | 81.0962 | 83.6901
50380_G_GEN5 | Upriver Dam Hydro Plant | Hydro | 85.5621 | 81.0962 | 83.6901
50382_G_GEN1 | Twin Reservoirs | Hydro | 85.5621 | 81.0962 | 83.6901
50384_G_1 | Gregg Falls | Hydro | 81.0191 | 87.391 | 83.6901
50384_G_2 | Gregg Falls | Hydro | 81.0191 | 87.391 | 83.6901
50385_G_GEN1 | Newark Bay Cogeneration Partnership LP | Combined Cycle | 84.4893 | 90.1371 | 86.8567
50385_G_GEN2 | Newark Bay Cogeneration Partnership LP | Combined Cycle | 84.4893 | 90.1371 | 86.8567
50385_G_GEN3 | Newark Bay Cogeneration Partnership LP | Combined Cycle | 84.4893 | 90.1371 | 86.8567
50386_G_WING | Windland | Wind | 95 | 95 | 95
50393_G_FR1 | Friant Hydro Facility | Hydro | 81.0191 | 87.391 | 83.6901
50393_G_M1 | Friant Hydro Facility | Hydro | 81.0191 | 87.391 | 83.6901
50393_G_RO1 | Friant Hydro Facility | Hydro | 81.0191 | 87.391 | 83.6901
504_G_1 | Julesburg | Combustion Turbine | 84.7073 | 87.0873 | 85.7049
504_G_2 | Julesburg | Combustion Turbine | 84.7073 | 87.0873 | 85.7049
504_G_3 | Julesburg | Combustion Turbine | 84.7073 | 87.0873 | 85.7049
504_G_4 | Julesburg | Combustion Turbine | 84.7073 | 87.0873 | 85.7049
504_G_5 | Julesburg | Combustion Turbine | 84.7073 | 87.0873 | 85.7049
50400_G_GEN1 | Sand Bar Power Plant | Hydro | 81.0191 | 87.391 | 83.6901
50404_G_TG2 | BP Chemicals Green Lake Plant | Non-Fossil Waste | 90 | 90 | 90
50404_G_TG3 | BP Chemicals Green Lake Plant | Non-Fossil Waste | 90 | 90 | 90
50408_G_1 | Park Mill | Hydro | 81.0191 | 87.391 | 83.6901
50408_G_10 | Park Mill | Hydro | 81.0191 | 87.391 | 83.6901
50408_G_2 | Park Mill | Hydro | 81.0191 | 87.391 | 83.6901
50408_G_3 | Park Mill | Hydro | 81.0191 | 87.391 | 83.6901
50408_G_6 | Park Mill | Hydro | 81.0191 | 87.391 | 83.6901
50408_G_7 | Park Mill | Hydro | 81.0191 | 87.391 | 83.6901
50409_G_4 | Menominee Mill Marinette | Hydro | 81.0191 | 87.391 | 83.6901
50409_G_5 | Menominee Mill Marinette | Hydro | 81.0191 | 87.391 | 83.6901
50409_G_8 | Menominee Mill Marinette | Hydro | 81.0191 | 87.391 | 83.6901
50409_G_9 | Menominee Mill Marinette | Hydro | 81.0191 | 87.391 | 83.6901
50413_G_DGCAT | Olmsted Waste Energy | Combustion Turbine | 84.7073 | 87.0873 | 85.7049
50413_G_TG2 | Olmsted Waste Energy | Municipal Solid Waste | 90 | 90 | 90
50413_G_TG3 | Olmsted Waste Energy | Municipal Solid Waste | 90 | 90 | 90
50413_G_TGI | Olmsted Waste Energy | Municipal Solid Waste | 90 | 90 | 90
50414_G_1 | Penacook Upper Falls Hydro | Hydro | 81.0191 | 87.391 | 83.6901
50416_G_GEN1 | Tannery Island Power | Hydro | 81.0191 | 87.391 | 83.6901
50416_G_GEN2 | Tannery Island Power | Hydro | 81.0191 | 87.391 | 83.6901
50416_G_GEN3 | Tannery Island Power | Hydro | 81.0191 | 87.391 | 83.6901
50416_G_GEN4 | Tannery Island Power | Hydro | 81.0191 | 87.391 | 83.6901
50416_G_GEN5 | Tannery Island Power | Hydro | 81.0191 | 87.391 | 83.6901
50419_G_GEN1 | Ware Energy | Biomass | 83 | 83 | 83
50421_G_201 | Orchard Avenue 1 | Hydro | 85.5621 | 81.0962 | 83.6901
50421_G_301 | Orchard Avenue 1 | Hydro | 85.5621 | 81.0962 | 83.6901
50423_G_983 | Cowiche | Hydro | 85.5621 | 81.0962 | 83.6901
50427_G_GEN1 | Bronx Zoo | Combustion Turbine | 84.7073 | 87.0873 | 85.7049
50427_G_GEN2 | Bronx Zoo | Combustion Turbine | 84.7073 | 87.0873 | 85.7049
50427_G_GEN3 | Bronx Zoo | Combustion Turbine | 84.7073 | 87.0873 | 85.7049
50427_G_GEN4 | Bronx Zoo | Combustion Turbine | 84.7073 | 87.0873 | 85.7049
50431_G_TG1 | University of Michigan | Combined Cycle | 84.4893 | 90.1371 | 86.8567
50431_G_TG10 | University of Michigan | Combined Cycle | 84.4893 | 90.1371 | 86.8567
50431_G_TG7 | University of Michigan | Combined Cycle | 84.4893 | 90.1371 | 86.8567
50431_G_TG8 | University of Michigan | Combined Cycle | 84.4893 | 90.1371 | 86.8567
50431_G_TG9 | University of Michigan | Combined Cycle | 84.4893 | 90.1371 | 86.8567
50433_G_ADA1 | Ada Dam | Hydro | 81.0191 | 87.391 | 83.6901
50435_G_SUG1 | Sugarloaf Hydro Plant | Hydro | 81.0191 | 87.391 | 83.6901
50436_G_CAS1 | Cascade Dam | Hydro | 81.0191 | 87.391 | 83.6901
50437_G_FRL1 | French Landing Dam | Hydro | 81.0191 | 87.391 | 83.6901
50439_G_GEN1 | Oconto Falls Lower | Hydro | 81.0191 | 87.391 | 83.6901
50439_G_GEN2 | Oconto Falls Lower | Hydro | 81.0191 | 87.391 | 83.6901
50447_G_GEN1 | S D Warren Westbrook | Hydro | 81.0191 | 87.391 | 83.6901
50447_G_GEN2 | S D Warren Westbrook | Hydro | 81.0191 | 87.391 | 83.6901
50447_G_GEN3 | S D Warren Westbrook | Hydro | 81.0191 | 87.391 | 83.6901
50447_G_GEN4 | S D Warren Westbrook | Hydro | 81.0191 | 87.391 | 83.6901
50447_G_GEN5 | S D Warren Westbrook | Hydro | 81.0191 | 87.391 | 83.6901
50447_G_GEN6 | S D Warren Westbrook | Hydro | 81.0191 | 87.391 | 83.6901
50447_G_GEN7 | S D Warren Westbrook | Hydro | 81.0191 | 87.391 | 83.6901
50447_G_GN11 | S D Warren Westbrook | Hydro | 81.0191 | 87.391 | 83.6901
50447_G_GN12 | S D Warren Westbrook | Hydro | 81.0191 | 87.391 | 83.6901
50447_G_GN13 | S D Warren Westbrook | Hydro | 81.0191 | 87.391 | 83.6901
50447_G_GN14 | S D Warren Westbrook | Hydro | 81.0191 | 87.391 | 83.6901
50447_G_GN15 | S D Warren Westbrook | Hydro | 81.0191 | 87.391 | 83.6901
50447_G_GN16 | S D Warren Westbrook | Hydro | 81.0191 | 87.391 | 83.6901
50447_G_GN17 | S D Warren Westbrook | Hydro | 81.0191 | 87.391 | 83.6901
50447_G_GN18 | S D Warren Westbrook | Hydro | 81.0191 | 87.391 | 83.6901
50447_G_GN19 | S D Warren Westbrook | Hydro | 81.0191 | 87.391 | 83.6901
50447_G_GN20 | S D Warren Westbrook | Hydro | 81.0191 | 87.391 | 83.6901
50449_G_GEN1 | Indeck Silver Springs Energy Center | Combined Cycle | 84.4893 | 90.1371 | 86.8567
50449_G_GEN2 | Indeck Silver Springs Energy Center | Combined Cycle | 84.4893 | 90.1371 | 86.8567
50450_G_GEN1 | Indeck Oswego Energy Center | Combined Cycle | 84.4893 | 90.1371 | 86.8567
50450_G_GEN2 | Indeck Oswego Energy Center | Combined Cycle | 84.4893 | 90.1371 | 86.8567
50451_G_GEN1 | Indeck Yerkes Energy Center | Combined Cycle | 84.4893 | 90.1371 | 86.8567
50451_G_GEN2 | Indeck Yerkes Energy Center | Combined Cycle | 84.4893 | 90.1371 | 86.8567
50458_G_GEN1 | Indeck Corinth Energy Center | Combined Cycle | 84.4893 | 90.1371 | 86.8567
50458_G_GEN2 | Indeck Corinth Energy Center | Combined Cycle | 84.4893 | 90.1371 | 86.8567
50464_G_GEN1 | Oxnard | Combustion Turbine | 88.1508 | 89.9672 | 88.9122
50464_G_GEN2 | Oxnard | Combustion Turbine | 88.1508 | 89.9672 | 88.9122
50468_G_1 | Rocky Mount Mill | Hydro | 81.0191 | 87.391 | 83.6901
50468_G_2 | Rocky Mount Mill | Hydro | 81.0191 | 87.391 | 83.6901
50468_G_3 | Rocky Mount Mill | Hydro | 81.0191 | 87.391 | 83.6901
50475_G_GEN1 | Corpus Christi | Combustion Turbine | 88.1508 | 89.9672 | 88.9122
50485_G_GEN1 | Altech III | Wind | 95 | 95 | 95
50485_G_GEN2 | Altech III | Wind | 95 | 95 | 95
50488_G_GEN1 | PPG Riverside | Non-Fossil Waste | 90 | 90 | 90
50488_G_GEN2 | PPG Riverside | Non-Fossil Waste | 90 | 90 | 90
50488_G_GEN3 | PPG Riverside | Non-Fossil Waste | 90 | 90 | 90
50489_G_C1 | PPG Powerhouse C | Combined Cycle | 84.4893 | 90.1371 | 86.8567
50489_G_C2 | PPG Powerhouse C | Combined Cycle | 84.4893 | 90.1371 | 86.8567
50489_G_C3 | PPG Powerhouse C | Combined Cycle | 84.4893 | 90.1371 | 86.8567
50489_G_C4 | PPG Powerhouse C | Combined Cycle | 84.4893 | 90.1371 | 86.8567
50489_G_C5 | PPG Powerhouse C | Combined Cycle | 84.4893 | 90.1371 | 86.8567
50490_G_TE | PPG Plant C Caustic | O/G Steam | 87.925 | 90.7796 | 89.1216
50492_G_1 | Gas Utilization Facility | Non-Fossil Waste | 90 | 90 | 90
50492_G_2 | Gas Utilization Facility | Non-Fossil Waste | 90 | 90 | 90
50492_G_3 | Gas Utilization Facility | Hydro | 81.0191 | 87.391 | 83.6901
50493_G_DC1 | Double C | Combustion Turbine | 88.1508 | 89.9672 | 88.9122
50493_G_DC2 | Double C | Combustion Turbine | 88.1508 | 89.9672 | 88.9122
50494_G_KF1 | Kern Front | Combustion Turbine | 88.1508 | 89.9672 | 88.9122
50494_G_KF2 | Kern Front | Combustion Turbine | 88.1508 | 89.9672 | 88.9122
50495_G_HS1 | High Sierra | Combustion Turbine | 88.1508 | 89.9672 | 88.9122
50495_G_HS2 | High Sierra | Combustion Turbine | 88.1508 | 89.9672 | 88.9122
50497_G_GTG1 | Bayonne Plant Holding LLC | Combined Cycle | 84.4893 | 90.1371 | 86.8567
50497_G_GTG2 | Bayonne Plant Holding LLC | Combined Cycle | 84.4893 | 90.1371 | 86.8567
50497_G_GTG3 | Bayonne Plant Holding LLC | Combined Cycle | 84.4893 | 90.1371 | 86.8567
50497_G_STG1 | Bayonne Plant Holding LLC | Combined Cycle | 84.4893 | 90.1371 | 86.8567
50498_G_GTG | Capital District Energy Center | Combined Cycle | 84.4893 | 90.1371 | 86.8567
50498_G_STG | Capital District Energy Center | Combined Cycle | 84.4893 | 90.1371 | 86.8567
505_G_1 | Boysen | Hydro | 81.0191 | 87.391 | 83.6901
505_G_2 | Boysen | Hydro | 81.0191 | 87.391 | 83.6901
50512_G_GEN1 | Glen Park Hydroelectric Project | Hydro | 81.0191 | 87.391 | 83.6901
50512_G_GEN2 | Glen Park Hydroelectric Project | Hydro | 81.0191 | 87.391 | 83.6901
50512_G_GEN3 | Glen Park Hydroelectric Project | Hydro | 81.0191 | 87.391 | 83.6901
50513_G_GEN1 | Stillwater Reservoir Hydro | Hydro | 81.0191 | 87.391 | 83.6901
50514_G_GEN1 | Fort Miller Hydroelectric Facility | Hydro | 81.0191 | 87.391 | 83.6901
50514_G_GEN2 | Fort Miller Hydroelectric Facility | Hydro | 81.0191 | 87.391 | 83.6901
50532_G_WGNS | Victory Garden (Tehachapi) | Wind | 95 | 95 | 95
50533_G_WGNS | Painted Hills | Wind | 95 | 95 | 95
50534_G_WGNS | Santa Clara (85C) | Wind | 95 | 95 | 95
50535_G_WGNS | Mesa Wind Power Corp | Wind | 95 | 95 | 95
50536_G_WGNS | Sky River LLC | Wind | 95 | 95 | 95
50537_G_GEN1 | SRI International Cogen Project | Combustion Turbine | 84.7073 | 87.0873 | 85.7049
50539_G_1 | Boltonville Hydro Associates | Hydro | 81.0191 | 87.391 | 83.6901
50539_G_2 | Boltonville Hydro Associates | Hydro | 81.0191 | 87.391 | 83.6901
50539_G_3 | Boltonville Hydro Associates | Hydro | 81.0191 | 87.391 | 83.6901
50541_G_GEN1 | Harbor Cogen | Combined Cycle | 84.4893 | 90.1371 | 86.8567
50541_G_ST1 | Harbor Cogen | Combined Cycle | 84.4893 | 90.1371 | 86.8567
50541_G_ST2 | Harbor Cogen | Combined Cycle | 84.4893 | 90.1371 | 86.8567
50545_G_GEN1 | Lawrence Hydroelectric Associates | Hydro | 81.0191 | 87.391 | 83.6901
50545_G_GEN2 | Lawrence Hydroelectric Associates | Hydro | 81.0191 | 87.391 | 83.6901
50546_G_GEN1 | Bowman | Hydro | 81.0191 | 87.391 | 83.6901
50552_G_WGNS | Cabazon Wind Farm | Wind | 95 | 95 | 95
50553_G_1 | Edom Hills Project 1 LLC | Wind | 95 | 95 | 95
50555_G_GEN1 | Rosemary Power Station | Combined Cycle | 84.4893 | 90.1371 | 86.8567
50555_G_GEN2 | Rosemary Power Station | Combined Cycle | 84.4893 | 90.1371 | 86.8567
50555_G_GEN3 | Rosemary Power Station | Combined Cycle | 84.4893 | 90.1371 | 86.8567
50558_G_GT01 | PowerSmith Cogeneration Project | Combined Cycle | 84.4893 | 90.1371 | 86.8567
50558_G_ST01 | PowerSmith Cogeneration Project | Combined Cycle | 84.4893 | 90.1371 | 86.8567
50561_G_GTG1 | Eagle Point Cogeneration | Combined Cycle | 84.4893 | 90.1371 | 86.8567
50561_G_GTG2 | Eagle Point Cogeneration | Combined Cycle | 84.4893 | 90.1371 | 86.8567
50561_G_STG1 | Eagle Point Cogeneration | Combined Cycle | 84.4893 | 90.1371 | 86.8567
50563_G_GEN1 | Settlers Hill Gas Recovery | Landfill Gas | 90 | 90 | 90
50563_G_GEN2 | Settlers Hill Gas Recovery | Landfill Gas | 90 | 90 | 90
50564_G_GEN2 | New Milford Gas Recovery | Landfill Gas | 90 | 90 | 90
50564_G_GEN3 | New Milford Gas Recovery | Landfill Gas | 90 | 90 | 90
50565_G_GEN1 | Monroe Livingston Gas Recovery | Landfill Gas | 90 | 90 | 90
50566_G_GEN1 | Milam Gas Recovery | Landfill Gas | 90 | 90 | 90
50566_G_GEN2 | Milam Gas Recovery | Landfill Gas | 90 | 90 | 90
50566_G_GEN3 | Milam Gas Recovery | Landfill Gas | 90 | 90 | 90
50568_G_GEN1 | High Acres Gas Recovery | Landfill Gas | 90 | 90 | 90
50568_G_GEN2 | High Acres Gas Recovery | Landfill Gas | 90 | 90 | 90
50568_G_GEN3 | High Acres Gas Recovery | Landfill Gas | 90 | 90 | 90
50568_G_GEN4 | High Acres Gas Recovery | Landfill Gas | 90 | 90 | 90
50568_G_GEN5 | High Acres Gas Recovery | Landfill Gas | 90 | 90 | 90
50568_G_GEN6 | High Acres Gas Recovery | Landfill Gas | 90 | 90 | 90
50568_G_GEN7 | High Acres Gas Recovery | Landfill Gas | 90 | 90 | 90
50568_G_GEN8 | High Acres Gas Recovery | Landfill Gas | 90 | 90 | 90
50569_G_GEN1 | DFW Gas Recovery | Landfill Gas | 90 | 90 | 90
50569_G_GEN2 | DFW Gas Recovery | Landfill Gas | 90 | 90 | 90
50569_G_GEN3 | DFW Gas Recovery | Landfill Gas | 90 | 90 | 90
50569_G_GEN4 | DFW Gas Recovery | Landfill Gas | 90 | 90 | 90
50569_G_GEN5 | DFW Gas Recovery | Landfill Gas | 90 | 90 | 90
50569_G_GEN6 | DFW Gas Recovery | Landfill Gas | 90 | 90 | 90
50570_G_GEN1 | Chestnut Ridge Gas Recovery | Landfill Gas | 90 | 90 | 90
50570_G_GEN2 | Chestnut Ridge Gas Recovery | Landfill Gas | 90 | 90 | 90
50570_G_GEN3 | Chestnut Ridge Gas Recovery | Landfill Gas | 90 | 90 | 90
50570_G_GEN4 | Chestnut Ridge Gas Recovery | Landfill Gas | 90 | 90 | 90
50571_G_GEN1 | Altamont Gas Recovery | Landfill Gas | 90 | 90 | 90
50571_G_GEN2 | Altamont Gas Recovery | Landfill Gas | 90 | 90 | 90
50571_G_GEN3 | Altamont Gas Recovery | Landfill Gas | 90 | 90 | 90
50571_G_GEN4 | Altamont Gas Recovery | Landfill Gas | 90 | 90 | 90
50572_G_GEN1 | CSL Gas Recovery | Landfill Gas | 90 | 90 | 90
50572_G_GEN2 | CSL Gas Recovery | Landfill Gas | 90 | 90 | 90
50572_G_GEN3 | CSL Gas Recovery | Landfill Gas | 90 | 90 | 90
50572_G_GEN4 | CSL Gas Recovery | Landfill Gas | 90 | 90 | 90
50573_G_GEN2 | CID Gas Recovery | Landfill Gas | 90 | 90 | 90
50575_G_GEN3 | Lake Gas Recovery | Landfill Gas | 90 | 90 | 90
50576_G_GEN1 | Metro Gas Recovery | Landfill Gas | 90 | 90 | 90
50576_G_GEN2 | Metro Gas Recovery | Landfill Gas | 90 | 90 | 90
50576_G_GEN3 | Metro Gas Recovery | Landfill Gas | 90 | 90 | 90
50576_G_GEN4 | Metro Gas Recovery | Landfill Gas | 90 | 90 | 90
50576_G_GEN5 | Metro Gas Recovery | Landfill Gas | 90 | 90 | 90
50576_G_GEN6 | Metro Gas Recovery | Landfill Gas | 90 | 90 | 90
50577_G_GEN1 | Omega Hills Gas Recovery | Landfill Gas | 90 | 90 | 90
50577_G_GEN2 | Omega Hills Gas Recovery | Landfill Gas | 90 | 90 | 90
50577_G_GEN3 | Omega Hills Gas Recovery | Landfill Gas | 90 | 90 | 90
50577_G_GEN5 | Omega Hills Gas Recovery | Landfill Gas | 90 | 90 | 90
50578_G_GEN2 | Stowe Power Production Plant | Landfill Gas | 90 | 90 | 90
506_G_2 | La Junta | Combustion Turbine | 84.7073 | 87.0873 | 85.7049
506_G_3 | La Junta | Combustion Turbine | 84.7073 | 87.0873 | 85.7049
506_G_4 | La Junta | Combustion Turbine | 84.7073 | 87.0873 | 85.7049
506_G_6 | La Junta | Combustion Turbine | 84.7073 | 87.0873 | 85.7049
506_G_7 | La Junta | Combustion Turbine | 84.7073 | 87.0873 | 85.7049
506_G_8 | La Junta | Combustion Turbine | 84.7073 | 87.0873 | 85.7049
506_G_9 | La Junta | Combustion Turbine | 84.7073 | 87.0873 | 85.7049
50602_G_GEN1 | Sconza Candy Company | Combustion Turbine | 84.7073 | 87.0873 | 85.7049
50612_G_GEN1 | McKittrick Cogen | Combustion Turbine | 88.1508 | 89.9672 | 88.9122
50622_G_GEN1 | Berry Cogen Tanne Hills 18 | Combustion Turbine | 84.7073 | 87.0873 | 85.7049
50622_G_GEN2 | Berry Cogen Tanne Hills 18 | Combustion Turbine | 84.7073 | 87.0873 | 85.7049
50623_G_GENA | Gaviota Oil Plant | Combustion Turbine | 84.7073 | 87.0873 | 85.7049
50623_G_GENB | Gaviota Oil Plant | Combustion Turbine | 84.7073 | 87.0873 | 85.7049
50623_G_GENC | Gaviota Oil Plant | Combustion Turbine | 84.7073 | 87.0873 | 85.7049
50623_G_GEND | Gaviota Oil Plant | Combustion Turbine | 84.7073 | 87.0873 | 85.7049
50625_G_ETG | ExxonMobil Beaumont Refinery | Fossil Waste | 90 | 90 | 90
50625_G_TG24 | ExxonMobil Beaumont Refinery | Combustion Turbine | 88.1508 | 89.9672 | 88.9122
50625_G_TG41 | ExxonMobil Beaumont Refinery | Combustion Turbine | 89.6928 | 92.6015 | 90.9121
50625_G_TG42 | ExxonMobil Beaumont Refinery | Combustion Turbine | 89.6928 | 92.6015 | 90.9121
50625_G_TG43 | ExxonMobil Beaumont Refinery | Combustion Turbine | 89.6928 | 92.6015 | 90.9121
50633_G_GEN1 | Mosaic Co Martlow Facility | Non-Fossil Waste | 90 | 90 | 90
50633_G_GEN2 | Mosaic Co Martlow Facility | Non-Fossil Waste | 90 | 90 | 90
50647_G_GEN1 | Covanta Indianapolis Energy | Municipal Solid Waste | 90 | 90 | 90
50652_G_GEN1 | Lyonsdale Associates | Hydro | 81.0191 | 87.391 | 83.6901
50652_G_GEN2 | Lyonsdale Associates | Hydro | 81.0191 | 87.391 | 83.6901
50654_G_GEN1 | Steamboat Hills LP | Geothermal | 96.5697 | 97.5257 | 96.9704
50654_G_OEC41 | Steamboat Hills LP | Geothermal | 96.5697 | 97.5257 | 96.9704
50658_G_GEN1 | Covanta Fairfax Energy | Municipal Solid Waste | 90 | 90 | 90
50658_G_GEN2 | Covanta Fairfax Energy | Municipal Solid Waste | 90 | 90 | 90
50676_G_GEN1 | Thermo Power & Electric | Combined Cycle | 84.4893 | 90.1371 | 86.8567
50676_G_GEN2 | Thermo Power & Electric | Combined Cycle | 84.4893 | 90.1371 | 86.8567
50676_G_GEN3 | Thermo Power & Electric | Combined Cycle | 84.4893 | 90.1371 | 86.8567
50688_G_GEN1 | Gardiner | Hydro | 81.0191 | 87.391 | 83.6901
50690_G_GEN1 | San Gorgonio Westwinds II LLC | Wind | 95 | 95 | 95
50693_G_DG-1 | KMS Crossroads | Combustion Turbine | 84.7073 | 87.0873 | 85.7049
50693_G_DG-3 | KMS Crossroads | Combustion Turbine | 84.7073 | 87.0873 | 85.7049
50693_G_TG-4 | KMS Crossroads | Combustion Turbine | 84.7073 | 87.0873 | 85.7049
50699_G_GEN1 | Pumpkin Hill | Hydro | 81.0191 | 87.391 | 83.6901
507_G_1 | Las Animas | Combustion Turbine | 84.7073 | 87.0873 | 85.7049
507_G_2 | Las Animas | Combustion Turbine | 84.7073 | 87.0873 | 85.7049
507_G_4 | Las Animas | Combustion Turbine | 84.7073 | 87.0873 | 85.7049
507_G_5 | Las Animas | Combustion Turbine | 84.7073 | 87.0873 | 85.7049
507_G_6 | Las Animas | Combustion Turbine | 84.7073 | 87.0873 | 85.7049
50702_G_GEN1 | Salmon Falls | Hydro | 81.0191 | 87.391 | 83.6901
50702_G_GEN2 | Salmon Falls | Hydro | 81.0191 | 87.391 | 83.6901
50702_G_GEN3 | Salmon Falls | Hydro | 81.0191 | 87.391 | 83.6901
50704_G_GEN1 | Somersworth Lower Great Dam | Hydro | 81.0191 | 87.391 | 83.6901
50707_G_LMA | TCP 272 | Combined Cycle | 84.4893 | 90.1371 | 86.8567
50707_G_LMB | TCP 272 | Combined Cycle | 84.4893 | 90.1371 | 86.8567
50707_G_LMC | TCP 272 | Combined Cycle | 84.4893 | 90.1371 | 86.8567
50707_G_LMD | TCP 272 | Combined Cycle | 84.4893 | 90.1371 | 86.8567
50707_G_LME | TCP 272 | Combined Cycle | 84.4893 | 90.1371 | 86.8567
50707_G_STA | TCP 272 | Combined Cycle | 84.4893 | 90.1371 | 86.8567
50707_G_STB | TCP 272 | Combined Cycle | 84.4893 | 90.1371 | 86.8567
50709_G_GEN1 | Thermo Greeley | Combustion Turbine | 88.1508 | 89.9672 | 88.9122
50712_G_GEN1 | Altamont Pass Windplant | Wind | 95 | 95 | 95
50713_G_GEN1 | Vermont Marble Power Division of OMYA | Hydro | 81.0191 | 87.391 | 83.6901
50713_G_GEN2 | Vermont Marble Power Division of OMYA | Hydro | 81.0191 | 87.391 | 83.6901
50713_G_GEN3 | Vermont Marble Power Division of OMYA | Hydro | 81.0191 | 87.391 | 83.6901
50718_G_HYD1 | Notch Butte Hydro | Hydro | 81.0191 | 87.391 | 83.6901
50721_G_GEN1 | Tazewell Gas Recovery | Landfill Gas | 90 | 90 | 90
50721_G_GEN2 | Tazewell Gas Recovery | Landfill Gas | 90 | 90 | 90
50721_G_GEN3 | Tazewell Gas Recovery | Landfill Gas | 90 | 90 | 90
50722_G_GEN1 | BP Naperville Cogeneration Facility | Combustion Turbine | 84.7073 | 87.0873 | 85.7049
50736_G_GEN1 | Exeter Energy LP | Tires | 90 | 90 | 90
50741_G_GEN1 | Pontook Hydro Facility | Hydro | 81.0191 | 87.391 | 83.6901
50741_G_GEN2 | Pontook Hydro Facility | Hydro | 81.0191 | 87.391 | 83.6901
50741_G_GEN3 | Pontook Hydro Facility | Hydro | 81.0191 | 87.391 | 83.6901
50744_G_GEN1 | Sterling Power Plant | Combined Cycle | 84.4893 | 90.1371 | 86.8567
50744_G_GEN2 | Sterling Power Plant | Combined Cycle | 84.4893 | 90.1371 | 86.8567
50744_G_GEN3 | Sterling Power Plant | Combustion Turbine | 84.7073 | 87.0873 | 85.7049
50748_G_GEN1 | Agnews Power Plant | Combined Cycle | 84.4893 | 90.1371 | 86.8567
50748_G_GEN2 | Agnews Power Plant | Combined Cycle | 84.4893 | 90.1371 | 86.8567
50750_G_GEN1 | Coalinga Cogeneration Facility | Combustion Turbine | 84.7073 | 87.0873 | 85.7049
50750_G_GEN2 | Coalinga Cogeneration Facility | Combustion Turbine | 84.7073 | 87.0873 | 85.7049
50751_G_GTG1 | Southeast Kern River Cogen | Combustion Turbine | 88.1508 | 89.9672 | 88.9122
50751_G_GTG2 | Southeast Kern River Cogen | Combustion Turbine | 84.7073 | 87.0873 | 85.7049
50751_G_GTG3 | Southeast Kern River Cogen | Combustion Turbine | 84.7073 | 87.0873 | 85.7049
50754_G_GEN1 | Oak Creek Energy Systems I | Wind | 95 | 95 | 95
50754_G_GEN2 | Oak Creek Energy Systems I | Wind | 95 | 95 | 95
50754_G_GEN3 | Oak Creek Energy Systems I | Wind | 95 | 95 | 95
50754_G_GEN4 | Oak Creek Energy Systems I | Wind | 95 | 95 | 95
50755_G_GEN1 | New Hogan Power Plant | Hydro | 81.0191 | 87.391 | 83.6901
50755_G_GEN2 | New Hogan Power Plant | Hydro | 81.0191 | 87.391 | 83.6901
50758_G_GEN1 | Pejepscot Hydroelectric Project | Hydro | 81.0191 | 87.391 | 83.6901
50758_G_GEN2 | Pejepscot Hydroelectric Project | Hydro | 81.0191 | 87.391 | 83.6901
50758_G_GEN3 | Pejepscot Hydroelectric Project | Hydro | 81.0191 | 87.391 | 83.6901
50758_G_GEN4 | Pejepscot Hydroelectric Project | Hydro | 81.0191 | 87.391 | 83.6901
50759_G_GEN1 | West End Dam Hydroelectric Project | Hydro | 81.0191 | 87.391 | 83.6901
50759_G_GEN2 | West End Dam Hydroelectric Project | Hydro | 81.0191 | 87.391 | 83.6901
50762_G_OE11 | Ormesa IH | Geothermal | 96.5697 | 97.5257 | 96.9704
50762_G_OE12 | Ormesa IH | Geothermal | 96.5697 | 97.5257 | 96.9704
50762_G_OE13 | Ormesa IH | Geothermal | 96.5697 | 97.5257 | 96.9704
50762_G_OE14 | Ormesa IH | Geothermal | 96.5697 | 97.5257 | 96.9704
50762_G_OE15 | Ormesa IH | Geothermal | 96.5697 | 97.5257 | 96.9704
50762_G_OE16 | Ormesa IH | Geothermal | 96.5697 | 97.5257 | 96.9704
50762_G_OE21 | Ormesa IH | Geothermal | 96.5697 | 97.5257 | 96.9704
50762_G_OE22 | Ormesa IH | Geothermal | 96.5697 | 97.5257 | 96.9704
50762_G_OE23 | Ormesa IH | Geothermal | 96.5697 | 97.5257 | 96.9704
50762_G_OE24 | Ormesa IH | Geothermal | 96.5697 | 97.5257 | 96.9704
50762_G_OE25 | Ormesa IH | Geothermal | 96.5697 | 97.5257 | 96.9704
50762_G_OE26 | Ormesa IH | Geothermal | 96.5697 | 97.5257 | 96.9704
50764_G_OE10 | Ormesa IE | Geothermal | 96.5697 | 97.5257 | 96.9704
50764_G_OE11 | Ormesa IE | Geothermal | 96.5697 | 97.5257 | 96.9704
50764_G_OE12 | Ormesa IE | Geothermal | 96.5697 | 97.5257 | 96.9704
50764_G_OEC1 | Ormesa IE | Geothermal | 96.5697 | 97.5257 | 96.9704
50764_G_OEC2 | Ormesa IE | Geothermal | 96.5697 | 97.5257 | 96.9704
50764_G_OEC3 | Ormesa IE | Geothermal | 96.5697 | 97.5257 | 96.9704
50764_G_OEC4 | Ormesa IE | Geothermal | 96.5697 | 97.5257 | 96.9704
50764_G_OEC5 | Ormesa IE | Geothermal | 96.5697 | 97.5257 | 96.9704
50764_G_OEC6 | Ormesa IE | Geothermal | 96.5697 | 97.5257 | 96.9704
50764_G_OEC7 | Ormesa IE | Geothermal | 96.5697 | 97.5257 | 96.9704
50764_G_OEC8 | Ormesa IE | Geothermal | 96.5697 | 97.5257 | 96.9704
50764_G_OEC9 | Ormesa IE | Geothermal | 96.5697 | 97.5257 | 96.9704
50765_G_1-1 | Stillwater Facility | Geothermal | 96.5697 | 97.5257 | 96.9704
50765_G_1-2 | Stillwater Facility | Geothermal | 96.5697 | 97.5257 | 96.9704
50765_G_2-1 | Stillwater Facility | Geothermal | 96.5697 | 97.5257 | 96.9704
50765_G_2-2 | Stillwater Facility | Geothermal | 96.5697 | 97.5257 | 96.9704
50766_G_OE1 | Ormesa I | Geothermal | 96.5697 | 97.5257 | 96.9704
50766_G_OE10 | Ormesa I | Geothermal | 96.5697 | 97.5257 | 96.9704
50766_G_OE11 | Ormesa I | Geothermal | 96.5697 | 97.5257 | 96.9704
50766_G_OE12 | Ormesa I | Geothermal | 96.5697 | 97.5257 | 96.9704
50766_G_OE13 | Ormesa I | Geothermal | 96.5697 | 97.5257 | 96.9704
50766_G_OE14 | Ormesa I | Geothermal | 96.5697 | 97.5257 | 96.9704
50766_G_OE15 | Ormesa I | Geothermal | 96.5697 | 97.5257 | 96.9704
50766_G_OE16 | Ormesa I | Geothermal | 96.5697 | 97.5257 | 96.9704
50766_G_OE2 | Ormesa I | Geothermal | 96.5697 | 97.5257 | 96.9704
50766_G_OE21 | Ormesa I | Geothermal | 96.5697 | 97.5257 | 96.9704
50766_G_OE22 | Ormesa I | Geothermal | 96.5697 | 97.5257 | 96.9704
50766_G_OE23 | Ormesa I | Geothermal | 96.5697 | 97.5257 | 96.9704
50766_G_OE24 | Ormesa I | Geothermal | 96.5697 | 97.5257 | 96.9704
50766_G_OE25 | Ormesa I | Geothermal | 96.5697 | 97.5257 | 96.9704
50766_G_OE26 | Ormesa I | Geothermal | 96.5697 | 97.5257 | 96.9704
50766_G_OE27 | Ormesa I | Geothermal | 96.5697 | 97.5257 | 96.9704
50766_G_OE28 | Ormesa I | Geothermal | 96.5697 | 97.5257 | 96.9704
50766_G_OE3 | Ormesa I | Geothermal | 96.5697 | 97.5257 | 96.9704
50766_G_OE31 | Ormesa I | Geothermal | 96.5697 | 97.5257 | 96.9704
50766_G_OE32 | Ormesa I | Geothermal | 96.5697 | 97.5257 | 96.9704
50766_G_OE4 | Ormesa I | Geothermal | 96.5697 | 97.5257 | 96.9704
50766_G_OE5 | Ormesa I | Geothermal | 96.5697 | 97.5257 | 96.9704
50766_G_OE6 | Ormesa I | Geothermal | 96.5697 | 97.5257 | 96.9704
50766_G_OE7 | Ormesa I | Geothermal | 96.5697 | 97.5257 | 96.9704
50766_G_OE8 | Ormesa I | Geothermal | 96.5697 | 97.5257 | 96.9704
50766_G_OE9 | Ormesa I | Geothermal | 96.5697 | 97.5257 | 96.9704
50768_G_1 | Forestport | Hydro | 81.0191 | 87.391 | 83.6901
50799_G_GEN1 | Parlin Power Plant | Combined Cycle | 84.4893 | 90.1371 | 86.8567
50799_G_GEN2 | Parlin Power Plant | Combined Cycle | 84.4893 | 90.1371 | 86.8567
50799_G_GEN3 | Parlin Power Plant | Combined Cycle | 84.4893 | 90.1371 | 86.8567
50799_G_GEN4 | Parlin Power Plant | Combined Cycle | 84.4893 | 90.1371 | 86.8567
508_G_5 | Lamar Plant | Combustion Turbine | 84.7073 | 87.0873 | 85.7049
508_G_IC1 | Lamar Plant | Combustion Turbine | 84.7073 | 87.0873 | 85.7049
508_G_IC2 | Lamar Plant | Combustion Turbine | 84.7073 | 87.0873 | 85.7049
508_G_T1-T3 | Lamar Plant | Wind | 95 | 95 | 95
508_G_T4 | Lamar Plant | Wind | 95 | 95 | 95
50815_G_GEN1 | Optim Energy Altura Cogen LLC | Combined Cycle | 84.4893 | 90.1371 | 86.8567
50815_G_GEN2 | Optim Energy Altura Cogen LLC | Combined Cycle | 84.4893 | 90.1371 | 86.8567
50815_G_GEN3 | Optim Energy Altura Cogen LLC | Combined Cycle | 84.4893 | 90.1371 | 86.8567
50815_G_GEN4 | Optim Energy Altura Cogen LLC | Combined Cycle | 84.4893 | 90.1371 | 86.8567
50815_G_GEN5 | Optim Energy Altura Cogen LLC | Combined Cycle | 84.4893 | 90.1371 | 86.8567
50815_G_GEN6 | Optim Energy Altura Cogen LLC | Combined Cycle | 84.4893 | 90.1371 | 86.8567
50815_G_GEN7 | Optim Energy Altura Cogen LLC | Combined Cycle | 84.4893 | 90.1371 | 86.8567
50818_G_GEN1 | Altech | Wind | 95 | 95 | 95
50820_G_GEN1 | East Winds Project | Wind | 95 | 95 | 95
50821_G_GEN1 | Mojave 16 | Wind | 95 | 95 | 95
50822_G_GEN1 | Mojave 17 | Wind | 95 | 95 | 95
50823_G_GEN1 | Mojave 18 | Wind | 95 | 95 | 95
50826_G_1 | Tres Vaqueros Wind Farms LLC | Wind | 95 | 95 | 95
50827_G_UNI1 | Twin Falls Hydro | Hydro | 85.5621 | 81.0962 | 83.6901
50827_G_UNI2 | Twin Falls Hydro | Hydro | 85.5621 | 81.0962 | 83.6901
5083_G_CUMB | Cumberland | Combustion Turbine | 89.6928 | 92.6015 | 90.9121
5083_G_CUMB2 | Cumberland | Combustion Turbine | 89.6928 | 92.6015 | 90.9121
50831_G_GEN1 | Nove Power Plant | Landfill Gas | 90 | 90 | 90
50831_G_GEN2 | Nove Power Plant | Landfill Gas | 90 | 90 | 90
50831_G_GEN3 | Nove Power Plant | Landfill Gas | 90 | 90 | 90
50832_G_1 | Chicopee Hydroelectric Station | Hydro | 81.0191 | 87.391 | 83.6901
50832_G_2 | Chicopee Hydroelectric Station | Hydro | 81.0191 | 87.391 | 83.6901
50849_G_GEN1 | PE Berkeley | Combined Cycle | 84.4893 | 90.1371 | 86.8567
50849_G_GEN2 | PE Berkeley | Combined Cycle | 84.4893 | 90.1371 | 86.8567
50850_G_GEN1 | OLS Energy Chino | Combined Cycle | 84.4893 | 90.1371 | 86.8567
50850_G_GEN2 | OLS Energy Chino | Combined Cycle | 84.4893 | 90.1371 | 86.8567
50851_G_GEN1 | OLS Energy Camarillo | Combined Cycle | 84.4893 | 90.1371 | 86.8567
50851_G_GEN2 | OLS Energy Camarillo | Combined Cycle | 84.4893 | 90.1371 | 86.8567
50852_G_GEN1 | Elmwood Energy Holdings LLC | Combined Cycle | 84.4893 | 90.1371 | 86.8567
50852_G_GEN2 | Elmwood Energy Holdings LLC | Combined Cycle | 84.4893 | 90.1371 | 86.8567
50864_G_K100 | Sargent Canyon Cogeneration | Combustion Turbine | 88.1508 | 89.9672 | 88.9122
50865_G_K100 | Salinas River Cogeneration | Combustion Turbine | 88.1508 | 89.9672 | 88.9122
50872_G_GEN1 | Wheelabrator Claremont Facility | Municipal Solid Waste | 90 | 90 | 90
50876_G_GEN1 | Wheelabrator Norwalk Energy | Combined Cycle | 84.4893 | 90.1371 | 86.8567
50876_G_GEN2 | Wheelabrator Norwalk Energy | Combined Cycle | 84.4893 | 90.1371 | 86.8567
50891_G_GEN1 | El Dorado Hydro Elk Creek | Hydro | 81.0191 | 87.391 | 83.6901
50892_G_GEN1 | Rock Creek LP | Hydro | 81.0191 | 87.391 | 83.6901
50892_G_GEN2 | Rock Creek LP | Hydro | 81.0191 | 87.391 | 83.6901
50893_G_GEN1 | FirstEnergy Allegheny Hydro Partners Ltd | Hydro | 81.0191 | 87.391 | 83.6901
50893_G_GEN2 | FirstEnergy Allegheny Hydro Partners Ltd | Hydro | 81.0191 | 87.391 | 83.6901
50894_G_GEN1 | Allegheny No 6 Hydro Partners | Hydro | 85.5621 | 81.0962 | 83.6901
50894_G_GEN2 | Allegheny No 6 Hydro Partners | Hydro | 85.5621 | 81.0962 | 83.6901
50895_G_GEN1 | Bypass | Hydro | 81.0191 | 87.391 | 83.6901
50895_G_GEN2 | Bypass | Hydro | 81.0191 | 87.391 | 83.6901
50895_G_GEN3 | Bypass | Hydro | 81.0191 | 87.391 | 83.6901
50896_G_GEN1 | S E Hazelton A | Hydro | 81.0191 | 87.391 | 83.6901
50896_G_GEN2 | S E Hazelton A | Hydro | 81.0191 | 87.391 | 83.6901
50896_G_GEN3 | S E Hazelton A | Hydro | 81.0191 | 87.391 | 83.6901
50897_G_GEN1 | Allegheny Hydro No 8 LP | Hydro | 81.0191 | 87.391 | 83.6901
50897_G_GEN2 | Allegheny Hydro No 8 LP | Hydro | 81.0191 | 87.391 | 83.6901
50898_G_GEN1 | Allegheny Hydro No 9 LP | Hydro | 81.0191 | 87.391 | 83.6901
50898_G_GEN2 | Allegheny Hydro No 9 LP | Hydro | 81.0191 | 87.391 | 83.6901
50907_G_UNT1 | Oswego County Energy Recovery | Municipal Solid Waste | 90 | 90 | 90
50907_G_UNT2 | Oswego County Energy Recovery | Municipal Solid Waste | 90 | 90 | 90
50917_G_GEN1 | Middle Fork Irrigation District | Hydro | 85.5621 | 81.0962 | 83.6901
50917_G_GEN2 | Middle Fork Irrigation District | Hydro | 85.5621 | 81.0962 | 83.6901
50917_G_GEN3 | Middle Fork Irrigation District | Hydro | 85.5621 | 81.0962 | 83.6901
50921_G_GEN1 | Co-Gen LLC | Biomass | 83 | 83 | 83
50936_G_EG1 | Winnebago County Landfill Gas | Landfill Gas | 90 | 90 | 90
50936_G_EG2 | Winnebago County Landfill Gas | Landfill Gas | 90 | 90 | 90
50936_G_EG3 | Winnebago County Landfill Gas | Landfill Gas | 90 | 90 | 90
50936_G_EG4 | Winnebago County Landfill Gas | Landfill Gas | 90 | 90 | 90
50936_G_EG5 | Winnebago County Landfill Gas | Landfill Gas | 90 | 90 | 90
50938_G_GV1 | Galesville Project | Hydro | 85.5621 | 81.0962 | 83.6901
50938_G_GV2 | Galesville Project | Hydro | 85.5621 | 81.0962 | 83.6901
50949_G_GEN1 | Hardee Power Station | Combined Cycle | 84.4893 | 90.1371 | 86.8567
50949_G_GEN2 | Hardee Power Station | Combined Cycle | 84.4893 | 90.1371 | 86.8567
50949_G_GEN3 | Hardee Power Station | Combined Cycle | 84.4893 | 90.1371 | 86.8567
50949_G_GEN4 | Hardee Power Station | Combustion Turbine | 89.6928 | 92.6015 | 90.9121
50949_G_GEN5 | Hardee Power Station | Combustion Turbine | 89.6928 | 92.6015 | 90.9121
50961_G_GEN1 | Slate Creek | Hydro | 85.5621 | 81.0962 | 83.6901
50964_G_IND | Amedee Geothermal Venture I | Geothermal | 96.5697 | 97.5257 | 96.9704
50964_G_SYN | Amedee Geothermal Venture I | Geothermal | 96.5697 | 97.5257 | 96.9704
50966_G_1 | Bellmeade Power Station | Combined Cycle | 84.4893 | 90.1371 | 86.8567
50966_G_2 | Bellmeade Power Station | Combined Cycle | 84.4893 | 90.1371 | 86.8567
50966_G_3 | Bellmeade Power Station | Combined Cycle | 84.4893 | 90.1371 | 86.8567
50971_G_GEN1 | Tropicana Products Bradent | Combustion Turbine | 88.1508 | 89.9672 | 88.9122
50972_G_1 | Marsh Valley Development | Hydro | 81.0191 | 87.391 | 83.6901
50978_G_GEN1 | Carr Street Generating Station | Combined Cycle | 84.4893 | 90.1371 | 86.8567
50978_G_GEN2 | Carr Street Generating Station | Combined Cycle | 84.4893 | 90.1371 | 86.8567
50978_G_GEN3 | Carr Street Generating Station | Combined Cycle | 84.4893 | 90.1371 | 86.8567
50980_G_GEN1 | Siphon Power Project | Hydro | 85.5621 | 81.0962 | 83.6901
50980_G_GEN2 | Siphon Power Project | Hydro | 85.5621 | 81.0962 | 83.6901
50987_G_GEN1 | Rock Creek I | Hydro | 81.0191 | 87.391 | 83.6901
50993_G_GEN1 | Co-Gen II LLC | Biomass | 83 | 83 | 83
50999_G_GEN1 | Aziscohos Hydroelectric Project | Hydro | 81.0191 | 87.391 | 83.6901
510_G_1 | Sonoma California Geothermal | Geothermal | 96.5697 | 97.5257 | 96.9704
51030_G_GEN1 | Ocean State Power | Combined Cycle | 84.4893 | 90.1371 | 86.8567
51030_G_GEN2 | Ocean State Power | Combined Cycle | 84.4893 | 90.1371 | 86.8567
51030_G_GEN3 | Ocean State Power | Combined Cycle | 84.4893 | 90.1371 | 86.8567
51033_G_GEN1 | West Delaware Tunnel Plant | Hydro | 81.0191 | 87.391 | 83.6901
51034_G_GEN1 | Little Falls Hydro | Hydro | 81.0191 | 87.391 | 83.6901
51034_G_GEN2 | Little Falls Hydro | Hydro | 81.0191 | 87.391 | 83.6901
511_G_1 | Trinidad | Coal Steam | 82.3378 | 86.374 | 84.0297
511_G_3 | Trinidad | Combustion Turbine | 84.7073 | 87.0873 | 85.7049
511_G_4 | Trinidad | Combustion Turbine | 84.7073 | 87.0873 | 85.7049
511_G_5 | Trinidad | Combustion Turbine | 84.7073 | 87.0873 | 85.7049
511_G_6 | Trinidad | Combustion Turbine | 84.7073 | 87.0873 | 85.7049
511_G_7 | Trinidad | Combustion Turbine | 84.7073 | 87.0873 | 85.7049
512_G_1 | Blue Mesa | Hydro | 83.3856 | 90.5577 | 86.392
512_G_2 | Blue Mesa | Hydro | 83.3856 | 90.5577 | 86.392
513_G_1 | Estes | Hydro | 81.0191 | 87.391 | 83.6901
513_G_2 | Estes | Hydro | 81.0191 | 87.391 | 83.6901
513_G_3 | Estes | Hydro | 81.0191 | 87.391 | 83.6901
514_G_1 | Morrow Point | Hydro | 83.3856 | 90.5577 | 86.392
514_G_2 | Morrow Point | Hydro | 83.3856 | 90.5577 | 86.392
515_G_1 | Big Thompson | Hydro | 81.0191 | 87.391 | 83.6901
516_G_1 | Green Mountain | Hydro | 81.0191 | 87.391 | 83.6901
516_G_2 | Green Mountain | Hydro | 81.0191 | 87.391 | 83.6901
517_G_1 | Marys Lake | Hydro | 81.0191 | 87.391 | 83.6901
518_G_1 | Flatiron | Hydro | 83.3856 | 90.5577 | 86.392
518_G_2 | Flatiron | Hydro | 83.3856 | 90.5577 | 86.392
518_G_3 | Flatiron | Pumped Storage | 82.7612 | 89.89 | 85.7494
519_G_1 | Pole Hill | Hydro | 83.3856 | 90.5577 | 86.392
520_G_1 | Lower Molina | Hydro | 81.0191 | 87.391 | 83.6901
52015_G_GEN1 | Caithness Dixie Valley | Geothermal | 96.5697 | 97.5257 | 96.9704
52019_G_GEN1 | Doswell Energy Center | Combined Cycle | 84.4893 | 90.1371 | 86.8567
52019_G_GEN2 | Doswell Energy Center | Combined Cycle | 84.4893 | 90.1371 | 86.8567
52019_G_GEN3 | Doswell Energy Center | Combined Cycle | 84.4893 | 90.1371 | 86.8567
52019_G_GEN4 | Doswell Energy Center | Combined Cycle | 84.4893 | 90.1371 | 86.8567
52019_G_GEN5 | Doswell Energy Center | Combined Cycle | 84.4893 | 90.1371 | 86.8567
52019_G_GEN6 | Doswell Energy Center | Combined Cycle | 84.4893 | 90.1371 | 86.8567
52019_G_GEN7 | Doswell Energy Center | Combustion Turbine | 89.6928 | 92.6015 | 90.9121
52026_G_GEN1 | Dartmouth Power Associates | Combined Cycle | 84.4893 | 90.1371 | 86.8567
52026_G_GEN2 | Dartmouth Power Associates | Combined Cycle | 84.4893 | 90.1371 | 86.8567
52026_G_GEN3 | Dartmouth Power Associates | Combustion Turbine | 88.1508 | 89.9672 | 88.9122
52033_G_1 | Moretown Generating Station | Hydro | 81.0191 | 87.391 | 83.6901
52036_G_GEN1 | Yough Hydro Power | Hydro | 81.0191 | 87.391 | 83.6901
52036_G_GEN2 | Yough Hydro Power | Hydro | 81.0191 | 87.391 | 83.6901
52039_G_1 | Quail Creek Hydro Plant #1 | Hydro | 81.0191 | 87.391 | 83.6901
52049_G_1H | Clifton Dam 3 Power Station | Hydro | 81.0191 | 87.391 | 83.6901
52049_G_2V | Clifton Dam 3 Power Station | Hydro | 81.0191 | 87.391 | 83.6901
52051_G_UNT1 | I 95 Municipal Landfill Phase I | Landfill Gas | 90 | 90 | 90
52051_G_UNT2 | I 95 Municipal Landfill Phase I | Landfill Gas | 90 | 90 | 90
52051_G_UNT3 | I 95 Municipal Landfill Phase I | Landfill Gas | 90 | 90 | 90
52051_G_UNT4 | I 95 Municipal Landfill Phase I | Landfill Gas | 90 | 90 | 90
52054_G_GEN1 | Rapidan Hydro Facility | Hydro | 81.0191 | 87.391 | 83.6901
52054_G_GEN2 | Rapidan Hydro Facility | Hydro | 81.0191 | 87.391 | 83.6901
52056_G_GT1 | Trigen Nassau Energy | Combined Cycle | 84.4893 | 90.1371 | 86.8567
52056_G_ST1 | Trigen Nassau Energy | Combined Cycle | 84.4893 | 90.1371 | 86.8567
52058_G_01 | Ogdensburg | Hydro | 81.0191 | 87.391 | 83.6901
52058_G_02 | Ogdensburg | Hydro | 81.0191 | 87.391 | 83.6901
52058_G_03 | Ogdensburg | Hydro | 81.0191 | 87.391 | 83.6901
52058_G_04 | Ogdensburg | Hydro | 81.0191 | 87.391 | 83.6901
52058_G_05 | Ogdensburg | Hydro | 81.0191 | 87.391 | 83.6901
52061_G_GEN2 | Hartford Hospital Cogeneration | Combined Cycle | 84.4893 | 90.1371 | 86.8567
52061_G_GEN3 | Hartford Hospital Cogeneration | Combined Cycle | 84.4893 | 90.1371 | 86.8567
52064_G_GEN1 | Rhodia Dominguez Plant | O/G Steam | 87.925 | 90.7796 | 89.1216
52065_G_GEN1 | Rhodia Houston Plant | Non-Fossil Waste | 90 | 90 | 90
52065_G_GEN2 | Rhodia Houston Plant | Non-Fossil Waste | 90 | 90 | 90
52068_G_GEN1 | Great Falls Hydro Project | Hydro | 81.0191 | 87.391 | 83.6901
52068_G_GEN2 | Great Falls Hydro Project | Hydro | 81.0191 | 87.391 | 83.6901
52068_G_GEN3 | Great Falls Hydro Project | Hydro | 81.0191 | 87.391 | 83.6901
52073_G_GEN1 | UCLA So Campus Cogen Project | Combined Cycle | 84.4893 | 90.1371 | 86.8567
52073_G_GEN2 | UCLA So Campus Cogen Project | Combined Cycle | 84.4893 | 90.1371 | 86.8567
52073_G_GEN3 | UCLA So Campus Cogen Project | Combined Cycle | 84.4893 | 90.1371 | 86.8567
52076_G_GEN1 | McKittrick Cogen | Combustion Turbine | 84.7073 | 87.0873 | 85.7049
52076_G_GEN2 | McKittrick Cogen | Combustion Turbine | 84.7073 | 87.0873 | 85.7049
52076_G_GEN3 | McKittrick Cogen | Combustion Turbine | 84.7073 | 87.0873 | 85.7049
52078_G_GEN7 | North Midway Cogen | Combustion Turbine | 84.7073 | 87.0873 | 85.7049
52078_G_GEN8 | North Midway Cogen | Combustion Turbine | 84.7073 | 87.0873 | 85.7049
52078_G_GEN9 | North Midway Cogen | Combustion Turbine | 84.7073 | 87.0873 | 85.7049
52081_G_TG1 | Cymric 31X Cogen | Combustion Turbine | 84.7073 | 87.0873 | 85.7049
52081_G_TG2 | Cymric 31X Cogen | Combustion Turbine | 84.7073 | 87.0873 | 85.7049
52082_G_TG1 | Cymric 6Z Cogen | Combustion Turbine | 84.7073 | 87.0873 | 85.7049
52082_G_TG2 | Cymric 6Z Cogen | Combustion Turbine | 84.7073 | 87.0873 | 85.7049
52083_G_TG1 | Coalinga 6C Cogen | Combustion Turbine | 84.7073 | 87.0873 | 85.7049
52083_G_TG2 | Coalinga 6C Cogen | Combustion Turbine | 84.7073 | 87.0873 | 85.7049
52085_G_TG1 | Taft 26C Cogen | Combustion Turbine | 84.7073 | 87.0873 | 85.7049
52085_G_TG2 | Taft 26C Cogen | Combustion Turbine | 84.7073 | 87.0873 | 85.7049
52085_G_TG3 | Taft 26C Cogen | Combustion Turbine | 84.7073 | 87.0873 | 85.7049
52085_G_TG4 | Taft 26C Cogen | Combustion Turbine | 84.7073 | 87.0873 | 85.7049
52086_G_TG1 | Coalinga 25D Cogen | Combustion Turbine | 84.7073 | 87.0873 | 85.7049
52086_G_TG2 | Coalinga 25D Cogen | Combustion Turbine | 84.7073 | 87.0873 | 85.7049
52086_G_TG3 | Coalinga 25D Cogen | Combustion Turbine | 84.7073 | 87.0873 | 85.7049
52086_G_TG4 | Coalinga 25D Cogen | Combustion Turbine | 84.7073 | 87.0873 | 85.7049
52087_G_GEN1 | Commonwealth Atlantic LP | Combustion Turbine | 89.6928 | 92.6015 | 90.9121
52087_G_GEN2 | Commonwealth Atlantic LP | Combustion Turbine | 89.6928 | 92.6015 | 90.9121
52087_G_GEN3 | Commonwealth Atlantic LP | Combustion Turbine | 89.6928 | 92.6015 | 90.9121
52088_G_GEN1 | Texas City Cogeneration LLC | Combined Cycle | 84.4893 | 90.1371 | 86.8567
52088_G_GEN2 | Texas City Cogeneration LLC | Combined Cycle | 84.4893 | 90.1371 | 86.8567
52088_G_GEN3 | Texas City Cogeneration LLC | Combined Cycle | 84.4893 | 90.1371 | 86.8567
52088_G_GEN4 | Texas City Cogeneration LLC | Combined Cycle | 84.4893 | 90.1371 | 86.8567
52091_G_3A | New York Methodist Hospital | Combustion Turbine | 84.7073 | 87.0873 | 85.7049
52091_G_4C | New York Methodist Hospital | Combustion Turbine | 84.7073 | 87.0873 | 85.7049
52092_G_GEN1 | Kern River Fee B Cogen | Combustion Turbine | 84.7073 | 87.0873 | 85.7049
52094_G_GEN1 | Kern River Fee A Cogen | Combustion Turbine | 84.7073 | 87.0873 | 85.7049
52094_G_GEN2 | Kern River Fee A Cogen | Combustion Turbine | 84.7073 | 87.0873 | 85.7049
52095_G_GEN1 | Kern River Fee C Cogen | Combustion Turbine | 84.7073 | 87.0873 | 85.7049
52095_G_GEN2 | Kern River Fee C Cogen | Combustion Turbine | 84.7073 | 87.0873 | 85.7049
52096_G_GEN1 | Berry Placerita Cogen | Combustion Turbine | 88.1508 | 89.9672 | 88.9122
52096_G_GEN2 | Berry Placerita Cogen | Combustion Turbine | 88.1508 | 89.9672 | 88.9122
521_G_1 | Upper Molina | Hydro | 81.0191 | 87.391 | 83.6901
52104_G_GEN1 | Cymric 36W Cogen | Combustion Turbine | 84.7073 | 87.0873 | 85.7049
52104_G_GEN2 | Cymric 36W Cogen | Combustion Turbine | 84.7073 | 87.0873 | 85.7049
52104_G_GEN3 | Cymric 36W Cogen | Combustion Turbine | 84.7073 | 87.0873 | 85.7049
52104_G_GEN4 | Cymric 36W Cogen | Combustion Turbine | 84.7073 | 87.0873 | 85.7049
52107_G_101A | Kern River Eastridge Cogen | Combustion Turbine | 88.1508 | 89.9672 | 88.9122
52107_G_101B | Kern River Eastridge Cogen | Combustion Turbine | 88.1508 | 89.9672 | 88.9122
52138_G_DE31 | Steamboat 1A Power Plant | Geothermal | 96.5697 | 97.5257 | 96.9704
52142_G_GEN1 | Mojave 4 | Wind | 95 | 95 | 95
52143_G_GEN1 | Mojave 3 | Wind | 95 | 95 | 95
52144_G_GEN1 | Mojave 5 | Wind | 95 | 95 | 95
52147_G_GEN1 | C P Kelco San Diego Plant | Combustion Turbine | 84.7073 | 87.0873 | 85.7049
52147_G_GEN2 | C P Kelco San Diego Plant | Combustion Turbine | 84.7073 | 87.0873 | 85.7049
52155_G_GEN1 | Lacomb Irrigation District | Hydro | 85.5621 | 81.0962 | 83.6901
52158_G_GEN1 | Aidlin Geothermal Power Plant | Geothermal | 96.5697 | 97.5257 | 96.9704
52158_G_GEN2 | Aidlin Geothermal Power Plant | Geothermal | 96.5697 | 97.5257 | 96.9704
52160_G_WGNS | Victory Garden Phase IV LLC | Wind | 95 | 95 | 95
52161_G_WGNS | Terra-Gen 251 Wind LLC | Wind | 95 | 95 | 95
52162_G_WGNS | 85 A | Wind | 95 | 95 | 95
52163_G_WTGN | 85 B | Wind | 95 | 95 | 95
52165_G_WGNS | Helzel & Schwarzhoff 88 Wind Farm | Wind | 95 | 95 | 95
52166_G_1 | Collins Facility | Hydro | 81.0191 | 87.391 | 83.6901
52166_G_2 | Collins Facility | Hydro | 81.0191 | 87.391 | 83.6901
52168_G_GEN2 | Riverbay | Combined Cycle | 84.4893 | 90.1371 | 86.8567
52168_G_GEN3 | Riverbay | Combined Cycle | 84.4893 | 90.1371 | 86.8567
52168_G_GEN4 | Riverbay | Combined Cycle | 84.4893 | 90.1371 | 86.8567
52168_G_U0007 | Riverbay | Combustion Turbine | 84.7073 | 87.0873 | 85.7049
52169_G_A | Midway Sunset Cogen | Combustion Turbine | 89.6928 | 92.6015 | 90.9121
52169_G_B | Midway Sunset Cogen | Combustion Turbine | 89.6928 | 92.6015 | 90.9121
52169_G_C | Midway Sunset Cogen | Combustion Turbine | 89.6928 | 92.6015 | 90.9121
52171_G_GEN1 | Upper Barker | Hydro | 81.0191 | 87.391 | 83.6901
52173_G_GEN1 | Conemaugh Hydro Plant | Hydro | 81.0191 | 87.391 | 83.6901
52173_G_GEN2 | Conemaugh Hydro Plant | Hydro | 81.0191 | 87.391 | 83.6901
52174_G_OE11 | Soda Lake Geothermal No I II | Geothermal | 96.5697 | 97.5257 | 96.9704
52174_G_OE12 | Soda Lake Geothermal No I II | Geothermal | 96.5697 | 97.5257 | 96.9704
52174_G_OE13 | Soda Lake Geothermal No I II | Geothermal | 96.5697 | 97.5257 | 96.9704
52174_G_OE21 | Soda Lake Geothermal No I II | Geothermal | 96.5697 | 97.5257 | 96.9704
52174_G_OEC1 | Soda Lake Geothermal No I II | Geothermal | 96.5697 | 97.5257 | 96.9704
52174_G_OEC2 | Soda Lake Geothermal No I II | Geothermal | 96.5697 | 97.5257 | 96.9704
52174_G_OEC3 | Soda Lake Geothermal No I II | Geothermal | 96.5697 | 97.5257 | 96.9704
52174_G_OEC4 | Soda Lake Geothermal No I II | Geothermal | 96.5697 | 97.5257 | 96.9704
52174_G_OEC5 | Soda Lake Geothermal No I II | Geothermal | 96.5697 | 97.5257 | 96.9704
52174_G_OEC6 | Soda Lake Geothermal No I II | Geothermal | 96.5697 | 97.5257 | 96.9704
52176_G_GEN1 | C R Wing Cogen Plant | Combined Cycle | 84.4893 | 90.1371 | 86.8567
52176_G_GEN2 | C R Wing Cogen Plant | Combined Cycle | 84.4893 | 90.1371 | 86.8567
52176_G_GEN3 | C R Wing Cogen Plant | Combined Cycle | 84.4893 | 90.1371 | 86.8567
52186_G_GEN1 | Yuba City Cogen Partners | Combustion Turbine | 88.1508 | 89.9672 | 88.9122
52187_G_GE-1 | Falls Creek | Hydro | 85.5621 | 81.0962 | 83.6901
52193_G_CT1 | Delaware City Plant | Combustion Turbine | 89.6928 | 92.6015 | 90.9121
52193_G_CT2 | Delaware City Plant | Combustion Turbine | 89.6928 | 92.6015 | 90.9121
52198_G_GEN1 | JRW Associates LP | O/G Steam | 87.925 | 90.7796 | 89.1216
52198_G_GEN2 | JRW Associates LP | O/G Steam | 87.925 | 90.7796 | 89.1216
52198_G_GEN3 | JRW Associates LP | Combustion Turbine | 84.7073 | 87.0873 | 85.7049
52198_G_GEN4 | JRW Associates LP | Combustion Turbine | 84.7073 | 87.0873 | 85.7049
52198_G_GEN5 | JRW Associates LP | Combustion Turbine | 84.7073 | 87.0873 | 85.7049
52198_G_GEN6 | JRW Associates LP | Combustion Turbine | 84.7073 | 87.0873 | 85.7049
52198_G_GEN7 | JRW Associates LP | Combustion Turbine | 84.7073 | 87.0873 | 85.7049
52198_G_GEN8 | JRW Associates LP | Combustion Turbine | 84.7073 | 87.0873 | 85.7049
52199_G_GEN1 | Ridgewood/Byron Power Partners | Combustion Turbine | 84.7073 | 87.0873 | 85.7049
52199_G_GEN2 | Ridgewood/Byron Power Partners | Combustion Turbine | 84.7073 | 87.0873 | 85.7049
52199_G_GEN3 | Ridgewood/Byron Power Partners | Combustion Turbine | 84.7073 | 87.0873 | 85.7049
52199_G_GEN4 | Ridgewood/Byron Power Partners | Combustion Turbine | 84.7073 | 87.0873 | 85.7049
52199_G_GEN5 | Ridgewood/Byron Power Partners | Combustion Turbine | 84.7073 | 87.0873 | 85.7049
52204_G_OTA1 | Otay | Landfill Gas | 90 | 90 | 90
52204_G_OTA2 | Otay | Landfill Gas | 90 | 90 | 90
52204_G_OTA3 | Otay | Landfill Gas | 90 | 90 | 90
524_G_1 | Yuma | Combustion Turbine | 84.7073 | 87.0873 | 85.7049
524_G_2 | Yuma | Combustion Turbine | 84.7073 | 87.0873 | 85.7049
524_G_4 | Yuma | Combustion Turbine | 84.7073 | 87.0873 | 85.7049
529_G_1 | Solar | Solar PV | 90 | 90 | 90
529_G_2 | Solar | Solar PV | 90 | 90 | 90
53_G_3 | Gantt | Hydro | 81.0191 | 87.391 | 83.6901
53_G_4 | Gantt | Hydro | 81.0191 | 87.391 | 83.6901
531_G_1 | Camp Far West | Hydro | 81.0191 | 87.391 | 83.6901
533_G_1 | McWilliams | Combined Cycle | 84.4893 | 90.1371 | 86.8567
533_G_2 | McWilliams | Combined Cycle | 84.4893 | 90.1371 | 86.8567
533_G_3 | McWilliams | Combined Cycle | 84.4893 | 90.1371 | 86.8567
533_G_4 | McWilliams | Combined Cycle | 84.4893 | 90.1371 | 86.8567
533_G_VAN1 | McWilliams | Combined Cycle | 84.4893 | 90.1371 | 86.8567
533_G_VAN2 | McWilliams | Combined Cycle | 84.4893 | 90.1371 | 86.8567
533_G_VAN3 | McWilliams | Combined Cycle | 84.4893 | 90.1371 | 86.8567
534_G_1 | Jones Fork | Hydro | 81.0191 | 87.391 | 83.6901
535_G_1 | McClellan | Combustion Turbine | 89.6928 | 92.6015 | 90.9121
537_G_1 | Camanche | Hydro | 81.0191 | 87.391 | 83.6901
537_G_2 | Camanche | Hydro | 81.0191 | 87.391 | 83.6901
537_G_3 | Camanche | Hydro | 81.0191 | 87.391 | 83.6901
539_G_1 | Rocky River | Pumped Storage | 82.7612 | 89.89 | 85.7494
539_G_2 | Rocky River | Pumped Storage | 82.7612 | 89.89 | 85.7494
539_G_3 | Rocky River | Pumped Storage | 82.7612 | 89.89 | 85.7494
54_G_GT1 | J K Smith | Combustion Turbine | 89.6928 | 92.6015 | 90.9121
54_G_GT10 | J K Smith | Combustion Turbine | 89.6928 | 92.6015 | 90.9121
54_G_GT2 | J K Smith | Combustion Turbine | 89.6928 | 92.6015 | 90.9121
54_G_GT3 | J K Smith | Combustion Turbine | 89.6928 | 92.6015 | 90.9121
54_G_GT4 | J K Smith | Combustion Turbine | 89.6928 | 92.6015 | 90.9121
54_G_GT5 | J K Smith | Combustion Turbine | 89.6928 | 92.6015 | 90.9121
54_G_GT6 | J K Smith | Combustion Turbine | 89.6928 | 92.6015 | 90.9121
54_G_GT7 | J K Smith | Combustion Turbine | 89.6928 | 92.6015 | 90.9121
54_G_GT9 | J K Smith | Combustion Turbine | 89.6928 | 92.6015 | 90.9121
540_G_UN10 | Branford | Combustion Turbine | 84.7073 | 87.0873 | 85.7049
54006_G_GEN1 | Broadwater Power Project | Hydro | 81.0191 | 87.391 | 83.6901
54015_G_GEN2 | BKK Landfill | Landfill Gas | 90 | 90 | 90
54015_G_GEN3 | BKK Landfill | Landfill Gas | 90 | 90 | 90
54017_G_U1 | San Gabriel Hydro Project | Hydro | 81.0191 | 87.391 | 83.6901
54017_G_U2 | San Gabriel Hydro Project | Hydro | 81.0191 | 87.391 | 83.6901
54034_G_GEN1 | Rensselaer Cogen | Combined Cycle | 84.4893 | 90.1371 | 86.8567
54034_G_GEN2 | Rensselaer Cogen | Combined Cycle | 84.4893 | 90.1371 | 86.8567
54038_G_GEN1 | Geo East Mesa II | Geothermal | 96.5697 | 97.5257 | 96.9704
54041_G_GEN1 | Lockport Energy Associates LP | Combined Cycle | 84.4893 | 90.1371 | 86.8567
54041_G_GEN2 | Lockport Energy Associates LP | Combined Cycle | 84.4893 | 90.1371 | 86.8567
54041_G_GEN3 | Lockport Energy Associates LP | Combined Cycle | 84.4893 | 90.1371 | 86.8567
54041_G_GEN4 | Lockport Energy Associates LP | Combined Cycle | 84.4893 | 90.1371 | 86.8567
54056_G_GEN1 | Pawtucket Power Associates | Combined Cycle | 84.4893 | 90.1371 | 86.8567
54056_G_GEN2 | Pawtucket Power Associates | Combined Cycle | 84.4893 | 90.1371 | 86.8567
54057_G_GEN1 | Riverview Energy Systems | Landfill Gas | 90 | 90 | 90
54057_G_GEN2 | Riverview Energy Systems | Landfill Gas | 90 | 90 | 90
54076_G_GEN1 | Indeck Olean Energy Center | Combined Cycle | 84.4893 | 90.1371 | 86.8567
54076_G_GEN2 | Indeck Olean Energy Center | Combined Cycle | 84.4893 | 90.1371 | 86.8567
541_G_1 | Bulls Bridge | Hydro | 81.0191 | 87.391 | 83.6901
541_G_2 | Bulls Bridge | Hydro | 81.0191 | 87.391 | 83.6901
541_G_3 | Bulls Bridge | Hydro | 81.0191 | 87.391 | 83.6901
541_G_4 | Bulls Bridge | Hydro | 81.0191 | 87.391 | 83.6901
541_G_5 | Bulls Bridge | Hydro | 81.0191 | 87.391 | 83.6901
541_G_6 | Bulls Bridge | Hydro | 81.0191 | 87.391 | 83.6901
54103_G_GEN4 | Port Edwards Mill | O/G Steam | 87.3884 | 91.2182 | 88.9937
54103_G_GEN7 | Port Edwards Mill | O/G Steam | 86.8517 | 91.6567 | 88.8659
54103_G_HG1 | Port Edwards Mill | Hydro | 81.0191 | 87.391 | 83.6901
54103_G_HG2 | Port Edwards Mill | Hydro | 81.0191 | 87.391 | 83.6901
54103_G_HG3 | Port Edwards Mill | Hydro | 81.0191 | 87.391 | 83.6901
54103_G_HG4 | Port Edwards Mill | Hydro | 81.0191 | 87.391 | 83.6901
54103_G_HG5 | Port Edwards Mill | Hydro | 81.0191 | 87.391 | 83.6901
54103_G_HG6 | Port Edwards Mill | Hydro | 81.0191 | 87.391 | 83.6901
54103_G_JHG1 | Port Edwards Mill | Hydro | 81.0191 | 87.391 | 83.6901
54103_G_JHG2 | Port Edwards Mill | Hydro | 81.0191 | 87.391 | 83.6901
54103_G_JHG3 | Port Edwards Mill | Hydro | 81.0191 | 87.391 | 83.6901
54103_G_JHG4 | Port Edwards Mill | Hydro | 81.0191 | 87.391 | 83.6901
54103_G_JHG5 | Port Edwards Mill | Hydro | 81.0191 | 87.391 | 83.6901
54111_G_GE10 | Second Imperial Geothermal | Geothermal | 96.5697 | 97.5257 | 96.9704
54111_G_GE11 | Second Imperial Geothermal | Geothermal | 96.5697 | 97.5257 | 96.9704
54111_G_GE12 | Second Imperial Geothermal | Geothermal | 96.5697 | 97.5257 | 96.9704
54111_G_GE13 | Second Imperial Geothermal | Geothermal | 96.5697 | 97.5257 | 96.9704
54111_G_GEN1 | Second Imperial Geothermal | Geothermal | 96.5697 | 97.5257 | 96.9704
54111_G_GEN2 | Second Imperial Geothermal | Geothermal | 96.5697 | 97.5257 | 96.9704
54111_G_GEN3 | Second Imperial Geothermal | Geothermal | 96.5697 | 97.5257 | 96.9704
54111_G_GEN4 | Second Imperial Geothermal | Geothermal | 96.5697 | 97.5257 | 96.9704
54111_G_GEN5 | Second Imperial Geothermal | Geothermal | 96.5697 | 97.5257 | 96.9704
54111_G_GEN6 | Second Imperial Geothermal | Geothermal | 96.5697 | 97.5257 | 96.9704
54111_G_GEN7 | Second Imperial Geothermal | Geothermal | 96.5697 | 97.5257 | 96.9704
54111_G_GEN8 | Second Imperial Geothermal | Geothermal | 96.5697 | 97.5257 | 96.9704
54111_G_GEN9 | Second Imperial Geothermal | Geothermal | 96.5697 | 97.5257 | 96.9704
54114_G_GEN1 | Kennedy International Airport Cogen | Combined Cycle | 84.4893 | 90.1371 | 86.8567
54114_G_GEN2 | Kennedy International Airport Cogen | Combined Cycle | 84.4893 | 90.1371 | 86.8567
54114_G_GEN3 | Kennedy International Airport Cogen | Combined Cycle | 84.4893 | 90.1371 | 86.8567
54123_G_GEN1 | Mechanic Falls | Hydro | 81.0191 | 87.391 | 83.6901
54123_G_GEN2 | Mechanic Falls | Hydro | 81.0191 | 87.391 | 83.6901
54124_G_GEN1 | Pittsfield | Hydro | 81.0191 | 87.391 | 83.6901
54124_G_GEN2 | Pittsfield | Hydro | 81.0191 | 87.391 | 83.6901
54124_G_GEN3 | Pittsfield | Hydro | 81.0191 | 87.391 | 83.6901
54131_G_GEN1 | Fortistar North Tonawanda | Combined Cycle | 84.4893 | 90.1371 | 86.8567
54131_G_GEN2 | Fortistar North Tonawanda | Combined Cycle | 84.4893 | 90.1371 | 86.8567
54134_G_DOH2 | Great Lakes Hydro America - ME | Hydro | 81.0191 | 87.391 | 83.6901
54134_G_DOH3 | Great Lakes Hydro America - ME | Hydro | 81.0191 | 87.391 | 83.6901
54134_G_DOH4 | Great Lakes Hydro America - ME | Hydro | 81.0191 | 87.391 | 83.6901
54134_G_DOH5 | Great Lakes Hydro America - ME | Hydro | 81.0191 | 87.391 | 83.6901
54134_G_DOH6 | Great Lakes Hydro America - ME | Hydro | 81.0191 | 87.391 | 83.6901
54134_G_DOH7 | Great Lakes Hydro America - ME | Hydro | 81.0191 | 87.391 | 83.6901
54134_G_DOH8 | Great Lakes Hydro America - ME | Hydro | 81.0191 | 87.391 | 83.6901
54134_G_EMH1 | Great Lakes Hydro America - ME | Hydro | 81.0191 | 87.391 | 83.6901
54134_G_EMH2 | Great Lakes Hydro America - ME | Hydro | 81.0191 | 87.391 | 83.6901
54134_G_EMH3 | Great Lakes Hydro America - ME | Hydro | 81.0191 | 87.391 | 83.6901
54134_G_EMH4 | Great Lakes Hydro America - ME | Hydro | 81.0191 | 87.391 | 83.6901
54134_G_EMH5 | Great Lakes Hydro America - ME | Hydro | 81.0191 | 87.391 | 83.6901
54134_G_EMH6 | Great Lakes Hydro America - ME | Hydro | 81.0191 | 87.391 | 83.6901
54134_G_MCH1 | Great Lakes Hydro America - ME | Hydro | 81.0191 | 87.391 | 83.6901
54134_G_MCH2 | Great Lakes Hydro America - ME | Hydro | 81.0191 | 87.391 | 83.6901
54134_G_MCH3 | Great Lakes Hydro America - ME | Hydro | 81.0191 | 87.391 | 83.6901
54134_G_MIH2 | Great Lakes Hydro America - ME | Hydro | 81.0191 | 87.391 | 83.6901
54134_G_MIH3 | Great Lakes Hydro America - ME | Hydro | 81.0191 | 87.391 | 83.6901
54134_G_MIH4 | Great Lakes Hydro America - ME | Hydro | 81.0191 | 87.391 | 83.6901
54134_G_MIH5 | Great Lakes Hydro America - ME | Hydro | 81.0191 | 87.391 | 83.6901
54134_G_MIH6 | Great Lakes Hydro America - ME | Hydro | 81.0191 | 87.391 | 83.6901
54134_G_MIH7 | Great Lakes Hydro America - ME | Hydro | 81.0191 | 87.391 | 83.6901
54134_G_MIH8 | Great Lakes Hydro America - ME | Hydro | 81.0191 | 87.391 | 83.6901
54134_G_MIHI | Great Lakes Hydro America - ME | Hydro | 81.0191 | 87.391 | 83.6901
54134_G_NOH1 | Great Lakes Hydro America - ME | Hydro | 81.0191 | 87.391 | 83.6901
54134_G_NOH2 | Great Lakes Hydro America - ME | Hydro | 81.0191 | 87.391 | 83.6901
54134_G_NOH3 | Great Lakes Hydro America - ME | Hydro | 81.0191 | 87.391 | 83.6901
54134_G_WEH1 | Great Lakes Hydro America - ME | Hydro | 81.0191 | 87.391 | 83.6901
54134_G_WEH2 | Great Lakes Hydro America - ME | Hydro | 81.0191 | 87.391 | 83.6901
54134_G_WEH3 | Great Lakes Hydro America - ME | Hydro | 81.0191 | 87.391 | 83.6901
54134_G_WEH4 | Great Lakes Hydro America - ME | Hydro | 81.0191 | 87.391 | 83.6901
54142_G_GEN1 | Hillcrest Pump Station | Hydro | 81.0191 | 87.391 | 83.6901
54148_G_GEN1 | Hydro Kennebec Project | Hydro | 81.0191 | 87.391 | 83.6901
54148_G_GEN2 | Hydro Kennebec Project | Hydro | 81.0191 | 87.391 | 83.6901
54149_G_GEN1 | Stony Brook Cogen Plant | Combustion Turbine | 88.1508 | 89.9672 | 88.9122
542_G_UN10 | Cos Cob | Combustion Turbine | 84.7073 | 87.0873 | 85.7049
542_G_UN11 | Cos Cob | Combustion Turbine | 84.7073 | 87.0873 | 85.7049
542_G_UN12 | Cos Cob | Combustion Turbine | 84.7073 | 87.0873 | 85.7049
542_G_UN13 | Cos Cob | Combustion Turbine | 84.7073 | 87.0873 | 85.7049
542_G_un14 | Cos Cob | Combustion Turbine | 88.1508 | 89.9672 | 88.9122
54202_G_1 | Upper Androscoggin | Hydro | 81.0191 | 87.391 | 83.6901
54202_G_3 | Upper Androscoggin | Hydro | 81.0191 | 87.391 | 83.6901
54221_G_1 | Blanco Compressor Station | O/G Steam | 87.925 | 90.7796 | 89.1216
54221_G_2 | Blanco Compressor Station | O/G Steam | 87.925 | 90.7796 | 89.1216
54224_G_DG4 | Franklin Heating Station | Combustion Turbine | 84.7073 | 87.0873 | 85.7049
54224_G_DG5 | Franklin Heating Station | Combustion Turbine | 84.7073 | 87.0873 | 85.7049
54224_G_DG6 | Franklin Heating Station | Combustion Turbine | 84.7073 | 87.0873 | 85.7049
54224_G_DG7 | Franklin Heating Station | Combustion Turbine | 84.7073 | 87.0873 | 85.7049
54224_G_EG1 | Franklin Heating Station | Combustion Turbine | 84.7073 | 87.0873 | 85.7049
54224_G_EG2 | Franklin Heating Station | Combustion Turbine | 84.7073 | 87.0873 | 85.7049
54224_G_EG3 | Franklin Heating Station | Combustion Turbine | 84.7073 | 87.0873 | 85.7049
54224_G_GEN6 | Franklin Heating Station | Non-Fossil Waste | 90 | 90 | 90
54239_G_3023 | Naval Submarine Base Kings Bay | Combustion Turbine | 84.7073 | 87.0873 | 85.7049
54239_G_3024 | Naval Submarine Base Kings Bay | Combustion Turbine | 84.7073 | 87.0873 | 85.7049
54239_G_3025 | Naval Submarine Base Kings Bay | Combustion Turbine | 84.7073 | 87.0873 | 85.7049
54239_G_3027 | Naval Submarine Base Kings Bay | Combustion Turbine | 84.7073 | 87.0873 | 85.7049
54239_G_3028 | Naval Submarine Base Kings Bay | Combustion Turbine | 84.7073 | 87.0873 | 85.7049
54239_G_3029 | Naval Submarine Base Kings Bay | Combustion Turbine | 84.7073 | 87.0873 | 85.7049
54239_G_5876 | Naval Submarine Base Kings Bay | Combustion Turbine | 84.7073 | 87.0873 | 85.7049
54239_G_5877 | Naval Submarine Base Kings Bay | Combustion Turbine | 84.7073 | 87.0873 | 85.7049
54239_G_5878 | Naval Submarine Base Kings Bay | Combustion Turbine | 84.7073 | 87.0873 | 85.7049
54239_G_5879 | Naval Submarine Base Kings Bay | Combustion Turbine | 84.7073 | 87.0873 | 85.7049
54239_G_5880 | Naval Submarine Base Kings Bay | Combustion Turbine | 84.7073 | 87.0873 | 85.7049
54239_G_5881 | Naval Submarine Base Kings Bay | Combustion Turbine | 84.7073 | 87.0873 | 85.7049
54245_G_EXI1 | Nelson Plant Generators | Combustion Turbine | 84.7073 | 87.0873 | 85.7049
54245_G_EXI2 | Nelson Plant Generators | Combustion Turbine | 84.7073 | 87.0873 | 85.7049
54249_G_GEN1 | Smith Falls Hydro Project | Hydro | 85.5621 | 81.0962 | 83.6901
54249_G_GEN2 | Smith Falls Hydro Project | Hydro | 85.5621 | 81.0962 | 83.6901
54249_G_GEN3 | Smith Falls Hydro Project | Hydro | 85.5621 | 81.0962 | 83.6901
54251_G_1 | Opal Springs Hydro | Hydro | 85.5621 | 81.0962 | 83.6901
54258_G_WIN1 | Westwind Trust | Wind | 95 | 95 | 95
54261_G_3385 | Warm Springs Hydro Project | Hydro | 81.0191 | 87.391 | 83.6901
54267_G_GEN1 | Koma Kulshan Associates | Hydro | 85.5621 | 81.0962 | 83.6901
54268_G_GTG1 | March Point Cogeneration | Combined Cycle | 88.516 | 84.5576 | 86.8567
54268_G_GTG2 | March Point Cogeneration | Combined Cycle | 88.516 | 84.5576 | 86.8567
54268_G_GTG3 | March Point Cogeneration | Combined Cycle | 88.516 | 84.5576 | 86.8567
54268_G_STG1 | March Point Cogeneration | Combined Cycle | 88.516 | 84.5576 | 86.8567
54271_G_CTG1 | Saguaro Power | Combined Cycle | 84.4893 | 90.1371 | 86.8567
54271_G_CTG2 | Saguaro Power | Combined Cycle | 84.4893 | 90.1371 | 86.8567
54271_G_STG | Saguaro Power | Combined Cycle | 84.4893 | 90.1371 | 86.8567
54285_G_1 | Hastings City Hydroelectric | Hydro | 81.0191 | 87.391 | 83.6901
54285_G_2 | Hastings City Hydroelectric | Hydro | 81.0191 | 87.391 | 83.6901
54298_G_GEWE | Coram Energy LLC (ECT) | Wind | 95 | 95 | 95
54299_G_GEWE | Coram Energy LLC | Wind | 95 | 95 | 95
54300_G_GEWE | CTV Power Purchase Contract Trust | Wind | 95 | 95 | 95
54301_G_BK1 | Colebrook Hydroelectric | Hydro | 81.0191 | 87.391 | 83.6901
54301_G_BK2 | Colebrook Hydroelectric | Hydro | 81.0191 | 87.391 | 83.6901
54302_G_G1 | Goodwin Hydroelectric | Hydro | 81.0191 | 87.391 | 83.6901
54302_G_G2 | Goodwin Hydroelectric | Hydro | 81.0191 | 87.391 | 83.6901
54306_G_1 | Wilson Lake Hydroelectric Project | Hydro | 81.0191 | 87.391 | 83.6901
54306_G_2 | Wilson Lake Hydroelectric Project | Hydro | 81.0191 | 87.391 | 83.6901
54308_G_1 | Three Forks Water Power Project | Hydro | 81.0191 | 87.391 | 83.6901
54321_G_2N80 | Goodyear Beaumont Chemical Plant | Combustion Turbine | 84.7073 | 87.0873 | 85.7049
54321_G_N802 | Goodyear Beaumont Chemical Plant | Combustion Turbine | 84.7073 | 87.0873 | 85.7049
54321_G_N803 | Goodyear Beaumont Chemical Plant | Combustion Turbine | 84.7073 | 87.0873 | 85.7049
54321_G_N804 | Goodyear Beaumont Chemical Plant | Combustion Turbine | 84.7073 | 87.0873 | 85.7049
54322_G_2 | Sibley Mill | Hydro | 81.0191 | 87.391 | 83.6901
54322_G_3 | Sibley Mill | Hydro | 81.0191 | 87.391 | 83.6901
54322_G_4 | Sibley Mill | Hydro | 81.0191 | 87.391 | 83.6901
54324_G_GEN1 | Ocean State Power II | Combined Cycle | 84.4893 | 90.1371 | 86.8567
54324_G_GEN2 | Ocean State Power II | Combined Cycle | 84.4893 | 90.1371 | 86.8567
54324_G_GEN3 | Ocean State Power II | Combined Cycle | 84.4893 | 90.1371 | 86.8567
54327_G_TOY4 | Toyon Power Station | Landfill Gas | 90 | 90 | 90
54327_G_TOY5 | Toyon Power Station | Landfill Gas | 90 | 90 | 90
54333_G_G001 | Bucknell University | Combined Cycle | 88.516 | 84.5576 | 86.8567
54333_G_G502 | Bucknell University | Combined Cycle | 88.516 | 84.5576 | 86.8567
54340_G_1 | Norway Point Hydropower Project | Hydro | 81.0191 | 87.391 | 83.6901
54340_G_2 | Norway Point Hydropower Project | Hydro | 81.0191 | 87.391 | 83.6901
54341_G_1 | Four Mile Hydropower Project | Hydro | 81.0191 | 87.391 | 83.6901
54341_G_2 | Four Mile Hydropower Project | Hydro | 81.0191 | 87.391 | 83.6901
54341_G_3 | Four Mile Hydropower Project | Hydro | 81.0191 | 87.391 | 83.6901
54341_G_4 | Four Mile Hydropower Project | Hydro | 81.0191 | 87.391 | 83.6901
54342_G_1 | Ninth Street Hydropower Project | Hydro | 81.0191 | 87.391 | 83.6901
54342_G_2 | Ninth Street Hydropower Project | Hydro | 81.0191 | 87.391 | 83.6901
54342_G_3 | Ninth Street Hydropower Project | Hydro | 81.0191 | 87.391 | 83.6901
54343_G_GEN1 | Terminus Hydroelectric Project | Hydro | 81.0191 | 87.391 | 83.6901
54349_G_GTA | Nevada Cogen Associates 2 Black Mountain | Combined Cycle | 84.4893 | 90.1371 | 86.8567
54349_G_GTB | Nevada Cogen Associates 2 Black Mountain | Combined Cycle | 84.4893 | 90.1371 | 86.8567
54349_G_GTC | Nevada Cogen Associates 2 Black Mountain | Combined Cycle | 84.4893 | 90.1371 | 86.8567
54349_G_STM | Nevada Cogen Associates 2 Black Mountain | Combined Cycle | 84.4893 | 90.1371 | 86.8567
54350_G_GTA | Nevada Cogen Assoc#1 GarnetVly | Combined Cycle | 84.4893 | 90.1371 | 86.8567
54350_G_GTB | Nevada Cogen Assoc#1 GarnetVly | Combined Cycle | 84.4893 | 90.1371 | 86.8567
54350_G_GTC | Nevada Cogen Assoc#1 GarnetVly | Combined Cycle | 84.4893 | 90.1371 | 86.8567
54350_G_STM | Nevada Cogen Assoc#1 GarnetVly | Combined Cycle | 84.4893 | 90.1371 | 86.8567
54355_G_GEN1 | Chace Mill Winooski One | Hydro | 81.0191 | 87.391 | 83.6901
54355_G_GEN2 | Chace Mill Winooski One | Hydro | 81.0191 | 87.391 | 83.6901
54355_G_GEN3 | Chace Mill Winooski One | Hydro | 81.0191 | 87.391 | 83.6901
54365_G_APC1 | Orange Cogeneration Facility | Combined Cycle | 84.4893 | 90.1371 | 86.8567
54365_G_APC2 | Orange Cogeneration Facility | Combined Cycle | 84.4893 | 90.1371 | 86.8567
54365_G_APC3 | Orange Cogeneration Facility | Combined Cycle | 84.4893 | 90.1371 | 86.8567
54371_G_ODC1 | Oildale Energy LLC | Combustion Turbine | 88.1508 | 89.9672 | 88.9122
54372_G_GT1 | University of Colorado | Combined Cycle | 84.4893 | 90.1371 | 86.8567
54372_G_GT2 | University of Colorado | Combined Cycle | 84.4893 | 90.1371 | 86.8567
54372_G_ST1 | University of Colorado | Combined Cycle | 84.4893 | 90.1371 | 86.8567
54373_G_ENG1 | Southbridge Energy Center LLC | Combustion Turbine | 84.7073 | 87.0873 | 85.7049
54373_G_ENG2 | Southbridge Energy Center LLC | Combustion Turbine | 84.7073 | 87.0873 | 85.7049
54373_G_ENG3 | Southbridge Energy Center LLC | Combustion Turbine | 84.7073 | 87.0873 | 85.7049
54373_G_ENG4 | Southbridge Energy Center LLC | Combustion Turbine | 84.7073 | 87.0873 | 85.7049
54373_G_ENG5 | Southbridge Energy Center LLC | Combustion Turbine | 84.7073 | 87.0873 | 85.7049
54384_G_GEN1 | EHC West Hopkinton | Hydro | 81.0191 | 87.391 | 83.6901
54385_G_GEN1 | Kinneytown New Old | Hydro | 81.0191 | 87.391 | 83.6901
54385_G_GEN2 | Kinneytown New Old | Hydro | 81.0191 | 87.391 | 83.6901
54386_G_GEN1 | Little Wood Hydro Project | Hydro | 81.0191 | 87.391 | 83.6901
54387_G_GEN1 | Weeks Falls | Hydro | 85.5621 | 81.0962 | 83.6901
54391_G_1 | Alice Falls Hydro Project | Hydro | 85.5621 | 81.0962 | 83.6901
54391_G_2 | Alice Falls Hydro Project | Hydro | 85.5621 | 81.0962 | 83.6901
54392_G_GEN1 | BJ Gas Recovery | Landfill Gas | 90 | 90 | 90
54394_G_GEN1 | Dry Creek Project | Hydro | 81.0191 | 87.391 | 83.6901
54395_G_1 | Stillwater Hydro Electric Project | Hydro | 81.0191 | 87.391 | 83.6901
54395_G_2 | Stillwater Hydro Electric Project | Hydro | 81.0191 | 87.391 | 83.6901
544_G_10 | Devon Station | Combustion Turbine | 84.7073 | 87.0873 | 85.7049
544_G_11 | Devon Station | Combustion Turbine | 88.1508 | 89.9672 | 88.9122
544_G_12 | Devon Station | Combustion Turbine | 88.1508 | 89.9672 | 88.9122
544_G_13 | Devon Station | Combustion Turbine | 88.1508 | 89.9672 | 88.9122
544_G_14 | Devon Station | Combustion Turbine | 88.1508 | 89.9672 | 88.9122
54406_G_P31 | Capitol Heat and Power | Combustion Turbine | 84.7073 | 87.0873 | 85.7049
54406_G_P32 | Capitol Heat and Power | Combustion Turbine | 84.7073 | 87.0873 | 85.7049
54407_G_1 | Waupun Correctional Central Heating Plt | Coal Steam | 82.3378 | 86.374 | 84.0297
54407_G_2 | Waupun Correctional Central Heating Plt | Coal Steam | 82.3378 | 86.374 | 84.0297
54410_G_CTG | DAI Oildale | Combined Cycle | 84.4893 | 90.1371 | 86.8567
54410_G_STG | DAI Oildale | Combined Cycle | 84.4893 | 90.1371 | 86.8567
54418_G_GEN1 | Rollinsford | Hydro | 81.0191 | 87.391 | 83.6901
54418_G_GEN2 | Rollinsford | Hydro | 81.0191 | 87.391 | 83.6901
54423_G_GT1 | Lake Cogen Ltd | Combined Cycle | 84.4893 | 90.1371 | 86.8567
54423_G_GT2 | Lake Cogen Ltd | Combined Cycle | 84.4893 | 90.1371 | 86.8567
54423_G_ST1 | Lake Cogen Ltd | Combined Cycle | 84.4893 | 90.1371 | 86.8567
54424_G_EDG1 | Pasco Cogen Ltd | Combustion Turbine | 84.7073 | 87.0873 | 85.7049
54424_G_EDG2 | Pasco Cogen Ltd | Combustion Turbine | 84.7073 | 87.0873 | 85.7049
54424_G_GT1 | Pasco Cogen Ltd | Combined Cycle | 84.4893 | 90.1371 | 86.8567
54424_G_GT2 | Pasco Cogen Ltd | Combined Cycle | 84.4893 | 90.1371 | 86.8567
54424_G_ST1 | Pasco Cogen Ltd | Combined Cycle | 84.4893 | 90.1371 | 86.8567
54426_G_GT1 | Mulberry Cogeneration Facility | Combined Cycle | 84.4893 | 90.1371 | 86.8567
54426_G_ST1 | Mulberry Cogeneration Facility | Combined Cycle | 84.4893 | 90.1371 | 86.8567
54447_G_TI | Welport Lease Project | Combustion Turbine | 84.7073 | 87.0873 | 85.7049
54449_G_T1 | Dome Project | Combustion Turbine | 84.7073 | 87.0873 | 85.7049
54449_G_T2 | Dome Project | Combustion Turbine | 84.7073 | 87.0873 | 85.7049
54453_G_GEN2 | ENXCO Wind Farm V | Wind | 95 | 95 | 95
54454_G_GEN3 | San Gorgonio Windplant WPP1993 | Wind | 95 | 95 | 95
54462_G_1 | Graniteville Enterprise Division | Hydro | 81.0191 | 87.391 | 83.6901
54462_G_2 | Graniteville Enterprise Division | Hydro | 81.0191 | 87.391 | 83.6901
54466_G_GEN1 | Orlando Cogen LP | Combined Cycle | 84.4893 | 90.1371 | 86.8567
54470_G_GEN1 | Eagle & Phenix | Hydro | 81.0191 | 87.391 | 83.6901
54471_G_01 | Mascoma Hydro | Hydro | 81.0191 | 87.391 | 83.6901
54471_G_02 | Mascoma Hydro | Hydro | 81.0191 | 87.391 | 83.6901
54471_G_03 | Mascoma Hydro | Hydro | 81.0191 | 87.391 | 83.6901
54476_G_GEN1 | Sumas Power Plant | Combined Cycle | 88.516 | 84.5576 | 86.8567
54476_G_GEN2 | Sumas Power Plant | Combined Cycle | 88.516 | 84.5576 | 86.8567
54477_G_GEN1 | Oroville Cogeneration LP | Combustion Turbine | 84.7073 | 87.0873 | 85.7049
54477_G_GEN2 | Oroville Cogeneration LP | Combustion Turbine | 84.7073 | 87.0873 | 85.7049
54477_G_GEN3 | Oroville Cogeneration LP | Combustion Turbine | 84.7073 | 87.0873 | 85.7049
54477_G_GEN4 | Oroville Cogeneration LP | Combustion Turbine | 84.7073 | 87.0873 | 85.7049
54477_G_GEN5 | Oroville Cogeneration LP | Combustion Turbine | 84.7073 | 87.0873 | 85.7049
54477_G_GEN6 | Oroville Cogeneration LP | Combustion Turbine | 84.7073 | 87.0873 | 85.7049
54477_G_GEN7 | Oroville Cogeneration LP | Combustion Turbine | 84.7073 | 87.0873 | 85.7049
54514_G_1 | Blind Canyon Hydro | Hydro | 81.0191 | 87.391 | 83.6901
54518_G_GT2 | Formosa Plastics | Combustion Turbine | 88.1508 | 89.9672 | 88.9122
54518_G_GT3 | Formosa Plastics | Combustion Turbine | 88.1508 | 89.9672 | 88.9122
54524_G_GEN1 | Horseshoe Bend Hydroelectric Company | Hydro | 81.0191 | 87.391 | 83.6901
54524_G_GEN2 | Horseshoe Bend Hydroelectric Company | Hydro | 81.0191 | 87.391 | 83.6901
54525_G_1 | Kankakee Hydro Facility | Hydro | 81.0191 | 87.391 | 83.6901
54525_G_2 | Kankakee Hydro Facility | Hydro | 81.0191 | 87.391 | 83.6901
54525_G_3 | Kankakee Hydro Facility | Hydro | 81.0191 | 87.391 | 83.6901
54536_G_0201 | Sumpter Energy Associates | Landfill Gas | 90 | 90 | 90
54536_G_0202 | Sumpter Energy Associates | Landfill Gas | 90 | 90 | 90
54536_G_0203 | Sumpter Energy Associates | Landfill Gas | 90 | 90 | 90
54536_G_0204 | Sumpter Energy Associates | Landfill Gas | 90 | 90 | 90
54536_G_0205 | Sumpter Energy Associates | Landfill Gas | 90 | 90 | 90
54536_G_0386 | Sumpter Energy Associates | Landfill Gas | 90 | 90 | 90
54536_G_0388 | Sumpter Energy Associates | Landfill Gas | 90 | 90 | 90
54536_G_0389 | Sumpter Energy Associates | Landfill Gas | 90 | 90 | 90
54536_G_0392 | Sumpter Energy Associates | Landfill Gas | 90 | 90 | 90
54536_G_0435 | Sumpter Energy Associates | Landfill Gas | 90 | 90 | 90
54536_G_0437 | Sumpter Energy Associates | Landfill Gas | 90 | 90 | 90
54536_G_0440 | Sumpter Energy Associates | Landfill Gas | 90 | 90 | 90
54536_G_0447 | Sumpter Energy Associates | Landfill Gas | 90 | 90 | 90
54536_G_0464 | Sumpter Energy Associates | Landfill Gas | 90 | 90 | 90
54536_G_0467 | Sumpter Energy Associates | Landfill Gas | 90 | 90 | 90
54537_G_CT1A | Tenaska Ferndale Cogeneration Station | Combined Cycle | 88.516 | 84.5576 | 86.8567
54537_G_CT1B | Tenaska Ferndale Cogeneration Station | Combined Cycle | 88.516 | 84.5576 | 86.8567
54537_G_ST1 | Tenaska Ferndale Cogeneration Station | Combined Cycle | 88.516 | 84.5576 | 86.8567
54538_G_MAG1 | Hartwell Energy LP | Combustion Turbine | 89.6928 | 92.6015 | 90.9121
54538_G_MAG2 | Hartwell Energy LP | Combustion Turbine | 89.6928 | 92.6015 | 90.9121
54539_G_GEN1 | Venice Resources Gas Recovery | Landfill Gas | 90 | 90 | 90
54539_G_GEN2 | Venice Resources Gas Recovery | Landfill Gas | 90 | 90 | 90
54541_G_1 | Entenmanns Energy Center | Combustion Turbine | 84.7073 | 87.0873 | 85.7049
54541_G_2 | Entenmanns Energy Center | Combustion Turbine | 84.7073 | 87.0873 | 85.7049
54541_G_3 | Entenmanns Energy Center | Combustion Turbine | 84.7073 | 87.0873 | 85.7049
54541_G_4 | Entenmanns Energy Center | Combustion Turbine | 84.7073 | 87.0873 | 85.7049
54547_G_1 | Sithe Independence Station | Combined Cycle | 84.4893 | 90.1371 | 86.8567
54547_G_2 | Sithe Independence Station | Combined Cycle | 84.4893 | 90.1371 | 86.8567
54547_G_3 | Sithe Independence Station | Combined Cycle | 84.4893 | 90.1371 | 86.8567
54547_G_4 | Sithe Independence Station | Combined Cycle | 84.4893 | 90.1371 | 86.8567
54547_G_5 | Sithe Independence Station | Combined Cycle | 84.4893 | 90.1371 | 86.8567
54547_G_6 | Sithe Independence Station | Combined Cycle | 84.4893 | 90.1371 | 86.8567
54548_G_1 | Longfalls Facility | Hydro | 81.0191 | 87.391 | 83.6901
54549_G_1-1 | Granger Electric Generating Station #1 | Landfill Gas | 90 | 90 | 90
54549_G_1-2 | Granger Electric Generating Station #1 | Landfill Gas | 90 | 90 | 90
54549_G_1-3 | Granger Electric Generating Station #1 | Landfill Gas | 90 | 90 | 90
54549_G_1-4 | Granger Electric Generating Station #1 | Landfill Gas | 90 | 90 | 90
54549_G_1-5 | Granger Electric Generating Station #1 | Landfill Gas | 90 | 90 | 90
54549_G_1-6 | Granger Electric Generating Station #1 | Landfill Gas | 90 | 90 | 90
54549_G_1-7 | Granger Electric Generating Station #1 | Landfill Gas | 90 | 90 | 90
54550_G_901 | ExxonMobil Mobile Bay Onshore | Combined Cycle | 84.4893 | 90.1371 | 86.8567
54550_G_901A | ExxonMobil Mobile Bay Onshore | Combined Cycle | 84.4893 | 90.1371 | 86.8567
54550_G_901B | ExxonMobil Mobile Bay Onshore | Combined Cycle | 84.4893 | 90.1371 | 86.8567
54550_G_901C | ExxonMobil Mobile Bay Onshore | Combined Cycle | 84.4893 | 90.1371 | 86.8567
54554_G_GEN1 | Spicer Meadow Project | Hydro | 81.0191 | 87.391 | 83.6901
54554_G_GEN2 | Spicer Meadow Project | Hydro | 81.0191 | 87.391 | 83.6901
54554_G_GEN3 | Spicer Meadow Project | Hydro | 81.0191 | 87.391 | 83.6901
54555_G_GEN1 | Collierville Powerhouse | Hydro | 83.3856 | 90.5577 | 86.392
54555_G_GEN2 | Collierville Powerhouse | Hydro | 83.3856 | 90.5577 | 86.392
54556_G_TG03 | Corn Products Illinois | Combustion Turbine | 84.7073 | 87.0873 | 85.7049
54556_G_TG04 | Corn Products Illinois | Combustion Turbine | 84.7073 | 87.0873 | 85.7049
54558_G_U1 | Hazelton B Hydro | Hydro | 81.0191 | 87.391 | 83.6901
54558_G_U2 | Hazelton B Hydro | Hydro | 81.0191 | 87.391 | 83.6901
54561_G_GT-G | Jefferson Smurfit Santa Clara Mill | Combined Cycle | 84.4893 | 90.1371 | 86.8567
54561_G_ST-G | Jefferson Smurfit Santa Clara Mill | Combined Cycle | 84.4893 | 90.1371 | 86.8567
54567_G_1 | MM Yolo Power LLC Facility | Landfill Gas | 90 | 90 | 90
54567_G_2 | MM Yolo Power LLC Facility | Landfill Gas | 90 | 90 | 90
54567_G_3 | MM Yolo Power LLC Facility | Landfill Gas | 90 | 90 | 90
54567_G_4 | MM Yolo Power LLC Facility | Landfill Gas | 90 | 90 | 90
54567_G_5 | MM Yolo Power LLC Facility | Landfill Gas | 90 | 90 | 90
54572_G_UNT1 | Lochmere Hydroelectric Plant | Hydro | 81.0191 | 87.391 | 83.6901
54572_G_UNT2 | Lochmere Hydroelectric Plant | Hydro | 81.0191 | 87.391 | 83.6901
54572_G_UNT3 | Lochmere Hydroelectric Plant | Hydro | 81.0191 | 87.391 | 83.6901
54572_G_UNT4 | Lochmere Hydroelectric Plant | Hydro | 81.0191 | 87.391 | 83.6901
54573_G_1 | Wappinger Falls Hydroelectric | Hydro | 81.0191 | 87.391 | 83.6901
54573_G_2 | Wappinger Falls Hydroelectric | Hydro | 81.0191 | 87.391 | 83.6901
54574_G_GEN1 | Saranac Facility | Combined Cycle | 88.516 | 84.5576 | 86.8567
54574_G_GEN2 | Saranac Facility | Combined Cycle | 88.516 | 84.5576 | 86.8567
54574_G_GEN3 | Saranac Facility | Combined Cycle | 88.516 | 84.5576 | 86.8567
54578_G_1001 | Glenns Ferry Cogen Facility | Combined Cycle | 84.4893 | 90.1371 | 86.8567
54579_G_1002 | Rupert Cogen Project | Combined Cycle | 84.4893 | 90.1371 | 86.8567
54580_G_C1 | Curtis Palmer Hydroelectric | Hydro | 81.0191 | 87.391 | 83.6901
54580_G_C2 | Curtis Palmer Hydroelectric | Hydro | 81.0191 | 87.391 | 83.6901
54580_G_C3 | Curtis Palmer Hydroelectric | Hydro | 81.0191 | 87.391 | 83.6901
54580_G_C4 | Curtis Palmer Hydroelectric | Hydro | 81.0191 | 87.391 | 83.6901
54580_G_C5 | Curtis Palmer Hydroelectric | Hydro | 81.0191 | 87.391 | 83.6901
54580_G_P1 | Curtis Palmer Hydroelectric | Hydro | 81.0191 | 87.391 | 83.6901
54580_G_P2 | Curtis Palmer Hydroelectric | Hydro | 81.0191 | 87.391 | 83.6901
54586_G_TRENT | L'Energia Energy Center | Combined Cycle | 84.4893 | 90.1371 | 86.8567
54586_G_VAX | L'Energia Energy Center | Combined Cycle | 84.4893 | 90.1371 | 86.8567
54592_G_GEN1 | Massena Energy Holdings LLC | Combined Cycle | 88.516 | 84.5576 | 86.8567
54592_G_GEN2 | Massena Energy Holdings LLC | Combined Cycle | 88.516 | 84.5576 | 86.8567
54592_G_IC | Massena Energy Holdings LLC | Combustion Turbine | 86.4041 | 84.7361 | 85.7049
54593_G_GEN1 | Batavia Power Plant | Combined Cycle | 84.4893 | 90.1371 | 86.8567
54593_G_GEN2 | Batavia Power Plant | Combined Cycle | 84.4893 | 90.1371 | 86.8567
54593_G_GEN3 | Batavia Power Plant | Combustion Turbine | 84.7073 | 87.0873 | 85.7049
546_G_10 | Montville Station | Combustion Turbine | 84.7073 | 87.0873 | 85.7049
546_G_11 | Montville Station | Combustion Turbine | 84.7073 | 87.0873 | 85.7049
54637_G_GCG1 | JCO Oxides Olefins Plant | Combustion Turbine | 88.1508 | 89.9672 | 88.9122
54637_G_GCG2 | JCO Oxides Olefins Plant | Combustion Turbine | 88.1508 | 89.9672 | 88.9122
54639_G_CAS1 | Berlin Gorham | Hydro | 81.0191 | 87.391 | 83.6901
54639_G_CAS2 | Berlin Gorham | Hydro | 81.0191 | 87.391 | 83.6901
54639_G_CAS3 | Berlin Gorham | Hydro | 81.0191 | 87.391 | 83.6901
54639_G_GOR2 | Berlin Gorham | Hydro | 81.0191 | 87.391 | 83.6901
54639_G_GOR3 | Berlin Gorham | Hydro | 81.0191 | 87.391 | 83.6901
54639_G_GOR4 | Berlin Gorham | Hydro | 81.0191 | 87.391 | 83.6901
54639_G_RS1 | Berlin Gorham | Hydro | 81.0191 | 87.391 | 83.6901
54639_G_RS3 | Berlin Gorham | Hydro | 81.0191 | 87.391 | 83.6901
54639_G_SH2 | Berlin Gorham | Hydro | 81.0191 | 87.391 | 83.6901
54639_G_SHL1 | Berlin Gorham | Hydro | 81.0191 | 87.391 | 83.6901
54639_G_SHL3 | Berlin Gorham | Hydro | 81.0191 | 87.391 | 83.6901
54639_G_SM1 | Berlin Gorham | Hydro | 81.0191 | 87.391 | 83.6901
54639_G_SM2 | Berlin Gorham | Hydro | 81.0191 | 87.391 | 83.6901
54639_G_SM3 | Berlin Gorham | Hydro | 81.0191 | 87.391 | 83.6901
54639_G_SM4 | Berlin Gorham | Hydro | 81.0191 | 87.391 | 83.6901
54639_G_XP1 | Berlin Gorham | Hydro | 81.0191 | 87.391 | 83.6901
54639_G_XP2 | Berlin Gorham | Hydro | 81.0191 | 87.391 | 83.6901
54639_G_XP3 | Berlin Gorham | Hydro | 81.0191 | 87.391 | 83.6901
54639_G_XP4 | Berlin Gorham | Hydro | 81.0191 | 87.391 | 83.6901
54639_G_XP5 | Berlin Gorham | Hydro | 81.0191 | 87.391 | 83.6901
54640_G_GEN1 | NAEA Lakewood LLC | Combined Cycle | 84.4893 | 90.1371 | 86.8567
54640_G_GEN2 | NAEA Lakewood LLC | Combined Cycle | 84.4893 | 90.1371 | 86.8567
54640_G_GEN3 | NAEA Lakewood LLC | Combined Cycle | 84.4893 | 90.1371 | 86.8567
54647_G_EXIS | TPC Windfarms LLC | Wind | 95 | 95 | 95
54650_G_EXI2 | Swanmill Windfarm I | Wind | 95 | 95 | 95
54650_G_EXIS | Swanmill Windfarm I | Wind | 95 | 95 | 95
54653_G_KAN1 | Kanaka | Hydro | 81.0191 | 87.391 | 83.6901
54654_G_KEK1 | Kekawaka Power House | Hydro | 81.0191 | 87.391 | 83.6901
54655_G_SCH1 | Schoolfield Dam | Hydro | 81.0191 | 87.391 | 83.6901
54655_G_SCH2 | Schoolfield Dam | Hydro | 81.0191 | 87.391 | 83.6901
54655_G_SCH3 | Schoolfield Dam | Hydro | 81.0191 | 87.391 | 83.6901
54658_G_CT | Auburndale Power Partners | Combined Cycle | 84.4893 | 90.1371 | 86.8567
54658_G_ST | Auburndale Power Partners | Combined Cycle | 84.4893 | 90.1371 | 86.8567
54659_G_GEN1 | Kankakee Gas Recovery | Landfill Gas | 90 | 90 | 90
54659_G_GEN2 | Kankakee Gas Recovery | Landfill Gas | 90 | 90 | 90
54661_G_GE10 | Pheasant Run Landfill Gas Recovery | Landfill Gas | 90 | 90 | 90
54661_G_GE11 | Pheasant Run Landfill Gas Recovery | Landfill Gas | 90 | 90 | 90
54661_G_GEN1 | Pheasant Run Landfill Gas Recovery | Landfill Gas | 90 | 90 | 90
54661_G_GEN2 | Pheasant Run Landfill Gas Recovery | Landfill Gas | 90 | 90 | 90
54661_G_GEN3 | Pheasant Run Landfill Gas Recovery | Landfill Gas | 90 | 90 | 90
54661_G_GEN4 | Pheasant Run Landfill Gas Recovery | Landfill Gas | 90 | 90 | 90
54661_G_GEN5 | Pheasant Run Landfill Gas Recovery | Landfill Gas | 90 | 90 | 90
54661_G_GEN6 | Pheasant Run Landfill Gas Recovery | Landfill Gas | 90 | 90 | 90
54661_G_GEN7 | Pheasant Run Landfill Gas Recovery | Landfill Gas | 90 | 90 | 90
54661_G_GEN8 | Pheasant Run Landfill Gas Recovery | Landfill Gas | 90 | 90 | 90
54661_G_GEN9 | Pheasant Run Landfill Gas Recovery | Landfill Gas | 90 | 90 | 90
54662_G_GEN1 | Woodland Landfill Gas Recovery | Landfill Gas | 90 | 90 | 90
54662_G_GEN2 | Woodland Landfill Gas Recovery | Landfill Gas | 90 | 90 | 90
54662_G_GEN3 | Woodland Landfill Gas Recovery | Landfill Gas | 90 | 90 | 90
54662_G_GEN4 | Woodland Landfill Gas Recovery | Landfill Gas | 90 | 90 | 90
54663_G_GEN1 | Turnkey Landfill Gas Recovery | Landfill Gas | 90 | 90 | 90
54663_G_GEN2 | Turnkey Landfill Gas Recovery | Landfill Gas | 90 | 90 | 90
54663_G_GEN3 | Turnkey Landfill Gas Recovery | Landfill Gas | 90 | 90 | 90
54663_G_GEN4 | Turnkey Landfill Gas Recovery | Landfill Gas | 90 | 90 | 90
54663_G_GEN5 | Turnkey Landfill Gas Recovery | Landfill Gas | 90 | 90 | 90
54663_G_GEN6 | Turnkey Landfill Gas Recovery | Landfill Gas | 90 | 90 | 90
54665_G_T201 | Steamboat II | Geothermal | 96.5697 | 97.5257 | 96.9704
54665_G_T202 | Steamboat II | Geothermal | 96.5697 | 97.5257 | 96.9704
54666_G_T301 | Steamboat III | Geothermal | 96.5697 | 97.5257 | 96.9704
54666_G_T302 | Steamboat III | Geothermal | 96.5697 | 97.5257 | 96.9704
54668_G_1 | Falls River Hydro | Hydro | 81.0191 | 87.391 | 83.6901
54668_G_2 | Falls River Hydro | Hydro | 81.0191 | 87.391 | 83.6901
54674_G_GEN1 | Ford Hydro LP | Hydro | 85.5621 | 81.0962 | 83.6901
54674_G_GEN2 | Ford Hydro LP | Hydro | 85.5621 | 81.0962 | 83.6901
54674_G_GEN3 | Ford Hydro LP | Hydro | 85.5621 | 81.0962 | 83.6901
54676_G_G81 | Oyster Creek Unit VIII | Combined Cycle | 84.4893 | 90.1371 | 86.8567
54676_G_G82 | Oyster Creek Unit VIII | Combined Cycle | 84.4893 | 90.1371 | 86.8567
54676_G_G83 | Oyster Creek Unit VIII | Combined Cycle | 84.4893 | 90.1371 | 86.8567
54676_G_G84 | Oyster Creek Unit VIII | Combined Cycle | 84.4893 | 90.1371 | 86.8567
54678_G_01 | Sidney A Murray Jr Hydroelectric | Hydro | 81.0191 | 87.391 | 83.6901
54678_G_02 | Sidney A Murray Jr Hydroelectric | Hydro | 81.0191 | 87.391 | 83.6901
54678_G_03 | Sidney A Murray Jr Hydroelectric | Hydro | 81.0191 | 87.391 | 83.6901
54678_G_04 | Sidney A Murray Jr Hydroelectric | Hydro | 81.0191 | 87.391 | 83.6901
54678_G_05 | Sidney A Murray Jr Hydroelectric | Hydro | 81.0191 | 87.391 | 83.6901
54678_G_06 | Sidney A Murray Jr Hydroelectric | Hydro | 81.0191 | 87.391 | 83.6901
54678_G_07 | Sidney A Murray Jr Hydroelectric | Hydro | 81.0191 | 87.391 | 83.6901
54678_G_08 | Sidney A Murray Jr Hydroelectric | Hydro | 81.0191 | 87.391 | 83.6901
54679_G_0001 | Boulder City Lakewood Hydro | Hydro | 81.0191 | 87.391 | 83.6901
54680_G_0001 | Boulder City Betasso Hydroelectric Plant | Hydro | 81.0191 | 87.391 | 83.6901
54681_G_EXIS | Difwind Farms Ltd I | Wind | 95 | 95 | 95
54682_G_EXIS | Difwind Farms Ltd II | Wind | 95 | 95 | 95
54685_G_EXIS | Difwind Farms Ltd V | Wind | 95 | 95 | 95
54686_G_EXIS | Difwind Farms Ltd VI | Wind | 95 | 95 | 95
54687_G_EXIS | Difwind Farms Ltd VIII | Wind | 95 | 95 | 95
54688_G_HYD1 | Thundermist Hydro | Hydro | 81.0191 | 87.391 | 83.6901
54689_G_1 | Heber Geothermal | Geothermal | 96.5697 | 97.5257 | 96.9704
54689_G_2 | Heber Geothermal | Geothermal | 96.5697 | 97.5257 | 96.9704
54689_G_3 | Heber Geothermal | Geothermal | 96.5697 | 97.5257 | 96.9704
54693_G_GT#1 | York Generation Company LLC | Combined Cycle | 88.516 | 84.5576 | 86.8567
54693_G_GT#2 | York Generation Company LLC | Combined Cycle | 88.516 | 84.5576 | 86.8567
54693_G_GT#5 | York Generation Company LLC | Combined Cycle | 88.516 | 84.5576 | 86.8567
54693_G_GT#6 | York Generation Company LLC | Combined Cycle | 88.516 | 84.5576 | 86.8567
54693_G_ST#1 | York Generation Company LLC | Combined Cycle | 88.516 | 84.5576 | 86.8567
54693_G_ST#2 | York Generation Company LLC | Combined Cycle | 88.516 | 84.5576 | 86.8567
54694_G_GEN1 | Yuma Cogeneration Associates | Combined Cycle | 84.4893 | 90.1371 | 86.8567
54694_G_GEN2 | Yuma Cogeneration Associates | Combined Cycle | 84.4893 | 90.1371 | 86.8567
547_G_1 | Northfield Mountain | Pumped Storage | 82.7612 | 89.89 | 85.7494
547_G_2 | Northfield Mountain | Pumped Storage | 82.7612 | 89.89 | 85.7494
547_G_3 | Northfield Mountain | Pumped Storage | 82.7612 | 89.89 | 85.7494
547_G_4 | Northfield Mountain | Pumped Storage | 82.7612 | 89.89 | 85.7494
54700_G_GEN1 | Metro Methane Recovery Facility | Landfill Gas | 90 | 90 | 90
54700_G_GEN2 | Metro Methane Recovery Facility | Landfill Gas | 90 | 90 | 90
54700_G_GEN3 | Metro Methane Recovery Facility | Landfill Gas | 90 | 90 | 90
54700_G_GEN4 | Metro Methane Recovery Facility | Landfill Gas | 90 | 90 | 90
54700_G_GEN5 | Metro Methane Recovery Facility | Landfill Gas | 90 | 90 | 90
54700_G_GEN6 | Metro Methane Recovery Facility | Landfill Gas | 90 | 90 | 90
54700_G_GEN7 | Metro Methane Recovery Facility | Landfill Gas | 90 | 90 | 90
54700_G_GEN8 | Metro Methane Recovery Facility | Landfill Gas | 90 | 90 | 90
54707_G_1 | Hunterdon Cogen Facility | Combustion Turbine | 84.7073 | 87.0873 | 85.7049
54710_G_0001 | Alliant SBD 9205 A Y McDonald | Combustion Turbine | 84.7073 | 87.0873 | 85.7049
54710_G_0002 | Alliant SBD 9205 A Y McDonald | Combustion Turbine | 84.7073 | 87.0873 | 85.7049
54712_G_0044 | Alliant SBD 9201 Norplex | Combustion Turbine | 84.7073 | 87.0873 | 85.7049
54714_G_1265 | Alliant SBD 8501 Aegon LI | Combustion Turbine | 84.7073 | 87.0873 | 85.7049
54714_G_1270 | Alliant SBD 8501 Aegon LI | Combustion Turbine | 84.7073 | 87.0873 | 85.7049
54714_G_1794 | Alliant SBD 8501 Aegon LI | Combustion Turbine | 84.7073 | 87.0873 | 85.7049
54715_G_2665 | Alliant SBD 9107 JBS USA | Combustion Turbine | 84.7073 | 87.0873 | 85.7049
54715_G_2688 | Alliant SBD 9107 JBS USA | Combustion Turbine | 84.7073 | 87.0873 | 85.7049
54715_G_2689 | Alliant SBD 9107 JBS USA | Combustion Turbine | 84.7073 | 87.0873 | 85.7049
54715_G_4644 | Alliant SBD 9107 JBS USA | Combustion Turbine | 84.7073 | 87.0873 | 85.7049
54715_G_4658 | Alliant SBD 9107 JBS USA | Combustion Turbine | 84.7073 | 87.0873 | 85.7049
54715_G_4659 | Alliant SBD 9107 JBS USA | Combustion Turbine | 84.7073 | 87.0873 | 85.7049
54715_G_4660 | Alliant SBD 9107 JBS USA | Combustion Turbine | 84.7073 | 87.0873 | 85.7049
54716_G_1536 | Alliant SBD 8602 Marion Sub | Combustion Turbine | 84.7073 | 87.0873 | 85.7049
54716_G_2734 | Alliant SBD 8602 Marion Sub | Combustion Turbine | 84.7073 | 87.0873 | 85.7049
54716_G_2741 | Alliant SBD 8602 Marion Sub | Combustion Turbine | 84.7073 | 87.0873 | 85.7049
54716_G_2785 | Alliant SBD 8602 Marion Sub | Combustion Turbine | 84.7073 | 87.0873 | 85.7049
54717_G_2671 | Alliant SBD 9106 Rockwell CR | Combustion Turbine | 84.7073 | 87.0873 | 85.7049
54717_G_2672 | Alliant SBD 9106 Rockwell CR | Combustion Turbine | 84.7073 | 87.0873 | 85.7049
54717_G_2675 | Alliant SBD 9106 Rockwell CR | Combustion Turbine | 84.7073 | 87.0873 | 85.7049
54717_G_2678 | Alliant SBD 9106 Rockwell CR | Combustion Turbine | 84.7073 | 87.0873 | 85.7049
54717_G_2679 | Alliant SBD 9106 Rockwell CR | Combustion Turbine | 84.7073 | 87.0873 | 85.7049
54717_G_2682 | Alliant SBD 9106 Rockwell CR | Combustion Turbine | 84.7073 | 87.0873 | 85.7049
54717_G_2683 | Alliant SBD 9106 Rockwell CR | Combustion Turbine | 84.7073 | 87.0873 | 85.7049
54717_G_2684 | Alliant SBD 9106 Rockwell CR | Combustion Turbine | 84.7073 | 87.0873 | 85.7049
54717_G_2685 | Alliant SBD 9106 Rockwell CR | Combustion Turbine | 84.7073 | 87.0873 | 85.7049
54717_G_2690 | Alliant SBD 9106 Rockwell CR | Combustion Turbine | 84.7073 | 87.0873 | 85.7049
54718_G_4632 | Alliant SBD 9206 Donaldson | Combustion Turbine | 84.7073 | 87.0873 | 85.7049
54719_G_6916 | Alliant SBD 9203 Profol | Combustion Turbine | 84.7073 | 87.0873 | 85.7049
54719_G_6917 | Alliant SBD 9203 Profol | Combustion Turbine | 84.7073 | 87.0873 | 85.7049
54720_G_2736 | Alliant SBD 8601 Vertis | Combustion Turbine | 84.7073 | 87.0873 | 85.7049
54720_G_3489 | Alliant SBD 8601 Vertis | Combustion Turbine | 84.7073 | 87.0873 | 85.7049
54720_G_7164 | Alliant SBD 8601 Vertis | Combustion Turbine | 84.7073 | 87.0873 | 85.7049
54721_G_0001 | Warm Springs Power Enterprises | Hydro | 85.5621 | 81.0962 | 83.6901
54723_G_UNT1 | I 95 Landfill Phase II | Landfill Gas | 90 | 90 | 90
54723_G_UNT2 | I 95 Landfill Phase II | Landfill Gas | 90 | 90 | 90
54723_G_UNT3 | I 95 Landfill Phase II | Landfill Gas | 90 | 90 | 90
54723_G_UNT4 | I 95 Landfill Phase II | Landfill Gas | 90 | 90 | 90
54724_G_OE11 | Ormesa II | Geothermal | 96.5697 | 97.5257 | 96.9704
54724_G_OE12 | Ormesa II | Geothermal | 96.5697 | 97.5257 | 96.9704
54724_G_OE13 | Ormesa II | Geothermal | 96.5697 | 97.5257 | 96.9704
54724_G_OE21 | Ormesa II | Geothermal | 96.5697 | 97.5257 | 96.9704
54724_G_OE22 | Ormesa II | Geothermal | 96.5697 | 97.5257 | 96.9704
54724_G_OE23 | Ormesa II | Geothermal | 96.5697 | 97.5257 | 96.9704
54724_G_OE24 | Ormesa II | Geothermal | 96.5697 | 97.5257 | 96.9704
54724_G_OE25 | Ormesa II | Geothermal | 96.5697 | 97.5257 | 96.9704
54724_G_OE26 | Ormesa II | Geothermal | 96.5697 | 97.5257 | 96.9704
54724_G_OE27 | Ormesa II | Geothermal | 96.5697 | 97.5257 | 96.9704
54724_G_OEC1 | Ormesa II | Geothermal | 96.5697 | 97.5257 | 96.9704
54724_G_OEC2 | Ormesa II | Geothermal | 96.5697 | 97.5257 | 96.9704
54724_G_OEC3 | Ormesa II | Geothermal | 96.5697 | 97.5257 | 96.9704
54724_G_OEC4 | Ormesa II | Geothermal | 96.5697 | 97.5257 | 96.9704
54724_G_OEC5 | Ormesa II | Geothermal | 96.5697 | 97.5257 | 96.9704
54724_G_OEC6 | Ormesa II | Geothermal | 96.5697 | 97.5257 | 96.9704
54724_G_OEC7 | Ormesa II | Geothermal | 96.5697 | 97.5257 | 96.9704
54724_G_OEC8 | Ormesa II | Geothermal | 96.5697 | 97.5257 | 96.9704
54724_G_OEC9 | Ormesa II | Geothermal | 96.5697 | 97.5257 | 96.9704
54729_G_COX1 | Taylor Draw Hydroelectric Facility | Hydro | 81.0191 | 87.391 | 83.6901
54730_G_701 | Shell Offshore Yellowhammer | Combustion Turbine | 84.7073 | 87.0873 | 85.7049
54735_G_0079 | Alliant SBD 9301 Prairie Farms | Combustion Turbine | 84.7073 | 87.0873 | 85.7049
54735_G_0080 | Alliant SBD 9301 Prairie Farms | Combustion Turbine | 84.7073 | 87.0873 | 85.7049
54744_G_001 | District 70 Transco Gas Pipe Line | Non-Fossil Waste | 90 | 90 | 90
54744_G_002 | District 70 Transco Gas Pipe Line | Non-Fossil Waste | 90 | 90 | 90
54748_G_G1 | Port Neches Plant | Combustion Turbine | 88.1508 | 89.9672 | 88.9122
54749_G_CTG | Goal Line LP | Combined Cycle | 84.4893 | 90.1371 | 86.8567
54749_G_STG | Goal Line LP | Combined Cycle | 84.4893 | 90.1371 | 86.8567
54750_G_VW1 | Coram Tehachapi | Wind | 95 | 95 | 95
54751_G_GEN1 | Genesee Power Station LP | Biomass | 83 | 83 | 83
54753_G_GEN1 | Lateral 10 Ventures | Hydro | 81.0191 | 87.391 | 83.6901
54756_G_3-1 | Ottawa Generating Station | Landfill Gas | 90 | 90 | 90
54756_G_3-2 | Ottawa Generating Station | Landfill Gas | 90 | 90 | 90
54756_G_3-3 | Ottawa Generating Station | Landfill Gas | 90 | 90 | 90
54756_G_3-4 | Ottawa Generating Station | Landfill Gas | 90 | 90 | 90
54756_G_3-5 | Ottawa Generating Station | Landfill Gas | 90 | 90 | 90
54756_G_3-6 | Ottawa Generating Station | Landfill Gas | 90 | 90 | 90
54756_G_3-7 | Ottawa Generating Station | Landfill Gas | 90 | 90 | 90
54757_G_4-1 | Grand Blanc Generating Station | Landfill Gas | 90 | 90 | 90
54757_G_4-2 | Grand Blanc Generating Station | Landfill Gas | 90 | 90 | 90
54757_G_4-3 | Grand Blanc Generating Station | Landfill Gas | 90 | 90 | 90
54757_G_4-4 | Grand Blanc Generating Station | Landfill Gas | 90 | 90 | 90
54757_G_4-5 | Grand Blanc Generating Station | Landfill Gas | 90 | 90 | 90
54761_G_GEN1 | Hermiston Generating Plant | Combined Cycle | 88.516 | 84.5576 | 86.8567
54761_G_GEN2 | Hermiston Generating Plant | Combined Cycle | 88.516 | 84.5576 | 86.8567
54761_G_GEN3 | Hermiston Generating Plant | Combined Cycle | 88.516 | 84.5576 | 86.8567
54761_G_GEN4 | Hermiston Generating Plant | Combined Cycle | 88.516 | 84.5576 | 86.8567
54766_G_GEN1 | Boydton Plank Road Cogen Plant | Fossil Waste | 90 | 90 | 90
54766_G_GEN10 | Boydton Plank Road Cogen Plant | Fossil Waste | 90 | 90 | 90
54766_G_GEN11 | Boydton Plank Road Cogen Plant | Fossil Waste | 90 | 90 | 90
54766_G_GEN12 | Boydton Plank Road Cogen Plant | Fossil Waste | 90 | 90 | 90
54766_G_GEN13 | Boydton Plank Road Cogen Plant | Fossil Waste | 90 | 90 | 90
54766_G_GEN14 | Boydton Plank Road Cogen Plant | Fossil Waste | 90 | 90 | 90
54766_G_GEN15 | Boydton Plank Road Cogen Plant | Fossil Waste | 90 | 90 | 90
54766_G_GEN16 | Boydton Plank Road Cogen Plant | Fossil Waste | 90 | 90 | 90
54766_G_GEN17 | Boydton Plank Road Cogen Plant | Fossil Waste | 90 | 90 | 90
54766_G_GEN18 | Boydton Plank Road Cogen Plant | Fossil Waste | 90 | 90 | 90
54766_G_GEN19 | Boydton Plank Road Cogen Plant | Fossil Waste | 90 | 90 | 90
54766_G_GEN2 | Boydton Plank Road Cogen Plant | Fossil Waste | 90 | 90 | 90
54766_G_GEN20 | Boydton Plank Road Cogen Plant | Fossil Waste | 90 | 90 | 90
54766_G_GEN21 | Boydton Plank Road Cogen Plant | Fossil Waste | 90 | 90 | 90
54766_G_GEN22 | Boydton Plank Road Cogen Plant | Fossil Waste | 90 | 90 | 90
54766_G_GEN23 | Boydton Plank Road Cogen Plant | Fossil Waste | 90 | 90 | 90
54766_G_GEN24 | Boydton Plank Road Cogen Plant | Fossil Waste | 90 | 90 | 90
54766_G_GEN25 | Boydton Plank Road Cogen Plant | Fossil Waste | 90 | 90 | 90
54766_G_GEN26 | Boydton Plank Road Cogen Plant | Fossil Waste | 90 | 90 | 90
54766_G_GEN27 | Boydton Plank Road Cogen Plant | Fossil Waste | 90 | 90 | 90
54766_G_GEN28 | Boydton Plank Road Cogen Plant | Fossil Waste | 90 | 90 | 90
54766_G_GEN29 | Boydton Plank Road Cogen Plant | Fossil Waste | 90 | 90 | 90
54766_G_GEN3 | Boydton Plank Road Cogen Plant | Fossil Waste | 90 | 90 | 90
54766_G_GEN30 | Boydton Plank Road Cogen Plant | Fossil Waste | 90 | 90 | 90
54766_G_GEN31 | Boydton Plank Road Cogen Plant | Fossil Waste | 90 | 90 | 90
54766_G_GEN32 | Boydton Plank Road Cogen Plant | Fossil Waste | 90 | 90 | 90
54766_G_GEN33 | Boydton Plank Road Cogen Plant | Fossil Waste | 90 | 90 | 90
54766_G_GEN34 | Boydton Plank Road Cogen Plant | Fossil Waste | 90 | 90 | 90
54766_G_GEN4 | Boydton Plank Road Cogen Plant | Fossil Waste | 90 | 90 | 90
54766_G_GEN5 | Boydton Plank Road Cogen Plant | Fossil Waste | 90 | 90 | 90
54766_G_GEN6 | Boydton Plank Road Cogen Plant | Fossil Waste | 90 | 90 | 90
54766_G_GEN7 | Boydton Plank Road Cogen Plant | Fossil Waste | 90 | 90 | 90
54766_G_GEN8 | Boydton Plank Road Cogen Plant | Fossil Waste | 90 | 90 | 90
54766_G_GEN9 | Boydton Plank Road Cogen Plant | Fossil Waste | 90 | 90 | 90
54768_G_GEN1 | Live Oak Cogen | Combustion Turbine | 88.1508 | 89.9672 | 88.9122
54772_G_GEN1 | South Glens Falls Hydroelectric | Hydro | 81.0191 | 87.391 | 83.6901
54772_G_GEN2 | South Glens Falls Hydroelectric | Hydro | 81.0191 | 87.391 | 83.6901
54775_G_DG7 | University of Iowa Main Power Plant | Combustion Turbine | 84.7073 | 87.0873 | 85.7049
54781_G_SU1 | Suffolk Energy Partners LP | Landfill Gas | 90 | 90 | 90
54781_G_SU2 | Suffolk Energy Partners LP | Landfill Gas | 90 | 90 | 90
54781_G_SU3 | Suffolk Energy Partners LP | Landfill Gas | 90 | 90 | 90
54781_G_SU4 | Suffolk Energy Partners LP | Landfill Gas | 90 | 90 | 90
54782_G_GE10 | Seneca Energy | Landfill Gas | 90 | 90 | 90
54782_G_GE11 | Seneca Energy | Landfill Gas | 90 | 90 | 90
54782_G_GE12 | Seneca Energy | Landfill Gas | 90 | 90 | 90
54782_G_GE13 | Seneca Energy | Landfill Gas | 90 | 90 | 90
54782_G_GE14 | Seneca Energy | Landfill Gas | 90 | 90 | 90
54782_G_GE15 | Seneca Energy | Landfill Gas | 90 | 90 | 90
54782_G_GE16 | Seneca Energy | Landfill Gas | 90 | 90 | 90
54782_G_GE17 | Seneca Energy | Landfill Gas | 90 | 90 | 90
54782_G_GE18 | Seneca Energy | Landfill Gas | 90 | 90 | 90
54782_G_GEN1 | Seneca Energy | Landfill Gas | 90 | 90 | 90
54782_G_GEN2 | Seneca Energy | Landfill Gas | 90 | 90 | 90
54782_G_GEN3 | Seneca Energy | Landfill Gas | 90 | 90 | 90
54782_G_GEN4 | Seneca Energy | Landfill Gas | 90 | 90 | 90
54782_G_GEN5 | Seneca Energy | Landfill Gas | 90 | 90 | 90
54782_G_GEN6 | Seneca Energy | Landfill Gas | 90 | 90 | 90
54782_G_GEN7 | Seneca Energy | Landfill Gas | 90 | 90 | 90
54782_G_GEN8 | Seneca Energy | Landfill Gas | 90 | 90 | 90
54782_G_GEN9 | Seneca Energy | Landfill Gas | 90 | 90 | 90
54785_G_GEN1 | Grays Ferry Cogeneration | Combined Cycle | 84.4893 | 90.1371 | 86.8567
54785_G_GEN2 | Grays Ferry Cogeneration | Combined Cycle | 84.4893 | 90.1371 | 86.8567
54793_G_2 | Storm Lake 1 | Wind | 95 | 95 | 95
54793_G_3 | Storm Lake 1 | Wind | 95 | 95 | 95
54793_G_EXIS | Storm Lake 1 | Wind | 95 | 95 | 95
54794_G_EXIS | Buffalo Ridge Windplant WPP 1993 | Wind | 95 | 95 | 95
548_G_10 | NRG Norwalk Harbor | Combustion Turbine | 84.7073 | 87.0873 | 85.7049
54801_G_GEN1 | Avalon/Mayo Hydropower | Hydro | 81.0191 | 87.391 | 83.6901
54801_G_GEN2 | Avalon/Mayo Hydropower | Hydro | 81.0191 | 87.391 | 83.6901
54801_G_GEN3 | Avalon/Mayo Hydropower | Hydro | 81.0191 | 87.391 | 83.6901
54803_G_A | Plymouth State College Cogeneration | Combustion Turbine | 84.7073 | 87.0873 | 85.7049
54803_G_B | Plymouth State College Cogeneration | Combustion Turbine | 84.7073 | 87.0873 | 85.7049
54805_G_GT-1 | Milford Power LP | Combined Cycle | 84.4893 | 90.1371 | 86.8567
54805_G_ST-1 | Milford Power LP | Combined Cycle | 84.4893 | 90.1371 | 86.8567
54812_G_1 | Mile 28 Water Power Project | Hydro | 81.0191 | 87.391 | 83.6901
54812_G_2 | Mile 28 Water Power Project | Hydro | 81.0191 | 87.391 | 83.6901
54814_G_GENA | Milagro Cogeneration Plant | Combustion Turbine | 88.1508 | 89.9672 | 88.9122
54814_G_GENB | Milagro Cogeneration Plant | Combustion Turbine | 88.1508 | 89.9672 | 88.9122
54814_G_GO1A | Milagro Cogeneration Plant | Combustion Turbine | 88.1508 | 89.9672 | 88.9122
54814_G_GO1B | Milagro Cogeneration Plant | Combustion Turbine | 88.1508 | 89.9672 | 88.9122
54817_G_GT-1 | Johnson County | Combined Cycle | 84.4893 | 90.1371 | 86.8567
54817_G_ST-1 | Johnson County | Combined Cycle | 84.4893 | 90.1371 | 86.8567
54832_G_1 | Panda Brandywine LP | Combined Cycle | 84.4893 | 90.1371 | 86.8567
54832_G_2 | Panda Brandywine LP | Combined Cycle | 84.4893 | 90.1371 | 86.8567
54832_G_3 | Panda Brandywine LP | Combined Cycle | 84.4893 | 90.1371 | 86.8567
54842_G_G1 | Outagamie County Co-Generation Facility | Landfill Gas | 90 | 90 | 90
54842_G_G2 | Outagamie County Co-Generation Facility | Landfill Gas | 90 | 90 | 90
54842_G_G3 | Outagamie County Co-Generation Facility | Landfill Gas | 90 | 90 | 90
54844_G_GOR1 | Gordonsville Energy LP | Combined Cycle | 84.4893 | 90.1371 | 86.8567
54844_G_GOR2 | Gordonsville Energy LP | Combined Cycle | 84.4893 | 90.1371 | 86.8567
54844_G_GOR3 | Gordonsville Energy LP | Combined Cycle | 84.4893 | 90.1371 | 86.8567
54844_G_GOR4 | Gordonsville Energy LP | Combined Cycle | 84.4893 | 90.1371 | 86.8567
54850_G_01 | Cox Waste to Energy | Biomass | 83 | 83 | 83
54850_G_02 | Cox Waste to Energy | Biomass | 83 | 83 | 83
54854_G_5657 | Sun Peak Project | Combustion Turbine | 89.6928 | 92.6015 | 90.9121
54854_G_5658 | Sun Peak Project | Combustion Turbine | 89.6928 | 92.6015 | 90.9121
54854_G_5659 | Sun Peak Project | Combustion Turbine | 89.6928 | 92.6015 | 90.9121
54860_G_GEN1 | Black Creek | Hydro | 85.5621 | 81.0962 | 83.6901
54865_G_1-02 | Phoenix Hydro Project | Hydro | 81.0191 | 87.391 | 83.6901
54865_G_2-01 | Phoenix Hydro Project | Hydro | 81.0191 | 87.391 | 83.6901
54872_G_GEN1 | Milstead | Hydro | 81.0191 | 87.391 | 83.6901
54890_G_GEN1 | Peoples Generating Station | Landfill Gas | 90 | 90 | 90
54894_G_YN1 | Narrows | Hydro | 83.3856 | 90.5577 | 86.392
54894_G_YN2 | Narrows | Hydro | 83.3856 | 90.5577 | 86.392
54894_G_YN3 | Narrows | Hydro | 83.3856 | 90.5577 | 86.392
54894_G_YN4 | Narrows | Hydro | 81.0191 | 87.391 | 83.6901
54895_G_YF1 | Falls | Hydro | 81.0191 | 87.391 | 83.6901
54895_G_YF2 | Falls | Hydro | 81.0191 | 87.391 | 83.6901
54895_G_YF3 | Falls | Hydro | 81.0191 | 87.391 | 83.6901
54896_G_HR1 | High Rock | Hydro | 81.0191 | 87.391 | 83.6901
54896_G_HR2 | High Rock | Hydro | 81.0191 | 87.391 | 83.6901
54896_G_HR3 | High Rock | Hydro | 81.0191 | 87.391 | 83.6901
54897_G_TT1 | Tuckertown | Hydro | 81.0191 | 87.391 | 83.6901
54897_G_TT2 | Tuckertown | Hydro | 81.0191 | 87.391 | 83.6901
54897_G_TT3 | Tuckertown | Hydro | 81.0191 | 87.391 | 83.6901
54898_G_1 | Santeetlah | Hydro | 81.0191 | 87.391 | 83.6901
54898_G_2 | Santeetlah | Hydro | 81.0191 | 87.391 | 83.6901
54899_G_5 | Cheoah | Hydro | 83.3856 | 90.5577 | 86.392
54900_G_1 | Calderwood | Hydro | 83.3856 | 90.5577 | 86.392
54900_G_2 | Calderwood | Hydro | 83.3856 | 90.5577 | 86.392
54900_G_3 | Calderwood | Hydro | 83.3856 | 90.5577 | 86.392
54901_G_1 | Chilhowee | Hydro | 81.0191 | 87.391 | 83.6901
54901_G_2 | Chilhowee | Hydro | 81.0191 | 87.391 | 83.6901
54901_G_3 | Chilhowee | Hydro | 81.0191 | 87.391 | 83.6901
54903_G_UNT1 | Adrian Energy Associates LLC | Landfill Gas | 90 | 90 | 90
54903_G_UNT2 | Adrian Energy Associates LLC | Landfill Gas | 90 | 90 | 90
54903_G_UNT3 | Adrian Energy Associates LLC | Landfill Gas | 90 | 90 | 90
54909_G_EXI2 | Tehachapi Wind Resource II | Wind | 95 | 95 | 95
54909_G_EXIS | Tehachapi Wind Resource II | Wind | 95 | 95 | 95
54910_G_7-1 | Brent Run Generating Station | Landfill Gas | 90 | 90 | 90
54910_G_7-2 | Brent Run Generating Station | Landfill Gas | 90 | 90 | 90
54914_G_01 | Brooklyn Navy Yard Cogeneration | Combined Cycle | 84.4893 | 90.1371 | 86.8567
54914_G_02 | Brooklyn Navy Yard Cogeneration | Combined Cycle | 84.4893 | 90.1371 | 86.8567
54914_G_03 | Brooklyn Navy Yard Cogeneration | Combined Cycle | 84.4893 | 90.1371 | 86.8567
54914_G_04 | Brooklyn Navy Yard Cogeneration | Combined Cycle | 84.4893 | 90.1371 | 86.8567
54915_G_G001 | Michigan Power LP | Combined Cycle | 84.4893 | 90.1371 | 86.8567
54915_G_G101 | Michigan Power LP | Combined Cycle | 84.4893 | 90.1371 | 86.8567
54925_G_I-1 | Twin Bridges I II & III LFGTE | Landfill Gas | 90 | 90 | 90
54925_G_I-2 | Twin Bridges I II & III LFGTE | Landfill Gas | 90 | 90 | 90
54925_G_I-3 | Twin Bridges I II & III LFGTE | Landfill Gas | 90 | 90 | 90
54925_G_I-4 | Twin Bridges I II & III LFGTE | Landfill Gas | 90 | 90 | 90
54925_G_II-1 | Twin Bridges I II & III LFGTE | Landfill Gas | 90 | 90 | 90
54925_G_II-2 | Twin Bridges I II & III LFGTE | Landfill Gas | 90 | 90 | 90
54925_G_II-3 | Twin Bridges I II & III LFGTE | Landfill Gas | 90 | 90 | 90
54925_G_II-4 | Twin Bridges I II & III LFGTE | Landfill Gas | 90 | 90 | 90
54925_G_III-1 | Twin Bridges I II & III LFGTE | Landfill Gas | 90 | 90 | 90
54925_G_III-2 | Twin Bridges I II & III LFGTE | Landfill Gas | 90 | 90 | 90
54925_G_III-3 | Twin Bridges I II & III LFGTE | Landfill Gas | 90 | 90 | 90
54925_G_III-4 | Twin Bridges I II & III LFGTE | Landfill Gas | 90 | 90 | 90
54926_G_I-1 | Prairie View I & II LFGTE | Landfill Gas | 90 | 90 | 90
54926_G_I-2 | Prairie View I & II LFGTE | Landfill Gas | 90 | 90 | 90
54926_G_I-3 | Prairie View I & II LFGTE | Landfill Gas | 90 | 90 | 90
54926_G_I-4 | Prairie View I & II LFGTE | Landfill Gas | 90 | 90 | 90
54926_G_II-1 | Prairie View I & II LFGTE | Landfill Gas | 90 | 90 | 90
54926_G_II-2 | Prairie View I & II LFGTE | Landfill Gas | 90 | 90 | 90
54926_G_II-3 | Prairie View I & II LFGTE | Landfill Gas | 90 | 90 | 90
54926_G_II-4 | Prairie View I & II LFGTE | Landfill Gas | 90 | 90 | 90
54929_G_6111 | Alliant SBD 9403 Aegon DC | Combustion Turbine | 84.7073 | 87.0873 | 85.7049
54929_G_6112 | Alliant SBD 9403 Aegon DC | Combustion Turbine | 84.7073 | 87.0873 | 85.7049
54929_G_6113 | Alliant SBD 9403 Aegon DC | Combustion Turbine | 84.7073 | 87.0873 | 85.7049
54931_G_WGN1 | Ridgetop | Wind | 95 | 95 | 95
54934_G_NO 1 | Keystone Landfill | Landfill Gas | 90 | 90 | 90
54934_G_NO 2 | Keystone Landfill | Landfill Gas | 90 | 90 | 90
54934_G_NO 3 | Keystone Landfill | Landfill Gas | 90 | 90 | 90
54934_G_NO 4 | Keystone Landfill | Landfill Gas | 90 | 90 | 90
54934_G_NO 5 | Keystone Landfill | Landfill Gas | 90 | 90 | 90
54934_G_NO 6 | Keystone Landfill | Landfill Gas | 90 | 90 | 90
54934_G_NO 7 | Keystone Landfill | Landfill Gas | 90 | 90 | 90
54939_G_UNT1 | EKS Landfill | Landfill Gas | 90 | 90 | 90
54939_G_UNT2 | EKS Landfill | Landfill Gas | 90 | 90 | 90
54939_G_UNT4 | EKS Landfill | Landfill Gas | 90 | 90 | 90
54953_G_GEN1 | Hudson Falls Hydroelectric Project | Hydro | 81.0191 | 87.391 | 83.6901
54953_G_GEN2 | Hudson Falls Hydroelectric Project | Hydro | 81.0191 | 87.391 | 83.6901
54956_G_I-1 | Deercroft I & II LFGTE | Landfill Gas | 90 | 90 | 90
54956_G_I-2 | Deercroft I & II LFGTE | Landfill Gas | 90 | 90 | 90
54956_G_I-3 | Deercroft I & II LFGTE | Landfill Gas | 90 | 90 | 90
54956_G_I-4 | Deercroft I & II LFGTE | Landfill Gas | 90 | 90 | 90
54956_G_II-1 | Deercroft I & II LFGTE | Landfill Gas | 90 | 90 | 90
54956_G_II-2 | Deercroft I & II LFGTE | Landfill Gas | 90 | 90 | 90
54956_G_II-3 | Deercroft I & II LFGTE | Landfill Gas | 90 | 90 | 90
54956_G_II-4 | Deercroft I & II LFGTE | Landfill Gas | 90 | 90 | 90
54966_G_WIND | West Texas Windplant | Wind | 95 | 95 | 95
54967_G_7906 | Alliant SBD 9302 Aegon NP | Combustion Turbine | 84.7073 | 87.0873 | 85.7049
54968_G_0385 | Alliant SBD 9502 Eaton | Combustion Turbine | 84.7073 | 87.0873 | 85.7049
54968_G_0386 | Alliant SBD 9502 Eaton | Combustion Turbine | 84.7073 | 87.0873 | 85.7049
54968_G_5824 | Alliant SBD 9502 Eaton | Combustion Turbine | 84.7073 | 87.0873 | 85.7049
54969_G_1 | Dixon Hydroelectric Dam | Hydro | 81.0191 | 87.391 | 83.6901
54969_G_2 | Dixon Hydroelectric Dam | Hydro | 81.0191 | 87.391 | 83.6901
54969_G_3 | Dixon Hydroelectric Dam | Hydro | 81.0191 | 87.391 | 83.6901
54969_G_4 | Dixon Hydroelectric Dam | Hydro | 81.0191 | 87.391 | 83.6901
54969_G_5 | Dixon Hydroelectric Dam | Hydro | 81.0191 | 87.391 | 83.6901
54974_G_UNT1 | Sauder Power Plant | Biomass | 83 | 83 | 83
54974_G_UNT2 | Sauder Power Plant | Biomass | 83 | 83 | 83
54979_G_WIND | Big Spring Wind Power Facility | Wind | 95 | 95 | 95
54980_G_UNT1 | Ocean County Landfill | Landfill Gas | 90 | 90 | 90
54980_G_UNT2 | Ocean County Landfill | Landfill Gas | 90 | 90 | 90
54980_G_UNT3 | Ocean County Landfill | Landfill Gas | 90 | 90 | 90
54980_G_UNT4 | Ocean County Landfill | Landfill Gas | 90 | 90 | 90
54980_G_UNT5 | Ocean County Landfill | Landfill Gas | 90 | 90 | 90
54980_G_UNT6 | Ocean County Landfill | Landfill Gas | 90 | 90 | 90
54984_G_UNT1 | Salem Energy Systems LLC | Landfill Gas | 90 | 90 | 90
54985_G_GEN1 | Crestwood Dothan | Combustion Turbine | 84.7073 | 87.0873 | 85.7049
54985_G_GEN2 | Crestwood Dothan | Combustion Turbine | 84.7073 | 87.0873 | 85.7049
54985_G_GEN3 | Crestwood Dothan | Combustion Turbine | 84.7073 | 87.0873 | 85.7049
54985_G_GEN5 | Crestwood Dothan | Combustion Turbine | 84.7073 | 87.0873 | 85.7049
54985_G_GEN7 | Crestwood Dothan | Combustion Turbine | 84.7073 | 87.0873 | 85.7049
54985_G_GEN8 | Crestwood Dothan | Combustion Turbine | 84.7073 | 87.0873 | 85.7049
54985_G_GEN9 | Crestwood Dothan | Combustion Turbine | 84.7073 | 87.0873 | 85.7049
54989_G_GEN1 | Pine Tree Acres | Landfill Gas | 90 | 90 | 90
54989_G_GEN2 | Pine Tree Acres | Landfill Gas | 90 | 90 | 90
54989_G_GEN3 | Pine Tree Acres | Landfill Gas | 90 | 90 | 90
54989_G_GEN4 | Pine Tree Acres | Landfill Gas | 90 | 90 | 90
54989_G_GEN5 | Pine Tree Acres | Landfill Gas | 90 | 90 | 90
54989_G_GEN6 | Pine Tree Acres | Landfill Gas | 90 | 90 | 90
54989_G_GEN7 | Pine Tree Acres | Landfill Gas | 90 | 90 | 90
54989_G_GEN8 | Pine Tree Acres | Landfill Gas | 90 | 90 | 90
54989_G_GEN9 | Pine Tree Acres | Landfill Gas | 90 | 90 | 90
54992_G_CAT1 | Fellsway Development LLC | Combustion Turbine | 84.7073 | 87.0873 | 85.7049
54992_G_CAT2 | Fellsway Development LLC | Combustion Turbine | 84.7073 | 87.0873 | 85.7049
54992_G_GT | Fellsway Development LLC | Combustion Turbine | 84.7073 | 87.0873 | 85.7049
54992_G_ST | Fellsway Development LLC | O/G Steam | 86.8517 | 91.6567 | 88.8659
54996_G_4100 | Salton Sea Unit 4 | Geothermal | 96.5697 | 97.5257 | 96.9704
55_G_1 | Point A | Hydro | 81.0191 | 87.391 | 83.6901
55_G_2 | Point A | Hydro | 81.0191 | 87.391 | 83.6901
55_G_3 | Point A | Hydro | 81.0191 | 87.391 | 83.6901
550_G_2 | Kettle Falls Generating Station | Combustion Turbine | 86.4041 | 84.7361 | 85.7049
55006_G_UNT1 | Four Hills Nashua Landfill | Landfill Gas | 90 | 90 | 90
55006_G_UNT2 | Four Hills Nashua Landfill | Landfill Gas | 90 | 90 | 90
55007_G_LS1 | K W Company | Hydro | 81.0191 | 87.391 | 83.6901
55007_G_LS2 | K W Company | Hydro | 81.0191 | 87.391 | 83.6901
55007_G_LS3 | K W Company | Hydro | 81.0191 | 87.391 | 83.6901
55007_G_LS4 | K W Company | Hydro | 81.0191 | 87.391 | 83.6901
55007_G_LS5 | K W Company | Hydro | 81.0191 | 87.391 | 83.6901
55007_G_UE5 | K W Company | Hydro | 81.0191 | 87.391 | 83.6901
55007_G_UW1 | K W Company | Hydro | 81.0191 | 87.391 | 83.6901
55007_G_UW2 | K W Company | Hydro | 81.0191 | 87.391 | 83.6901
55007_G_UW3 | K W Company | Hydro | 81.0191 | 87.391 | 83.6901
55007_G_UW4 | K W Company | Hydro | 81.0191 | 87.391 | 83.6901
55009_G_GEN1 | Montgomery Creek Hydro | Hydro | 81.0191 | 87.391 | 83.6901
55010_G_CTG1 | LSP-Cottage Grove LP | Combined Cycle | 84.4893 | 90.1371 | 86.8567
55010_G_STG1 | LSP-Cottage Grove LP | Combined Cycle | 84.4893 | 90.1371 | 86.8567
55011_G_CTG1 | LSP-Whitewater LP | Combined Cycle | 84.4893 | 90.1371 | 86.8567
55011_G_STG1 | LSP-Whitewater LP | Combined Cycle | 84.4893 | 90.1371 | 86.8567
55013_G_GEN1 | Mallard Ridge Gas Recovery | Landfill Gas | 90 | 90 | 90
55013_G_GEN2 | Mallard Ridge Gas Recovery | Landfill Gas | 90 | 90 | 90
55013_G_GEN3 | Mallard Ridge Gas Recovery | Landfill Gas | 90 | 90 | 90
55014_G_GEN1 | Greene Valley Gas Recovery | Landfill Gas | 90 | 90 | 90
55014_G_GEN2 | Greene Valley Gas Recovery | Landfill Gas | 90 | 90 | 90
55015_G_GEN1 | Sweeny Cogen Facility | Combustion Turbine | 89.6928 | 92.6015 | 90.9121
55015_G_GEN2 | Sweeny Cogen Facility | Combustion Turbine | 89.6928 | 92.6015 | 90.9121
55015_G_GEN3 | Sweeny Cogen Facility | Combustion Turbine | 89.6928 | 92.6015 | 90.9121
55015_G_GEN4 | Sweeny Cogen Facility | Combustion Turbine | 89.6928 | 92.6015 | 90.9121
55026_G_UNT1 | Dighton Power Plant | Combined Cycle | 84.4893 | 90.1371 | 86.8567
55029_G_CT01 | De Pere Energy Center | Combustion Turbine | 89.6928 | 92.6015 | 90.9121
55031_G_CT01 | Androscoggin Energy Center | Combustion Turbine | 88.1508 | 89.9672 | 88.9122
55031_G_CT02 | Androscoggin Energy Center | Combustion Turbine | 88.1508 | 89.9672 | 88.9122
55031_G_CT03 | Androscoggin Energy Center | Combustion Turbine | 88.1508 | 89.9672 | 88.9122
55034_G_0001 | Geneva Wood Fuels Inc | Biomass | 83 | 83 | 83
55034_G_0002 | Geneva Wood Fuels Inc | Biomass | 83 | 83 | 83
55039_G_GT1 | Delta Person LLC | Combustion Turbine | 89.6928 | 92.6015 | 90.9121
55040_G_CT1 | Mid-Georgia Cogeneration Facility | Combined Cycle | 84.4893 | 90.1371 | 86.8567
55040_G_CT2 | Mid-Georgia Cogeneration Facility | Combined Cycle | 84.4893 | 90.1371 | 86.8567
55040_G_ST1 | Mid-Georgia Cogeneration Facility | Combined Cycle | 84.4893 | 90.1371 | 86.8567
55041_G_GEN2 | Berkshire Power | Combined Cycle | 84.4893 | 90.1371 | 86.8567
55042_G_GEN1 | Bridgeport Energy Project | Combined Cycle | 84.4893 | 90.1371 | 86.8567
55042_G_GEN2 | Bridgeport Energy Project | Combined Cycle | 84.4893 | 90.1371 | 86.8567
55042_G_GEN3 | Bridgeport Energy Project | Combined Cycle | 84.4893 | 90.1371 | 86.8567
55043_G_GT1 | Cherokee County Cogen | Combined Cycle | 84.4893 | 90.1371 | 86.8567
55043_G_ST1 | Cherokee County Cogen | Combined Cycle | 84.4893 | 90.1371 | 86.8567
55047_G_CTG1 | Pasadena Cogeneration | Combined Cycle | 84.4893 | 90.1371 | 86.8567
55047_G_CTG2 | Pasadena Cogeneration | Combined Cycle | 84.4893 | 90.1371 | 86.8567
55047_G_CTG3 | Pasadena Cogeneration | Combined Cycle | 84.4893 | 90.1371 | 86.8567
55047_G_STG1 | Pasadena Cogeneration | Combined Cycle | 84.4893 | 90.1371 | 86.8567
55047_G_STG2 | Pasadena Cogeneration | Combined Cycle | 84.4893 | 90.1371 | 86.8567
55048_G_UNT1 | Tiverton Power Plant | Combined Cycle | 84.4893 | 90.1371 | 86.8567
55048_G_UNT2 | Tiverton Power Plant | Combined Cycle | 84.4893 | 90.1371 | 86.8567
55049_G_GEN1 | Sierra Pacific Anderson Facility | Biomass | 83 | 83 | 83
55051_G_X773 | Georgia Gulf Plaquemine | Combustion Turbine | 89.6928 | 92.6015 | 90.9121
55051_G_X774 | Georgia Gulf Plaquemine | Combustion Turbine | 89.6928 | 92.6015 | 90.9121
55051_G_X775 | Georgia Gulf Plaquemine | Combustion Turbine | 89.6928 | 92.6015 | 90.9121
55057_G_003 | Biodyne Peoria | Landfill Gas | 90 | 90 | 90
55060_G_003 | Biodyne Lyons | Landfill Gas | 90 | 90 | 90
55060_G_005 | Biodyne Lyons | Landfill Gas | 90 | 90 | 90
55061_G_GTG1 | Tenaska Georgia Generation Facility | Combustion Turbine | 89.6928 | 92.6015 | 90.9121
55061_G_GTG2 | Tenaska Georgia Generation Facility | Combustion Turbine | 89.6928 | 92.6015 | 90.9121
55061_G_GTG3 | Tenaska Georgia Generation Facility | Combustion Turbine | 89.6928 | 92.6015 | 90.9121
55061_G_GTG4 | Tenaska Georgia Generation Facility | Combustion Turbine | 89.6928 | 92.6015 | 90.9121
55061_G_GTG5 | Tenaska Georgia Generation Facility | Combustion Turbine | 89.6928 | 92.6015 | 90.9121
55061_G_GTG6 | Tenaska Georgia Generation Facility | Combustion Turbine | 89.6928 | 92.6015 | 90.9121
55062_G_GTG1 | Tenaska Frontier Generation Station | Combined Cycle | 84.4893 | 90.1371 | 86.8567
55062_G_GTG2 | Tenaska Frontier Generation Station | Combined Cycle | 84.4893 | 90.1371 | 86.8567
55062_G_GTG3 | Tenaska Frontier Generation Station | Combined Cycle | 84.4893 | 90.1371 | 86.8567
55062_G_STG1 | Tenaska Frontier Generation Station | Combined Cycle | 84.4893 | 90.1371 | 86.8567
55063_G_CTG1 | Batesville Generation Facility | Combined Cycle | 84.4893 | 90.1371 | 86.8567
55063_G_CTG2 | Batesville Generation Facility | Combined Cycle | 84.4893 | 90.1371 | 86.8567
55063_G_CTG3 | Batesville Generation Facility | Combined Cycle | 84.4893 | 90.1371 | 86.8567
55063_G_STG1 | Batesville Generation Facility | Combined Cycle | 84.4893 | 90.1371 | 86.8567
55063_G_STG2 | Batesville Generation Facility | Combined Cycle | 84.4893 | 90.1371 | 86.8567
55063_G_STG3 | Batesville Generation Facility | Combined Cycle | 84.4893 | 90.1371 | 86.8567
55064_G_UNT1 | Black Hawk Station | Combustion Turbine | 89.6928 | 92.6015 | 90.9121
55064_G_UNT2B | Black Hawk Station | Combustion Turbine | 89.6928 | 92.6015 | 90.9121
55065_G_GEN1 | Mustang Station | Combined Cycle | 84.4893 | 90.1371 | 86.8567
55065_G_GEN2 | Mustang Station | Combined Cycle | 84.4893 | 90.1371 | 86.8567
55065_G_GEN3 | Mustang Station | Combined Cycle | 84.4893 | 90.1371 | 86.8567
55068_G_GEN1 | Maine Independence Station | Combined Cycle | 84.4893 | 90.1371 | 86.8567
55068_G_GEN2 | Maine Independence Station | Combined Cycle | 84.4893 | 90.1371 | 86.8567
55068_G_GEN3 | Maine Independence Station | Combined Cycle | 84.4893 | 90.1371 | 86.8567
55074_G_GEN1 | Lakeview Gas Recovery | Landfill Gas | 90 | 90 | 90
55074_G_GEN2 | Lakeview Gas Recovery | Landfill Gas | 90 | 90 | 90
55075_G_CT01 | Pine Bluff Energy Center | Combined Cycle | 84.4893 | 90.1371 | 86.8567
55075_G_ST01 | Pine Bluff Energy Center | Combined Cycle | 84.4893 | 90.1371 | 86.8567
55077_G_ED01 | El Dorado Energy | Combined Cycle | 84.4893 | 90.1371 | 86.8567
55077_G_ED02 | El Dorado Energy | Combined Cycle | 84.4893 | 90.1371 | 86.8567
55077_G_ED03 | El Dorado Energy | Combined Cycle | 84.4893 | 90.1371 | 86.8567
55079_G_CT01 | Millennium Power | Combined Cycle | 84.4893 | 90.1371 | 86.8567
55079_G_ST01 | Millennium Power | Combined Cycle | 84.4893 | 90.1371 | 86.8567
55081_G_1 | Brownsville Peaking Power | Combustion Turbine | 89.6928 | 92.6015 | 90.9121
55081_G_2 | Brownsville Peaking Power | Combustion Turbine | 89.6928 | 92.6015 | 90.9121
55081_G_3 | Brownsville Peaking Power | Combustion Turbine | 89.6928 | 92.6015 | 90.9121
55081_G_4 | Brownsville Peaking Power | Combustion Turbine | 89.6928 | 92.6015 | 90.9121
55084_G_GE1 | Crockett Cogen Project | Combined Cycle | 84.4893 | 90.1371 | 86.8567
55086_G_GT1A | Gregory Power Facility | Combined Cycle | 84.4893 | 90.1371 | 86.8567
55086_G_GT1B | Gregory Power Facility | Combined Cycle | 84.4893 | 90.1371 | 86.8567
55086_G_STG | Gregory Power Facility | Combined Cycle | 84.4893 | 90.1371 | 86.8567
55087_G_1A | Zeeland Generating Station | Combustion Turbine | 89.6928 | 92.6015 | 90.9121
55087_G_1B | Zeeland Generating Station | Combustion Turbine | 89.6928 | 92.6015 | 90.9121
55087_G_2A | Zeeland Generating Station | Combined Cycle | 84.4893 | 90.1371 | 86.8567
55087_G_2B | Zeeland Generating Station | Combined Cycle | 84.4893 | 90.1371 | 86.8567
55087_G_2C | Zeeland Generating Station | Combined Cycle | 84.4893 | 90.1371 | 86.8567
55088_G_GT 1 | Dearborn Industrial Generation | Combined Cycle | 84.4893 | 90.1371 | 86.8567
55088_G_GT2 | Dearborn Industrial Generation | Combined Cycle | 84.4893 | 90.1371 | 86.8567
55088_G_GTP1 | Dearborn Industrial Generation | Combustion Turbine | 89.6928 | 92.6015 | 90.9121
55088_G_ST1 | Dearborn Industrial Generation | Combined Cycle | 84.4893 | 90.1371 | 86.8567
55089_G_CT1 | Taft Cogeneration Facility | Combined Cycle | 84.4893 | 90.1371 | 86.8567
55089_G_CT2 | Taft Cogeneration Facility | Combined Cycle | 84.4893 | 90.1371 | 86.8567
55089_G_CT3 | Taft Cogeneration Facility | Combined Cycle | 84.4893 | 90.1371 | 86.8567
55089_G_ST1 | Taft Cogeneration Facility | Combined Cycle | 84.4893 | 90.1371 | 86.8567
55090_G_GEN1 | Plummer Cogen | Biomass | 83 | 83 | 83
55091_G_STK1 | Midlothian Energy Facility | Combined Cycle | 84.4893 | 90.1371 | 86.8567
55091_G_STK2 | Midlothian Energy Facility | Combined Cycle | 84.4893 | 90.1371 | 86.8567
55091_G_STK3 | Midlothian Energy Facility | Combined Cycle | 84.4893 | 90.1371 | 86.8567
55091_G_STK4 | Midlothian Energy Facility | Combined Cycle | 84.4893 | 90.1371 | 86.8567
55091_G_STK5 | Midlothian Energy Facility | Combined Cycle | 84.4893 | 90.1371 | 86.8567
55091_G_STK6 | Midlothian Energy Facility | Combined Cycle | 84.4893 | 90.1371 | 86.8567
55093_G_UNT1 | Taunton Landfill | Landfill Gas | 90 | 90 | 90
55093_G_UNT2 | Taunton Landfill | Landfill Gas | 90 | 90 | 90
55094_G_UNT1 | Miramar Landfill Metro Biosolids Center | Landfill Gas | 90 | 90 | 90
55094_G_UNT2 | Miramar Landfill Metro Biosolids Center | Landfill Gas | 90 | 90 | 90
55094_G_UNT3 | Miramar Landfill Metro Biosolids Center | Landfill Gas | 90 | 90 | 90
55094_G_UNT4 | Miramar Landfill Metro Biosolids Center | Landfill Gas | 90 | 90 | 90
55096_G_GT | Portside Energy | Combined Cycle | 84.4893 | 90.1371 | 86.8567
55096_G_ST | Portside Energy | Combined Cycle | 84.4893 | 90.1371 | 86.8567
55097_G_CTG1 | Lamar Power Project | Combined Cycle | 84.4893 | 90.1371 | 86.8567
55097_G_CTG2 | Lamar Power Project | Combined Cycle | 84.4893 | 90.1371 | 86.8567
55097_G_CTG3 | Lamar Power Project | Combined Cycle | 84.4893 | 90.1371 | 86.8567
55097_G_CTG4 | Lamar Power Project | Combined Cycle | 84.4893 | 90.1371 | 86.8567
55097_G_STG1 | Lamar Power Project | Combined Cycle | 84.4893 | 90.1371 | 86.8567
55097_G_STG2 | Lamar Power Project | Combined Cycle | 84.4893 | 90.1371 | 86.8567
55098_G_GEN1 | Frontera Energy Center | Combined Cycle | 84.4893 | 90.1371 | 86.8567
55098_G_GEN2 | Frontera Energy Center | Combined Cycle | 84.4893 | 90.1371 | 86.8567
55098_G_GEN3 | Frontera Energy Center | Combined Cycle | 84.4893 | 90.1371 | 86.8567
55099_G_01 | NRG Sterlington Power LLC | Combustion Turbine | 88.1508 | 89.9672 | 88.9122
55099_G_02 | NRG Sterlington Power LLC | Combustion Turbine | 88.1508 | 89.9672 | 88.9122
55099_G_03 | NRG Sterlington Power LLC | Combustion Turbine | 88.1508 | 89.9672 | 88.9122
55099_G_04 | NRG Sterlington Power LLC | Combustion Turbine | 88.1508 | 89.9672 | 88.9122
55099_G_06 | NRG Sterlington Power LLC | Combustion Turbine | 84.7073 | 87.0873 | 85.7049
55099_G_07 | NRG Sterlington Power LLC | Combustion Turbine | 84.7073 | 87.0873 | 85.7049
55099_G_08 | NRG Sterlington Power LLC | Combustion Turbine | 84.7073 | 87.0873 | 85.7049
55099_G_09 | NRG Sterlington Power LLC | Combustion Turbine | 84.7073 | 87.0873 | 85.7049
55099_G_10 | NRG Sterlington Power LLC | Combustion Turbine | 84.7073 | 87.0873 | 85.7049
551_G_1 | Scotland Dam | Hydro | 81.0191 | 87.391 | 83.6901
55100_G_UNT1 | Rumford Power Associates | Combined Cycle | 84.4893 | 90.1371 | 86.8567
55100_G_UNT2 | Rumford Power Associates | Combined Cycle | 84.4893 | 90.1371 | 86.8567
55101_G_0001 | Kalamazoo River Generating Station | Combustion Turbine | 89.6928 | 92.6015 | 90.9121
55102_G_001 | Livingston Generating Station | Combustion Turbine | 88.1508 | 89.9672 | 88.9122
55102_G_002 | Livingston Generating Station | Combustion Turbine | 88.1508 | 89.9672 | 88.9122
55102_G_003 | Livingston Generating Station | Combustion Turbine | 88.1508 | 89.9672 | 88.9122
55102_G_004 | Livingston Generating Station | Combustion Turbine | 88.1508 | 89.9672 | 88.9122
55103_G_CT1 | Klamath Cogeneration Plant | Combined Cycle | 88.516 | 84.5576 | 86.8567
55103_G_CT2 | Klamath Cogeneration Plant | Combined Cycle | 88.516 | 84.5576 | 86.8567
55103_G_ST1 | Klamath Cogeneration Plant | Combined Cycle | 88.516 | 84.5576 | 86.8567
55104_G_CTG1 | Sabine Cogen | Combined Cycle | 84.4893 | 90.1371 | 86.8567
55104_G_CTG2 | Sabine Cogen | Combined Cycle | 84.4893 | 90.1371 | 86.8567
55104_G_STG | Sabine Cogen | Combined Cycle | 84.4893 | 90.1371 | 86.8567
55107_G_CTG1 | Rhode Island State Energy Partners | Combined Cycle | 84.4893 | 90.1371 | 86.8567
55107_G_CTG2 | Rhode Island State Energy Partners | Combined Cycle | 84.4893 | 90.1371 | 86.8567
55107_G_STG1 | Rhode Island State Energy Partners | Combined Cycle | 84.4893 | 90.1371 | 86.8567
55109_G_T4 | Rocky Road Power LLC | Combustion Turbine | 89.6928 | 92.6015 | 90.9121
55109_G_TG1 | Rocky Road Power LLC | Combustion Turbine | 89.6928 | 92.6015 | 90.9121
55109_G_TG2 | Rocky Road Power LLC | Combustion Turbine | 89.6928 | 92.6015 | 90.9121
55109_G_TG3 | Rocky Road Power LLC | Combustion Turbine | 88.1508 | 89.9672 | 88.9122
55110_G_CT1 | Madison | Combustion Turbine | 89.6928 | 92.6015 | 90.9121
55110_G_CT2 | Madison | Combustion Turbine | 89.6928 | 92.6015 | 90.9121
55110_G_CT3 | Madison | Combustion Turbine | 89.6928 | 92.6015 | 90.9121
55110_G_CT4 | Madison | Combustion Turbine | 89.6928 | 92.6015 | 90.9121
55110_G_CT5 | Madison | Combustion Turbine | 89.6928 | 92.6015 | 90.9121
55110_G_CT6 | Madison | Combustion Turbine | 89.6928 | 92.6015 | 90.9121
55110_G_CT7 | Madison | Combustion Turbine | 89.6928 | 92.6015 | 90.9121
55110_G_CT8 | Madison | Combustion Turbine | 89.6928 | 92.6015 | 90.9121
55111_G_CT1 | Vermillion Energy Facility | Combustion Turbine | 89.6928 | 92.6015 | 90.9121
55111_G_CT2 | Vermillion Energy Facility | Combustion Turbine | 89.6928 | 92.6015 | 90.9121
55111_G_CT3 | Vermillion Energy Facility | Combustion Turbine | 89.6928 | 92.6015 | 90.9121
55111_G_CT4 | Vermillion Energy Facility | Combustion Turbine | 89.6928 | 92.6015 | 90.9121
55111_G_CT5 | Vermillion Energy Facility | Combustion Turbine | 89.6928 | 92.6015 | 90.9121
55111_G_CT6 | Vermillion Energy Facility | Combustion Turbine | 89.6928 | 92.6015 | 90.9121
55111_G_CT7 | Vermillion Energy Facility | Combustion Turbine | 89.6928 | 92.6015 | 90.9121
55111_G_CT8 | Vermillion Energy Facility | Combustion Turbine | 89.6928 | 92.6015 | 90.9121
55112_G_CT01 | Sutter Energy Center | Combined Cycle | 84.4893 | 90.1371 | 86.8567
55112_G_CT02 | Sutter Energy Center | Combined Cycle | 84.4893 | 90.1371 | 86.8567
55112_G_ST01 | Sutter Energy Center | Combined Cycle | 84.4893 | 90.1371 | 86.8567
55116_G_CT1 | Rockingham County CT Station | Combustion Turbine | 89.6928 | 92.6015 | 90.9121
55116_G_CT2 | Rockingham County CT Station | Combustion Turbine | 89.6928 | 92.6015 | 90.9121
55116_G_CT3 | Rockingham County CT Station | Combustion Turbine | 89.6928 | 92.6015 | 90.9121
55116_G_CT4 | Rockingham County CT Station | Combustion Turbine | 89.6928 | 92.6015 | 90.9121
55116_G_CT5 | Rockingham County CT Station | Combustion Turbine | 89.6928 | 92.6015 | 90.9121
55117_G_RS-4 | RS Cogen | Combined Cycle | 84.4893 | 90.1371 | 86.8567
55117_G_RS-5 | RS Cogen | Combined Cycle | 84.4893 | 90.1371 | 86.8567
55117_G_RS-6 | RS Cogen | Combined Cycle | 84.4893 | 90.1371 | 86.8567
55120_G_GT1A | SRW Cogen LP | Combined Cycle | 84.4893 | 90.1371 | 86.8567
55120_G_GT1B | SRW Cogen LP | Combined Cycle | 84.4893 | 90.1371 | 86.8567
55120_G_ST1A | SRW Cogen LP | Combined Cycle | 84.4893 | 90.1371 | 86.8567
55122_G_UN1 | NAFTA Region Olefins Complex Cogen Fac | Combustion Turbine | 88.1508 | 89.9672 | 88.9122
55122_G_UN2 | NAFTA Region Olefins Complex Cogen Fac | Combustion Turbine | 88.1508 | 89.9672 | 88.9122
55123_G_CTG1 | Magic Valley Generating Station | Combined Cycle | 84.4893 | 90.1371 | 86.8567
55123_G_CTG2 | Magic Valley Generating Station | Combined Cycle | 84.4893 | 90.1371 | 86.8567
55123_G_STG | Magic Valley Generating Station | Combined Cycle | 84.4893 | 90.1371 | 86.8567
55124_G_CTG1 | Griffith Energy LLC | Combined Cycle | 84.4893 | 90.1371 | 86.8567
55124_G_CTG2 | Griffith Energy LLC | Combined Cycle | 84.4893 | 90.1371 | 86.8567
55124_G_STG | Griffith Energy LLC | Combined Cycle | 84.4893 | 90.1371 | 86.8567
55125_G_WGNS | Vansycle | Wind | 95 | 95 | 95
55126_G_CA01 | Milford Power Project | Combined Cycle | 84.4893 | 90.1371 | 86.8567
55126_G_CA02 | Milford Power Project | Combined Cycle | 84.4893 | 90.1371 | 86.8567
55127_G_UN1 | Manchief Electric Generating Station | Combustion Turbine | 89.6928 | 92.6015 | 90.9121
55127_G_UN2 | Manchief Electric Generating Station | Combustion Turbine | 89.6928 | 92.6015 | 90.9121
55128_G_101G | Walton County Power LLC | Combustion Turbine | 89.6928 | 92.6015 | 90.9121
55128_G_102G | Walton County Power LLC | Combustion Turbine | 89.6928 | 92.6015 | 90.9121
55128_G_103G | Walton County Power LLC | Combustion Turbine | 89.6928 | 92.6015 | 90.9121
55129_G_CTG1 | Desert Basin | Combined Cycle | 84.4893 | 90.1371 | 86.8567
55129_G_CTG2 | Desert Basin | Combined Cycle | 84.4893 | 90.1371 | 86.8567
55129_G_STG | Desert Basin | Combined Cycle | 84.4893 | 90.1371 | 86.8567
55131_G_CTG1 | Kendall County Generation Facility | Combined Cycle | 84.4893 | 90.1371 | 86.8567
55131_G_CTG2 | Kendall County Generation Facility | Combined Cycle | 84.4893 | 90.1371 | 86.8567
55131_G_CTG3 | Kendall County Generation Facility | Combined Cycle | 84.4893 | 90.1371 | 86.8567
55131_G_CTG4 | Kendall County Generation Facility | Combined Cycle | 84.4893 | 90.1371 | 86.8567
55131_G_STG1 | Kendall County Generation Facility | Combined Cycle | 84.4893 | 90.1371 | 86.8567
55131_G_STG2 | Kendall County Generation Facility | Combined Cycle | 84.4893 | 90.1371 | 86.8567
55131_G_STG3 | Kendall County Generation Facility | Combined Cycle | 84.4893 | 90.1371 | 86.8567
55131_G_STG4 | Kendall County Generation Facility | Combined Cycle | 84.4893 | 90.1371 | 86.8567
55132_G_GTG1 | Tenaska Gateway Generating Station | Combined Cycle | 84.4893 | 90.1371 | 86.8567
55132_G_GTG2 | Tenaska Gateway Generating Station | Combined Cycle | 84.4893 | 90.1371 | 86.8567
55132_G_GTG3 | Tenaska Gateway Generating Station | Combined Cycle | 84.4893 | 90.1371 | 86.8567
55132_G_STG1 | Tenaska Gateway Generating Station | Combined Cycle | 84.4893 | 90.1371 | 86.8567
55133_G_3086 | Thomson Reuters Campus Bldg A-D | Combustion Turbine | 84.7073 | 87.0873 | 85.7049
55133_G_3087 | Thomson Reuters Campus Bldg A-D | Combustion Turbine | 84.7073 | 87.0873 | 85.7049
55133_G_3088 | Thomson Reuters Campus Bldg A-D | Combustion Turbine | 84.7073 | 87.0873 | 85.7049
55133_G_3089 | Thomson Reuters Campus Bldg A-D | Combustion Turbine | 84.7073 | 87.0873 | 85.7049
55133_G_3090 | Thomson Reuters Campus Bldg A-D | Combustion Turbine | 84.7073 | 87.0873 | 85.7049
55133_G_3091 | Thomson Reuters Campus Bldg A-D | Combustion Turbine | 84.7073 | 87.0873 | 85.7049
55133_G_3093 | Thomson Reuters Campus Bldg A-D | Combustion Turbine | 84.7073 | 87.0873 | 85.7049
55135_G_CT01 | Alliant Energy Neenah | Combustion Turbine | 89.6928 | 92.6015 | 90.9121
55135_G_CT02 | Alliant Energy Neenah | Combustion Turbine | 89.6928 | 92.6015 | 90.9121
55137_G_CTG1 | Rio Nogales Power Project | Combined Cycle | 84.4893 | 90.1371 | 86.8567
55137_G_CTG2 | Rio Nogales Power Project | Combined Cycle | 84.4893 | 90.1371 | 86.8567
55137_G_CTG3 | Rio Nogales Power Project | Combined Cycle | 84.4893 | 90.1371 | 86.8567
55137_G_STG1 | Rio Nogales Power Project | Combined Cycle | 84.4893 | 90.1371 | 86.8567
55138_G_UN1 | Lee County | Combustion Turbine | 89.6928 | 92.6015 | 90.9121
55138_G_UN2 | Lee County | Combustion Turbine | 89.6928 | 92.6015 | 90.9121
55139_G_CTG1 | Wolf Hollow I LP | Combined Cycle | 84.4893 | 90.1371 | 86.8567
55139_G_CTG2 | Wolf Hollow I LP | Combined Cycle | 84.4893 | 90.1371 | 86.8567
55139_G_ST | Wolf Hollow I LP | Combined Cycle | 84.4893 | 90.1371 | 86.8567
55141_G_CT1 | Hawk Road Facility | Combustion Turbine | 89.6928 | 92.6015 | 90.9121
55141_G_CT2 | Hawk Road Facility | Combustion Turbine | 89.6928 | 92.6015 | 90.9121
55141_G_CT3 | Hawk Road Facility | Combustion Turbine | 89.6928 | 92.6015 | 90.9121
55142_G_GEN2 | Modern Landfill Production Plant | Landfill Gas | 90 | 90 | 90
55142_G_GEN3 | Modern Landfill Production Plant | Landfill Gas | 90 | 90 | 90
55142_G_GEN4 | Modern Landfill Production Plant | Landfill Gas | 90 | 90 | 90
55144_G_U1 | Hays Energy Project | Combined Cycle | 84.4893 | 90.1371 | 86.8567
55144_G_U2 | Hays Energy Project | Combined Cycle | 84.4893 | 90.1371 | 86.8567
55144_G_U3 | Hays Energy Project | Combined Cycle | 84.4893 | 90.1371 | 86.8567
55144_G_U4 | Hays Energy Project | Combined Cycle | 84.4893 | 90.1371 | 86.8567
55146_G_CTG1 | Green Country Energy LLC | Combined Cycle | 84.4893 | 90.1371 | 86.8567
55146_G_CTG2 | Green Country Energy LLC | Combined Cycle | 84.4893 | 90.1371 | 86.8567
55146_G_CTG3 | Green Country Energy LLC | Combined Cycle | 84.4893 | 90.1371 | 86.8567
55146_G_STG1 | Green Country Energy LLC | Combined Cycle | 84.4893 | 90.1371 | 86.8567
55146_G_STG2 | Green Country Energy LLC | Combined Cycle | 84.4893 | 90.1371 | 86.8567
55146_G_STG3 | Green Country Energy LLC | Combined Cycle | 84.4893 | 90.1371 | 86.8567
55148_G_1 | Worthington Generation LLC | Combustion Turbine | 88.1508 | 89.9672 | 88.9122
55148_G_2 | Worthington Generation LLC | Combustion Turbine | 88.1508 | 89.9672 | 88.9122
55148_G_3 | Worthington Generation LLC | Combustion Turbine | 88.1508 | 89.9672 | 88.9122
55148_G_4 | Worthington Generation LLC | Combustion Turbine | 88.1508 | 89.9672 | 88.9122
55149_G_U1 | Lake Road Generating Plant | Combined Cycle | 84.4893 | 90.1371 | 86.8567
55149_G_U2 | Lake Road Generating Plant | Combined Cycle | 84.4893 | 90.1371 | 86.8567
55149_G_U3 | Lake Road Generating Plant | Combined Cycle | 84.4893 | 90.1371 | 86.8567
55151_G_GEN1 | La Paloma Generating LLC | Combined Cycle | 84.4893 | 90.1371 | 86.8567
55151_G_GEN2 | La Paloma Generating LLC | Combined Cycle | 84.4893 | 90.1371 | 86.8567
55151_G_GEN3 | La Paloma Generating LLC | Combined Cycle | 84.4893 | 90.1371 | 86.8567
55151_G_GEN4 | La Paloma Generating LLC | Combined Cycle | 84.4893 | 90.1371 | 86.8567
55153_G_CTG1 | Guadalupe Generating Station | Combined Cycle | 84.4893 | 90.1371 | 86.8567
55153_G_CTG2 | Guadalupe Generating Station | Combined Cycle | 84.4893 | 90.1371 | 86.8567
55153_G_CTG3 | Guadalupe Generating Station | Combined Cycle | 84.4893 | 90.1371 | 86.8567
55153_G_CTG4 | Guadalupe Generating Station | Combined Cycle | 84.4893 | 90.1371 | 86.8567
55153_G_STG1 | Guadalupe Generating Station | Combined Cycle | 84.4893 | 90.1371 | 86.8567
55153_G_STG2 | Guadalupe Generating Station | Combined Cycle | 84.4893 | 90.1371 | 86.8567
55154_G_CTA | Lost Pines 1 Power Project | Combined Cycle | 84.4893 | 90.1371 | 86.8567
55154_G_CTB | Lost Pines 1 Power Project | Combined Cycle | 84.4893 | 90.1371 | 86.8567
55154_G_ST | Lost Pines 1 Power Project | Combined Cycle | 84.4893 | 90.1371 | 86.8567
55155_G_UNT1 | Albany Landfill Gas Utilization Project | Landfill Gas | 90 | 90 | 90
55155_G_UNT2 | Albany Landfill Gas Utilization Project | Landfill Gas | 90 | 90 | 90
55155_G_UNT3 | Albany Landfill Gas Utilization Project | Landfill Gas | 90 | 90 | 90
55156_G_UNT1 | Prince William County Landfill | Landfill Gas | 90 | 90 | 90
55156_G_UNT2 | Prince William County Landfill | Landfill Gas | 90 | 90 | 90
55161_G_UNT1 | Lopez Landfill Gas Utilization Project | Landfill Gas | 90 | 90 | 90
55161_G_UNT2 | Lopez Landfill Gas Utilization Project | Landfill Gas | 90 | 90 | 90
55162_G_UNT1 | Volusia Landfill Gas Utilization Project | Landfill Gas | 90 | 90 | 90
55162_G_UNT2 | Volusia Landfill Gas Utilization Project | Landfill Gas | 90 | 90 | 90
55163_G_UNT1 | Hartford Landfill Gas Utilization Proj | Landfill Gas | 90 | 90 | 90
55163_G_UNT2 | Hartford Landfill Gas Utilization Proj | Landfill Gas | 90 | 90 | 90
55163_G_UNT3 | Hartford Landfill Gas Utilization Proj | Landfill Gas | 90 | 90 | 90
55164_G_CT1 | Bluegrass Generation LLC | Combustion Turbine | 89.6928 | 92.6015 | 90.9121
55164_G_CT2 | Bluegrass Generation LLC | Combustion Turbine | 89.6928 | 92.6015 | 90.9121
55164_G_CT3 | Bluegrass Generation LLC | Combustion Turbine | 89.6928 | 92.6015 | 90.9121
55165_G_G101 | Calcasieu | Combustion Turbine | 89.6928 | 92.6015 | 90.9121
55165_G_G102 | Calcasieu | Combustion Turbine | 89.6928 | 92.6015 | 90.9121
55166_G_CT01 | Broad River Energy Center | Combustion Turbine | 89.6928 | 92.6015 | 90.9121
55166_G_CT02 | Broad River Energy Center | Combustion Turbine | 89.6928 | 92.6015 | 90.9121
55166_G_CT03 | Broad River Energy Center | Combustion Turbine | 89.6928 | 92.6015 | 90.9121
55166_G_CT04 | Broad River Energy Center | Combustion Turbine | 89.6928 | 92.6015 | 90.9121
55166_G_CT05 | Broad River Energy Center | Combustion Turbine | 89.6928 | 92.6015 | 90.9121
55168_G_0001 | Bastrop Energy Center | Combined Cycle | 84.4893 | 90.1371 | 86.8567
55168_G_0002 | Bastrop Energy Center | Combined Cycle | 84.4893 | 90.1371 | 86.8567
55168_G_0003 | Bastrop Energy Center | Combined Cycle | 84.4893 | 90.1371 | 86.8567
55170_G_CT11 | Granite Ridge | Combined Cycle | 84.4893 | 90.1371 | 86.8567
55170_G_CT12 | Granite Ridge | Combined Cycle | 84.4893 | 90.1371 | 86.8567
55170_G_STG | Granite Ridge | Combined Cycle | 84.4893 | 90.1371 | 86.8567
55172_G_GT-1 | Bosque County Peaking | Combustion Turbine | 89.6928 | 92.6015 | 90.9121
55172_G_GT-2 | Bosque County Peaking | Combustion Turbine | 89.6928 | 92.6015 | 90.9121
55172_G_GT-3 | Bosque County Peaking | Combined Cycle | 84.4893 | 90.1371 | 86.8567
55172_G_ST-4 | Bosque County Peaking | Combined Cycle | 84.4893 | 90.1371 | 86.8567
55172_G_ST-5 | Bosque County Peaking | Combined Cycle | 84.4893 | 90.1371 | 86.8567
55173_G_CT11 | Acadia Energy Center | Combined Cycle | 84.4893 | 90.1371 | 86.8567
55173_G_CT12 | Acadia Energy Center | Combined Cycle | 84.4893 | 90.1371 | 86.8567
55173_G_CT24 | Acadia Energy Center | Combined Cycle | 84.4893 | 90.1371 | 86.8567
55173_G_CT25 | Acadia Energy Center | Combined Cycle | 84.4893 | 90.1371 | 86.8567
55173_G_ST13 | Acadia Energy Center | Combined Cycle | 84.4893 | 90.1371 | 86.8567
55173_G_ST26 | Acadia Energy Center | Combined Cycle | 84.4893 | 90.1371 | 86.8567
55176_G_GEN1 | Eastman Cogeneration Facility | Combined Cycle | 84.4893 | 90.1371 | 86.8567
55176_G_GEN2 | Eastman Cogeneration Facility | Combined Cycle | 84.4893 | 90.1371 | 86.8567
55176_G_GEN3 | Eastman Cogeneration Facility | Combined Cycle | 84.4893 | 90.1371 | 86.8567
55177_G_A | South Point Energy Center | Combined Cycle | 84.4893 | 90.1371 | 86.8567
55177_G_B | South Point Energy Center | Combined Cycle | 84.4893 | 90.1371 | 86.8567
55177_G_ST1 | South Point Energy Center | Combined Cycle | 84.4893 | 90.1371 | 86.8567
55178_G_CT-1 | Dogwood Energy Facility | Combined Cycle | 84.4893 | 90.1371 | 86.8567
55178_G_CT-2 | Dogwood Energy Facility | Combined Cycle | 84.4893 | 90.1371 | 86.8567
55178_G_ST-1 | Dogwood Energy Facility | Combined Cycle | 84.4893 | 90.1371 | 86.8567
55179_G_CTG1 | Rathdrum Power LLC | Combined Cycle | 88.516 | 84.5576 | 86.8567
55179_G_STG1 | Rathdrum Power LLC | Combined Cycle | 88.516 | 84.5576 | 86.8567
55182_G_STG | Sunrise Power LLC | Combined Cycle | 84.4893 | 90.1371 | 86.8567
55182_G_X718 | Sunrise Power LLC | Combined Cycle | 84.4893 | 90.1371 | 86.8567
55182_G_X719 | Sunrise Power LLC | Combined Cycle | 84.4893 | 90.1371 | 86.8567
55187_G_GT1 | Channelview Cogeneration Plant | Combined Cycle | 84.4893 | 90.1371 | 86.8567
55187_G_GT2 | Channelview Cogeneration Plant | Combined Cycle | 84.4893 | 90.1371 | 86.8567
55187_G_GT3 | Channelview Cogeneration Plant | Combined Cycle | 84.4893 | 90.1371 | 86.8567
55187_G_GT4 | Channelview Cogeneration Plant | Combined Cycle | 84.4893 | 90.1371 | 86.8567
55187_G_ST1 | Channelview Cogeneration Plant | Combined Cycle | 84.4893 | 90.1371 | 86.8567
55188_G_PT11 | Cordova Energy | Combined Cycle | 84.4893 | 90.1371 | 86.8567
55188_G_PT21 | Cordova Energy | Combined Cycle | 84.4893 | 90.1371 | 86.8567
55188_G_PT31 | Cordova Energy | Combined Cycle | 84.4893 | 90.1371 | 86.8567
55192_G_CTG1 | Osceola | Combustion Turbine | 89.6928 | 92.6015 | 90.9121
55192_G_CTG2 | Osceola | Combustion Turbine | 89.6928 | 92.6015 | 90.9121
55192_G_CTG3 | Osceola | Combustion Turbine | 89.6928 | 92.6015 | 90.9121
55193_G_CTG1 | Ontelaunee Energy Center | Combined Cycle | 88.516 | 84.5576 | 86.8567
55193_G_CTG2 | Ontelaunee Energy Center | Combined Cycle | 88.516 | 84.5576 | 86.8567
55193_G_STG | Ontelaunee Energy Center | Combined Cycle | 88.516 | 84.5576 | 86.8567
55196_G_UNT1 | FirstEnergy Allegheny Energy Units 1 & 2 | Combustion Turbine | 89.4459 | 88.1728 | 88.9122
55196_G_UNT2 | FirstEnergy Allegheny Energy Units 1 & 2 | Combustion Turbine | 89.4459 | 88.1728 | 88.9122
55197_G_CTG1 | Caledonia | Combined Cycle | 84.4893 | 90.1371 | 86.8567
55197_G_CTG2 | Caledonia | Combined Cycle | 84.4893 | 90.1371 | 86.8567
55197_G_CTG3 | Caledonia | Combined Cycle | 84.4893 | 90.1371 | 86.8567
55197_G_STG1 | Caledonia | Combined Cycle | 84.4893 | 90.1371 | 86.8567
55197_G_STG2 | Caledonia | Combined Cycle | 84.4893 | 90.1371 | 86.8567
55197_G_STG3 | Caledonia | Combined Cycle | 84.4893 | 90.1371 | 86.8567
55198_G_GTG1 | Riverside Generating LLC | Combustion Turbine | 89.6928 | 92.6015 | 90.9121
55198_G_GTG2 | Riverside Generating LLC | Combustion Turbine | 89.6928 | 92.6015 | 90.9121
55198_G_GTG3 | Riverside Generating LLC | Combustion Turbine | 89.6928 | 92.6015 | 90.9121
55198_G_GTG4 | Riverside Generating LLC | Combustion Turbine | 89.6928 | 92.6015 | 90.9121
55198_G_GTG5 | Riverside Generating LLC | Combustion Turbine | 89.6928 | 92.6015 | 90.9121
55199_G_GT1 | Elwood Energy LLC | Combustion Turbine | 89.6928 | 92.6015 | 90.9121
55199_G_GT2 | Elwood Energy LLC | Combustion Turbine | 89.6928 | 92.6015 | 90.9121
55199_G_GT3 | Elwood Energy LLC | Combustion Turbine | 89.6928 | 92.6015 | 90.9121
55199_G_GT4 | Elwood Energy LLC | Combustion Turbine | 89.6928 | 92.6015 | 90.9121
55199_G_GT5 | Elwood Energy LLC | Combustion Turbine | 89.6928 | 92.6015 | 90.9121
55199_G_GT6 | Elwood Energy LLC | Combustion Turbine | 89.6928 | 92.6015 | 90.9121
55199_G_GT7 | Elwood Energy LLC | Combustion Turbine | 89.6928 | 92.6015 | 90.9121
55199_G_GT8 | Elwood Energy LLC | Combustion Turbine | 89.6928 | 92.6015 | 90.9121
55199_G_GT9 | Elwood Energy LLC | Combustion Turbine | 89.6928 | 92.6015 | 90.9121
552_G_1 | Shepaug | Hydro | 83.3856 | 90.5577 | 86.392
55200_G_UN5 | Arapahoe Combustion Turbine Project | Combined Cycle | 84.4893 | 90.1371 | 86.8567
55200_G_UN6 | Arapahoe Combustion Turbine Project | Combined Cycle | 84.4893 | 90.1371 | 86.8567
55200_G_UN7 | Arapahoe Combustion Turbine Project | Combined Cycle | 84.4893 | 90.1371 | 86.8567
55201_G_1 | Gibson City | Combustion Turbine | 89.6928 | 92.6015 | 90.9121
55201_G_2 | Gibson City | Combustion Turbine | 89.6928 | 92.6015 | 90.9121
55202_G_1 | Pinckneyville | Combustion Turbine | 88.1508 | 89.9672 | 88.9122
55202_G_2 | Pinckneyville | Combustion Turbine | 88.1508 | 89.9672 | 88.9122
55202_G_3 | Pinckneyville | Combustion Turbine | 88.1508 | 89.9672 | 88.9122
55202_G_4 | Pinckneyville | Combustion Turbine | 88.1508 | 89.9672 | 88.9122
55202_G_5 | Pinckneyville | Combustion Turbine | 88.1508 | 89.9672 | 88.9122
55202_G_6 | Pinckneyville | Combustion Turbine | 88.1508 | 89.9672 | 88.9122
55202_G_7 | Pinckneyville | Combustion Turbine | 88.1508 | 89.9672 | 88.9122
55202_G_8 | Pinckneyville | Combustion Turbine | 88.1508 | 89.9672 | 88.9122
55203_G_EXIS | Ponnequin Phase 1 | Wind | 95 | 95 | 95
55204_G_1 | Kinmundy | Combustion Turbine | 89.6928 | 92.6015 | 90.9121
55204_G_2 | Kinmundy | Combustion Turbine | 89.6928 | 92.6015 | 90.9121
55206_G_CT1 | Corpus Christi Cogeneration LLC | Combined Cycle | 84.4893 | 90.1371 | 86.8567
55206_G_CT2 | Corpus Christi Cogeneration LLC | Combined Cycle | 84.4893 | 90.1371 | 86.8567
55206_G_ST1 | Corpus Christi Cogeneration LLC | Combined Cycle | 84.4893 | 90.1371 | 86.8567
55207_G_UN7 | Valmont Combustion Turbine Project | Combustion Turbine | 88.1508 | 89.9672 | 88.9122
55207_G_UN8 | Valmont Combustion Turbine Project | Combustion Turbine | 88.1508 | 89.9672 | 88.9122
55208_G_EXIS | Lake Benton I | Wind | 95 | 95 | 95
55210_G_0001 | Afton Generating Station | Combined Cycle | 84.4893 | 90.1371 | 86.8567
55210_G_0002 | Afton Generating Station | Combined Cycle | 84.4893 | 90.1371 | 86.8567
55211_G_U1 | ANP Bellingham Energy Project | Combined Cycle | 84.4893 | 90.1371 | 86.8567
55211_G_U2 | ANP Bellingham Energy Project | Combined Cycle | 84.4893 | 90.1371 | 86.8567
55212_G_U1 | ANP Blackstone Energy Project | Combined Cycle | 84.4893 | 90.1371 | 86.8567
55212_G_U2 | ANP Blackstone Energy Project | Combined Cycle | 84.4893 | 90.1371 | 86.8567
55215_G_CTG1 | Odessa Ector Generating Station | Combined Cycle | 84.4893 | 90.1371 | 86.8567
55215_G_CTG2 | Odessa Ector Generating Station | Combined Cycle | 84.4893 | 90.1371 | 86.8567
55215_G_CTG3 | Odessa Ector Generating Station | Combined Cycle | 84.4893 | 90.1371 | 86.8567
55215_G_CTG4 | Odessa Ector Generating Station | Combined Cycle | 84.4893 | 90.1371 | 86.8567
55215_G_STG1 | Odessa Ector Generating Station | Combined Cycle | 84.4893 | 90.1371 | 86.8567
55215_G_STG2 | Odessa Ector Generating Station | Combined Cycle | 84.4893 | 90.1371 | 86.8567
55216_G_STG1 | Morris Cogeneration LLC | Combined Cycle | 84.4893 | 90.1371 | 86.8567
55216_G_UNT1 | Morris Cogeneration LLC | Combined Cycle | 84.4893 | 90.1371 | 86.8567
55216_G_UNT2 | Morris Cogeneration LLC | Combined Cycle | 84.4893 | 90.1371 | 86.8567
55216_G_UNT3 | Morris Cogeneration LLC | Combined Cycle | 84.4893 | 90.1371 | 86.8567
55217_G_CTG1 | Los Medanos Energy Center | Combined Cycle | 84.4893 | 90.1371 | 86.8567
55217_G_CTG2 | Los Medanos Energy Center | Combined Cycle | 84.4893 | 90.1371 | 86.8567
55217_G_STG3 | Los Medanos Energy Center | Combined Cycle | 84.4893 | 90.1371 | 86.8567
55218_G_H01 | Hinds Energy Facility | Combined Cycle | 84.4893 | 90.1371 | 86.8567
55218_G_H02 | Hinds Energy Facility | Combined Cycle | 84.4893 | 90.1371 | 86.8567
55218_G_HO3 | Hinds Energy Facility | Combined Cycle | 84.4893 | 90.1371 | 86.8567
55220_G_A01 | Attala | Combined Cycle | 84.4893 | 90.1371 | 86.8567
55220_G_A02 | Attala | Combined Cycle | 84.4893 | 90.1371 | 86.8567
55220_G_A03 | Attala | Combined Cycle | 84.4893 | 90.1371 | 86.8567
55221_G_G1 | Harry L. Oswald | Combined Cycle | 84.4893 | 90.1371 | 86.8567
55221_G_G2 | Harry L. Oswald | Combined Cycle | 84.4893 | 90.1371 | 86.8567
55221_G_G3 | Harry L. Oswald | Combined Cycle | 84.4893 | 90.1371 | 86.8567
55221_G_G4 | Harry L. Oswald | Combined Cycle | 84.4893 | 90.1371 | 86.8567
55221_G_G5 | Harry L. Oswald | Combined Cycle | 84.4893 | 90.1371 | 86.8567
55221_G_G6 | Harry L. Oswald | Combined Cycle | 84.4893 | 90.1371 | 86.8567
55221_G_G7 | Harry L. Oswald | Combined Cycle | 84.4893 | 90.1371 | 86.8567
55221_G_G8 | Harry L. Oswald | Combined Cycle | 84.4893 | 90.1371 | 86.8567
55221_G_G9 | Harry L. Oswald | Combined Cycle | 84.4893 | 90.1371 | 86.8567
55222_G_CTG1 | Lincoln Generating Facility | Combustion Turbine | 89.6928 | 92.6015 | 90.9121
55222_G_CTG2 | Lincoln Generating Facility | Combustion Turbine | 89.6928 | 92.6015 | 90.9121
55222_G_CTG3 | Lincoln Generating Facility | Combustion Turbine | 89.6928 | 92.6015 | 90.9121
55222_G_CTG4 | Lincoln Generating Facility | Combustion Turbine | 89.6928 | 92.6015 | 90.9121
55222_G_CTG5 | Lincoln Generating Facility | Combustion Turbine | 89.6928 | 92.6015 | 90.9121
55222_G_CTG6 | Lincoln Generating Facility | Combustion Turbine | 89.6928 | 92.6015 | 90.9121
55222_G_CTG7 | Lincoln Generating Facility | Combustion Turbine | 89.6928 | 92.6015 | 90.9121
55222_G_CTG8 | Lincoln Generating Facility | Combustion Turbine | 89.6928 | 92.6015 | 90.9121
55223_G_GT1 | Ennis Power Company LLC | Combined Cycle | 84.4893 | 90.1371 | 86.8567
55223_G_ST1 | Ennis Power Company LLC | Combined Cycle | 84.4893 | 90.1371 | 86.8567
55224_G_CTG1 | Wheatland Generating Facility | Combustion Turbine | 89.6928 | 92.6015 | 90.9121
55224_G_CTG2 | Wheatland Generating Facility | Combustion Turbine | 89.6928 | 92.6015 | 90.9121
55224_G_CTG3 | Wheatland Generating Facility | Combustion Turbine | 89.6928 | 92.6015 | 90.9121
55224_G_CTG4 | Wheatland Generating Facility | Combustion Turbine | 89.6928 | 92.6015 | 90.9121
55225_G_CTG1 | Calpine Oneta Power LLC | Combined Cycle | 84.4893 | 90.1371 | 86.8567
55225_G_CTG2 | Calpine Oneta Power LLC | Combined Cycle | 84.4893 | 90.1371 | 86.8567
55225_G_CTG3 | Calpine Oneta Power LLC | Combined Cycle | 84.4893 | 90.1371 | 86.8567
55225_G_CTG4 | Calpine Oneta Power LLC | Combined Cycle | 84.4893 | 90.1371 | 86.8567
55225_G_STG1 | Calpine Oneta Power LLC | Combined Cycle | 84.4893 | 90.1371 | 86.8567
55225_G_STG2 | Calpine Oneta Power LLC | Combined Cycle | 84.4893 | 90.1371 | 86.8567
55226_G_GT1 | Freestone Power Generation LLC | Combined Cycle | 84.4893 | 90.1371 | 86.8567
55226_G_GT2 | Freestone Power Generation LLC | Combined Cycle | 84.4893 | 90.1371 | 86.8567
55226_G_GT3 | Freestone Power Generation LLC | Combined Cycle | 84.4893 | 90.1371 | 86.8567
55226_G_GT4 | Freestone Power Generation LLC | Combined Cycle | 84.4893 | 90.1371 | 86.8567
55226_G_ST3 | Freestone Power Generation LLC | Combined Cycle | 84.4893 | 90.1371 | 86.8567
55226_G_ST6 | Freestone Power Generation LLC | Combined Cycle | 84.4893 | 90.1371 | 86.8567
55228_G_GT1 | Greenville Electric Generating Station | Combustion Turbine | 89.6928 | 92.6015 | 90.9121
55228_G_GT2 | Greenville Electric Generating Station | Combustion Turbine | 89.6928 | 92.6015 | 90.9121
55228_G_GT3 | Greenville Electric Generating Station | Combustion Turbine | 89.6928 | 92.6015 | 90.9121
55228_G_GT4 | Greenville Electric Generating Station | Combustion Turbine | 88.1508 | 89.9672 | 88.9122
55229_G_GT1 | Montpelier Electric Generating Station | Combustion Turbine | 88.1508 | 89.9672 | 88.9122
55229_G_GT2 | Montpelier Electric Generating Station | Combustion Turbine | 88.1508 | 89.9672 | 88.9122
55229_G_GT3 | Montpelier Electric Generating Station | Combustion Turbine | 88.1508 | 89.9672 | 88.9122
55229_G_GT4 | Montpelier Electric Generating Station | Combustion Turbine | 88.1508 | 89.9672 | 88.9122
55230_G_CT1 | Jack County | Combined Cycle | 84.4893 | 90.1371 | 86.8567
55230_G_CT2 | Jack County | Combined Cycle | 84.4893 | 90.1371 | 86.8567
55230_G_CT3 | Jack County | Combined Cycle | 84.4893 | 90.1371 | 86.8567
55230_G_CT4 | Jack County | Combined Cycle | 84.4893 | 90.1371 | 86.8567
55230_G_ST1 | Jack County | Combined Cycle | 84.4893 | 90.1371 | 86.8567
55230_G_ST2 | Jack County | Combined Cycle | 84.4893 | 90.1371 | 86.8567
55231_G_GTG1 | Liberty Electric Power Plant | Combined Cycle | 84.4893 | 90.1371 | 86.8567
55231_G_GTG2 | Liberty Electric Power Plant | Combined Cycle | 84.4893 | 90.1371 | 86.8567
55231_G_STG | Liberty Electric Power Plant | Combined Cycle | 84.4893 | 90.1371 | 86.8567
55233_G_GT01 | Handsome Lake Energy LLC | Combustion Turbine | 89.6928 | 92.6015 | 90.9121
55233_G_GT02 | Handsome Lake Energy LLC | Combustion Turbine | 89.6928 | 92.6015 | 90.9121
55233_G_GT03 | Handsome Lake Energy LLC | Combustion Turbine | 89.6928 | 92.6015 | 90.9121
55233_G_GT04 | Handsome Lake Energy LLC | Combustion Turbine | 89.6928 | 92.6015 | 90.9121
55233_G_GT05 | Handsome Lake Energy LLC | Combustion Turbine | 89.6928 | 92.6015 | 90.9121
55234_G_GT1 | Audrain Generating Station | Combustion Turbine | 89.6928 | 92.6015 | 90.9121
55234_G_GT2 | Audrain Generating Station | Combustion Turbine | 89.6928 | 92.6015 | 90.9121
55234_G_GT3 | Audrain Generating Station | Combustion Turbine | 89.6928 | 92.6015 | 90.9121
55234_G_GT4 | Audrain Generating Station | Combustion Turbine | 89.6928 | 92.6015 | 90.9121
55234_G_GT5 | Audrain Generating Station | Combustion Turbine | 89.6928 | 92.6015 | 90.9121
55234_G_GT6 | Audrain Generating Station | Combustion Turbine | 89.6928 | 92.6015 | 90.9121
55234_G_GT7 | Audrain Generating Station | Combustion Turbine | 89.6928 | 92.6015 | 90.9121
55234_G_GT8 | Audrain Generating Station | Combustion Turbine | 89.6928 | 92.6015 | 90.9121
55236_G_CT1 | Lee Energy Facility | Combustion Turbine | 89.6928 | 92.6015 | 90.9121
55236_G_CT2 | Lee Energy Facility | Combustion Turbine | 89.6928 | 92.6015 | 90.9121
55236_G_CT3 | Lee Energy Facility | Combustion Turbine | 89.6928 | 92.6015 | 90.9121
55236_G_CT4 | Lee Energy Facility | Combustion Turbine | 89.6928 | 92.6015 | 90.9121
55236_G_CT5 | Lee Energy Facility | Combustion Turbine | 89.6928 | 92.6015 | 90.9121
55236_G_CT6 | Lee Energy Facility | Combustion Turbine | 89.6928 | 92.6015 | 90.9121
55236_G_CT7 | Lee Energy Facility | Combustion Turbine | 89.6928 | 92.6015 | 90.9121
55236_G_CT8 | Lee Energy Facility | Combustion Turbine | 89.6928 | 92.6015 | 90.9121
55237_G_CTG1 | Energy Shelby County | Combustion Turbine | 88.1508 | 89.9672 | 88.9122
55237_G_CTG2 | Energy Shelby County | Combustion Turbine | 88.1508 | 89.9672 | 88.9122
55237_G_CTG3 | Energy Shelby County | Combustion Turbine | 88.1508 | 89.9672 | 88.9122
55237_G_CTG4 | Energy Shelby County | Combustion Turbine | 88.1508 | 89.9672 | 88.9122
55237_G_CTG5 | Energy Shelby County | Combustion Turbine | 88.1508 | 89.9672 | 88.9122
55237_G_CTG6 | Energy Shelby County | Combustion Turbine | 88.1508 | 89.9672 | 88.9122
55237_G_CTG7 | Energy Shelby County | Combustion Turbine | 88.1508 | 89.9672 | 88.9122
55237_G_CTG8 | Energy Shelby County | Combustion Turbine | 88.1508 | 89.9672 | 88.9122
55238_G_0001 | NRG Rockford I | Combustion Turbine | 89.6928 | 92.6015 | 90.9121
55238_G_0002 | NRG Rockford I | Combustion Turbine | 89.6928 | 92.6015 | 90.9121
55239_G_0001 | AES Red Oak LLC | Combined Cycle | 84.4893 | 90.1371 | 86.8567
55239_G_0002 | AES Red Oak LLC | Combined Cycle | 84.4893 | 90.1371 | 86.8567
55239_G_0003 | AES Red Oak LLC | Combined Cycle | 84.4893 | 90.1371 | 86.8567
55239_G_0004 | AES Red Oak LLC | Combined Cycle | 84.4893 | 90.1371 | 86.8567
55241_G_CT01 | Hog Bayou Energy Center | Combined Cycle | 84.4893 | 90.1371 | 86.8567
55241_G_ST01 | Hog Bayou Energy Center | Combined Cycle | 84.4893 | 90.1371 | 86.8567
55242_G_CT01 | Santa Rosa Energy Center | Combined Cycle | 84.4893 | 90.1371 | 86.8567
55242_G_ST01 | Santa Rosa Energy Center | Combined Cycle | 84.4893 | 90.1371 | 86.8567
55243_G_10 | Astoria Gas Turbines | Combustion Turbine | 88.1508 | 89.9672 | 88.9122
55243_G_11 | Astoria Gas Turbines | Combustion Turbine | 88.1508 | 89.9672 | 88.9122
55243_G_12 | Astoria Gas Turbines | Combustion Turbine | 88.1508 | 89.9672 | 88.9122
55243_G_13 | Astoria Gas Turbines | Combustion Turbine | 88.1508 | 89.9672 | 88.9122
55243_G_2-1 | Astoria Gas Turbines | Combustion Turbine | 88.1508 | 89.9672 | 88.9122
55243_G_2-2 | Astoria Gas Turbines | Combustion Turbine | 88.1508 | 89.9672 | 88.9122
55243_G_2-3 | Astoria Gas Turbines | Combustion Turbine | 88.1508 | 89.9672 | 88.9122
55243_G_2-4 | Astoria Gas Turbines | Combustion Turbine | 88.1508 | 89.9672 | 88.9122
55243_G_3-1 | Astoria Gas Turbines | Combustion Turbine | 88.1508 | 89.9672 | 88.9122
55243_G_3-2 | Astoria Gas Turbines | Combustion Turbine | 88.1508 | 89.9672 | 88.9122
55243_G_3-3 | Astoria Gas Turbines | Combustion Turbine | 88.1508 | 89.9672 | 88.9122
55243_G_3-4 | Astoria Gas Turbines | Combustion Turbine | 88.1508 | 89.9672 | 88.9122
55243_G_4-1 | Astoria Gas Turbines | Combustion Turbine | 88.1508 | 89.9672 | 88.9122
55243_G_4-2 | Astoria Gas Turbines | Combustion Turbine | 88.1508 | 89.9672 | 88.9122
55243_G_4-3 | Astoria Gas Turbines | Combustion Turbine | 88.1508 | 89.9672 | 88.9122
55243_G_4-4 | Astoria Gas Turbines | Combustion Turbine | 88.1508 | 89.9672 | 88.9122
55243_G_5 | Astoria Gas Turbines | Combustion Turbine | 84.7073 | 87.0873 | 85.7049
55243_G_7 | Astoria Gas Turbines | Combustion Turbine | 84.7073 | 87.0873 | 85.7049
55243_G_8 | Astoria Gas Turbines | Combustion Turbine | 84.7073 | 87.0873 | 85.7049
55244_G_CTG1 | Doyle Generating Facility | Combustion Turbine | 89.6928 | 92.6015 | 90.9121
55244_G_CTG2 | Doyle Generating Facility | Combustion Turbine | 89.6928 | 92.6015 | 90.9121
55244_G_CTG3 | Doyle Generating Facility | Combustion Turbine | 89.6928 | 92.6015 | 90.9121
55244_G_CTG4 | Doyle Generating Facility | Combustion Turbine | 89.6928 | 92.6015 | 90.9121
55244_G_CTG5 | Doyle Generating Facility | Combustion Turbine | 89.6928 | 92.6015 | 90.9121
55247_G_GT1 | Darby Electric Generating Station | Combustion Turbine | 89.6928 | 92.6015 | 90.9121
55247_G_GT2 | Darby Electric Generating Station | Combustion Turbine | 89.6928 | 92.6015 | 90.9121
55247_G_GT3 | Darby Electric Generating Station | Combustion Turbine | 89.6928 | 92.6015 | 90.9121
55247_G_GT4 | Darby Electric Generating Station | Combustion Turbine | 89.6928 | 92.6015 | 90.9121
55247_G_GT5 | Darby Electric Generating Station | Combustion Turbine | 89.6928 | 92.6015 | 90.9121
55247_G_GT6 | Darby Electric Generating Station | Combustion Turbine | 89.6928 | 92.6015 | 90.9121
55248_G_GT4 | Tait Electric Generating Station | Combustion Turbine | 89.6928 | 92.6015 | 90.9121
55248_G_GT5 | Tait Electric Generating Station | Combustion Turbine | 89.6928 | 92.6015 | 90.9121
55248_G_GT6 | Tait Electric Generating Station | Combustion Turbine | 89.6928 | 92.6015 | 90.9121
55248_G_GT7 | Tait Electric Generating Station | Combustion Turbine | 89.6928 | 92.6015 | 90.9121
55250_G_UPG1 | University Park Energy LLC | Combustion Turbine | 89.6928 | 92.6015 | 90.9121
55250_G_UPG2 | University Park Energy LLC | Combustion Turbine | 89.6928 | 92.6015 | 90.9121
55250_G_UPG3 | University Park Energy LLC | Combustion Turbine | 89.6928 | 92.6015 | 90.9121
55250_G_UPG4 | University Park Energy LLC | Combustion Turbine | 89.6928 | 92.6015 | 90.9121
55250_G_UPG5 | University Park Energy LLC | Combustion Turbine | 89.6928 | 92.6015 | 90.9121
55250_G_UPG6 | University Park Energy LLC | Combustion Turbine | 89.6928 | 92.6015 | 90.9121
55251_G_CTG1 | Gleason Generating Facility | Combustion Turbine | 89.6928 | 92.6015 | 90.9121
55251_G_CTG2 | Gleason Generating Facility | Combustion Turbine | 89.6928 | 92.6015 | 90.9121
55251_G_CTG3 | Gleason Generating Facility | Combustion Turbine | 89.6928 | 92.6015 | 90.9121
55253_G_GT1 | Crete Energy Park | Combustion Turbine | 89.6928 | 92.6015 | 90.9121
55253_G_GT2 | Crete Energy Park | Combustion Turbine | 89.6928 | 92.6015 | 90.9121
55253_G_GT3 | Crete Energy Park | Combustion Turbine | 89.6928 | 92.6015 | 90.9121
55253_G_GT4 | Crete Energy Park | Combustion Turbine | 89.6928 | 92.6015 | 90.9121
55257_G_1 | Ina Road Water Pollution Control Fac | Combustion Turbine | 84.7073 | 87.0873 | 85.7049
55257_G_2 | Ina Road Water Pollution Control Fac | Combustion Turbine | 84.7073 | 87.0873 | 85.7049
55257_G_3 | Ina Road Water Pollution Control Fac | Combustion Turbine | 84.7073 | 87.0873 | 85.7049
55257_G_4 | Ina Road Water Pollution Control Fac | Combustion Turbine | 84.7073 | 87.0873 | 85.7049
55257_G_5 | Ina Road Water Pollution Control Fac | Combustion Turbine | 84.7073 | 87.0873 | 85.7049
55257_G_6 | Ina Road Water Pollution Control Fac | Combustion Turbine | 84.7073 | 87.0873 | 85.7049
55257_G_7 | Ina Road Water Pollution Control Fac | Combustion Turbine | 84.7073 | 87.0873 | 85.7049
55259_G_CT1 | Whiting Clean Energy | Combined Cycle | 84.4893 | 90.1371 | 86.8567
55259_G_CT2 | Whiting Clean Energy | Combined Cycle | 84.4893 | 90.1371 | 86.8567
55259_G_ST1 | Whiting Clean Energy | Combined Cycle | 84.4893 | 90.1371 | 86.8567
55262_G_CT1 | Bowling Green Generating Station | Combustion Turbine | 88.1508 | 89.9672 | 88.9122
55262_G_CT2 | Bowling Green Generating Station | Combustion Turbine | 84.7073 | 87.0873 | 85.7049
55263_G_CT1 | Galion Generating Station | Combustion Turbine | 88.1508 | 89.9672 | 88.9122
55263_G_CT2 | Galion Generating Station | Combustion Turbine | 84.7073 | 87.0873 | 85.7049
55264_G_CT1 | Napoleon Peaking Station | Combustion Turbine | 88.1508 | 89.9672 | 88.9122
55264_G_CT2 | Napoleon Peaking Station | Combustion Turbine | 84.7073 | 87.0873 | 85.7049
55265_G_EXIS | Lake Benton II | Wind | 95 | 95 | 95
55267_G_712 | West Georgia Generating | Combustion Turbine | 89.6928 | 92.6015 | 90.9121
55267_G_713 | West Georgia Generating | Combustion Turbine | 89.6928 | 92.6015 | 90.9121
55267_G_714 | West Georgia Generating | Combustion Turbine | 89.6928 | 92.6015 | 90.9121
55267_G_715 | West Georgia Generating | Combustion Turbine | 89.6928 | 92.6015 | 90.9121
55269_G_CTG1 | TVA Southaven Combined Cycle | Combined Cycle | 84.4893 | 90.1371 | 86.8567
55269_G_CTG2 | TVA Southaven Combined Cycle | Combined Cycle | 84.4893 | 90.1371 | 86.8567
55269_G_CTG3 | TVA Southaven Combined Cycle | Combined Cycle | 84.4893 | 90.1371 | 86.8567
55269_G_STG1 | TVA Southaven Combined Cycle | Combined Cycle | 84.4893 | 90.1371 | 86.8567
55269_G_STG2 | TVA Southaven Combined Cycle | Combined Cycle | 84.4893 | 90.1371 | 86.8567
55269_G_STG3 | TVA Southaven Combined Cycle | Combined Cycle | 84.4893 | 90.1371 | 86.8567
55270_G_7EA | Kinder Morgan Power Jackson Facility | Combined Cycle | 84.4893 | 90.1371 | 86.8567
55270_G_LM1 | Kinder Morgan Power Jackson Facility | Combined Cycle | 84.4893 | 90.1371 | 86.8567
55270_G_LM2 | Kinder Morgan Power Jackson Facility | Combined Cycle | 84.4893 | 90.1371 | 86.8567
55270_G_LM3 | Kinder Morgan Power Jackson Facility | Combined Cycle | 84.4893 | 90.1371 | 86.8567
55270_G_LM4 | Kinder Morgan Power Jackson Facility | Combined Cycle | 84.4893 | 90.1371 | 86.8567
55270_G_LM5 | Kinder Morgan Power Jackson Facility | Combined Cycle | 84.4893 | 90.1371 | 86.8567
55270_G_LM6 | Kinder Morgan Power Jackson Facility | Combined Cycle | 84.4893 | 90.1371 | 86.8567
55270_G_ST1 | Kinder Morgan Power Jackson Facility | Combined Cycle | 84.4893 | 90.1371 | 86.8567
55270_G_ST2 | Kinder Morgan Power Jackson Facility | Combined Cycle | 84.4893 | 90.1371 | 86.8567
55271_G_GTG1 | Tenaska Lindsay Hill Generating Station | Combined Cycle | 84.4893 | 90.1371 | 86.8567
55271_G_GTG2 | Tenaska Lindsay Hill Generating Station | Combined Cycle | 84.4893 | 90.1371 | 86.8567
55271_G_GTG3 | Tenaska Lindsay Hill Generating Station | Combined Cycle | 84.4893 | 90.1371 | 86.8567
55271_G_STG1 | Tenaska Lindsay Hill Generating Station | Combined Cycle | 84.4893 | 90.1371 | 86.8567
55276_G_01 | Ceredo Generating Station | Combustion Turbine | 89.6928 | 92.6015 | 90.9121
55276_G_02 | Ceredo Generating Station | Combustion Turbine | 89.6928 | 92.6015 | 90.9121
55276_G_03 | Ceredo Generating Station | Combustion Turbine | 89.6928 | 92.6015 | 90.9121
55276_G_04 | Ceredo Generating Station | Combustion Turbine | 89.6928 | 92.6015 | 90.9121
55276_G_05 | Ceredo Generating Station | Combustion Turbine | 89.6928 | 92.6015 | 90.9121
55276_G_06 | Ceredo Generating Station | Combustion Turbine | 89.6928 | 92.6015 | 90.9121
55279_G_CTG1 | Aurora | Combustion Turbine | 89.6928 | 92.6015 | 90.9121
55279_G_CTG10 | Aurora | Combustion Turbine | 88.1508 | 89.9672 | 88.9122
55279_G_CTG2 | Aurora | Combustion Turbine | 89.6928 | 92.6015 | 90.9121
55279_G_CTG3 | Aurora | Combustion Turbine | 89.6928 | 92.6015 | 90.9121
55279_G_CTG4 | Aurora | Combustion Turbine | 89.6928 | 92.6015 | 90.9121
55279_G_CTG5 | Aurora | Combustion Turbine | 88.1508 | 89.9672 | 88.9122
55279_G_CTG6 | Aurora | Combustion Turbine | 88.1508 | 89.9672 | 88.9122
55279_G_CTG7 | Aurora | Combustion Turbine | 88.1508 | 89.9672 | 88.9122
55279_G_CTG8 | Aurora | Combustion Turbine | 88.1508 | 89.9672 | 88.9122
55279_G_CTG9 | Aurora | Combustion Turbine | 88.1508 | 89.9672 | 88.9122
55281_G_GT05 | Southeast Chicago Energy Project | Combustion Turbine | 88.1508 | 89.9672 | 88.9122
55281_G_GT06 | Southeast Chicago Energy Project | Combustion Turbine | 88.1508 | 89.9672 | 88.9122
55281_G_GT07 | Southeast Chicago Energy Project | Combustion Turbine | 88.1508 | 89.9672 | 88.9122
55281_G_GT08 | Southeast Chicago Energy Project | Combustion Turbine | 88.1508 | 89.9672 | 88.9122
55281_G_GT09 | Southeast Chicago Energy Project | Combustion Turbine | 88.1508 | 89.9672 | 88.9122
55281_G_GT10 | Southeast Chicago Energy Project | Combustion Turbine | 88.1508 | 89.9672 | 88.9122
55281_G_GT11 | Southeast Chicago Energy Project | Combustion Turbine | 88.1508 | 89.9672 | 88.9122
55281_G_GT12 | Southeast Chicago Energy Project | Combustion Turbine | 88.1508 | 89.9672 | 88.9122
55282_G_CTG1 | Arlington Valley Energy Facility | Combined Cycle | 84.4893 | 90.1371 | 86.8567
55282_G_CTG2 | Arlington Valley Energy Facility | Combined Cycle | 84.4893 | 90.1371 | 86.8567
55282_G_STG1 | Arlington Valley Energy Facility | Combined Cycle | 84.4893 | 90.1371 | 86.8567
55283_G_1 | Front Range Power Plant | Combined Cycle | 84.4893 | 90.1371 | 86.8567
55283_G_2 | Front Range Power Plant | Combined Cycle | 84.4893 | 90.1371 | 86.8567
55283_G_3 | Front Range Power Plant | Combined Cycle | 84.4893 | 90.1371 | 86.8567
55284_G_BSG1 | Big Sandy Peaker Plant LLC | Combustion Turbine | 89.6928 | 92.6015 | 90.9121
55284_G_BSG2 | Big Sandy Peaker Plant LLC | Combustion Turbine | 89.6928 | 92.6015 | 90.9121
55284_G_BSG3 | Big Sandy Peaker Plant LLC | Combustion Turbine | 89.6928 | 92.6015 | 90.9121
55284_G_BSG4 | Big Sandy Peaker Plant LLC | Combustion Turbine | 89.6928 | 92.6015 | 90.9121
55284_G_BSG5 | Big Sandy Peaker Plant LLC | Combustion Turbine | 89.6928 | 92.6015 | 90.9121
55284_G_BSG6 | Big Sandy Peaker Plant LLC | Combustion Turbine | 89.6928 | 92.6015 | 90.9121
55285_G_WHG1 | Wolf Hills Energy LLC | Combustion Turbine | 89.6928 | 92.6015 | 90.9121
55285_G_WHG2 | Wolf Hills Energy LLC | Combustion Turbine | 89.6928 | 92.6015 | 90.9121
55285_G_WHG3 | Wolf Hills Energy LLC | Combustion Turbine | 89.6928 | 92.6015 | 90.9121
55285_G_WHG4 | Wolf Hills Energy LLC | Combustion Turbine | 89.6928 | 92.6015 | 90.9121
55285_G_WHG5 | Wolf Hills Energy LLC | Combustion Turbine | 89.6928 | 92.6015 | 90.9121
55286_G_OG1 | Oleander Power Project LP | Combustion Turbine | 89.6928 | 92.6015 | 90.9121
55286_G_OG2 | Oleander Power Project LP | Combustion Turbine | 89.6928 | 92.6015 | 90.9121
55286_G_OG3 | Oleander Power Project LP | Combustion Turbine | 89.6928 | 92.6015 | 90.9121
55286_G_OG4 | Oleander Power Project LP | Combustion Turbine | 89.6928 | 92.6015 | 90.9121
55286_G_OG5 | Oleander Power Project LP | Combustion Turbine | 89.6928 | 92.6015 | 90.9121
55287_G_EXIS | Storm Lake II | Wind | 95 | 95 | 95
55288_G_MW01 | PPL Medway Hydro | Hydro | 81.0191 | 87.391 | 83.6901
55288_G_MW02 | PPL Medway Hydro | Hydro | 81.0191 | 87.391 | 83.6901
55288_G_MW03 | PPL Medway Hydro | Hydro | 81.0191 | 87.391 | 83.6901
55288_G_MW04 | PPL Medway Hydro | Hydro | 81.0191 | 87.391 | 83.6901
55288_G_MW05 | PPL Medway Hydro | Hydro | 81.0191 | 87.391 | 83.6901
55292_G_CTG1 | Decatur Energy Center | Combined Cycle | 84.4893 | 90.1371 | 86.8567
55292_G_CTG2 | Decatur Energy Center | Combined Cycle | 84.4893 | 90.1371 | 86.8567
55292_G_CTG3 | Decatur Energy Center | Combined Cycle | 84.4893 | 90.1371 | 86.8567
55292_G_STG1 | Decatur Energy Center | Combined Cycle | 84.4893 | 90.1371 | 86.8567
55293_G_CTG1 | Morgan Energy Center | Combined Cycle | 84.4893 | 90.1371 | 86.8567
55293_G_CTG2 | Morgan Energy Center | Combined Cycle | 84.4893 | 90.1371 | 86.8567
55293_G_CTG3 | Morgan Energy Center | Combined Cycle | 84.4893 | 90.1371 | 86.8567
55293_G_STG1 | Morgan Energy Center | Combined Cycle | 84.4893 | 90.1371 | 86.8567
55294_G_GTG1 | Westbrook Energy Center | Combined Cycle | 84.4893 | 90.1371 | 86.8567
55294_G_GTG2 | Westbrook Energy Center | Combined Cycle | 84.4893 | 90.1371 | 86.8567
55294_G_STG3 | Westbrook Energy Center | Combined Cycle | 84.4893 | 90.1371 | 86.8567
55295_G_CT1 | Blythe Energy LLC | Combined Cycle | 84.4893 | 90.1371 | 86.8567
55295_G_CT2 | Blythe Energy LLC | Combined Cycle | 84.4893 | 90.1371 | 86.8567
55295_G_ST1 | Blythe Energy LLC | Combined Cycle | 84.4893 | 90.1371 | 86.8567
55296_G_CT11 | Calumet Energy Team LLC | Combustion Turbine | 89.6928 | 92.6015 | 90.9121
55296_G_CT12 | Calumet Energy Team LLC | Combustion Turbine | 89.6928 | 92.6015 | 90.9121
55297_G_1 | New Covert Generating Facility | Combined Cycle | 84.4893 | 90.1371 | 86.8567
55297_G_1A | New Covert Generating Facility | Combined Cycle | 84.4893 | 90.1371 | 86.8567
55297_G_2 | New Covert Generating Facility | Combined Cycle | 84.4893 | 90.1371 | 86.8567
55297_G_2A | New Covert Generating Facility | Combined Cycle | 84.4893 | 90.1371 | 86.8567
55297_G_3 | New Covert Generating Facility | Combined Cycle | 84.4893 | 90.1371 | 86.8567
55297_G_3A | New Covert Generating Facility | Combined Cycle | 84.4893 | 90.1371 | 86.8567
55298_G_CT1A | Fairless Energy Center | Combined Cycle | 84.4893 | 90.1371 | 86.8567
55298_G_CT1B | Fairless Energy Center | Combined Cycle | 84.4893 | 90.1371 | 86.8567
55298_G_CT2A | Fairless Energy Center | Combined Cycle | 84.4893 | 90.1371 | 86.8567
55298_G_CT2B | Fairless Energy Center | Combined Cycle | 84.4893 | 90.1371 | 86.8567
55298_G_ST1 | Fairless Energy Center | Combined Cycle | 84.4893 | 90.1371 | 86.8567
55298_G_ST2 | Fairless Energy Center | Combined Cycle | 84.4893 | 90.1371 | 86.8567
55299_G_CTG1 | Channel Energy Center LLC | Combined Cycle | 84.4893 | 90.1371 | 86.8567
55299_G_CTG2 | Channel Energy Center LLC | Combined Cycle | 84.4893 | 90.1371 | 86.8567
55299_G_ST-1 | Channel Energy Center LLC | Combined Cycle | 84.4893 | 90.1371 | 86.8567
553_G_1 | Stevenson | Hydro | 81.0191 | 87.391 | 83.6901
553_G_2 | Stevenson | Hydro | 81.0191 | 87.391 | 83.6901
553_G_3 | Stevenson | Hydro | 81.0191 | 87.391 | 83.6901
553_G_4 | Stevenson | Hydro | 81.0191 | 87.391 | 83.6901
55304_G_CT1 | Baconton Power Plant | Combustion Turbine | 88.1508 | 89.9672 | 88.9122
55304_G_CT4 | Baconton Power Plant | Combustion Turbine | 88.1508 | 89.9672 | 88.9122
55304_G_CT5 | Baconton Power Plant | Combustion Turbine | 88.1508 | 89.9672 | 88.9122
55304_G_CT6 | Baconton Power Plant | Combustion Turbine | 88.1508 | 89.9672 | 88.9122
55306_G_CTG1 | Gila River Power Station | Combined Cycle | 84.4893 | 90.1371 | 86.8567
55306_G_CTG2 | Gila River Power Station | Combined Cycle | 84.4893 | 90.1371 | 86.8567
55306_G_CTG3 | Gila River Power Station | Combined Cycle | 84.4893 | 90.1371 | 86.8567
55306_G_CTG4 | Gila River Power Station | Combined Cycle | 84.4893 | 90.1371 | 86.8567
55306_G_CTG5 | Gila River Power Station | Combined Cycle | 84.4893 | 90.1371 | 86.8567
55306_G_CTG6 | Gila River Power Station | Combined Cycle | 84.4893 | 90.1371 | 86.8567
55306_G_CTG7 | Gila River Power Station | Combined Cycle | 84.4893 | 90.1371 | 86.8567
55306_G_CTG8 | Gila River Power Station | Combined Cycle | 84.4893 | 90.1371 | 86.8567
55306_G_ST10 | Gila River Power Station | Combined Cycle | 84.4893 | 90.1371 | 86.8567
55306_G_ST11 | Gila River Power Station | Combined Cycle | 84.4893 | 90.1371 | 86.8567
55306_G_ST12 | Gila River Power Station | Combined Cycle | 84.4893 | 90.1371 | 86.8567
55306_G_ST9 | Gila River Power Station | Combined Cycle | 84.4893 | 90.1371 | 86.8567
55308_G_GEN1 | Calvert City | Combustion Turbine | 88.1508 | 89.9672 | 88.9122
55309_G_GEN1 | Air Products Port Arthur | Combined Cycle | 84.4893 | 90.1371 | 86.8567
55309_G_GEN2 | Air Products Port Arthur | Combined Cycle | 84.4893 | 90.1371 | 86.8567
55309_G_GEN3 | Air Products Port Arthur | Combined Cycle | 84.4893 | 90.1371 | 86.8567
55309_G_GEN4 | Air Products Port Arthur | Combined Cycle | 84.4893 | 90.1371 | 86.8567
55313_G_CTG1 | Ingleside Cogeneration | Combined Cycle | 84.4893 | 90.1371 | 86.8567
55313_G_CTG2 | Ingleside Cogeneration | Combined Cycle | 84.4893 | 90.1371 | 86.8567
55313_G_STG | Ingleside Cogeneration | Combined Cycle | 84.4893 | 90.1371 | 86.8567
55316_G_GEN1 | Raleigh CO2 Plant | Combustion Turbine | 84.7073 | 87.0873 | 85.7049
55316_G_GEN2 | Raleigh CO2 Plant | Combustion Turbine | 84.7073 | 87.0873 | 85.7049
55316_G_GEN3 | Raleigh CO2 Plant | Combustion Turbine | 84.7073 | 87.0873 | 85.7049
55316_G_GEN4 | Raleigh CO2 Plant | Combustion Turbine | 84.7073 | 87.0873 | 85.7049
55317_G_GT11 | Fore River Generating Station | Combined Cycle | 84.4893 | 90.1371 | 86.8567
55317_G_GT12 | Fore River Generating Station | Combined Cycle | 84.4893 | 90.1371 | 86.8567
55317_G_ST15 | Fore River Generating Station | Combined Cycle | 84.4893 | 90.1371 | 86.8567
55320_G_GT1 | Wise County Power LLC | Combined Cycle | 84.4893 | 90.1371 | 86.8567
55320_G_GT2 | Wise County Power LLC | Combined Cycle | 84.4893 | 90.1371 | 86.8567
55320_G_ST1 | Wise County Power LLC | Combined Cycle | 84.4893 | 90.1371 | 86.8567
55322_G_CTG1 | Chuck Lenzie Generating Station | Combined Cycle | 84.4893 | 90.1371 | 86.8567
55322_G_CTG2 | Chuck Lenzie Generating Station | Combined Cycle | 84.4893 | 90.1371 | 86.8567
55322_G_CTG3 | Chuck Lenzie Generating Station | Combined Cycle | 84.4893 | 90.1371 | 86.8567
55322_G_CTG4 | Chuck Lenzie Generating Station | Combined Cycle | 84.4893 | 90.1371 | 86.8567
55322_G_ST1 | Chuck Lenzie Generating Station | Combined Cycle | 84.4893 | 90.1371 | 86.8567
55322_G_ST2 | Chuck Lenzie Generating Station | Combined Cycle | 84.4893 | 90.1371 | 86.8567
55327_G_CTG1 | Baytown Energy Center LLC | Combined Cycle | 84.4893 | 90.1371 | 86.8567
55327_G_CTG2 | Baytown Energy Center LLC | Combined Cycle | 84.4893 | 90.1371 | 86.8567
55327_G_CTG3 | Baytown Energy Center LLC | Combined Cycle | 84.4893 | 90.1371 | 86.8567
55327_G_STG1 | Baytown Energy Center LLC | Combined Cycle | 84.4893 | 90.1371 | 86.8567
55328_G_CTG1 | Hermiston Power Partnership | Combined Cycle | 88.516 | 84.5576 | 86.8567
55328_G_CTG2 | Hermiston Power Partnership | Combined Cycle | 88.516 | 84.5576 | 86.8567
55328_G_STG1 | Hermiston Power Partnership | Combined Cycle | 88.516 | 84.5576 | 86.8567
55332_G_1 | Washington County | Combustion Turbine | 89.6928 | 92.6015 | 90.9121
55332_G_2 | Washington County | Combustion Turbine | 89.6928 | 92.6015 | 90.9121
55332_G_3 | Washington County | Combustion Turbine | 89.6928 | 92.6015 | 90.9121
55332_G_4 | Washington County | Combustion Turbine | 89.6928 | 92.6015 | 90.9121
55333_G_CTG1 | Delta Energy Center | Combined Cycle | 84.4893 | 90.1371 | 86.8567
55333_G_CTG2 | Delta Energy Center | Combined Cycle | 84.4893 | 90.1371 | 86.8567
55333_G_CTG3 | Delta Energy Center | Combined Cycle | 84.4893 | 90.1371 | 86.8567
55333_G_STG1 | Delta Energy Center | Combined Cycle | 84.4893 | 90.1371 | 86.8567
55334_G_CTG1 | Holland Energy Facility | Combined Cycle | 84.4893 | 90.1371 | 86.8567
55334_G_CTG2 | Holland Energy Facility | Combined Cycle | 84.4893 | 90.1371 | 86.8567
55334_G_STG1 | Holland Energy Facility | Combined Cycle | 84.4893 | 90.1371 | 86.8567
55337_G_CT1 | AES Ironwood LLC | Combined Cycle | 88.516 | 84.5576 | 86.8567
55337_G_CT2 | AES Ironwood LLC | Combined Cycle | 88.516 | 84.5576 | 86.8567
55337_G_ST4 | AES Ironwood LLC | Combined Cycle | 88.516 | 84.5576 | 86.8567
55340_G_CTG1 | Dell Power Station | Combined Cycle | 84.4893 | 90.1371 | 86.8567
55340_G_CTG2 | Dell Power Station | Combined Cycle | 84.4893 | 90.1371 | 86.8567
55340_G_STG | Dell Power Station | Combined Cycle | 84.4893 | 90.1371 | 86.8567
55342_G_WIND | Woodstock Windfarm | Wind | 95 | 95 | 95
55343_G_CTG1 | Luna Energy Facility | Combined Cycle | 84.4893 | 90.1371 | 86.8567
55343_G_CTG2 | Luna Energy Facility | Combined Cycle | 84.4893 | 90.1371 | 86.8567
55343_G_STG1 | Luna Energy Facility | Combined Cycle | 84.4893 | 90.1371 | 86.8567
55345_G_1-01 | Otay Mesa Generating Project | Combined Cycle | 84.4893 | 90.1371 | 86.8567
55345_G_1-02 | Otay Mesa Generating Project | Combined Cycle | 84.4893 | 90.1371 | 86.8567
55345_G_1-03 | Otay Mesa Generating Project | Combined Cycle | 84.4893 | 90.1371 | 86.8567
55347_G_1 | Armstrong | Combustion Turbine | 91.7667 | 89.728 | 90.9121
55347_G_2 | Armstrong | Combustion Turbine | 91.7667 | 89.728 | 90.9121
55347_G_3 | Armstrong | Combustion Turbine | 91.7667 | 89.728 | 90.9121
55347_G_4 | Armstrong | Combustion Turbine | 91.7667 | 89.728 | 90.9121
55348_G_1 | Troy Energy LLC | Combustion Turbine | 89.6928 | 92.6015 | 90.9121
55348_G_2 | Troy Energy LLC | Combustion Turbine | 89.6928 | 92.6015 | 90.9121
55348_G_3 | Troy Energy LLC | Combustion Turbine | 89.6928 | 92.6015 | 90.9121
55348_G_4 | Troy Energy LLC | Combustion Turbine | 89.6928 | 92.6015 | 90.9121
55349_G_1 | Pleasants Energy LLC | Combustion Turbine | 91.7667 | 89.728 | 90.9121
55349_G_2 | Pleasants Energy LLC | Combustion Turbine | 91.7667 | 89.728 | 90.9121
55350_G_1 | Dresden Energy Facility | Combined Cycle | 84.4893 | 90.1371 | 86.8567
55350_G_2 | Dresden Energy Facility | Combined Cycle | 84.4893 | 90.1371 | 86.8567
55350_G_3 | Dresden Energy Facility | Combined Cycle | 84.4893 | 90.1371 | 86.8567
55353_G_NMO1 | Lakota Ridge LLC | Wind | 95 | 95 | 95
55354_G_6150 | Shaokatan Hills LLC | Wind | 95 | 95 | 95
55357_G_CTG1 | Brazos Valley Generating Facility | Combined Cycle | 84.4893 | 90.1371 | 86.8567
55357_G_CTG2 | Brazos Valley Generating Facility | Combined Cycle | 84.4893 | 90.1371 | 86.8567
55357_G_STG1 | Brazos Valley Generating Facility | Combined Cycle | 84.4893 | 90.1371 | 86.8567
55358_G_CT1 | Cottonwood Energy Project | Combined Cycle | 84.4893 | 90.1371 | 86.8567
55358_G_CT2 | Cottonwood Energy Project | Combined Cycle | 84.4893 | 90.1371 | 86.8567
55358_G_CT3 | Cottonwood Energy Project | Combined Cycle | 84.4893 | 90.1371 | 86.8567
55358_G_CT4 | Cottonwood Energy Project | Combined Cycle | 84.4893 | 90.1371 | 86.8567
55358_G_ST1 | Cottonwood Energy Project | Combined Cycle | 84.4893 | 90.1371 | 86.8567
55358_G_ST2 | Cottonwood Energy Project | Combined Cycle | 84.4893 | 90.1371 | 86.8567
55358_G_ST3 | Cottonwood Energy Project | Combined Cycle | 84.4893 | 90.1371 | 86.8567
55358_G_ST4 | Cottonwood Energy Project | Combined Cycle | 84.4893 | 90.1371 | 86.8567
55364_G_CT01 | Sugar Creek Power | Combined Cycle | 84.4893 | 90.1371 | 86.8567
55364_G_CT02 | Sugar Creek Power | Combined Cycle | 84.4893 | 90.1371 | 86.8567
55364_G_ST1 | Sugar Creek Power | Combined Cycle | 84.4893 | 90.1371 | 86.8567
55365_G_GT1 | Exelon LaPorte Generating Station | Combustion Turbine | 88.1508 | 89.9672 | 88.9122
55365_G_GT2 | Exelon LaPorte Generating Station | Combustion Turbine | 88.1508 | 89.9672 | 88.9122
55365_G_GT3 | Exelon LaPorte Generating Station | Combustion Turbine | 88.1508 | 89.9672 | 88.9122
55365_G_GT4 | Exelon LaPorte Generating Station | Combustion Turbine | 88.1508 | 89.9672 | 88.9122
55367_G_01 | West Texas Wind Energy LLC | Wind | 95 | 95 | 95
55368_G_V47 | Wethersfield Wind Farm | Wind | 95 | 95 | 95
55370_G_N60 | Green Mountain Wind Farm | Wind | 95 | 95 | 95
55372_G_CTG1 | Harquahala Generating Project | Combined Cycle | 84.4893 | 90.1371 | 86.8567
55372_G_CTG2 | Harquahala Generating Project | Combined Cycle | 84.4893 | 90.1371 | 86.8567
55372_G_CTG3 | Harquahala Generating Project | Combined Cycle | 84.4893 | 90.1371 | 86.8567
55372_G_STG1 | Harquahala Generating Project | Combined Cycle | 84.4893 | 90.1371 | 86.8567
55372_G_STG2 | Harquahala Generating Project | Combined Cycle | 84.4893 | 90.1371 | 86.8567
55372_G_STG3 | Harquahala Generating Project | Combined Cycle | 84.4893 | 90.1371 | 86.8567
55375_G_CT1 | Astoria Energy | Combined Cycle | 84.4893 | 90.1371 | 86.8567
55375_G_CT2 | Astoria Energy | Combined Cycle | 84.4893 | 90.1371 | 86.8567
55375_G_ST1 | Astoria Energy | Combined Cycle | 84.4893 | 90.1371 | 86.8567
55377_G_UNT8 | FirstEnergy Allegheny Energy Units 8 & 9 | Combustion Turbine | 89.4459 | 88.1728 | 88.9122
55377_G_UNT9 | FirstEnergy Allegheny Energy Units 8 & 9 | Combustion Turbine | 89.4459 | 88.1728 | 88.9122
55380_G_CTG1 | Union Power Partners LP | Combined Cycle | 84.4893 | 90.1371 | 86.8567
55380_G_CTG2 | Union Power Partners LP | Combined Cycle | 84.4893 | 90.1371 | 86.8567
55380_G_CTG3 | Union Power Partners LP | Combined Cycle | 84.4893 | 90.1371 | 86.8567
55380_G_CTG4 | Union Power Partners LP | Combined Cycle | 84.4893 | 90.1371 | 86.8567
55380_G_CTG5 | Union Power Partners LP | Combined Cycle | 84.4893 | 90.1371 | 86.8567
55380_G_CTG6 | Union Power Partners LP | Combined Cycle | 84.4893 | 90.1371 | 86.8567
55380_G_CTG7 | Union Power Partners LP | Combined Cycle | 84.4893 | 90.1371 | 86.8567
55380_G_CTG8 | Union Power Partners LP | Combined Cycle | 84.4893 | 90.1371 | 86.8567
55380_G_STG1 | Union Power Partners LP | Combined Cycle | 84.4893 | 90.1371 | 86.8567
55380_G_STG2 | Union Power Partners LP | Combined Cycle | 84.4893 | 90.1371 | 86.8567
55380_G_STG3 | Union Power Partners LP | Combined Cycle | 84.4893 | 90.1371 | 86.8567
55380_G_STG4 | Union Power Partners LP | Combined Cycle | 84.4893 | 90.1371 | 86.8567
55381_G_UNT1 | Commonwealth Chesapeake | Combustion Turbine | 88.1508 | 89.9672 | 88.9122
55381_G_UNT2 | Commonwealth Chesapeake | Combustion Turbine | 88.1508 | 89.9672 | 88.9122
55381_G_UNT3 | Commonwealth Chesapeake | Combustion Turbine | 88.1508 | 89.9672 | 88.9122
55381_G_UNT4 | Commonwealth Chesapeake | Combustion Turbine | 88.1508 | 89.9672 | 88.9122
55381_G_UNT5 | Commonwealth Chesapeake | Combustion Turbine | 88.1508 | 89.9672 | 88.9122
55381_G_UNT6 | Commonwealth Chesapeake | Combustion Turbine | 88.1508 | 89.9672 | 88.9122
55381_G_UNT7 | Commonwealth Chesapeake | Combustion Turbine | 88.1508 | 89.9672 | 88.9122
55382_G_1GT1 | KGen Murray I and II LLC | Combined Cycle | 84.4893 | 90.1371 | 86.8567
55382_G_1GT2 | KGen Murray I and II LLC | Combined Cycle | 84.4893 | 90.1371 | 86.8567
55382_G_1STG | KGen Murray I and II LLC | Combined Cycle | 84.4893 | 90.1371 | 86.8567
55382_G_2GT1 | KGen Murray I and II LLC | Combined Cycle | 84.4893 | 90.1371 | 86.8567
55382_G_2GT2 | KGen Murray I and II LLC | Combined Cycle | 84.4893 | 90.1371 | 86.8567
55382_G_2STG | KGen Murray I and II LLC | Combined Cycle | 84.4893 | 90.1371 | 86.8567
55386_G_CT1 | Columbia Energy Center | Combined Cycle | 84.4893 | 90.1371 | 86.8567
55386_G_CT2 | Columbia Energy Center | Combined Cycle | 84.4893 | 90.1371 | 86.8567
55386_G_ST1 | Columbia Energy Center | Combined Cycle | 84.4893 | 90.1371 | 86.8567
55391_G_01 | RockGen Energy Center | Combustion Turbine | 89.6928 | 92.6015 | 90.9121
55391_G_02 | RockGen Energy Center | Combustion Turbine | 89.6928 | 92.6015 | 90.9121
55391_G_03 | RockGen Energy Center | Combustion Turbine | 89.6928 | 92.6015 | 90.9121
55392_G_CTG1 | Zion Energy Center | Combustion Turbine | 89.6928 | 92.6015 | 90.9121
55392_G_CTG2 | Zion Energy Center | Combustion Turbine | 89.6928 | 92.6015 | 90.9121
55392_G_CTG3 | Zion Energy Center | Combustion Turbine | 89.6928 | 92.6015 | 90.9121
55393_G_CTG1 | Metcalf Energy Center | Combined Cycle | 84.4893 | 90.1371 | 86.8567
55393_G_CTG2 | Metcalf Energy Center | Combined Cycle | 84.4893 | 90.1371 | 86.8567
55393_G_STG1 | Metcalf Energy Center | Combined Cycle | 84.4893 | 90.1371 | 86.8567
55395_G_CT01 | Crossroads Energy Center | Combustion Turbine | 89.6928 | 92.6015 | 90.9121
55395_G_CT02 | Crossroads Energy Center | Combustion Turbine | 89.6928 | 92.6015 | 90.9121
55395_G_CT03 | Crossroads Energy Center | Combustion Turbine | 89.6928 | 92.6015 | 90.9121
55395_G_CT04 | Crossroads Energy Center | Combustion Turbine | 89.6928 | 92.6015 | 90.9121
55396_G_WGNS | Green Power I | Wind | 95 | 95 | 95
55397_G_CT1 | Washington Energy Facility | Combined Cycle | 84.4893 | 90.1371 | 86.8567
55397_G_CT2 | Washington Energy Facility | Combined Cycle | 84.4893 | 90.1371 | 86.8567
55397_G_ST1 | Washington Energy Facility | Combined Cycle | 84.4893 | 90.1371 | 86.8567
55399_G_01 | Delaware Mountain Windfarm | Wind | 95 | 95 | 95
554_G_1 | Taftville | Hydro | 81.0191 | 87.391 | 83.6901
554_G_2 | Taftville | Hydro | 81.0191 | 87.391 | 83.6901
554_G_3 | Taftville | Hydro | 81.0191 | 87.391 | 83.6901
554_G_4 | Taftville | Hydro | 81.0191 | 87.391 | 83.6901
554_G_5 | Taftville | Hydro | 81.0191 | 87.391 | 83.6901
55400_G_CTG1 | Elk Hills Power LLC | Combined Cycle | 84.4893 | 90.1371 | 86.8567
55400_G_CTG2 | Elk Hills Power LLC | Combined Cycle | 84.4893 | 90.1371 | 86.8567
55400_G_STG | Elk Hills Power LLC | Combined Cycle | 84.4893 | 90.1371 | 86.8567
55401_G_CT1 | Rolling Hills Generating LLC | Combustion Turbine | 89.6928 | 92.6015 | 90.9121
55401_G_CT2 | Rolling Hills Generating LLC | Combustion Turbine | 89.6928 | 92.6015 | 90.9121
55401_G_CT3 | Rolling Hills Generating LLC | Combustion Turbine | 89.6928 | 92.6015 | 90.9121
55401_G_CT4 | Rolling Hills Generating LLC | Combustion Turbine | 89.6928 | 92.6015 | 90.9121
55401_G_CT5 | Rolling Hills Generating LLC | Combustion Turbine | 89.6928 | 92.6015 | 90.9121
55402_G_CT1 | Renaissance Power LLC | Combustion Turbine | 89.6928 | 92.6015 | 90.9121
55402_G_CT2 | Renaissance Power LLC | Combustion Turbine | 89.6928 | 92.6015 | 90.9121
55402_G_CT3 | Renaissance Power LLC | Combustion Turbine | 89.6928 | 92.6015 | 90.9121
55402_G_CT4 | Renaissance Power LLC | Combustion Turbine | 89.6928 | 92.6015 | 90.9121
55404_G_CTG1 | Carville Energy LLC | Combined Cycle | 84.4893 | 90.1371 | 86.8567
55404_G_CTG2 | Carville Energy LLC | Combined Cycle | 84.4893 | 90.1371 | 86.8567
55404_G_STG | Carville Energy LLC | Combined Cycle | 84.4893 | 90.1371 | 86.8567
55405_G_CT1 | Athens Generating Plant | Combined Cycle | 84.4893 | 90.1371 | 86.8567
55405_G_CT2 | Athens Generating Plant | Combined Cycle | 84.4893 | 90.1371 | 86.8567
55405_G_CT3 | Athens Generating Plant | Combined Cycle | 84.4893 | 90.1371 | 86.8567
55405_G_ST1 | Athens Generating Plant | Combined Cycle | 84.4893 | 90.1371 | 86.8567
55405_G_ST2 | Athens Generating Plant | Combined Cycle | 84.4893 | 90.1371 | 86.8567
55405_G_ST3 | Athens Generating Plant | Combined Cycle | 84.4893 | 90.1371 | 86.8567
55406_G_STG | Effingham County Power Project | Combined Cycle | 84.4893 | 90.1371 | 86.8567
55406_G_UNT1 | Effingham County Power Project | Combined Cycle | 84.4893 | 90.1371 | 86.8567
55406_G_UNT2 | Effingham County Power Project | Combined Cycle | 84.4893 | 90.1371 | 86.8567
55409_G_CAL1 | Calhoun Energy Center | Combustion Turbine | 89.6928 | 92.6015 | 90.9121
55409_G_CAL2 | Calhoun Energy Center | Combustion Turbine | 89.6928 | 92.6015 | 90.9121
55409_G_CAL3 | Calhoun Energy Center | Combustion Turbine | 89.6928 | 92.6015 | 90.9121
55409_G_CAL4 | Calhoun Energy Center | Combustion Turbine | 89.6928 | 92.6015 | 90.9121
55411_G_HEC1 | Hillabee Energy Center | Combined Cycle | 84.4893 | 90.1371 | 86.8567
55411_G_HEC2 | Hillabee Energy Center | Combined Cycle | 84.4893 | 90.1371 | 86.8567
55411_G_HECS | Hillabee Energy Center | Combined Cycle | 84.4893 | 90.1371 | 86.8567
55412_G_OEC1 | Osprey Energy Center | Combined Cycle | 84.4893 | 90.1371 | 86.8567
55412_G_OEC2 | Osprey Energy Center | Combined Cycle | 84.4893 | 90.1371 | 86.8567
55412_G_OECS | Osprey Energy Center | Combined Cycle | 84.4893 | 90.1371 | 86.8567
55414_G_G101 | Shady Hills Generating Station | Combustion Turbine | 89.6928 | 92.6015 | 90.9121
55414_G_G201 | Shady Hills Generating Station | Combustion Turbine | 89.6928 | 92.6015 | 90.9121
55414_G_G301 | Shady Hills Generating Station | Combustion Turbine | 89.6928 | 92.6015 | 90.9121
55415_G_G101 | Vandolah Power Station | Combustion Turbine | 89.6928 | 92.6015 | 90.9121
55415_G_G201 | Vandolah Power Station | Combustion Turbine | 89.6928 | 92.6015 | 90.9121
55415_G_G301 | Vandolah Power Station | Combustion Turbine | 89.6928 | 92.6015 | 90.9121
55415_G_G401 | Vandolah Power Station | Combustion Turbine | 89.6928 | 92.6015 | 90.9121
55417_G_CT01 | Raccoon Creek Energy Center | Combustion Turbine | 89.6928 | 92.6015 | 90.9121
55417_G_CT02 | Raccoon Creek Energy Center | Combustion Turbine | 89.6928 | 92.6015 | 90.9121
55417_G_CT03 | Raccoon Creek Energy Center | Combustion Turbine | 89.6928 | 92.6015 | 90.9121
55417_G_CT04 | Raccoon Creek Energy Center | Combustion Turbine | 89.6928 | 92.6015 | 90.9121
55418_G_CT1 | KGen Hot Spring Generating Facility | Combined Cycle | 84.4893 | 90.1371 | 86.8567
55418_G_CT2 | KGen Hot Spring Generating Facility | Combined Cycle | 84.4893 | 90.1371 | 86.8567
55418_G_ST1 | KGen Hot Spring Generating Facility | Combined Cycle | 84.4893 | 90.1371 | 86.8567
55419_G_G500 | Plaquemine Cogeneration Plant | Combined Cycle | 84.4893 | 90.1371 | 86.8567
55419_G_G600 | Plaquemine Cogeneration Plant | Combined Cycle | 84.4893 | 90.1371 | 86.8567
55419_G_G700 | Plaquemine Cogeneration Plant | Combined Cycle | 84.4893 | 90.1371 | 86.8567
55419_G_G800 | Plaquemine Cogeneration Plant | Combined Cycle | 84.4893 | 90.1371 | 86.8567
55419_G_ST5 | Plaquemine Cogeneration Plant | Combined Cycle | 84.4893 | 90.1371 | 86.8567
55422_G_DES1 | DeSoto County Plant | Combustion Turbine | 89.6928 | 92.6015 | 90.9121
55422_G_DES2 | DeSoto County Plant | Combustion Turbine | 89.6928 | 92.6015 | 90.9121
55433_G_0001 | Bayou Cove Peaking Power | Combustion Turbine | 89.6928 | 92.6015 | 90.9121
55433_G_0002 | Bayou Cove Peaking Power | Combustion Turbine | 89.6928 | 92.6015 | 90.9121
55433_G_0003 | Bayou Cove Peaking Power | Combustion Turbine | 89.6928 | 92.6015 | 90.9121
55433_G_0004 | Bayou Cove Peaking Power | Combustion Turbine | 89.6928 | 92.6015 | 90.9121
55438_G_CT01 | Elgin Energy Center | Combustion Turbine | 89.6928 | 92.6015 | 90.9121
55438_G_CT02 | Elgin Energy Center | Combustion Turbine | 89.6928 | 92.6015 | 90.9121
55438_G_CT03 | Elgin Energy Center | Combustion Turbine | 89.6928 | 92.6015 | 90.9121
55438_G_CT04 | Elgin Energy Center | Combustion Turbine | 89.6928 | 92.6015 | 90.9121
55439_G_CTG1 | Tenaska Virginia Generating Station | Combined Cycle | 84.4893 | 90.1371 | 86.8567
55439_G_CTG2 | Tenaska Virginia Generating Station | Combined Cycle | 84.4893 | 90.1371 | 86.8567
55439_G_CTG3 | Tenaska Virginia Generating Station | Combined Cycle | 84.4893 | 90.1371 | 86.8567
55439_G_STG1 | Tenaska Virginia Generating Station | Combined Cycle | 84.4893 | 90.1371 | 86.8567
55440_G_CTG1 | Tenaska Central Alabama Generating Stn | Combined Cycle | 84.4893 | 90.1371 | 86.8567
55440_G_CTG2 | Tenaska Central Alabama Generating Stn | Combined Cycle | 84.4893 | 90.1371 | 86.8567
55440_G_CTG3 | Tenaska Central Alabama Generating Stn | Combined Cycle | 84.4893 | 90.1371 | 86.8567
55440_G_ST1 | Tenaska Central Alabama Generating Stn | Combined Cycle | 84.4893 | 90.1371 | 86.8567
55447_G_CT01 | Columbia Energy Center | Combustion Turbine | 88.1508 | 89.9672 | 88.9122
55447_G_CT02 | Columbia Energy Center | Combustion Turbine | 88.1508 | 89.9672 | 88.9122
55447_G_CT03 | Columbia Energy Center | Combustion Turbine | 88.1508 | 89.9672 | 88.9122
55447_G_CT04 | Columbia Energy Center | Combustion Turbine | 88.1508 | 89.9672 | 88.9122
55451_G_CTG1 | Magnolia Power Plant | Combined Cycle | 84.4893 | 90.1371 | 86.8567
55451_G_CTG2 | Magnolia Power Plant | Combined Cycle | 84.4893 | 90.1371 | 86.8567
55451_G_CTG3 | Magnolia Power Plant | Combined Cycle | 84.4893 | 90.1371 | 86.8567
55451_G_STG1 | Magnolia Power Plant | Combined Cycle | 84.4893 | 90.1371 | 86.8567
55451_G_STG2 | Magnolia Power Plant | Combined Cycle | 84.4893 | 90.1371 | 86.8567
55451_G_STG3 | Magnolia Power Plant | Combined Cycle | 84.4893 | 90.1371 | 86.8567
55453_G_S1 | Fountain Valley Power Facility | Combustion Turbine | 88.1508 | 89.9672 | 88.9122
55453_G_S2 | Fountain Valley Power Facility | Combustion Turbine | 88.1508 | 89.9672 | 88.9122
55453_G_S3 | Fountain Valley Power Facility | Combustion Turbine | 88.1508 | 89.9672 | 88.9122
55453_G_S4 | Fountain Valley Power Facility | Combustion Turbine | 88.1508 | 89.9672 | 88.9122
55453_G_S5 | Fountain Valley Power Facility | Combustion Turbine | 88.1508 | 89.9672 | 88.9122
55453_G_S6 | Fountain Valley Power Facility | Combustion Turbine | 88.1508 | 89.9672 | 88.9122
55455_G_CT1A | Red Hawk | Combined Cycle | 84.4893 | 90.1371 | 86.8567
55455_G_CT1B | Red Hawk | Combined Cycle | 84.4893 | 90.1371 | 86.8567
55455_G_CT2A | Red Hawk | Combined Cycle | 84.4893 | 90.1371 | 86.8567
55455_G_CT2B | Red Hawk | Combined Cycle | 84.4893 | 90.1371 | 86.8567
55455_G_ST1 | Red Hawk | Combined Cycle | 84.4893 | 90.1371 | 86.8567
55455_G_ST2 | Red Hawk | Combined Cycle | 84.4893 | 90.1371 | 86.8567
55457_G_CT1 | McClain Energy Facility | Combined Cycle | 84.4893 | 90.1371 | 86.8567
55457_G_CT2 | McClain Energy Facility | Combined Cycle | 84.4893 | 90.1371 | 86.8567
55457_G_ST1 | McClain Energy Facility | Combined Cycle | 84.4893 | 90.1371 | 86.8567
55463_G_CT01 | Redbud Power Plant | Combined Cycle | 84.4893 | 90.1371 | 86.8567
55463_G_CT02 | Redbud Power Plant | Combined Cycle | 84.4893 | 90.1371 | 86.8567
55463_G_CT03 | Redbud Power Plant | Combined Cycle | 84.4893 | 90.1371 | 86.8567
55463_G_CT04 | Redbud Power Plant | Combined Cycle | 84.4893 | 90.1371 | 86.8567
55463_G_ST01 | Redbud Power Plant | Combined Cycle | 84.4893 | 90.1371 | 86.8567
55463_G_ST02 | Redbud Power Plant | Combined Cycle | 84.4893 | 90.1371 | 86.8567
55463_G_ST03 | Redbud Power Plant | Combined Cycle | 84.4893 | 90.1371 | 86.8567
55463_G_ST04 | Redbud Power Plant | Combined Cycle | 84.4893 | 90.1371 | 86.8567
55464_G_CTG1 | Deer Park Energy Center | Combined Cycle | 84.4893 | 90.1371 | 86.8567
55464_G_CTG2 | Deer Park Energy Center | Combined Cycle | 84.4893 | 90.1371 | 86.8567
55464_G_CTG3 | Deer Park Energy Center | Combined Cycle | 84.4893 | 90.1371 | 86.8567
55464_G_CTG4 | Deer Park Energy Center | Combined Cycle | 84.4893 | 90.1371 | 86.8567
55464_G_STG1 | Deer Park Energy Center | Combined Cycle | 84.4893 | 90.1371 | 86.8567
55467_G_CTG1 | Ouachita | Combined Cycle | 84.4893 | 90.1371 | 86.8567
55467_G_CTG2 | Ouachita | Combined Cycle | 84.4893 | 90.1371 | 86.8567
55467_G_CTG3 | Ouachita | Combined Cycle | 84.4893 | 90.1371 | 86.8567
55467_G_STG1 | Ouachita | Combined Cycle | 84.4893 | 90.1371 | 86.8567
55467_G_STG2 | Ouachita | Combined Cycle | 84.4893 | 90.1371 | 86.8567
55467_G_STG3 | Ouachita | Combined Cycle | 84.4893 | 90.1371 | 86.8567
55470_G_ST1 | Green Power 2 | Combined Cycle | 84.4893 | 90.1371 | 86.8567
55470_G_ST805 | Green Power 2 | Combined Cycle | 84.4893 | 90.1371 | 86.8567
55470_G_TR1 | Green Power 2 | Combined Cycle | 84.4893 | 90.1371 | 86.8567
55470_G_TR2 | Green Power 2 | Combined Cycle | 84.4893 | 90.1371 | 86.8567
55470_G_TR3 | Green Power 2 | Combined Cycle | 84.4893 | 90.1371 | 86.8567
55477_G_GT2 | Neil Simpson Gas Turbine #2 | Combustion Turbine | 88.1508 | 89.9672 | 88.9122
55478_G_0001 | Lange Gas Turbines | Combustion Turbine | 88.1508 | 89.9672 | 88.9122
55480_G_ST1 | Forney Energy Center | Combined Cycle | 84.4893 | 90.1371 | 86.8567
55480_G_ST2 | Forney Energy Center | Combined Cycle | 84.4893 | 90.1371 | 86.8567
55480_G_U1 | Forney Energy Center | Combined Cycle | 84.4893 | 90.1371 | 86.8567
55480_G_U2 | Forney Energy Center | Combined Cycle | 84.4893 | 90.1371 | 86.8567
55480_G_U3 | Forney Energy Center | Combined Cycle | 84.4893 | 90.1371 | 86.8567
55480_G_U4 | Forney Energy Center | Combined Cycle | 84.4893 | 90.1371 | 86.8567
55480_G_U5 | Forney Energy Center | Combined Cycle | 84.4893 | 90.1371 | 86.8567
55480_G_U6 | Forney Energy Center | Combined Cycle | 84.4893 | 90.1371 | 86.8567
55481_G_GT1 | Mesquite Generating Station | Combined Cycle | 84.4893 | 90.1371 | 86.8567
55481_G_GT2 | Mesquite Generating Station | Combined Cycle | 84.4893 | 90.1371 | 86.8567
55481_G_GT3 | Mesquite Generating Station | Combined Cycle | 84.4893 | 90.1371 | 86.8567
55481_G_GT4 | Mesquite Generating Station | Combined Cycle | 84.4893 | 90.1371 | 86.8567
55481_G_ST1 | Mesquite Generating Station | Combined Cycle | 84.4893 | 90.1371 | 86.8567
55481_G_ST2 | Mesquite Generating Station | Combined Cycle | 84.4893 | 90.1371 | 86.8567
55482_G_G1 | Goldendale Generating Station | Combined Cycle | 88.516 | 84.5576 | 86.8567
55482_G_G2 | Goldendale Generating Station | Combined Cycle | 88.516 | 84.5576 | 86.8567
55488_G_BB1 | Blackburn Landfill Co-Generation | Landfill Gas | 90 | 90 | 90
55488_G_BB2 | Blackburn Landfill Co-Generation | Landfill Gas | 90 | 90 | 90
55488_G_BB3 | Blackburn Landfill Co-Generation | Landfill Gas | 90 | 90 | 90
55494_G_CT3 | Tri Center Naniwa Energy | Combustion Turbine | 89.6928 | 92.6015 | 90.9121
55494_G_CT4 | Tri Center Naniwa Energy | Combustion Turbine | 89.6928 | 92.6015 | 90.9121
55494_G_CT5 | Tri Center Naniwa Energy | Combustion Turbine | 89.6928 | 92.6015 | 90.9121
55494_G_CT6 | Tri Center Naniwa Energy | Combustion Turbine | 89.6928 | 92.6015 | 90.9121
55496_G_CT01 | Goose Creek Energy Center | Combustion Turbine | 89.6928 | 92.6015 | 90.9121
55496_G_CT02 | Goose Creek Energy Center | Combustion Turbine | 89.6928 | 92.6015 | 90.9121
55496_G_CT03 | Goose Creek Energy Center | Combustion Turbine | 89.6928 | 92.6015 | 90.9121
55496_G_CT04 | Goose Creek Energy Center | Combustion Turbine | 89.6928 | 92.6015 | 90.9121
55496_G_CT05 | Goose Creek Energy Center | Combustion Turbine | 89.6928 | 92.6015 | 90.9121
55496_G_CT06 | Goose Creek Energy Center | Combustion Turbine | 89.6928 | 92.6015 | 90.9121
55499_G_CPP1 | CalPeak Power Vaca Dixon Peaker Plant | Combustion Turbine | 89.6928 | 92.6015 | 90.9121
55501_G_CTG1 | Kiamichi Energy Facility | Combined Cycle | 84.4893 | 90.1371 | 86.8567
55501_G_CTG2 | Kiamichi Energy Facility | Combined Cycle | 84.4893 | 90.1371 | 86.8567
55501_G_CTG3 | Kiamichi Energy Facility | Combined Cycle | 84.4893 | 90.1371 | 86.8567
55501_G_CTG4 | Kiamichi Energy Facility | Combined Cycle | 84.4893 | 90.1371 | 86.8567
55501_G_STG1 | Kiamichi Energy Facility | Combined Cycle | 84.4893 | 90.1371 | 86.8567
55501_G_STG2 | Kiamichi Energy Facility | Combined Cycle | 84.4893 | 90.1371 | 86.8567
55502_G_0100 | Lawrenceburg Energy Facility | Combined Cycle | 84.4893 | 90.1371 | 86.8567
55502_G_0200 | Lawrenceburg Energy Facility | Combined Cycle | 84.4893 | 90.1371 | 86.8567
55502_G_1100 | Lawrenceburg Energy Facility | Combined Cycle | 84.4893 | 90.1371 | 86.8567
55502_G_1200 | Lawrenceburg Energy Facility | Combined Cycle | 84.4893 | 90.1371 | 86.8567
55502_G_2100 | Lawrenceburg Energy Facility | Combined Cycle | 84.4893 | 90.1371 | 86.8567
55502_G_2200 | Lawrenceburg Energy Facility | Combined Cycle | 84.4893 | 90.1371 | 86.8567
55503_G_CTG1 | AEP Waterford Facility | Combined Cycle | 84.4893 | 90.1371 | 86.8567
55503_G_CTG2 | AEP Waterford Facility | Combined Cycle | 84.4893 | 90.1371 | 86.8567
55503_G_CTG3 | AEP Waterford Facility | Combined Cycle | 84.4893 | 90.1371 | 86.8567
55503_G_ST1 | AEP Waterford Facility | Combined Cycle | 84.4893 | 90.1371 | 86.8567
55504_G_L1 | Limon Generating Station | Combustion Turbine | 89.6928 | 92.6015 | 90.9121
55504_G_L2 | Limon Generating Station | Combustion Turbine | 89.6928 | 92.6015 | 90.9121
55505_G_BR1 | Frank Knutson | Combustion Turbine | 89.6928 | 92.6015 | 90.9121
55505_G_BR2 | Frank Knutson | Combustion Turbine | 89.6928 | 92.6015 | 90.9121
55508_G_CPP2 | CalPeak Power Panoche Peaker Plant | Combustion Turbine | 89.6928 | 92.6015 | 90.9121
55510_G_CPP4 | CalPeak Power Border Peaker Plant | Combustion Turbine | 89.6928 | 92.6015 | 90.9121
55512_G_CPP6 | CalPeak Power El Cajon Peaker Plant | Combustion Turbine | 88.1508 | 89.9672 | 88.9122
55513_G_CPP7 | CalPeak Power Enterprise Peaker Plant | Combustion Turbine | 88.1508 | 89.9672 | 88.9122
55514_G_CTG1 | Apex Generating Station | Combined Cycle | 84.4893 | 90.1371 | 86.8567
55514_G_CTG2 | Apex Generating Station | Combined Cycle | 84.4893 | 90.1371 | 86.8567
55514_G_STG1 | Apex Generating Station | Combined Cycle | 84.4893 | 90.1371 | 86.8567
55516_G_CTG1 | Fayette Energy Facility | Combined Cycle | 88.516 | 84.5576 | 86.8567
55516_G_CTG2 | Fayette Energy Facility | Combined Cycle | 88.516 | 84.5576 | 86.8567
55516_G_STG1 | Fayette Energy Facility | Combined Cycle | 88.516 | 84.5576 | 86.8567
55517_G_CTG1 | Wallingford Energy LLC | Combustion Turbine | 88.1508 | 89.9672 | 88.9122
55517_G_CTG2 | Wallingford Energy LLC | Combustion Turbine | 88.1508 | 89.9672 | 88.9122
55517_G_CTG3 | Wallingford Energy LLC | Combustion Turbine | 88.1508 | 89.9672 | 88.9122
55517_G_CTG4 | Wallingford Energy LLC | Combustion Turbine | 88.1508 | 89.9672 | 88.9122
55517_G_CTG5 | Wallingford Energy LLC | Combustion Turbine | 88.1508 | 89.9672 | 88.9122
55518_G_CTG1 | High Desert Power Plant | Combined Cycle | 84.4893 | 90.1371 | 86.8567
55518_G_CTG2 | High Desert Power Plant | Combined Cycle | 84.4893 | 90.1371 | 86.8567
55518_G_CTG3 | High Desert Power Plant | Combined Cycle | 84.4893 | 90.1371 | 86.8567
55518_G_STG1 | High Desert Power Plant | Combined Cycle | 84.4893 | 90.1371 | 86.8567
55522_G_CT1 | Sundance | Combustion Turbine | 88.1508 | 89.9672 | 88.9122
55522_G_CT10 | Sundance | Combustion Turbine | 88.1508 | 89.9672 | 88.9122
55522_G_CT2 | Sundance | Combustion Turbine | 88.1508 | 89.9672 | 88.9122
55522_G_CT3 | Sundance | Combustion Turbine | 88.1508 | 89.9672 | 88.9122
55522_G_CT4 | Sundance | Combustion Turbine | 88.1508 | 89.9672 | 88.9122
55522_G_CT5 | Sundance | Combustion Turbine | 88.1508 | 89.9672 | 88.9122
55522_G_CT6 | Sundance | Combustion Turbine | 88.1508 | 89.9672 | 88.9122
55522_G_CT7 | Sundance | Combustion Turbine | 88.1508 | 89.9672 | 88.9122
55522_G_CT8 | Sundance | Combustion Turbine | 88.1508 | 89.9672 | 88.9122
55522_G_CT9 | Sundance | Combustion Turbine | 88.1508 | 89.9672 | 88.9122
55524_G_CTG1 | York Energy Center | Combined Cycle | 84.4893 | 90.1371 | 86.8567
55524_G_CTG2 | York Energy Center | Combined Cycle | 84.4893 | 90.1371 | 86.8567
55524_G_CTG3 | York Energy Center | Combined Cycle | 84.4893 | 90.1371 | 86.8567
55524_G_STG1 | York Energy Center | Combined Cycle | 84.4893 | 90.1371 | 86.8567
55526_G_GEN1 | Atascosita | Landfill Gas | 90 | 90 | 90
55526_G_GEN2 | Atascosita | Landfill Gas | 90 | 90 | 90
55526_G_GEN3 | Atascosita | Landfill Gas | 90 | 90 | 90
55526_G_GEN4 | Atascosita | Landfill Gas | 90 | 90 | 90
55526_G_GEN5 | Atascosita | Landfill Gas | 90 | 90 | 90
55526_G_GEN6 | Atascosita | Landfill Gas | 90 | 90 | 90
55534_G_3516 | Water Filter Plant #2 | Combustion Turbine | 84.7073 | 87.0873 | 85.7049
55538_G_GEN1 | Escondido Power Plant | Combustion Turbine | 88.1508 | 89.9672 | 88.9122
55541_G_CTG1 | Indigo Energy Facility | Combustion Turbine | 89.6928 | 92.6015 | 90.9121
55541_G_CTG2 | Indigo Energy Facility | Combustion Turbine | 89.6928 | 92.6015 | 90.9121
55541_G_CTG3 | Indigo Energy Facility | Combustion Turbine | 89.6928 | 92.6015 | 90.9121
55542_G_CTG1 | Larkspur Energy Facility | Combustion Turbine | 89.6928 | 92.6015 | 90.9121
55542_G_CTG2 | Larkspur Energy Facility | Combustion Turbine | 89.6928 | 92.6015 | 90.9121
55544_G_GT1 | Klamath Expansion Project | Combustion Turbine | 89.4459 | 88.1728 | 88.9122
55544_G_GT2 | Klamath Expansion Project | Combustion Turbine | 89.4459 | 88.1728 | 88.9122
55544_G_GT3 | Klamath Expansion Project | Combustion Turbine | 89.4459 | 88.1728 | 88.9122
55544_G_GT4 | Klamath Expansion Project | Combustion Turbine | 89.4459 | 88.1728 | 88.9122
55545_G_CTG1 | Hidalgo Energy Center | Combined Cycle | 84.4893 | 90.1371 | 86.8567
55545_G_CTG2 | Hidalgo Energy Center | Combined Cycle | 84.4893 | 90.1371 | 86.8567
55545_G_STG1 | Hidalgo Energy Center | Combined Cycle | 84.4893 | 90.1371 | 86.8567
55551_G_UNT1 | Baytown | Landfill Gas | 90 | 90 | 90
55551_G_UNT2 | Baytown | Landfill Gas | 90 | 90 | 90
55551_G_UNT3 | Baytown | Landfill Gas | 90 | 90 | 90
55551_G_UNT4 | Baytown | Landfill Gas | 90 | 90 | 90
55552_G_UNT1 | Bluebonnet | Landfill Gas | 90 | 90 | 90
55552_G_UNT3 | Bluebonnet | Landfill Gas | 90 | 90 | 90
55552_G_UNT4 | Bluebonnet | Landfill Gas | 90 | 90 | 90
55554_G_UNT1 | Coastal Plains | Landfill Gas | 90 | 90 | 90
55554_G_UNT2 | Coastal Plains | Landfill Gas | 90 | 90 | 90
55554_G_UNT3 | Coastal Plains | Landfill Gas | 90 | 90 | 90
55554_G_UNT4 | Coastal Plains | Landfill Gas | 90 | 90 | 90
55555_G_UNT1 | Conroe | Landfill Gas | 90 | 90 | 90
55555_G_UNT2 | Conroe | Landfill Gas | 90 | 90 | 90
55555_G_UNT3 | Conroe | Landfill Gas | 90 | 90 | 90
55556_G_UNT2 | Security | Landfill Gas | 90 | 90 | 90
55556_G_UNT3 | Security | Landfill Gas | 90 | 90 | 90
55557_G_T101 | Wilmington Hydrogen Plant | Non-Fossil Waste | 90 | 90 | 90
55558_G_GEN1 | Combined Locks Energy Center | Combined Cycle | 84.4893 | 90.1371 | 86.8567
55558_G_GEN2 | Combined Locks Energy Center | Combined Cycle | 84.4893 | 90.1371 | 86.8567
55560_G_SIE23 | FPL Energy Vansycle LLC (WA) | Wind | 95 | 95 | 95
55560_G_V-47 | FPL Energy Vansycle LLC (WA) | Wind | 95 | 95 | 95
55561_G_TN30 | Tsar Nicholas LLC | Wind | 95 | 95 | 95
55562_G_SU30 | Sun River LLC | Wind | 95 | 95 | 95
55563_G_JH30 | Julia Hills LLC | Wind | 95 | 95 | 95
55564_G_JM30 | Jessica Mills LLC | Wind | 95 | 95 | 95
55565_G_JR30 | Jack River LLC | Wind | 95 | 95 | 95
55566_G_AH30 | Autumn Hills LLC | Wind | 95 | 95 | 95
55567_G_WS30 | Winters Spawn LLC | Wind | 95 | 95 | 95
55568_G_TL30 | Twin Lake Hills LLC | Wind | 95 | 95 | 95
55569_G_SH30 | Spartan Hills LLC | Wind | 95 | 95 | 95
55570_G_SR30 | Soliloquoy Ridge LLC | Wind | 95 | 95 | 95
55571_G_RR30 | Ruthton Ridge LLC | Wind | 95 | 95 | 95
55572_G_HC30 | Hope Creek LLC | Wind | 95 | 95 | 95
55573_G_HR30 | Hadley Ridge LLC | Wind | 95 | 95 | 95
55574_G_FH30 | Florence Hills LLC | Wind | 95 | 95 | 95
55576_G_AB30 | Agassiz Beach LLC | Wind | 95 | 95 | 95
55578_G_EXIS | Hueco Mountain Wind Ranch | Wind | 95 | 95 | 95
55579_G_EXIS | Llano Estacado Wind Ranch | Wind | 95 | 95 | 95
55581_G_EXIS | King Mountain Wind Ranch 1 | Wind | 95 | 95 | 95
55587_G_1 | Richmond Electric | Landfill Gas | 90 | 90 | 90
55587_G_2 | Richmond Electric | Landfill Gas | 90 | 90 | 90
55587_G_3 | Richmond Electric | Landfill Gas | 90 | 90 | 90
55588_G_1 | Sunset Farms | Landfill Gas | 90 | 90 | 90
55588_G_2 | Sunset Farms | Landfill Gas | 90 | 90 | 90
55588_G_3 | Sunset Farms | Landfill Gas | 90 | 90 | 90
55588_G_4 | Sunset Farms | Landfill Gas | 90 | 90 | 90
55589_G_1 | Fall River Electric | Landfill Gas | 90 | 90 | 90
55589_G_2 | Fall River Electric | Landfill Gas | 90 | 90 | 90
55589_G_3 | Fall River Electric | Landfill Gas | 90 | 90 | 90
55590_G_1 | Chicopee Electric | Landfill Gas | 90 | 90 | 90
55590_G_2 | Chicopee Electric | Landfill Gas | 90 | 90 | 90
55592_G_1 | Mallard Lake Electric | Landfill Gas | 90 | 90 | 90
55592_G_2 | Mallard Lake Electric | Landfill Gas | 90 | 90 | 90
55592_G_4 | Mallard Lake Electric | Fossil Waste | 90 | 90 | 90
55594_G_1 | South Barrington Electric | Landfill Gas | 90 | 90 | 90
55594_G_2 | South Barrington Electric | Landfill Gas | 90 | 90 | 90
55596_G_0001 | Arbor Hills | Landfill Gas | 90 | 90 | 90
55596_G_0002 | Arbor Hills | Landfill Gas | 90 | 90 | 90
55596_G_0003 | Arbor Hills | Landfill Gas | 90 | 90 | 90
55596_G_0004 | Arbor Hills | Landfill Gas | 90 | 90 | 90
55596_G_0005 | Arbor Hills | Landfill Gas | 90 | 90 | 90
55597_G_1 | C & C Electric | Landfill Gas | 90 | 90 | 90
55597_G_2 | C & C Electric | Landfill Gas | 90 | 90 | 90
55597_G_3 | C & C Electric | Landfill Gas | 90 | 90 | 90
55597_G_4 | C & C Electric | Landfill Gas | 90 | 90 | 90
55598_G_1 | Pine Bend | Landfill Gas | 90 | 90 | 90
55598_G_2 | Pine Bend | Landfill Gas | 90 | 90 | 90
55598_G_3 | Pine Bend | Landfill Gas | 90 | 90 | 90
55599_G_1 | Charlotte Motor Speedway | Landfill Gas | 90 | 90 | 90
55601_G_UNT1 | Prima Desheha Landfill | Landfill Gas | 90 | 90 | 90
55601_G_UNT2 | Prima Desheha Landfill | Landfill Gas | 90 | 90 | 90
55602_G_UNT1 | North City Cogen Facility | Landfill Gas | 90 | 90 | 90
55602_G_UNT2 | North City Cogen Facility | Landfill Gas | 90 | 90 | 90
55602_G_UNT3 | North City Cogen Facility | Landfill Gas | 90 | 90 | 90
55602_G_UNT4 | North City Cogen Facility | Landfill Gas | 90 | 90 | 90
55603_G_UNT1 | Tajiguas Landfill | Landfill Gas | 90 | 90 | 90
55605_G_UNT1 | Cuyahoga Regional Landfill | Landfill Gas | 90 | 90 | 90
55605_G_UNT2 | Cuyahoga Regional Landfill | Landfill Gas | 90 | 90 | 90
55607_G_GEN1 | Foote Creek I | Wind | 95 | 95 | 95
55608_G_GEN1 | Foote Creek II | Wind | 95 | 95 | 95
55609_G_GEN1 | Foote Creek III | Wind | 95 | 95 | 95
55610_G_GEN1 | Foote Creek IV | Wind | 95 | 95 | 95
55618_G_GEN1 | Monmouth Landfill Gas to Energy | Landfill Gas | 90 | 90 | 90
55618_G_GEN2 | Monmouth Landfill Gas to Energy | Landfill Gas | 90 | 90 | 90
55619_G_GEN1 | Watchtower Educational Center | Combustion Turbine | 84.7073 | 87.0873 | 85.7049
55619_G_GEN2 | Watchtower Educational Center | Combustion Turbine | 84.7073 | 87.0873 | 85.7049
55619_G_GEN3 | Watchtower Educational Center | Combustion Turbine | 84.7073 | 87.0873 | 85.7049
55620_G_2-CT | Perryville Power Station | Combined Cycle | 84.4893 | 90.1371 | 86.8567
55620_G_CT-1 | Perryville Power Station | Combined Cycle | 84.4893 | 90.1371 | 86.8567
55620_G_CT-2 | Perryville Power Station | Combined Cycle | 84.4893 | 90.1371 | 86.8567
55620_G_ST-1 | Perryville Power Station | Combined Cycle | 84.4893 | 90.1371 | 86.8567
55622_G_U1 | West Valley Generation Project | Combustion Turbine | 88.1508 | 89.9672 | 88.9122
55622_G_U2 | West Valley Generation Project | Combustion Turbine | 88.1508 | 89.9672 | 88.9122
55622_G_U3 | West Valley Generation Project | Combustion Turbine | 88.1508 | 89.9672 | 88.9122
55622_G_U4 | West Valley Generation Project | Combustion Turbine | 88.1508 | 89.9672 | 88.9122
55622_G_U5 | West Valley Generation Project | Combustion Turbine | 88.1508 | 89.9672 | 88.9122
55625_G_CT1 | Creed Energy Center | Combustion Turbine | 88.1508 | 89.9672 | 88.9122
55626_G_CT1 | Lambie Energy Center | Combustion Turbine | 88.1508 | 89.9672 | 88.9122
55627_G_CT1 | Goose Haven Energy Center | Combustion Turbine | 88.1508 | 89.9672 | 88.9122
55640_G_1 | LSP University Park | Combustion Turbine | 88.1508 | 89.9672 | 88.9122
55640_G_10 | LSP University Park | Combustion Turbine | 88.1508 | 89.9672 | 88.9122
55640_G_11 | LSP University Park | Combustion Turbine | 88.1508 | 89.9672 | 88.9122
55640_G_12 | LSP University Park | Combustion Turbine | 88.1508 | 89.9672 | 88.9122
55640_G_2 | LSP University Park | Combustion Turbine | 88.1508 | 89.9672 | 88.9122
55640_G_3 | LSP University Park | Combustion Turbine | 88.1508 | 89.9672 | 88.9122
55640_G_4 | LSP University Park | Combustion Turbine | 88.1508 | 89.9672 | 88.9122
55640_G_5 | LSP University Park | Combustion Turbine | 88.1508 | 89.9672 | 88.9122
55640_G_6 | LSP University Park | Combustion Turbine | 88.1508 | 89.9672 | 88.9122
55640_G_7 | LSP University Park | Combustion Turbine | 88.1508 | 89.9672 | 88.9122
55640_G_8 | LSP University Park | Combustion Turbine | 88.1508 | 89.9672 | 88.9122
55640_G_9 | LSP University Park | Combustion Turbine | 88.1508 | 89.9672 | 88.9122
55641_G_CTG1 | Riverside Energy Center | Combined Cycle | 84.4893 | 90.1371 | 86.8567
55641_G_CTG2 | Riverside Energy Center | Combined Cycle | 84.4893 | 90.1371 | 86.8567
55641_G_STG1 | Riverside Energy Center | Combined Cycle | 84.4893 | 90.1371 | 86.8567
55645_G_CT01 | Blue Spruce Energy Center | Combustion Turbine | 89.6928 | 92.6015 | 90.9121
55645_G_CT02 | Blue Spruce Energy Center | Combustion Turbine | 89.6928 | 92.6015 | 90.9121
55647_G_UNT1 | MM Nashville | Landfill Gas | 90 | 90 | 90
55647_G_UNT2 | MM Nashville | Landfill Gas | 90 | 90 | 90
55650_G_GE10 | Plains End | Combustion Turbine | 84.7073 | 87.0873 | 85.7049
55650_G_GE11 | Plains End | Combustion Turbine | 84.7073 | 87.0873 | 85.7049
55650_G_GE12 | Plains End | Combustion Turbine | 84.7073 | 87.0873 | 85.7049
55650_G_GE13 | Plains End | Combustion Turbine | 84.7073 | 87.0873 | 85.7049
55650_G_GE14 | Plains End | Combustion Turbine | 84.7073 | 87.0873 | 85.7049
55650_G_GE15 | Plains End | Combustion Turbine | 84.7073 | 87.0873 | 85.7049
55650_G_GE16 | Plains End | Combustion Turbine | 84.7073 | 87.0873 | 85.7049
55650_G_GE17 | Plains End | Combustion Turbine | 84.7073 | 87.0873 | 85.7049
55650_G_GE18 | Plains End | Combustion Turbine | 84.7073 | 87.0873 | 85.7049
55650_G_GE19 | Plains End | Combustion Turbine | 84.7073 | 87.0873 | 85.7049
55650_G_GE20 | Plains End | Combustion Turbine | 84.7073 | 87.0873 | 85.7049
55650_G_GEN1 | Plains End | Combustion Turbine | 84.7073 | 87.0873 | 85.7049
55650_G_GEN2 | Plains End | Combustion Turbine | 84.7073 | 87.0873 | 85.7049
55650_G_GEN3 | Plains End | Combustion Turbine | 84.7073 | 87.0873 | 85.7049
55650_G_GEN4 | Plains End | Combustion Turbine | 84.7073 | 87.0873 | 85.7049
55650_G_GEN5 | Plains End | Combustion Turbine | 84.7073 | 87.0873 | 85.7049
55650_G_GEN6 | Plains End | Combustion Turbine | 84.7073 | 87.0873 | 85.7049
55650_G_GEN7 | Plains End | Combustion Turbine | 84.7073 | 87.0873 | 85.7049
55650_G_GEN8 | Plains End | Combustion Turbine | 84.7073 | 87.0873 | 85.7049
55650_G_GEN9 | Plains End | Combustion Turbine | 84.7073 | 87.0873 | 85.7049
55651_G_CT01 | Spring Creek Power Plant | Combustion Turbine | 89.6928 | 92.6015 | 90.9121
55651_G_CT02 | Spring Creek Power Plant | Combustion Turbine | 89.6928 | 92.6015 | 90.9121
55651_G_CT03 | Spring Creek Power Plant | Combustion Turbine | 89.6928 | 92.6015 | 90.9121
55651_G_CT04 | Spring Creek Power Plant | Combustion Turbine | 89.6928 | 92.6015 | 90.9121
55654_G_UN12 | Allegheny Energy Units 12 & 13 | Combustion Turbine | 89.4459 | 88.1728 | 88.9122
55654_G_UN13 | Allegheny Energy Units 12 & 13 | Combustion Turbine | 89.4459 | 88.1728 | 88.9122
55655_G_GEN1 | WFEC GenCo LLC | Combustion Turbine | 88.1508 | 89.9672 | 88.9122
55655_G_GEN2 | WFEC GenCo LLC | Combustion Turbine | 88.1508 | 89.9672 | 88.9122
55656_G_CT01 | Pastoria Energy Facility LLC | Combined Cycle | 84.4893 | 90.1371 | 86.8567
55656_G_CT02 | Pastoria Energy Facility LLC | Combined Cycle | 84.4893 | 90.1371 | 86.8567
55656_G_CT04 | Pastoria Energy Facility LLC | Combined Cycle | 84.4893 | 90.1371 | 86.8567
55656_G_ST03 | Pastoria Energy Facility LLC | Combined Cycle | 84.4893 | 90.1371 | 86.8567
55656_G_ST05 | Pastoria Energy Facility LLC | Combined Cycle | 84.4893 | 90.1371 | 86.8567
55661_G_GT-1 | NAEA Newington Power | Combined Cycle | 84.4893 | 90.1371 | 86.8567
55661_G_GT-2 | NAEA Newington Power | Combined Cycle | 84.4893 | 90.1371 | 86.8567
55661_G_ST | NAEA Newington Power | Combined Cycle | 84.4893 | 90.1371 | 86.8567
55662_G_CA | Chehalis Generating Facility | Combined Cycle | 88.516 | 84.5576 | 86.8567
55662_G_CT1 | Chehalis Generating Facility | Combined Cycle | 88.516 | 84.5576 | 86.8567
55662_G_CT2 | Chehalis Generating Facility | Combined Cycle | 88.516 | 84.5576 | 86.8567
55664_G_GT-1 | Harrison County Power Project | Combined Cycle | 84.4893 | 90.1371 | 86.8567
55664_G_GT-2 | Harrison County Power Project | Combined Cycle | 84.4893 | 90.1371 | 86.8567
55664_G_ST-1 | Harrison County Power Project | Combined Cycle | 84.4893 | 90.1371 | 86.8567
55667_G_G1 | Lower Mount Bethel Energy | Combined Cycle | 88.516 | 84.5576 | 86.8567
55667_G_G2 | Lower Mount Bethel Energy | Combined Cycle | 88.516 | 84.5576 | 86.8567
55667_G_G3 | Lower Mount Bethel Energy | Combined Cycle | 88.516 | 84.5576 | 86.8567
55672_G_CT1 | Sandersville Energy Facility | Combustion Turbine | 89.6928 | 92.6015 | 90.9121
55672_G_CT2 | Sandersville Energy Facility | Combustion Turbine | 89.6928 | 92.6015 | 90.9121
55672_G_CT3 | Sandersville Energy Facility | Combustion Turbine | 89.6928 | 92.6015 | 90.9121
55672_G_CT4 | Sandersville Energy Facility | Combustion Turbine | 89.6928 | 92.6015 | 90.9121
55672_G_CT5 | Sandersville Energy Facility | Combustion Turbine | 89.6928 | 92.6015 | 90.9121
55672_G_CT6 | Sandersville Energy Facility | Combustion Turbine | 89.6928 | 92.6015 | 90.9121
55672_G_CT7 | Sandersville Energy Facility | Combustion Turbine | 89.6928 | 92.6015 | 90.9121
55672_G_CT8 | Sandersville Energy Facility | Combustion Turbine | 89.6928 | 92.6015 | 90.9121
55684_G_GEN1 | Flambeau Crowley Rapids Project | Hydro | 81.0191 | 87.391 | 83.6901
55684_G_GEN2 | Flambeau Crowley Rapids Project | Hydro | 81.0191 | 87.391 | 83.6901
55685_G_GEN1 | Flambeau Lower Project | Hydro | 81.0191 | 87.391 | 83.6901
55685_G_GEN2 | Flambeau Lower Project | Hydro | 81.0191 | 87.391 | 83.6901
55685_G_GEN3 | Flambeau Lower Project | Hydro | 81.0191 | 87.391 | 83.6901
55687_G_A01 | Higgins Generating Station | Combined Cycle | 84.4893 | 90.1371 | 86.8567
55687_G_A02 | Higgins Generating Station | Combined Cycle | 84.4893 | 90.1371 | 86.8567
55687_G_ST1 | Higgins Generating Station | Combined Cycle | 84.4893 | 90.1371 | 86.8567
55690_G_CTG1 | Bethlehem Power Plant | Combined Cycle | 88.516 | 84.5576 | 86.8567
55690_G_CTG2 | Bethlehem Power Plant | Combined Cycle | 88.516 | 84.5576 | 86.8567
55690_G_CTG3 | Bethlehem Power Plant | Combined Cycle | 88.516 | 84.5576 | 86.8567
55690_G_CTG5 | Bethlehem Power Plant | Combined Cycle | 88.516 | 84.5576 | 86.8567
55690_G_CTG6 | Bethlehem Power Plant | Combined Cycle | 88.516 | 84.5576 | 86.8567
55690_G_CTG7 | Bethlehem Power Plant | Combined Cycle | 88.516 | 84.5576 | 86.8567
55690_G_STG4 | Bethlehem Power Plant | Combined Cycle | 88.516 | 84.5576 | 86.8567
55690_G_STG8 | Bethlehem Power Plant | Combined Cycle | 88.516 | 84.5576 | 86.8567
55694_G_CT1 | Choctaw Gas Generation Project | Combined Cycle | 84.4893 | 90.1371 | 86.8567
55694_G_CT2 | Choctaw Gas Generation Project | Combined Cycle | 84.4893 | 90.1371 | 86.8567
55694_G_ST1 | Choctaw Gas Generation Project | Combined Cycle | 84.4893 | 90.1371 | 86.8567
55698_G_HEP1 | Hanford Energy Park Peaker | Combustion Turbine | 88.1508 | 89.9672 | 88.9122
55698_G_HEP2 | Hanford Energy Park Peaker | Combustion Turbine | 88.1508 | 89.9672 | 88.9122
55699_G_1 | Bayswater Peaking Facility LLC | Combustion Turbine | 89.6928 | 92.6015 | 90.9121
557_G_1 | Tunnel | Hydro | 81.0191 | 87.391 | 83.6901
557_G_10 | Tunnel | Combustion Turbine | 84.7073 | 87.0873 | 85.7049
557_G_2 | Tunnel | Hydro | 81.0191 | 87.391 | 83.6901
55700_G_1STG | Mint Farm Generating Station | Combined Cycle | 88.516 | 84.5576 | 86.8567
55700_G_CTG1 | Mint Farm Generating Station | Combined Cycle | 88.516 | 84.5576 | 86.8567
55701_G_CA01 | Fremont Energy Center | Combined Cycle | 84.4893 | 90.1371 | 86.8567
55701_G_CT01 | Fremont Energy Center | Combined Cycle | 84.4893 | 90.1371 | 86.8567
55701_G_CT02 | Fremont Energy Center | Combined Cycle | 84.4893 | 90.1371 | 86.8567
55706_G_CTG1 | Choctaw County | Combined Cycle | 84.4893 | 90.1371 | 86.8567
55706_G_CTG2 | Choctaw County | Combined Cycle | 84.4893 | 90.1371 | 86.8567
55706_G_CTG3 | Choctaw County | Combined Cycle | 84.4893 | 90.1371 | 86.8567
55706_G_STG1 | Choctaw County | Combined Cycle | 84.4893 | 90.1371 | 86.8567
55710_G_UNT3 | Allegheny Energy Units 3 4 & 5 | Combined Cycle | 88.516 | 84.5576 | 86.8567
55710_G_UNT4 | Allegheny Energy Units 3 4 & 5 | Combined Cycle | 88.516 | 84.5576 | 86.8567
55710_G_UNT5 | Allegheny Energy Units 3 4 & 5 | Combined Cycle | 88.516 | 84.5576 | 86.8567
55714_G_GT1 | Hot Spring Power Project | Combined Cycle | 84.4893 | 90.1371 | 86.8567
55714_G_GT2 | Hot Spring Power Project | Combined Cycle | 84.4893 | 90.1371 | 86.8567
55714_G_ST1 | Hot Spring Power Project | Combined Cycle | 84.4893 | 90.1371 | 86.8567
55718_G_GT1 | DTE East China LLC | Combustion Turbine | 89.6928 | 92.6015 | 90.9121
55718_G_GT2 | DTE East China LLC | Combustion Turbine | 89.6928 | 92.6015 | 90.9121
55718_G_GT3 | DTE East China LLC | Combustion Turbine | 89.6928 | 92.6015 | 90.9121
55718_G_GT4 | DTE East China LLC | Combustion Turbine | 89.6928 | 92.6015 | 90.9121
55719_G_GEN2 | Mountain View I&2 | Wind | 95 | 95 | 95
55719_G_GENI | Mountain View I&2 | Wind | 95 | 95 | 95
55733_G_1 | Bennett Mountain | Combustion Turbine | 89.6928 | 92.6015 | 90.9121
55734_G_V47 | Gray County Wind Energy | Wind | 95 | 95 | 95
55736_G_1GT1 | Hanging Rock Energy Facility | Combined Cycle | 84.4893 | 90.1371 | 86.8567
55736_G_1GT2 | Hanging Rock Energy Facility | Combined Cycle | 84.4893 | 90.1371 | 86.8567
55736_G_1ST | Hanging Rock Energy Facility | Combined Cycle | 84.4893 | 90.1371 | 86.8567
55736_G_2GT1 | Hanging Rock Energy Facility | Combined Cycle | 84.4893 | 90.1371 | 86.8567
55736_G_2GT2 | Hanging Rock Energy Facility | Combined Cycle | 84.4893 | 90.1371 | 86.8567
55736_G_2ST | Hanging Rock Energy Facility | Combined Cycle | 84.4893 | 90.1371 | 86.8567
55738_G_1 | Buchanan Generation LLC | Combustion Turbine | 88.1508 | 89.9672 | 88.9122
55738_G_2 | Buchanan Generation LLC | Combustion Turbine | 88.1508 | 89.9672 | 88.9122
55739_G_GEN1 | Condon Windpower LLC | Wind | 95 | 95 | 95
55739_G_GEN2 | Condon Windpower LLC | Wind | 95 | 95 | 95
55740_G_GEN1 | Rock River I LLC | Wind | 95 | 95 | 95
55741_G_A1 | Ridge Crest Wind Partners | Wind | 95 | 95 | 95
55742_G_ER15 | Badger Wind Farm | Wind | 95 | 95 | 95
55747_G_NWP2 | NWP Indian Mesa Wind Farm | Wind | 95 | 95 | 95
55748_G_CTG1 | Los Esteros Critical Energy Center | Combustion Turbine | 88.1508 | 89.9672 | 88.9122
55748_G_CTG2 | Los Esteros Critical Energy Center | Combustion Turbine | 88.1508 | 89.9672 | 88.9122
55748_G_CTG3 | Los Esteros Critical Energy Center | Combustion Turbine | 88.1508 | 89.9672 | 88.9122
55748_G_CTG4 | Los Esteros Critical Energy Center | Combustion Turbine | 88.1508 | 89.9672 | 88.9122
55752_G_P-11 | Sonoma Central Landfill Phase I | Landfill Gas | 90 | 90 | 90
55752_G_P-12 | Sonoma Central Landfill Phase I | Landfill Gas | 90 | 90 | 90
55752_G_P-13 | Sonoma Central Landfill Phase I | Landfill Gas | 90 | 90 | 90
55752_G_P-14 | Sonoma Central Landfill Phase I | Landfill Gas | 90 | 90 | 90
55753_G_P-21 | Sonoma Central Landfill Phase II | Landfill Gas | 90 | 90 | 90
55753_G_P-22 | Sonoma Central Landfill Phase II | Landfill Gas | 90 | 90 | 90
55753_G_P-23 | Sonoma Central Landfill Phase II | Landfill Gas | 90 | 90 | 90
55753_G_P-24 | Sonoma Central Landfill Phase II | Landfill Gas | 90 | 90 | 90
55757_G_GEN1 | Model City Energy Facility | Landfill Gas | 90 | 90 | 90
55757_G_GEN2 | Model City Energy Facility | Landfill Gas | 90 | 90 | 90
55757_G_GEN3 | Model City Energy Facility | Landfill Gas | 90 | 90 | 90
55757_G_GEN4 | Model City Energy Facility | Landfill Gas | 90 | 90 | 90
55757_G_GEN5 | Model City Energy Facility | Landfill Gas | 90 | 90 | 90
55757_G_GEN6 | Model City Energy Facility | Landfill Gas | 90 | 90 | 90
55757_G_GEN7 | Model City Energy Facility | Landfill Gas | 90 | 90 | 90
55759_G_RX1 | Roxana Resource Recovery | Landfill Gas | 90 | 90 | 90
55759_G_RX2 | Roxana Resource Recovery | Landfill Gas | 90 | 90 | 90
55759_G_RX3 | Roxana Resource Recovery | Landfill Gas | 90 | 90 | 90
55759_G_RX4 | Roxana Resource Recovery | Landfill Gas | 90 | 90 | 90
55760_G_ST1 | Streator Energy Partners LLC | Landfill Gas | 90 | 90 | 90
55761_G_DO3 | Devonshire Power Partners LLC | Landfill Gas | 90 | 90 | 90
55761_G_DO4 | Devonshire Power Partners LLC | Landfill Gas | 90 | 90 | 90
55761_G_DO5 | Devonshire Power Partners LLC | Landfill Gas | 90 | 90 | 90
55762_G_BR1 | Brickyard Energy Partners LLC | Landfill Gas | 90 | 90 | 90
55762_G_BR2 | Brickyard Energy Partners LLC | Landfill Gas | 90 | 90 | 90
55762_G_BR3 | Brickyard Energy Partners LLC | Landfill Gas | 90 | 90 | 90
55763_G_DX1 | Dixon/Lee Energy Partners LLC | Landfill Gas | 90 | 90 | 90
55763_G_DX2 | Dixon/Lee Energy Partners LLC | Landfill Gas | 90 | 90 | 90
55763_G_DX3 | Dixon/Lee Energy Partners LLC | Landfill Gas | 90 | 90 | 90
55763_G_DX4 | Dixon/Lee Energy Partners LLC | Landfill Gas | 90 | 90 | 90
55764_G_UR1 | Upper Rock Energy Partners LLC | Landfill Gas | 90 | 90 | 90
55764_G_UR2 | Upper Rock Energy Partners LLC | Landfill Gas | 90 | 90 | 90
55764_G_UR3 | Upper Rock Energy Partners LLC | Landfill Gas | 90 | 90 | 90
55764_G_UR4 | Upper Rock Energy Partners LLC | Landfill Gas | 90 | 90 | 90
55765_G_TG1 | Green Knight Energy Center | Landfill Gas | 90 | 90 | 90
55765_G_TG2 | Green Knight Energy Center | Landfill Gas | 90 | 90 | 90
55765_G_TG3 | Green Knight Energy Center | Landfill Gas | 90 | 90 | 90
55766_G_361A | Kiefer Landfill | Landfill Gas | 90 | 90 | 90
55766_G_361B | Kiefer Landfill | Landfill Gas | 90 | 90 | 90
55766_G_361C | Kiefer Landfill | Landfill Gas | 90 | 90 | 90
55767_G_RO1 | Riveside Resource Recovery LLC | Landfill Gas | 90 | 90 | 90
55768_G_CH2 | Avon Energy Partners LLC | Landfill Gas | 90 | 90 | 90
55769_G_MADW | Madison Windpower LLC | Wind | 95 | 95 | 95
55770_G_GEN1 | Dane County Landfill #2 Rodefeld | Landfill Gas | 90 | 90 | 90
55770_G_GEN2 | Dane County Landfill #2 Rodefeld | Landfill Gas | 90 | 90 | 90
55770_G_GEN3 | Dane County Landfill #2 Rodefeld | Landfill Gas | 90 | 90 | 90
55770_G_GEN4 | Dane County Landfill #2 Rodefeld | Landfill Gas | 90 | 90 | 90
55773_G_CS1 | Countyside Genco LLC | Landfill Gas | 90 | 90 | 90
55773_G_CS2 | Countyside Genco LLC | Landfill Gas | 90 | 90 | 90
55773_G_CS3 | Countyside Genco LLC | Landfill Gas | 90 | 90 | 90
55773_G_CS4 | Countyside Genco LLC | Landfill Gas | 90 | 90 | 90
55773_G_CS5 | Countyside Genco LLC | Landfill Gas | 90 | 90 | 90
55773_G_CS6 | Countyside Genco LLC | Landfill Gas | 90 | 90 | 90
55774_G_MO1 | Morris Genco LLC | Landfill Gas | 90 | 90 | 90
55774_G_MO2 | Morris Genco LLC | Landfill Gas | 90 | 90 | 90
55774_G_MO3 | Morris Genco LLC | Landfill Gas | 90 | 90 | 90
55776_G_BA1 | Barre | Landfill Gas | 90 | 90 | 90
55776_G_BA2 | Barre | Landfill Gas | 90 | 90 | 90
55778_G_BH2 | Brookhaven Facility | Landfill Gas | 90 | 90 | 90
55778_G_BH3 | Brookhaven Facility | Landfill Gas | 90 | 90 | 90
55778_G_BH4 | Brookhaven Facility | Landfill Gas | 90 | 90 | 90
55782_G_WH01 | Wilmont Hills LLC | Wind | 95 | 95 | 95
55786_G_CT01 | Edgewood Energy LLC | Combustion Turbine | 88.1508 | 89.9672 | 88.9122
55786_G_CT02 | Edgewood Energy LLC | Combustion Turbine | 88.1508 | 89.9672 | 88.9122
55787_G_CT01 | Shoreham Energy LLC | Combustion Turbine | 88.1508 | 89.9672 | 88.9122
55787_G_CT02 | Shoreham Energy LLC | Combustion Turbine | 88.1508 | 89.9672 | 88.9122
55790_G_1 | Fenner Wind | Wind | 95 | 95 | 95
55795_G_01 | Woodward Mountain II | Wind | 95 | 95 | 95
55796_G_01 | Woodward Mountain I | Wind | 95 | 95 | 95
55801_G_CT13 | FPL Energy Marcus Hook LP | Combined Cycle | 84.4893 | 90.1371 | 86.8567
55801_G_CT1A | FPL Energy Marcus Hook LP | Combined Cycle | 84.4893 | 90.1371 | 86.8567
55801_G_CTIB | FPL Energy Marcus Hook LP | Combined Cycle | 84.4893 | 90.1371 | 86.8567
55801_G_STG | FPL Energy Marcus Hook LP | Combined Cycle | 84.4893 | 90.1371 | 86.8567
55802_G_CTG1 | Valencia Energy Facility | Combustion Turbine | 89.6928 | 92.6015 | 90.9121
55803_G_EW | FPL E Somerset Windpower LLC | Wind | 95 | 95 | 95
55804_G_NM | Top of Iowa Windfarm | Wind | 95 | 95 | 95
55805_G_G1 | Mill Run Windpower | Wind | 95 | 95 | 95
55807_G_HPP1 | Henrietta Peaker | Combustion Turbine | 88.1508 | 89.9672 | 88.9122
55807_G_HPP2 | Henrietta Peaker | Combustion Turbine | 88.1508 | 89.9672 | 88.9122
55809_G_G1 | Kas Brothers Windfarm | Wind | 95 | 95 | 95
55810_G_S3 | Gilroy Peaking Energy Center | Combustion Turbine | 88.1508 | 89.9672 | 88.9122
55810_G_S4 | Gilroy Peaking Energy Center | Combustion Turbine | 88.1508 | 89.9672 | 88.9122
55810_G_S5 | Gilroy Peaking Energy Center | Combustion Turbine | 88.1508 | 89.9672 | 88.9122
55811_G_CTG1 | King City Peaking | Combustion Turbine | 88.1508 | 89.9672 | 88.9122
55813_G_CTG1 | Yuba City Energy Center | Combustion Turbine | 88.1508 | 89.9672 | 88.9122
55816_G_48M | Hawkeye Power Partners LLC | Wind | 95 | 95 | 95
55817_G_NO 1 | Veolia Glacier Ridge Landfill | Landfill Gas | 90 | 90 | 90
55817_G_NO 2 | Veolia Glacier Ridge Landfill | Landfill Gas | 90 | 90 | 90
55818_G_FICT | Frederickson Power LP | Combined Cycle | 88.516 | 84.5576 | 86.8567
55818_G_FIST | Frederickson Power LP | Combined Cycle | 88.516 | 84.5576 | 86.8567
55820_G_GEN1 | RCWMD Badlands Landfill Gas Project | Landfill Gas | 90 | 90 | 90
55821_G_A | Curtis H Stanton Energy Center | Combined Cycle | 84.4893 | 90.1371 | 86.8567
55821_G_B | Curtis H Stanton Energy Center | Combined Cycle | 84.4893 | 90.1371 | 86.8567
55821_G_C | Curtis H Stanton Energy Center | Combined Cycle | 84.4893 | 90.1371 | 86.8567
55824_G_UNT1 | MNDOT Standby Generation | Combustion Turbine | 84.7073 | 87.0873 | 85.7049
55833_G_CTP | Auburndale Peaker Energy Center | Combustion Turbine | 89.6928 | 92.6015 | 90.9121
55835_G_CTG1 | Rocky Mountain Energy Center | Combined Cycle | 84.4893 | 90.1371 | 86.8567
55835_G_CTG2 | Rocky Mountain Energy Center | Combined Cycle | 84.4893 | 90.1371 | 86.8567
55835_G_STG1 | Rocky Mountain Energy Center | Combined Cycle | 84.4893 | 90.1371 | 86.8567
55836_G_FT81 | Island Street Peaking Plant | Combustion Turbine | 89.6928 | 92.6015 | 90.9121
55841_G_CT1 | Silverhawk | Combined Cycle | 84.4893 | 90.1371 | 86.8567
55841_G_CT2 | Silverhawk | Combined Cycle | 84.4893 | 90.1371 | 86.8567
55841_G_ST1 | Silverhawk | Combined Cycle | 84.4893 | 90.1371 | 86.8567
55847_G_CTG1 | Feather River Energy Center | Combustion Turbine | 88.1508 | 89.9672 | 88.9122
55853_G_1 | Inland Empire Energy Center | Combined Cycle | 84.4893 | 90.1371 | 86.8567
55853_G_2 | Inland Empire Energy Center | Combined Cycle | 84.4893 | 90.1371 | 86.8567
55855_G_CTG1 | Wolfskill Energy Center | Combustion Turbine | 88.1508 | 89.9672 | 88.9122
55856_G_PC1 | Prairie State Generatng Station | Coal Steam | 82.9222 | 89.7194 | 85.7715
55856_G_PC2 | Prairie State Generatng Station | Coal Steam | 82.9222 | 89.7194 | 85.7715
55860_G_5-M | Quinebaug Lower Project | Hydro | 81.0191 | 87.391 | 83.6901
55860_G_MF | Quinebaug Lower Project | Hydro | 81.0191 | 87.391 | 83.6901
55860_G_U2 | Quinebaug Lower Project | Hydro | 81.0191 | 87.391 | 83.6901
55860_G_UI | Quinebaug Lower Project | Hydro | 81.0191 | 87.391 | 83.6901
55866_G_1 | Basin Creek Plant | Combustion Turbine | 84.7073 | 87.0873 | 85.7049
55866_G_2 | Basin Creek Plant | Combustion Turbine | 84.7073 | 87.0873 | 85.7049
55866_G_3 | Basin Creek Plant | Combustion Turbine | 84.7073 | 87.0873 | 85.7049
55866_G_4 | Basin Creek Plant | Combustion Turbine | 84.7073 | 87.0873 | 85.7049
55866_G_5 | Basin Creek Plant | Combustion Turbine | 84.7073 | 87.0873 | 85.7049
55866_G_6 | Basin Creek Plant | Combustion Turbine | 84.7073 | 87.0873 | 85.7049
55866_G_7 | Basin Creek Plant | Combustion Turbine | 84.7073 | 87.0873 | 85.7049
55866_G_8 | Basin Creek Plant | Combustion Turbine | 84.7073 | 87.0873 | 85.7049
55866_G_9 | Basin Creek Plant | Combustion Turbine | 84.7073 | 87.0873 | 85.7049
55871_G_Ph 1 | Klondike Wind Power | Wind | 95 | 95 | 95
55874_G_8 | Panoche Peaker | Combustion Turbine | 88.1508 | 89.9672 | 88.9122
55875_G_GEN1 | Gates Peaker | Combustion Turbine | 88.1508 | 89.9672 | 88.9122
55880_G_P-31 | Sonoma Central Landfill Phase III | Landfill Gas | 90 | 90 | 90
55880_G_P-32 | Sonoma Central Landfill Phase III | Landfill Gas | 90 | 90 | 90
55885_G_CAT35 | Montgomery County Oaks LFGE Plant | Landfill Gas | 90 | 90 | 90
55885_G_GEJGC | Montgomery County Oaks LFGE Plant | Landfill Gas | 90 | 90 | 90
55893_G_1 | Partnership Station | Combustion Turbine | 84.7073 | 87.0873 | 85.7049
55893_G_2 | Partnership Station | Combustion Turbine | 84.7073 | 87.0873 | 85.7049
559_G_1 | Rainbow | Hydro | 81.0191 | 87.391 | 83.6901
559_G_2 | Rainbow | Hydro | 81.0191 | 87.391 | 83.6901
55925_G_GEN1 | Ridgeview | Landfill Gas | 90 | 90 | 90
55925_G_GEN2 | Ridgeview | Landfill Gas | 90 | 90 | 90
55925_G_GEN3 | Ridgeview | Landfill Gas | 90 | 90 | 90
55925_G_GEN4 | Ridgeview | Landfill Gas | 90 | 90 | 90
55925_G_GEN5 | Ridgeview | Landfill Gas | 90 | 90 | 90
55925_G_GEN6 | Ridgeview | Landfill Gas | 90 | 90 | 90
55925_G_GEN7 | Ridgeview | Landfill Gas | 90 | 90 | 90
55925_G_GEN8 | Ridgeview | Landfill Gas | 90 | 90 | 90
55927_G_CT1 | Jasper | Combined Cycle | 84.4893 | 90.1371 | 86.8567
55927_G_CT2 | Jasper | Combined Cycle | 84.4893 | 90.1371 | 86.8567
55927_G_CT3 | Jasper | Combined Cycle | 84.4893 | 90.1371 | 86.8567
55927_G_ST1 | Jasper | Combined Cycle | 84.4893 | 90.1371 | 86.8567
55928_G_1 | McMinnville | Combustion Turbine | 84.7073 | 87.0873 | 85.7049
55928_G_10 | McMinnville | Combustion Turbine | 84.7073 | 87.0873 | 85.7049
55928_G_11 | McMinnville | Combustion Turbine | 84.7073 | 87.0873 | 85.7049
55928_G_12 | McMinnville | Biomass | 83 | 83 | 83
55928_G_2 | McMinnville | Combustion Turbine | 84.7073 | 87.0873 | 85.7049
55928_G_3 | McMinnville | Combustion Turbine | 84.7073 | 87.0873 | 85.7049
55928_G_4 | McMinnville | Combustion Turbine | 84.7073 | 87.0873 | 85.7049
55928_G_5 | McMinnville | Combustion Turbine | 84.7073 | 87.0873 | 85.7049
55928_G_6 | McMinnville | Combustion Turbine | 84.7073 | 87.0873 | 85.7049
55928_G_7 | McMinnville | Combustion Turbine | 84.7073 | 87.0873 | 85.7049
55928_G_8 | McMinnville | Combustion Turbine | 84.7073 | 87.0873 | 85.7049
55928_G_9 | McMinnville | Combustion Turbine | 84.7073 | 87.0873 | 85.7049
55929_G_1 | Bolivar | Combustion Turbine | 84.7073 | 87.0873 | 85.7049
55929_G_10 | Bolivar | Combustion Turbine | 84.7073 | 87.0873 | 85.7049
55929_G_2 | Bolivar | Combustion Turbine | 84.7073 | 87.0873 | 85.7049
55929_G_3 | Bolivar | Combustion Turbine | 84.7073 | 87.0873 | 85.7049
55929_G_4 | Bolivar | Combustion Turbine | 84.7073 | 87.0873 | 85.7049
55929_G_5 | Bolivar | Combustion Turbine | 84.7073 | 87.0873 | 85.7049
55929_G_6 | Bolivar | Combustion Turbine | 84.7073 | 87.0873 | 85.7049
55929_G_7 | Bolivar | Combustion Turbine | 84.7073 | 87.0873 | 85.7049
55929_G_8 | Bolivar | Combustion Turbine | 84.7073 | 87.0873 | 85.7049
55929_G_9 | Bolivar | Combustion Turbine | 84.7073 | 87.0873 | 85.7049
55931_G_0001 | Boulder City Silver Lake Hydro | Hydro | 81.0191 | 87.391 | 83.6901
55933_G_TPP1 | Tracy Peaker | Combustion Turbine | 89.6928 | 92.6015 | 90.9121
55933_G_TPP2 | Tracy Peaker | Combustion Turbine | 89.6928 | 92.6015 | 90.9121
55934_G_C1 | Century Generating Facility | Combustion Turbine | 84.7073 | 87.0873 | 85.7049
55934_G_C2 | Century Generating Facility | Combustion Turbine | 84.7073 | 87.0873 | 85.7049
55934_G_C3 | Century Generating Facility | Combustion Turbine | 84.7073 | 87.0873 | 85.7049
55934_G_C4 | Century Generating Facility | Combustion Turbine | 84.7073 | 87.0873 | 85.7049
55935_G_D1 | Drews Generating Facility | Combustion Turbine | 84.7073 | 87.0873 | 85.7049
55935_G_D2 | Drews Generating Facility | Combustion Turbine | 84.7073 | 87.0873 | 85.7049
55935_G_D3 | Drews Generating Facility | Combustion Turbine | 84.7073 | 87.0873 | 85.7049
55935_G_D4 | Drews Generating Facility | Combustion Turbine | 84.7073 | 87.0873 | 85.7049
55936_G_GT3 | NRG Rockford II Energy Center | Combustion Turbine | 89.6928 | 92.6015 | 90.9121
55938_G_OPP3 | NAEA Ocean Peaking Power LLC | Combustion Turbine | 89.6928 | 92.6015 | 90.9121
55938_G_OPP4 | NAEA Ocean Peaking Power LLC | Combustion Turbine | 89.6928 | 92.6015 | 90.9121
55939_G_CT01 | CPV Warren, LLC | Combined Cycle | 88.516 | 84.5576 | 86.8567
55939_G_CT02 | CPV Warren, LLC | Combined Cycle | 88.516 | 84.5576 | 86.8567
55939_G_ST01 | CPV Warren, LLC | Combined Cycle | 88.516 | 84.5576 | 86.8567
55939_G_ST02 | CPV Warren, LLC | Combined Cycle | 88.516 | 84.5576 | 86.8567
55944_G_BAY | Bay Windpower I | Wind | 95 | 95 | 95
55951_G_AMP1 | Agua Mansa Power Plant | Combustion Turbine | 88.1508 | 89.9672 | 88.9122
55952_G_GEN3 | Las Vegas Cogeneration II LLC | Combined Cycle | 84.4893 | 90.1371 | 86.8567
55952_G_GEN4 | Las Vegas Cogeneration II LLC | Combined Cycle | 84.4893 | 90.1371 | 86.8567
55952_G_GEN5 | Las Vegas Cogeneration II LLC | Combined Cycle | 84.4893 | 90.1371 | 86.8567
55952_G_GEN6 | Las Vegas Cogeneration II LLC | Combined Cycle | 84.4893 | 90.1371 | 86.8567
55952_G_GEN7 | Las Vegas Cogeneration II LLC | Combined Cycle | 84.4893 | 90.1371 | 86.8567
55952_G_GEN8 | Las Vegas Cogeneration II LLC | Combined Cycle | 84.4893 | 90.1371 | 86.8567
55953_G_1 | Pretlow | Combustion Turbine | 84.7073 | 87.0873 | 85.7049
55953_G_2 | Pretlow | Combustion Turbine | 84.7073 | 87.0873 | 85.7049
55954_G_1 | Downtown | Combustion Turbine | 84.7073 | 87.0873 | 85.7049
55954_G_2 | Downtown | Combustion Turbine | 84.7073 | 87.0873 | 85.7049
55963_G_CTG1 | Riverview Energy Center | Combustion Turbine | 88.1508 | 89.9672 | 88.9122
55964_G_1 | Brown Station Road Plant II | Landfill Gas | 90 | 90 | 90
55964_G_2 | Brown Station Road Plant II | Landfill Gas | 90 | 90 | 90
55964_G_3 | Brown Station Road Plant II | Landfill Gas | 90 | 90 | 90
55964_G_4 | Brown Station Road Plant II | Landfill Gas | 90 | 90 | 90
55965_G_CT6A | Wansley Combined Cycle | Combined Cycle | 84.4893 | 90.1371 | 86.8567
55965_G_CT6B | Wansley Combined Cycle | Combined Cycle | 84.4893 | 90.1371 | 86.8567
55965_G_CT7A | Wansley Combined Cycle | Combined Cycle | 84.4893 | 90.1371 | 86.8567
55965_G_CT7B | Wansley Combined Cycle | Combined Cycle | 84.4893 | 90.1371 | 86.8567
55965_G_ST6 | Wansley Combined Cycle | Combined Cycle | 84.4893 | 90.1371 | 86.8567
55965_G_ST7 | Wansley Combined Cycle | Combined Cycle | 84.4893 | 90.1371 | 86.8567
55967_G_WW1 | Great Works Hydro | Hydro | 81.0191 | 87.391 | 83.6901
55967_G_WW10 | Great Works Hydro | Hydro | 81.0191 | 87.391 | 83.6901
55967_G_WW11 | Great Works Hydro | Hydro | 81.0191 | 87.391 | 83.6901
55967_G_WW2 | Great Works Hydro | Hydro | 81.0191 | 87.391 | 83.6901
55967_G_WW3 | Great Works Hydro | Hydro | 81.0191 | 87.391 | 83.6901
55967_G_WW4 | Great Works Hydro | Hydro | 81.0191 | 87.391 | 83.6901
55967_G_WW5 | Great Works Hydro | Hydro | 81.0191 | 87.391 | 83.6901
55967_G_WW6 | Great Works Hydro | Hydro | 81.0191 | 87.391 | 83.6901
55967_G_WW7 | Great Works Hydro | Hydro | 81.0191 | 87.391 | 83.6901
55967_G_WW8 | Great Works Hydro | Hydro | 81.0191 | 87.391 | 83.6901
55967_G_WW9 | Great Works Hydro | Hydro | 81.0191 | 87.391 | 83.6901
55968_G_WTG1 | Trent Wind Farm LP | Wind | 95 | 95 | 95
55969_G_U-01 | Hawkeye Energy Greenport LLC | Combustion Turbine | 88.1508 | 89.9672 | 88.9122
55970_G_1 | Cosumnes | Combined Cycle | 84.4893 | 90.1371 | 86.8567
55970_G_2 | Cosumnes | Combined Cycle | 84.4893 | 90.1371 | 86.8567
55970_G_3 | Cosumnes | Combined Cycle | 84.4893 | 90.1371 | 86.8567
55972_G_CT-1 | Cass County | Combustion Turbine | 89.6928 | 92.6015 | 90.9121
55972_G_CT-2 | Cass County | Combustion Turbine | 89.6928 | 92.6015 | 90.9121
55976_G_101 | Hunterstown | Combined Cycle | 88.516 | 84.5576 | 86.8567
55976_G_201 | Hunterstown | Combined Cycle | 88.516 | 84.5576 | 86.8567
55976_G_301 | Hunterstown | Combined Cycle | 88.516 | 84.5576 | 86.8567
55976_G_401 | Hunterstown | Combined Cycle | 88.516 | 84.5576 | 86.8567
55977_G_CTG1 | Bluffview | Combined Cycle | 84.4893 | 90.1371 | 86.8567
55977_G_STG1 | Bluffview | Combined Cycle | 84.4893 | 90.1371 | 86.8567
55980_G_1 | Champepaden Wind Power | Wind | 95 | 95 | 95
55981_G_1 | Moulton Wind Power | Wind | 95 | 95 | 95
55983_G_TG51 | Salton Sea Unit 5 | Geothermal | 96.5697 | 97.5257 | 96.9704
55984_G_TG21 | CE Turbo | Geothermal | 96.5697 | 97.5257 | 96.9704
55985_G_CTG1 | Palomar Energy | Combined Cycle | 84.4893 | 90.1371 | 86.8567
55985_G_CTG2 | Palomar Energy | Combined Cycle | 84.4893 | 90.1371 | 86.8567
55985_G_STG | Palomar Energy | Combined Cycle | 84.4893 | 90.1371 | 86.8567
55986_G_WT1 | Mountaineer Wind Energy Center | Wind | 95 | 95 | 95
55987_G_6 | Stillwater Water Treatment Plant | Combustion Turbine | 84.7073 | 87.0873 | 85.7049
55988_G_1 | Wabuska | Geothermal | 96.5697 | 97.5257 | 96.9704
55988_G_2 | Wabuska | Geothermal | 96.5697 | 97.5257 | 96.9704
55988_G_3 | Wabuska | Geothermal | 96.5697 | 97.5257 | 96.9704
55988_G_4 | Wabuska | Geothermal | 96.5697 | 97.5257 | 96.9704
55988_G_5 | Wabuska | Geothermal | 96.5697 | 97.5257 | 96.9704
55988_G_6 | Wabuska | Geothermal | 96.5697 | 97.5257 | 96.9704
55988_G_7 | Wabuska | Geothermal | 96.5697 | 97.5257 | 96.9704
55989_G_V-47 | FPL Energy Vansycle LLC (OR) | Wind | 95 | 95 | 95
55990_G_1 | Ashtabula | Combined Cycle | 84.4893 | 90.1371 | 86.8567
55990_G_2 | Ashtabula | Combined Cycle | 84.4893 | 90.1371 | 86.8567
55990_G_3 | Ashtabula | Combined Cycle | 84.4893 | 90.1371 | 86.8567
55990_G_4 | Ashtabula | Combined Cycle | 84.4893 | 90.1371 | 86.8567
55990_G_5 | Ashtabula | Combined Cycle | 84.4893 | 90.1371 | 86.8567
55990_G_6 | Ashtabula | Combined Cycle | 84.4893 | 90.1371 | 86.8567
55990_G_7 | Ashtabula | Combined Cycle | 84.4893 | 90.1371 | 86.8567
55991_G_OEC | Brady | Geothermal | 96.5697 | 97.5257 | 96.9704
55991_G_TG-1 | Brady | Geothermal | 96.5697 | 97.5257 | 96.9704
55991_G_TG-2 | Brady | Geothermal | 96.5697 | 97.5257 | 96.9704
55991_G_TG-3 | Brady | Geothermal | 96.5697 | 97.5257 | 96.9704
55992_G_1 | Desert Sky | Wind | 95 | 95 | 95
55995_G_MWP | Minot Wind Project | Wind | 95 | 95 | 95
55995_G_MWP2 | Minot Wind Project | Wind | 95 | 95 | 95
55996_G_01 | Alliant SBD0201 Penford Produc | Combustion Turbine | 84.7073 | 87.0873 | 85.7049
55996_G_02 | Alliant SBD0201 Penford Produc | Combustion Turbine | 84.7073 | 87.0873 | 85.7049
55996_G_03 | Alliant SBD0201 Penford Produc | Combustion Turbine | 84.7073 | 87.0873 | 85.7049
55996_G_04 | Alliant SBD0201 Penford Produc | Combustion Turbine | 84.7073 | 87.0873 | 85.7049
55997_G_10 | Orchard Park | Combustion Turbine | 86.4041 | 84.7361 | 85.7049
55997_G_11 | Orchard Park | Combustion Turbine | 86.4041 | 84.7361 | 85.7049
55997_G_8 | Orchard Park | Combustion Turbine | 86.4041 | 84.7361 | 85.7049
55997_G_9 | Orchard Park | Combustion Turbine | 86.4041 | 84.7361 | 85.7049
55998_G_GT1 | Danbury Diesel | Combustion Turbine | 84.7073 | 87.0873 | 85.7049
55998_G_IC1 | Danbury Diesel | Combustion Turbine | 84.7073 | 87.0873 | 85.7049
55998_G_IC2 | Danbury Diesel | Combustion Turbine | 84.7073 | 87.0873 | 85.7049
55999_G_GEN1 | NECCO Co-Generation | Combustion Turbine | 84.7073 | 87.0873 | 85.7049
55999_G_GEN2 | NECCO Co-Generation | Combustion Turbine | 84.7073 | 87.0873 | 85.7049
560_G_1 | Falls Village | Hydro | 81.0191 | 87.391 | 83.6901
560_G_2 | Falls Village | Hydro | 81.0191 | 87.391 | 83.6901
560_G_3 | Falls Village | Hydro | 81.0191 | 87.391 | 83.6901
56001_G_GE15 | Waymart Wind | Wind | 95 | 95 | 95
56002_G_1 | Minwind | Wind | 95 | 95 | 95
56004_G_D-2 | Mount Clinton | Combustion Turbine | 84.7073 | 87.0873 | 85.7049
56004_G_D-3 | Mount Clinton | Combustion Turbine | 84.7073 | 87.0873 | 85.7049
56004_G_D-5 | Mount Clinton | Combustion Turbine | 84.7073 | 87.0873 | 85.7049
56004_G_D-7 | Mount Clinton | Combustion Turbine | 84.7073 | 87.0873 | 85.7049
56004_G_D-8 | Mount Clinton | Combustion Turbine | 84.7073 | 87.0873 | 85.7049
56004_G_MC-1 | Mount Clinton | Combustion Turbine | 84.7073 | 87.0873 | 85.7049
56005_G_D-4 | Pleasant Valley | Combustion Turbine | 84.7073 | 87.0873 | 85.7049
56005_G_D-6 | Pleasant Valley | Combustion Turbine | 84.7073 | 87.0873 | 85.7049
56005_G_PV-1 | Pleasant Valley | Combustion Turbine | 84.7073 | 87.0873 | 85.7049
56006_G_ST-1 | Harrisonburg Power Plant | O/G Steam | 87.3884 | 91.2182 | 88.9937
56010_G_V-47 | Hancock County Wind Energy Center | Wind | 95 | 95 | 95
56011_G_V-47 | Cabazon Wind Partners | Wind | 95 | 95 | 95
56012_G_1 | Whitewater Hill Wind Partners | Wind | 95 | 95 | 95
56013_G_U1 | Exira | Combustion Turbine | 88.1508 | 89.9672 | 88.9122
56013_G_U2 | Exira | Combustion Turbine | 88.1508 | 89.9672 | 88.9122
56013_G_U3 | Exira | Combustion Turbine | 88.1508 | 89.9672 | 88.9122
56015_G_SEG1 | Bainbridge | Combustion Turbine | 88.1508 | 89.9672 | 88.9122
56015_G_SEGC | Bainbridge | Combustion Turbine | 88.1508 | 89.9672 | 88.9122
56017_G_GT1 | Franklin/Grays | Combustion Turbine | 86.4041 | 84.7361 | 85.7049
56017_G_GT2 | Franklin/Grays | Combustion Turbine | 86.4041 | 84.7361 | 85.7049
56017_G_GT3 | Franklin/Grays | Combustion Turbine | 86.4041 | 84.7361 | 85.7049
56017_G_GT4 | Franklin/Grays | Combustion Turbine | 86.4041 | 84.7361 | 85.7049
56018_G_1 | AMEA Peaking | Combustion Turbine | 88.1508 | 89.9672 | 88.9122
56018_G_2 | AMEA Peaking | Combustion Turbine | 88.1508 | 89.9672 | 88.9122
56022_G_1 | Strotherfield Substation | Combustion Turbine | 84.7073 | 87.0873 | 85.7049
56025_G_6 | Traer East | Combustion Turbine | 84.7073 | 87.0873 | 85.7049
56025_G_7 | Traer East | Combustion Turbine | 84.7073 | 87.0873 | 85.7049
56026_G_CTG1 | Donald Von Raesfeld Power Plant | Combined Cycle | 84.4893 | 90.1371 | 86.8567
56026_G_CTG2 | Donald Von Raesfeld Power Plant | Combined Cycle | 84.4893 | 90.1371 | 86.8567
56026_G_STG | Donald Von Raesfeld Power Plant | Combined Cycle | 84.4893 | 90.1371 | 86.8567
56031_G_CTG1 | Fox Energy Center | Combined Cycle | 84.4893 | 90.1371 | 86.8567
56031_G_CTG2 | Fox Energy Center | Combined Cycle | 84.4893 | 90.1371 | 86.8567
56031_G_STG | Fox Energy Center | Combined Cycle | 84.4893 | 90.1371 | 86.8567
56032_G_0001 | Equus Freeport Power | Combustion Turbine | 88.1508 | 89.9672 | 88.9122
56036_G_GEN1 | WWTP Power Generation Station | Non-Fossil Waste | 90 | 90 | 90
56036_G_GEN2 | WWTP Power Generation Station | Non-Fossil Waste | 90 | 90 | 90
56036_G_GEN3 | WWTP Power Generation Station | Non-Fossil Waste | 90 | 90 | 90
56037_G_1 | Fox Valley Energy Center | Non-Fossil Waste | 90 | 90 | 90
56038_G_1 | UMCP CHP Plant | Combustion Turbine | 84.7073 | 87.0873 | 85.7049
56038_G_2 | UMCP CHP Plant | Combustion Turbine | 84.7073 | 87.0873 | 85.7049
56038_G_3 | UMCP CHP Plant | O/G Steam | 87.3884 | 91.2182 | 88.9937
56039_G_G1 | H. Gonzales | Combustion Turbine | 84.7073 | 87.0873 | 85.7049
56039_G_G2 | H. Gonzales | Combustion Turbine | 84.7073 | 87.0873 | 85.7049
56041_G_M1 | Malburg | Combined Cycle | 84.4893 | 90.1371 | 86.8567
56041_G_M2 | Malburg | Combined Cycle | 84.4893 | 90.1371 | 86.8567
56041_G_M3 | Malburg | Combined Cycle | 84.4893 | 90.1371 | 86.8567
56046_G_1 | Magnolia Power Project | Combined Cycle | 84.4893 | 90.1371 | 86.8567
56046_G_2 | Magnolia Power Project | Combined Cycle | 84.4893 | 90.1371 | 86.8567
56051_G_GEN1 | THUMS | Combustion Turbine | 88.1508 | 89.9672 | 88.9122
56052_G_GE15 | Meyersdale Windpower | Wind | 95 | 95 | 95
56053_G_1 | Casey City of | Combustion Turbine | 84.7073 | 87.0873 | 85.7049
56053_G_2 | Casey City of | Combustion Turbine | 84.7073 | 87.0873 | 85.7049
56053_G_3 | Casey City of | Combustion Turbine | 84.7073 | 87.0873 | 85.7049
56054_G_GM1 | G McNeilus Wind Farm Dodge Center | Wind | 95 | 95 | 95
56054_G_GM2 | G McNeilus Wind Farm Dodge Center | Wind | 95 | 95 | 95
56054_G_GM3 | G McNeilus Wind Farm Dodge Center | Wind | 95 | 95 | 95
56059_G_1 | High Point, Fairfield | Combustion Turbine | 84.7073 | 87.0873 | 85.7049
56060_G_1 | Gastonia Rankin Lake | Combustion Turbine | 84.7073 | 87.0873 | 85.7049
56061_G_1 | Gastonia Duke Street | Combustion Turbine | 84.7073 | 87.0873 | 85.7049
56062_G_1 | Statesville, Highway 64 | Combustion Turbine | 84.7073 | 87.0873 | 85.7049
56063_G_1 | Shelby, Toms Street | Combustion Turbine | 84.7073 | 87.0873 | 85.7049
56064_G_1 | Morganton, Parker Road | Combustion Turbine | 84.7073 | 87.0873 | 85.7049
56065_G_1 | Maiden Finger Street | Combustion Turbine | 84.7073 | 87.0873 | 85.7049
56066_G_1 | Lexington Hickory Street | Combustion Turbine | 84.7073 | 87.0873 | 85.7049
56067_G_1 | Lexington Health Center | Combustion Turbine | 84.7073 | 87.0873 | 85.7049
56069_G_1 | Berlin | Landfill Gas | 90 | 90 | 90
56069_G_2 | Berlin | Landfill Gas | 90 | 90 | 90
56069_G_3 | Berlin | Landfill Gas | 90 | 90 | 90
56070_G_1 | Diesel Generators | Combustion Turbine | 89.6928 | 92.6015 | 90.9121
56073_G_01 | Alliant SBG 9802 Toyota | Combustion Turbine | 84.7073 | 87.0873 | 85.7049
56074_G_01 | Alliant SBD 9901 GE Capital | Combustion Turbine | 84.7073 | 87.0873 | 85.7049
56075_G_1 | High Winds LLC | Wind | 95 | 95 | 95
56075_G_2 | High Winds LLC | Wind | 95 | 95 | 95
56078_G_1 | Walnut Energy Center | Combined Cycle | 84.4893 | 90.1371 | 86.8567
56078_G_2 | Walnut Energy Center | Combined Cycle | 84.4893 | 90.1371 | 86.8567
56078_G_3 | Walnut Energy Center | Combined Cycle | 84.4893 | 90.1371 | 86.8567
56081_G_EW | Blue Canyon Windpower | Wind | 95 | 95 | 95
56090_G_D182 | Blacksand Generating Facility | Fossil Waste | 90 | 90 | 90
56090_G_D189 | Blacksand Generating Facility | Fossil Waste | 90 | 90 | 90
56092_G_GE15 | South Dakota Wind Energy Cente | Wind | 95 | 95 | 95
56093_G_GE15 | Wyoming Wind Energy Center | Wind | 95 | 95 | 95
56094_G_GE15 | Oklahoma Wind Energy Center | Wind | 95 | 95 | 95
56094_G_GSOO | Oklahoma Wind Energy Center | Wind | 95 | 95 | 95
56097_G_GE15 | New Mexico Wind Energy Center | Wind | 95 | 95 | 95
56098_G_1 | Hillsboro | Combustion Turbine | 84.7073 | 87.0873 | 85.7049
56098_G_2 | Hillsboro | Combustion Turbine | 84.7073 | 87.0873 | 85.7049
56099_G_GE15 | FPL Energy North Dakota Wind I/II | Wind | 95 | 95 | 95
56099_G_GE16 | FPL Energy North Dakota Wind I/II | Wind | 95 | 95 | 95
561_G_UN19 | Franklin Drive | Combustion Turbine | 84.7073 | 87.0873 | 85.7049
56100_G_1 | St. Charles Power Plant | Combustion Turbine | 84.7073 | 87.0873 | 85.7049
56100_G_2 | St. Charles Power Plant | Combustion Turbine | 84.7073 | 87.0873 | 85.7049
56100_G_3 | St. Charles Power Plant | Combustion Turbine | 84.7073 | 87.0873 | 85.7049
56100_G_4 | St. Charles Power Plant | Combustion Turbine | 84.7073 | 87.0873 | 85.7049
56102_G_CT1A | Currant Creek | Combined Cycle | 84.4893 | 90.1371 | 86.8567
56102_G_CT1B | Currant Creek | Combined Cycle | 84.4893 | 90.1371 | 86.8567
56102_G_ST1 | Currant Creek | Combined Cycle | 84.4893 | 90.1371 | 86.8567
56104_G_CTG2 | Mankato Energy Center | Combined Cycle | 84.4893 | 90.1371 | 86.8567
56104_G_STG1 | Mankato Energy Center | Combined Cycle | 84.4893 | 90.1371 | 86.8567
56106_G_1 | MEAN Wind Project | Wind | 95 | 95 | 95
56108_G_U-1 | T J Labbe Electric Generating | Combustion Turbine | 88.1508 | 89.9672 | 88.9122
56108_G_U-2 | T J Labbe Electric Generating | Combustion Turbine | 88.1508 | 89.9672 | 88.9122
56111_G_GEN1 | Brazos Wind Farm | Wind | 95 | 95 | 95
56112_G_V47 | Mountain View III | Wind | 95 | 95 | 95
56113_G_1 | Tessman Road | Landfill Gas | 90 | 90 | 90
56113_G_2 | Tessman Road | Landfill Gas | 90 | 90 | 90
56113_G_3 | Tessman Road | Landfill Gas | 90 | 90 | 90
56113_G_4 | Tessman Road | Landfill Gas | 90 | 90 | 90
56113_G_5 | Tessman Road | Landfill Gas | 90 | 90 | 90
56113_G_6 | Tessman Road | Landfill Gas | 90 | 90 | 90
56114_G_1 | IMEA Highland | Combustion Turbine | 84.7073 | 87.0873 | 85.7049
56114_G_2 | IMEA Highland | Combustion Turbine | 84.7073 | 87.0873 | 85.7049
56115_G_10 | IMEA Waterloo | Combustion Turbine | 84.7073 | 87.0873 | 85.7049
56115_G_11 | IMEA Waterloo | Combustion Turbine | 84.7073 | 87.0873 | 85.7049
56115_G_9 | IMEA Waterloo | Combustion Turbine | 84.7073 | 87.0873 | 85.7049
56116_G_10 | IMEA Flora | Combustion Turbine | 84.7073 | 87.0873 | 85.7049
56116_G_6 | IMEA Flora | Combustion Turbine | 84.7073 | 87.0873 | 85.7049
56116_G_7 | IMEA Flora | Combustion Turbine | 84.7073 | 87.0873 | 85.7049
56116_G_8 | IMEA Flora | Combustion Turbine | 84.7073 | 87.0873 | 85.7049
56116_G_9 | IMEA Flora | Combustion Turbine | 84.7073 | 87.0873 | 85.7049
56117_G_1 | Flora Site A | Combustion Turbine | 84.7073 | 87.0873 | 85.7049
56117_G_2 | Flora Site A | Combustion Turbine | 84.7073 | 87.0873 | 85.7049
56117_G_3 | Flora Site A | Combustion Turbine | 84.7073 | 87.0873 | 85.7049
56118_G_4 | Flora Site B | Combustion Turbine | 84.7073 | 87.0873 | 85.7049
56118_G_5 | Flora Site B | Combustion Turbine | 84.7073 | 87.0873 | 85.7049
56119_G_100 | Middlesex Generating Facility | Non-Fossil Waste | 90 | 90 | 90
56119_G_200 | Middlesex Generating Facility | Non-Fossil Waste | 90 | 90 | 90
56119_G_300 | Middlesex Generating Facility | Non-Fossil Waste | 90 | 90 | 90
56120_G_L1 | Lee County Landfill | Landfill Gas | 90 | 90 | 90
56120_G_L2 | Lee County Landfill | Landfill Gas | 90 | 90 | 90
56120_G_L3 | Lee County Landfill | Landfill Gas | 90 | 90 | 90
56120_G_L4 | Lee County Landfill | Landfill Gas | 90 | 90 | 90
56121_G_A2 | Anderson Regional Landfill | Landfill Gas | 90 | 90 | 90
56121_G_A3 | Anderson Regional Landfill | Landfill Gas | 90 | 90 | 90
56122_G_R1 | Richland County Landfill | Landfill Gas | 90 | 90 | 90
56122_G_R2 | Richland County Landfill | Landfill Gas | 90 | 90 | 90
56122_G_R3 | Richland County Landfill | Landfill Gas | 90 | 90 | 90
56123_G_1 | Minwind 3-9 | Wind | 95 | 95 | 95
56125_G_4152 | Springville Hydroelectric | Hydro | 81.0191 | 87.391 | 83.6901
56126_G_1 | Sub 2 Generating Station | Combustion Turbine | 84.7073 | 87.0873 | 85.7049
56126_G_2 | Sub 2 Generating Station | Combustion Turbine | 84.7073 | 87.0873 | 85.7049
56127_G_1 | Macon Energy Center | Combustion Turbine | 84.7073 | 87.0873 | 85.7049
56128_G_1 | Sub 3 Generating Station | Combustion Turbine | 84.7073 | 87.0873 | 85.7049
56128_G_2 | Sub 3 Generating Station | Combustion Turbine | 84.7073 | 87.0873 | 85.7049
56128_G_3 | Sub 3 Generating Station | Combustion Turbine | 84.7073 | 87.0873 | 85.7049
56128_G_4 | Sub 3 Generating Station | Combustion Turbine | 84.7073 | 87.0873 | 85.7049
56129_G_1 | Thermal Kem | Combustion Turbine | 84.7073 | 87.0873 | 85.7049
56131_G_1 | Valenite | Combustion Turbine | 84.7073 | 87.0873 | 85.7049
56132_G_1 | Honea Path | Combustion Turbine | 84.7073 | 87.0873 | 85.7049
56135_G_1 | Ripon Generation Station | Combustion Turbine | 88.1508 | 89.9672 | 88.9122
56135_G_2 | Ripon Generation Station | Combustion Turbine | 88.1508 | 89.9672 | 88.9122
56138_G_1 | Anderson Erickson | Combustion Turbine | 84.7073 | 87.0873 | 85.7049
56141_G_2 | Jamaica Bay Peaking | Combustion Turbine | 89.6928 | 92.6015 | 90.9121
56142_G_WND1 | Chanarambie Power Partners, LLC | Wind | 95 | 95 | 95
56143_G_1 | Riverside Energy Resource Center | Combustion Turbine | 89.6928 | 92.6015 | 90.9121
56143_G_2 | Riverside Energy Resource Center | Combustion Turbine | 89.6928 | 92.6015 | 90.9121
56143_G_3 | Riverside Energy Resource Center | Combustion Turbine | 88.1508 | 89.9672 | 88.9122
56143_G_4 | Riverside Energy Resource Center | Combustion Turbine | 88.1508 | 89.9672 | 88.9122
56144_G_1 | Springs Generating Station | Combustion Turbine | 84.7073 | 87.0873 | 85.7049
56144_G_2 | Springs Generating Station | Combustion Turbine | 84.7073 | 87.0873 | 85.7049
56144_G_3 | Springs Generating Station | Combustion Turbine | 84.7073 | 87.0873 | 85.7049
56144_G_4 | Springs Generating Station | Combustion Turbine | 84.7073 | 87.0873 | 85.7049
56148_G_5 | Ft. Pierre | Combustion Turbine | 84.7073 | 87.0873 | 85.7049
56148_G_6 | Ft. Pierre | Combustion Turbine | 84.7073 | 87.0873 | 85.7049
56148_G_7 | Ft. Pierre | Combustion Turbine | 84.7073 | 87.0873 | 85.7049
56149_G_1 | Seven Mile Creek LFG | Landfill Gas | 90 | 90 | 90
56149_G_2 | Seven Mile Creek LFG | Landfill Gas | 90 | 90 | 90
56149_G_3 | Seven Mile Creek LFG | Landfill Gas | 90 | 90 | 90
56149_G_4 | Seven Mile Creek LFG | Landfill Gas | 90 | 90 | 90
56150_G_10ST | McIntosh Combined Cycle Facility | Combined Cycle | 84.4893 | 90.1371 | 86.8567
56150_G_11ST | McIntosh Combined Cycle Facility | Combined Cycle | 84.4893 | 90.1371 | 86.8567
56150_G_C10A | McIntosh Combined Cycle Facility | Combined Cycle | 84.4893 | 90.1371 | 86.8567
56150_G_C10B | McIntosh Combined Cycle Facility | Combined Cycle | 84.4893 | 90.1371 | 86.8567
56150_G_C11A | McIntosh Combined Cycle Facility | Combined Cycle | 84.4893 | 90.1371 | 86.8567
56150_G_C11B | McIntosh Combined Cycle Facility | Combined Cycle | 84.4893 | 90.1371 | 86.8567
56151_G_GT1 | South Harper | Combustion Turbine | 89.6928 | 92.6015 | 90.9121
56151_G_GT2 | South Harper | Combustion Turbine | 89.6928 | 92.6015 | 90.9121
56151_G_GT3 | South Harper | Combustion Turbine | 89.6928 | 92.6015 | 90.9121
56152_G_CTG1 | Freeport Energy Center | Combined Cycle | 84.4893 | 90.1371 | 86.8567
56152_G_STG1 | Freeport Energy Center | Combined Cycle | 84.4893 | 90.1371 | 86.8567
56153_G_1 | Viking Wind Partners | Wind | 95 | 95 | 95
56160_G_GEN1 | Mendota Hills, LLC | Wind | 95 | 95 | 95
56162_G_1 | Ainsworth Wind | Wind | 95 | 95 | 95
56163_G_RCHP | KUCC | Combustion Turbine | 84.7073 | 87.0873 | 85.7049
56163_G_SM58 | KUCC | Non-Fossil Waste | 90 | 90 | 90
56164_G_EU01 | Faribault Energy Park | Combined Cycle | 84.4893 | 90.1371 | 86.8567
56164_G_HRSG | Faribault Energy Park | Combined Cycle | 84.4893 | 90.1371 | 86.8567
56166_G_1 | Sheboygan Falls | Combustion Turbine | 89.6928 | 92.6015 | 90.9121
56166_G_2 | Sheboygan Falls | Combustion Turbine | 89.6928 | 92.6015 | 90.9121
56167_G_UNT1 | Colton Landfill | Landfill Gas | 90 | 90 | 90
56169_G_UNT1 | NEO Freehold Gen LLC | Combustion Turbine | 84.7073 | 87.0873 | 85.7049
56169_G_UNT2 | NEO Freehold Gen LLC | Combustion Turbine | 84.7073 | 87.0873 | 85.7049
56170_G_UNT1 | Mid Valley Landfill | Landfill Gas | 90 | 90 | 90
56170_G_UNT2 | Mid Valley Landfill | Landfill Gas | 90 | 90 | 90
56171_G_UNT1 | Milliken Landfill | Landfill Gas | 90 | 90 | 90
56171_G_UNT2 | Milliken Landfill | Landfill Gas | 90 | 90 | 90
56172_G_FC | Flying Cloud Power Partners LLC | Wind | 95 | 95 | 95
56173_G_CG | Colorado Green Holdings LLC | Wind | 95 | 95 | 95
56174_G_MOR | Moraine Wind LLC | Wind | 95 | 95 | 95
56176_G_1 | BNWRD | Combustion Turbine | 84.7073 | 87.0873 | 85.7049
56177_G_GT1 | Nebo Power Station | Combined Cycle | 84.4893 | 90.1371 | 86.8567
56177_G_ST1 | Nebo Power Station | Combined Cycle | 84.4893 | 90.1371 | 86.8567
56181_G_1 | Genoa Diesel Generating Station | Combustion Turbine | 84.7073 | 87.0873 | 85.7049
56181_G_2 | Genoa Diesel Generating Station | Combustion Turbine | 84.7073 | 87.0873 | 85.7049
56181_G_3 | Genoa Diesel Generating Station | Combustion Turbine | 84.7073 | 87.0873 | 85.7049
56184_G_IC1 | Red Bluff | Combustion Turbine | 84.7073 | 87.0873 | 85.7049
56184_G_IC10 | Red Bluff | Combustion Turbine | 84.7073 | 87.0873 | 85.7049
56184_G_IC11 | Red Bluff | Combustion Turbine | 84.7073 | 87.0873 | 85.7049
56184_G_IC12 | Red Bluff | Combustion Turbine | 84.7073 | 87.0873 | 85.7049
56184_G_IC13 | Red Bluff | Combustion Turbine | 84.7073 | 87.0873 | 85.7049
56184_G_IC14 | Red Bluff | Combustion Turbine | 84.7073 | 87.0873 | 85.7049
56184_G_IC15 | Red Bluff | Combustion Turbine | 84.7073 | 87.0873 | 85.7049
56184_G_IC16 | Red Bluff | Combustion Turbine | 84.7073 | 87.0873 | 85.7049
56184_G_IC2 | Red Bluff | Combustion Turbine | 84.7073 | 87.0873 | 85.7049
56184_G_IC3 | Red Bluff | Combustion Turbine | 84.7073 | 87.0873 | 85.7049
56184_G_IC4 | Red Bluff | Combustion Turbine | 84.7073 | 87.0873 | 85.7049
56184_G_IC5 | Red Bluff | Combustion Turbine | 84.7073 | 87.0873 | 85.7049
56184_G_IC6 | Red Bluff | Combustion Turbine | 84.7073 | 87.0873 | 85.7049
56184_G_IC7 | Red Bluff | Combustion Turbine | 84.7073 | 87.0873 | 85.7049
56184_G_IC8 | Red Bluff | Combustion Turbine | 84.7073 | 87.0873 | 85.7049
56184_G_IC9 | Red Bluff | Combustion Turbine | 84.7073 | 87.0873 | 85.7049
56185_G_IC1 | Chowchilla II | Combustion Turbine | 84.7073 | 87.0873 | 85.7049
56185_G_IC10 | Chowchilla II | Combustion Turbine | 84.7073 | 87.0873 | 85.7049
56185_G_IC11 | Chowchilla II | Combustion Turbine | 84.7073 | 87.0873 | 85.7049
56185_G_IC12 | Chowchilla II | Combustion Turbine | 84.7073 | 87.0873 | 85.7049
56185_G_IC13 | Chowchilla II | Combustion Turbine | 84.7073 | 87.0873 | 85.7049
56185_G_IC14 | Chowchilla II | Combustion Turbine | 84.7073 | 87.0873 | 85.7049
56185_G_IC15 | Chowchilla II | Combustion Turbine | 84.7073 | 87.0873 | 85.7049
56185_G_IC16 | Chowchilla II | Combustion Turbine | 84.7073 | 87.0873 | 85.7049
56185_G_IC2 | Chowchilla II | Combustion Turbine | 84.7073 | 87.0873 | 85.7049
56185_G_IC3 | Chowchilla II | Combustion Turbine | 84.7073 | 87.0873 | 85.7049
56185_G_IC4 | Chowchilla II | Combustion Turbine | 84.7073 | 87.0873 | 85.7049
56185_G_IC5 | Chowchilla II | Combustion Turbine | 84.7073 | 87.0873 | 85.7049
56185_G_IC6 | Chowchilla II | Combustion Turbine | 84.7073 | 87.0873 | 85.7049
56185_G_IC7 | Chowchilla II | Combustion Turbine | 84.7073 | 87.0873 | 85.7049
56185_G_IC8 | Chowchilla II | Combustion Turbine | 84.7073 | 87.0873 | 85.7049
56185_G_IC9 | Chowchilla II | Combustion Turbine | 84.7073 | 87.0873 | 85.7049
56188_G_CTG | Pinelawn Power LLC | Combined Cycle | 84.4893 | 90.1371 | 86.8567
56188_G_STG | Pinelawn Power LLC | Combined Cycle | 84.4893 | 90.1371 | 86.8567
56189_G_4 | Waterside Power, LLC | Combustion Turbine | 88.1508 | 89.9672 | 88.9122
56189_G_5 | Waterside Power, LLC | Combustion Turbine | 88.1508 | 89.9672 | 88.9122
56189_G_7 | Waterside Power, LLC | Combustion Turbine | 88.1508 | 89.9672 | 88.9122
56194_G_001 | Dike City Power Plant | Combustion Turbine | 84.7073 | 87.0873 | 85.7049
56195_G_001 | Combine Hills I | Wind | 95 | 95 | 95
56196_G_CA01 | 500MW CC | Combined Cycle | 84.4893 | 90.1371 | 86.8567
56196_G_CT01 | 500MW CC | Combined Cycle | 84.4893 | 90.1371 | 86.8567
56196_G_CT02 | 500MW CC | Combined Cycle | 84.4893 | 90.1371 | 86.8567
56199_G_1 | TG Windfarm LLC | Wind | 95 | 95 | 95
562_G_10 | Middletown | Combustion Turbine | 84.7073 | 87.0873 | 85.7049
56200_G_I | CG Windfarm LLC | Wind | 95 | 95 | 95
56201_G_I | Bisson Windfarm LLC | Wind | 95 | 95 | 95
56202_G_I | Tofteland Windfarm LLC | Wind | 95 | 95 | 95
56203_G_1 | Westridge Windfarm LLC | Wind | 95 | 95 | 95
56204_G_1 | Fey Windfarm LLC | Wind | 95 | 95 | 95
56205_G_1 | Windcurrent Farms LLC | Wind | 95 | 95 | 95
56206_G_1 | K-Brink Windfarm LLC | Wind | 95 | 95 | 95
56207_G_1 | DL Windy Acres LLC | Wind | 95 | 95 | 95
56208_G_1 | S&P Windfarm LLC | Wind | 95 | 95 | 95
56209_G_1 | Boeve Windfarm LLC | Wind | 95 | 95 | 95
56210_G_1 | B&K Energy Systems LLC | Wind | 95 | 95 | 95
56211_G_SW1 | Sweetwater Wind 1 LLC | Wind | 95 | 95 | 95
56212_G_SW2 | Sweetwater Wind 2 LLC | Wind | 95 | 95 | 95
56213_G_WND1 | Patterson Pass | Wind | 95 | 95 | 95
56213_G_WND2 | Patterson Pass | Wind | 95 | 95 | 95
56214_G_WT120 | Aeroturbine | Wind | 95 | 95 | 95
56215_G_A1 | Allendorf | Wind | 95 | 95 | 95
56216_G_LJT2 | L J Trust | Wind | 95 | 95 | 95
56217_G_SPP2 | NAE Shaokatan Power | Wind | 95 | 95 | 95
56217_G_SPP3 | NAE Shaokatan Power | Wind | 95 | 95 | 95
56218_G_ZR2 | Zachary Ridge LLC | Wind | 95 | 95 | 95
56223_G_LOKI | Alden Bailey Power Plant | Combustion Turbine | 86.4041 | 84.7361 | 85.7049
56225_G_V90 | Aeolus Wind Facility | Wind | 95 | 95 | 95
56226_G_1 | Bowling Green Wind | Wind | 95 | 95 | 95
56226_G_2 | Bowling Green Wind | Wind | 95 | 95 | 95
56226_G_3 | Bowling Green Wind | Wind | 95 | 95 | 95
56226_G_4 | Bowling Green Wind | Wind | 95 | 95 | 95
56227_G_1 | Port Westward | Combined Cycle | 88.516 | 84.5576 | 86.8567
56227_G_2 | Port Westward | Combined Cycle | 88.516 | 84.5576 | 86.8567
56228_G_PV1 | Prescott Airport | Solar PV | 90 | 90 | 90
56229_G_CT1 | Cogeneration 1 | Combined Cycle | 84.4893 | 90.1371 | 86.8567
56232_G_1 | Miramar | Combustion Turbine | 88.1508 | 89.9672 | 88.9122
56232_G_2 | Miramar | Combustion Turbine | 88.1508 | 89.9672 | 88.9122
56233_G_CT02 | EG178 Facility | Combined Cycle | 84.4893 | 90.1371 | 86.8567
56233_G_CTG1 | EG178 Facility | Combined Cycle | 84.4893 | 90.1371 | 86.8567
56233_G_STG | EG178 Facility | Combined Cycle | 84.4893 | 90.1371 | 86.8567
56234_G_CT01 | Caithness Long Island Energy Center | Combined Cycle | 84.4893 | 90.1371 | 86.8567
56234_G_ST01 | Caithness Long Island Energy Center | Combined Cycle | 84.4893 | 90.1371 | 86.8567
56237_G_CT01 | Lake Side Power Plant | Combined Cycle | 84.4893 | 90.1371 | 86.8567
56237_G_CT02 | Lake Side Power Plant | Combined Cycle | 84.4893 | 90.1371 | 86.8567
56237_G_ST01 | Lake Side Power Plant | Combined Cycle | 84.4893 | 90.1371 | 86.8567
56238_G_GT01 | Groton Generating Station | Combustion Turbine | 89.6928 | 92.6015 | 90.9121
56238_G_GT02 | Groton Generating Station | Combustion Turbine | 89.6928 | 92.6015 | 90.9121
56239_G_GT-1 | Kings River | Combustion Turbine | 89.6928 | 92.6015 | 90.9121
56239_G_GT-2 | Kings River | Combustion Turbine | 89.6928 | 92.6015 | 90.9121
56240_G_1 | Buffalo Gap Wind Farm | Wind | 95 | 95 | 95
56241_G_UNT1 | Cannon Falls Energy Center | Combustion Turbine | 89.6928 | 92.6015 | 90.9121
56241_G_UNT2 | Cannon Falls Energy Center | Combustion Turbine | 89.6928 | 92.6015 | 90.9121
56242_G_1 | Kindred School | Combustion Turbine | 84.7073 | 87.0873 | 85.7049
56243_G_1 | Perham Incinerator | Municipal Solid Waste | 90 | 90 | 90
56244_G_1 | State Auto Insurance | Combustion Turbine | 84.7073 | 87.0873 | 85.7049
56245_G_1 | Stevens Community Medical Center | Combustion Turbine | 84.7073 | 87.0873 | 85.7049
56248_G_101G | Shell Chemical | Combustion Turbine | 88.1508 | 89.9672 | 88.9122
56248_G_201G | Shell Chemical | Combustion Turbine | 88.1508 | 89.9672 | 88.9122
56249_G_1 | Anson County Generation Facility | Combustion Turbine | 89.6928 | 92.6015 | 90.9121
56249_G_2 | Anson County Generation Facility | Combustion Turbine | 89.6928 | 92.6015 | 90.9121
56249_G_3 | Anson County Generation Facility | Combustion Turbine | 89.6928 | 92.6015 | 90.9121
56249_G_4 | Anson County Generation Facility | Combustion Turbine | 89.6928 | 92.6015 | 90.9121
56249_G_5 | Anson County Generation Facility | Combustion Turbine | 89.6928 | 92.6015 | 90.9121
56249_G_6 | Anson County Generation Facility | Combustion Turbine | 89.6928 | 92.6015 | 90.9121
56250_G_GEN1 | Ontario LFGTE | Landfill Gas | 90 | 90 | 90
56250_G_GEN2 | Ontario LFGTE | Landfill Gas | 90 | 90 | 90
56250_G_GEN3 | Ontario LFGTE | Landfill Gas | 90 | 90 | 90
56250_G_GEN4 | Ontario LFGTE | Landfill Gas | 90 | 90 | 90
56250_G_GEN5 | Ontario LFGTE | Landfill Gas | 90 | 90 | 90
56250_G_GEN6 | Ontario LFGTE | Landfill Gas | 90 | 90 | 90
56250_G_GEN7 | Ontario LFGTE | Landfill Gas | 90 | 90 | 90
56250_G_GEN8 | Ontario LFGTE | Landfill Gas | 90 | 90 | 90
56251_G_INWF | Intrepid | Wind | 95 | 95 | 95
56252_G_CWF | Century | Wind | 95 | 95 | 95
56252_G_CWF2 | Century | Wind | 95 | 95 | 95
56253_G_MC1 | Millcreek Power Generation | Combustion Turbine | 88.1508 | 89.9672 | 88.9122
56253_G_MC2 | Millcreek Power Generation | Combustion Turbine | 88.1508 | 89.9672 | 88.9122
56255_G_1 | Hopkins Ridge Wind | Wind | 95 | 95 | 95
56255_G_2 | Hopkins Ridge Wind | Wind | 95 | 95 | 95
56256_G_JS 1 | John Street 1, 3, 4 & 5 | Combustion Turbine | 84.7073 | 87.0873 | 85.7049
56256_G_JS 3 | John Street 1, 3, 4 & 5 | Combustion Turbine | 84.7073 | 87.0873 | 85.7049
56256_G_JS 4 | John Street 1, 3, 4 & 5 | Combustion Turbine | 84.7073 | 87.0873 | 85.7049
56256_G_JS 5 | John Street 1, 3, 4 & 5 | Combustion Turbine | 84.7073 | 87.0873 | 85.7049
56259_G_CT11 | Empire Generating Co LLC | Combined Cycle | 84.4893 | 90.1371 | 86.8567
56259_G_CT12 | Empire Generating Co LLC | Combined Cycle | 84.4893 | 90.1371 | 86.8567
56259_G_ST13 | Empire Generating Co LLC | Combined Cycle | 84.4893 | 90.1371 | 86.8567
56260_G_Unit1 | High Point, Pump Station Rd | Combustion Turbine | 84.7073 | 87.0873 | 85.7049
56260_G_Unit2 | High Point, Pump Station Rd | Combustion Turbine | 84.7073 | 87.0873 | 85.7049
56261_G_Unit1 | Lexington | Combustion Turbine | 84.7073 | 87.0873 | 85.7049
56261_G_Unit2 | Lexington | Combustion Turbine | 84.7073 | 87.0873 | 85.7049
56262_G_DG3 | Gastonia, Tulip Drive | Combustion Turbine | 84.7073 | 87.0873 | 85.7049
56262_G_Unit1 | Gastonia, Tulip Drive | Combustion Turbine | 84.7073 | 87.0873 | 85.7049
56262_G_Unit2 | Gastonia, Tulip Drive | Combustion Turbine | 84.7073 | 87.0873 | 85.7049
56263_G_Unit1 | Albemarle Prime Power Park | Combustion Turbine | 84.7073 | 87.0873 | 85.7049
56263_G_Unit2 | Albemarle Prime Power Park | Combustion Turbine | 84.7073 | 87.0873 | 85.7049
56266_G_1 | WPPI Hartford DG | Combustion Turbine | 84.7073 | 87.0873 | 85.7049
56269_G_1 | IBM West | Combustion Turbine | 84.7073 | 87.0873 | 85.7049
56269_G_2 | IBM West | Combustion Turbine | 84.7073 | 87.0873 | 85.7049
56270_G_1 | Callahan Divide Wind Energy Center | Wind | 95 | 95 | 95
56271_G_VEST | Diablo Wind LLC | Wind | 95 | 95 | 95
56273_G_1 | Weatherford Wind Energy Center | Wind | 95 | 95 | 95
56273_G_2 | Weatherford Wind Energy Center | Wind | 95 | 95 | 95
56274_G_1 | Valley Queen Cheese | Combustion Turbine | 84.7073 | 87.0873 | 85.7049
56274_G_2 | Valley Queen Cheese | Combustion Turbine | 84.7073 | 87.0873 | 85.7049
56274_G_3 | Valley Queen Cheese | Combustion Turbine | 84.7073 | 87.0873 | 85.7049
56275_G_WGNS | Helzel & Schwarzhoff 86 | Wind | 95 | 95 | 95
56276_G_WGNS | ZCO | Wind | 95 | 95 | 95
56277_G_1 | Bavarian LFGTE | Landfill Gas | 90 | 90 | 90
56277_G_2 | Bavarian LFGTE | Landfill Gas | 90 | 90 | 90
56277_G_3 | Bavarian LFGTE | Landfill Gas | 90 | 90 | 90
56277_G_4 | Bavarian LFGTE | Landfill Gas | 90 | 90 | 90
56278_G_1 | Green Valley LFGTE | Landfill Gas | 90 | 90 | 90
56278_G_2 | Green Valley LFGTE | Landfill Gas | 90 | 90 | 90
56278_G_3 | Green Valley LFGTE | Landfill Gas | 90 | 90 | 90
56279_G_1 | Laurel Ridge LFGTE | Landfill Gas | 90 | 90 | 90
56279_G_2 | Laurel Ridge LFGTE | Landfill Gas | 90 | 90 | 90
56279_G_3 | Laurel Ridge LFGTE | Landfill Gas | 90 | 90 | 90
56279_G_4 | Laurel Ridge LFGTE | Landfill Gas | 90 | 90 | 90
56279_G_5 | Laurel Ridge LFGTE | Landfill Gas | 90 | 90 | 90
56280_G_1 | Hardin County LFGTE | Landfill Gas | 90 | 90 | 90
56280_G_2 | Hardin County LFGTE | Landfill Gas | 90 | 90 | 90
56280_G_3 | Hardin County LFGTE | Landfill Gas | 90 | 90 | 90
56283_G_U-1 | Hargis-Hebert Electric Generating | Combustion Turbine | 88.1508 | 89.9672 | 88.9122
56283_G_U-2 | Hargis-Hebert Electric Generating | Combustion Turbine | 88.1508 | 89.9672 | 88.9122
56288_G_1 | Salem Water Plant | Combustion Turbine | 84.7073 | 87.0873 | 85.7049
56290_G_1 | Maple Ridge Wind Farm | Wind | 95 | 95 | 95
56290_G_1A | Maple Ridge Wind Farm | Wind | 95 | 95 | 95
56290_G_2 | Maple Ridge Wind Farm | Wind | 95 | 95 | 95
56290_G_3 | Maple Ridge Wind Farm | Wind | 95 | 95 | 95
56291_G_1 | Horse Hollow Wind Energy Center | Wind | 95 | 95 | 95
56291_G_2 | Horse Hollow Wind Energy Center | Wind | 95 | 95 | 95
56291_G_3 | Horse Hollow Wind Energy Center | Wind | 95 | 95 | 95
56292_G_ES1 | Hamlet Generating Facility | Combustion Turbine | 89.6928 | 92.6015 | 90.9121
56292_G_ES2 | Hamlet Generating Facility | Combustion Turbine | 89.6928 | 92.6015 | 90.9121
56292_G_ES3 | Hamlet Generating Facility | Combustion Turbine | 89.6928 | 92.6015 | 90.9121
56292_G_ES4 | Hamlet Generating Facility | Combustion Turbine | 89.6928 | 92.6015 | 90.9121
56292_G_ES5 | Hamlet Generating Facility | Combustion Turbine | 89.6928 | 92.6015 | 90.9121
56293_G_1 | Caprock Wind Farm | Wind | 95 | 95 | 95
56293_G_2 | Caprock Wind Farm | Wind | 95 | 95 | 95
56295_G_1 | Kumeyaay Wind | Wind | 95 | 95 | 95
56296_G_1 | Trimont Area Wind Farm | Wind | 95 | 95 | 95
56297_G_1 | Crescent Ridge | Wind | 95 | 95 | 95
56298_G_0001 | Roseville Energy Park | Combined Cycle | 84.4893 | 90.1371 | 86.8567
56298_G_0002 | Roseville Energy Park | Combined Cycle | 84.4893 | 90.1371 | 86.8567
56298_G_0003 | Roseville Energy Park | Combined Cycle | 84.4893 | 90.1371 | 86.8567
56299_G_1 | Wind Park Bear Creek | Wind | 95 | 95 | 95
563_G_11 | South Meadow | Combustion Turbine | 88.1508 | 89.9672 | 88.9122
563_G_12 | South Meadow | Combustion Turbine | 88.1508 | 89.9672 | 88.9122
563_G_13 | South Meadow | Combustion Turbine | 88.1508 | 89.9672 | 88.9122
563_G_14 | South Meadow | Combustion Turbine | 88.1508 | 89.9672 | 88.9122
56300_G_1 | Jersey-Atlantic Wind Farm | Wind | 95 | 95 | 95
56301_G_1 | Wolverine Creek | Wind | 95 | 95 | 95
56302_G_1 | Oasis Wind | Wind | 95 | 95 | 95
56303_G_1 | Elk River Wind | Wind | 95 | 95 | 95
56304_G_1 | San Juan Mesa | Wind | 95 | 95 | 95
56307_G_1 | Adams Wind Farm | Wind | 95 | 95 | 95
56307_G_2 | Adams Wind Farm | Wind | 95 | 95 | 95
56308_G_1 | Fossil Gulch | Wind | 95 | 95 | 95
56309_G_CT-1 | Trigen St.Louis | Combined Cycle | 84.4893 | 90.1371 | 86.8567
56309_G_CT-2 | Trigen St.Louis | Combined Cycle | 84.4893 | 90.1371 | 86.8567
56309_G_ST-3 | Trigen St.Louis | Combined Cycle | 84.4893 | 90.1371 | 86.8567
56311_G_SW3 | Sweetwater Wind 3 LLC | Wind | 95 | 95 | 95
56313_G_CGH2 | Coleman Falls | Hydro | 81.0191 | 87.391 | 83.6901
56313_G_CGH3 | Coleman Falls | Hydro | 81.0191 | 87.391 | 83.6901
56313_G_CHG1 | Coleman Falls | Hydro | 81.0191 | 87.391 | 83.6901
56314_G_HG1 | Holcomb Rock | Hydro | 81.0191 | 87.391 | 83.6901
56314_G_HG3 | Holcomb Rock | Hydro | 81.0191 | 87.391 | 83.6901
56317_G_1 | Raft River Geothermal Power Plant | Geothermal | 96.5697 | 97.5257 | 96.9704
56318_G_1 | Fauquier Landfill Gas | Landfill Gas | 90 | 90 | 90
56318_G_2 | Fauquier Landfill Gas | Landfill Gas | 90 | 90 | 90
56320_G_1 | Spring Canyon | Wind | 95 | 95 | 95
56321_G_1 | Richard Burdette Geothermal | Geothermal | 96.5697 | 97.5257 | 96.9704
56321_G_OEC2 | Richard Burdette Geothermal | Geothermal | 96.5697 | 97.5257 | 96.9704
56322_G_1 | Wild Horse | Wind | 95 | 95 | 95
56322_G_WH2 | Wild Horse | Wind | 95 | 95 | 95
56322_G_WHS1 | Wild Horse | Solar PV | 90 | 90 | 90
56323_G_GEN1 | Modern Innovative Energy LLC | Landfill Gas | 90 | 90 | 90
56323_G_GEN2 | Modern Innovative Energy LLC | Landfill Gas | 90 | 90 | 90
56323_G_GEN3 | Modern Innovative Energy LLC | Landfill Gas | 90 | 90 | 90
56323_G_GEN4 | Modern Innovative Energy LLC | Landfill Gas | 90 | 90 | 90
56324_G_GEN1 | Colonie LFGTE Facility | Landfill Gas | 90 | 90 | 90
56324_G_GEN2 | Colonie LFGTE Facility | Landfill Gas | 90 | 90 | 90
56324_G_GEN3 | Colonie LFGTE Facility | Landfill Gas | 90 | 90 | 90
56326_G_GEN1 | Mustang Station Unit 4 | Combustion Turbine | 89.6928 | 92.6015 | 90.9121
56326_G_GEN2 | Mustang Station Unit 4 | Combustion Turbine | 89.6928 | 92.6015 | 90.9121
56327_G_1 | Pendleton County LFGTE | Landfill Gas | 90 | 90 | 90
56327_G_2 | Pendleton County LFGTE | Landfill Gas | 90 | 90 | 90
56327_G_3 | Pendleton County LFGTE | Landfill Gas | 90 | 90 | 90
56327_G_4 | Pendleton County LFGTE | Landfill Gas | 90 | 90 | 90
56328_G_1 | Harry D Mattison Gas Plant | Combustion Turbine | 89.6928 | 92.6015 | 90.9121
56328_G_2 | Harry D Mattison Gas Plant | Combustion Turbine | 89.6928 | 92.6015 | 90.9121
56328_G_3 | Harry D Mattison Gas Plant | Combustion Turbine | 89.6928 | 92.6015 | 90.9121
56328_G_4 | Harry D Mattison Gas Plant | Combustion Turbine | 89.6928 | 92.6015 | 90.9121
56333_G_GEN1 | Gauley River Power Partners | Hydro | 83.3856 | 90.5577 | 86.392
56333_G_GEN2 | Gauley River Power Partners | Hydro | 83.3856 | 90.5577 | 86.392
56335_G_EW2 | Blue Canyon Windpower II | Wind | 95 | 95 | 95
56336_G_1 | Aragonne Wind LLC | Wind | 95 | 95 | 95
56337_G_SW4 | Sweetwater Wind 4 LLC | Wind | 95 | 95 | 95
56338_G_1 | High Trail Wind Farm LLC | Wind | 95 | 95 | 95
56339_G_1 | Albemarle Hospital Unit | Combustion Turbine | 84.7073 | 87.0873 | 85.7049
56340_G_1 | Cherryville City Hall | Combustion Turbine | 84.7073 | 87.0873 | 85.7049
56341_G_1 | Lincolnton High School | Combustion Turbine | 84.7073 | 87.0873 | 85.7049
56342_G_1 | Maiden Community Center | Combustion Turbine | 84.7073 | 87.0873 | 85.7049
56343_G_1 | Monroe Middle School | Combustion Turbine | 84.7073 | 87.0873 | 85.7049
56344_G_1 | Morganton Station 5 | Combustion Turbine | 84.7073 | 87.0873 | 85.7049
56345_G_1 | Pineville Delivery 1 | Combustion Turbine | 84.7073 | 87.0873 | 85.7049
56346_G_ICE1 | Bear Valley Power Plant | Combustion Turbine | 84.7073 | 87.0873 | 85.7049
56346_G_ICE2 | Bear Valley Power Plant | Combustion Turbine | 84.7073 | 87.0873 | 85.7049
56346_G_ICE3 | Bear Valley Power Plant | Combustion Turbine | 84.7073 | 87.0873 | 85.7049
56346_G_ICE4 | Bear Valley Power Plant | Combustion Turbine | 84.7073 | 87.0873 | 85.7049
56346_G_ICE5 | Bear Valley Power Plant | Combustion Turbine | 84.7073 | 87.0873 | 85.7049
56346_G_ICE6 | Bear Valley Power Plant | Combustion Turbine | 84.7073 | 87.0873 | 85.7049
56346_G_ICE7 | Bear Valley Power Plant | Combustion Turbine | 84.7073 | 87.0873 | 85.7049
56347_G_1 | Cedar Ridge | Wind | 95 | 95 | 95
56348_G_1 | Laverne Diesel Generating Plant | Combustion Turbine | 84.7073 | 87.0873 | 85.7049
56348_G_2 | Laverne Diesel Generating Plant | Combustion Turbine | 84.7073 | 87.0873 | 85.7049
56349_G_CT1A | Quail Run Energy Center | Combined Cycle | 84.4893 | 90.1371 | 86.8567
56349_G_CT1B | Quail Run Energy Center | Combined Cycle | 84.4893 | 90.1371 | 86.8567
56349_G_CT2A | Quail Run Energy Center | Combined Cycle | 84.4893 | 90.1371 | 86.8567
56349_G_CT2B | Quail Run Energy Center | Combined Cycle | 84.4893 | 90.1371 | 86.8567
56349_G_ST1 | Quail Run Energy Center | Combined Cycle | 84.4893 | 90.1371 | 86.8567
56349_G_ST2 | Quail Run Energy Center | Combined Cycle | 84.4893 | 90.1371 | 86.8567
56350_G_CT1A | Colorado Bend Energy Center | Combined Cycle | 84.4893 | 90.1371 | 86.8567
56350_G_CT1B | Colorado Bend Energy Center | Combined Cycle | 84.4893 | 90.1371 | 86.8567
56350_G_CT2A | Colorado Bend Energy Center | Combined Cycle | 84.4893 | 90.1371 | 86.8567
56350_G_CT2B | Colorado Bend Energy Center | Combined Cycle | 84.4893 | 90.1371 | 86.8567
56350_G_ST1 | Colorado Bend Energy Center | Combined Cycle | 84.4893 | 90.1371 | 86.8567
56350_G_ST2 | Colorado Bend Energy Center | Combined Cycle | 84.4893 | 90.1371 | 86.8567
56351_G_1 | Spearville | Wind | 95 | 95 | 95
56351_G_2 | Spearville | Wind | 95 | 95 | 95
56355_G_1 | Whispering Willow Wind Farm - East | Wind | 95 | 95 | 95
56356_G_CT1 | Clearwater Power Plant | Combined Cycle | 84.4893 | 90.1371 | 86.8567
56356_G_ST1 | Clearwater Power Plant | Combined Cycle | 84.4893 | 90.1371 | 86.8567
56357_G_GE | FPL Energy Burleigh County Wind | Wind | 95 | 95 | 95
56357_G_GE15 | FPL Energy Burleigh County Wind | Wind | 95 | 95 | 95
56359_G_PH2 | Klondike Windpower II | Wind | 95 | 95 | 95
56360_G_1 | Leaning Juniper | Wind | 95 | 95 | 95
56361_G_1 | Big Horn Wind Project | Wind | 95 | 95 | 95
56362_G_1 | Shiloh I Wind Project | Wind | 95 | 95 | 95
56363_G_GEN 1 | Danville New Design Plant | Combustion Turbine | 84.7073 | 87.0873 | 85.7049
56364_G_GEN 1 | Danville Kentuck Road Plant | Combustion Turbine | 84.7073 | 87.0873 | 85.7049
56365_G_GEN1 | Danville Westover Plant | Combustion Turbine | 84.7073 | 87.0873 | 85.7049
56367_G_1 | Electric Avenue Facility | Combustion Turbine | 84.7073 | 87.0873 | 85.7049
56367_G_2 | Electric Avenue Facility | Combustion Turbine | 84.7073 | 87.0873 | 85.7049
56367_G_3 | Electric Avenue Facility | Combustion Turbine | 84.7073 | 87.0873 | 85.7049
56368_G_WP1 | Water Treatment Plant Generators | Combustion Turbine | 84.7073 | 87.0873 | 85.7049
56369_G_1 | Casselman Wind Power Project | Wind | 95 | 95 | 95
56371_G_1 | Cedar Creek Wind | Wind | 95 | 95 | 95
56372_G_SW5 | Sweetwater Wind 5 | Wind | 95 | 95 | 95
56373_G_DOMG1 | Domain Integrated Energy System | Combustion Turbine | 84.7073 | 87.0873 | 85.7049
56374_G_CT1 | Robert Mueller Energy Center | Combustion Turbine | 84.7073 | 87.0873 | 85.7049
56374_G_DG1 | Robert Mueller Energy Center | Combustion Turbine | 84.7073 | 87.0873 | 85.7049
56376_G_WTG1 | Pike County Wind Power | Wind | 95 | 95 | 95
56377_G_1 | Judith Gap Wind Energy Center | Wind | 95 | 95 | 95
56379_G_VWF | Victory Wind Farm | Wind | 95 | 95 | 95
56380_G_WT1 | Centennial Wind Farm | Wind | 95 | 95 | 95
56383_G_TOI2 | Northern Iowa Windpower II | Wind | 95 | 95 | 95
56386_G_TOI3 | Top of Iowa Windfarm III | Wind | 95 | 95 | 95
56391_G_1 | Blue Sky Green Field Wind Project | Wind | 95 | 95 | 95
56392_G_1 | FPL Energy Oliver Wind I LLC | Wind | 95 | 95 | 95
56394_G_1 | Forest Creek Wind Farm LLC | Wind | 95 | 95 | 95
56395_G_1 | Mesquite Wind Power LLC | Wind | 95 | 95 | 95
56397_G_4 | Hunlock Unit 4 | Combustion Turbine | 89.4459 | 88.1728 | 88.9122
56399_G_1 | Lempster Wind LLC | Wind | 95 | 95 | 95
564_G_B | Stanton Energy Center | Combined Cycle | 84.4893 | 90.1371 | 86.8567
564_G_B1 | Stanton Energy Center | Combined Cycle | 84.4893 | 90.1371 | 86.8567
56400_G_CT1 | Treasure Coast Energy Center | Combined Cycle | 84.4893 | 90.1371 | 86.8567
56400_G_ST1 | Treasure Coast Energy Center | Combined Cycle | 84.4893 | 90.1371 | 86.8567
56402_G_1 | Westex Windpower Facility | Wind | 95 | 95 | 95
56404_G_NHLC | Noble Hill Landfill | Landfill Gas | 90 | 90 | 90
56407_G_1A | West County Energy Center | Combined Cycle | 84.4893 | 90.1371 | 86.8567
56407_G_1B | West County Energy Center | Combined Cycle | 84.4893 | 90.1371 | 86.8567
56407_G_1C | West County Energy Center | Combined Cycle | 84.4893 | 90.1371 | 86.8567
56407_G_1ST | West County Energy Center | Combined Cycle | 84.4893 | 90.1371 | 86.8567
56407_G_2A | West County Energy Center | Combined Cycle | 84.4893 | 90.1371 | 86.8567
56407_G_2B | West County Energy Center | Combined Cycle | 84.4893 | 90.1371 | 86.8567
56407_G_2C | West County Energy Center | Combined Cycle | 84.4893 | 90.1371 | 86.8567
56407_G_2ST | West County Energy Center | Combined Cycle | 84.4893 | 90.1371 | 86.8567
56407_G_3A | West County Energy Center | Combined Cycle | 84.4893 | 90.1371 | 86.8567
56407_G_3B | West County Energy Center | Combined Cycle | 84.4893 | 90.1371 | 86.8567
56407_G_3C | West County Energy Center | Combined Cycle | 84.4893 | 90.1371 | 86.8567
56407_G_3ST | West County Energy Center | Combined Cycle | 84.4893 | 90.1371 | 86.8567
56408_G_AWND1 | Agriwind LLC | Wind | 95 | 95 | 95
56409_G_1 | Stahl Wind Energy | Wind | 95 | 95 | 95
56410_G_1 | Carstensen Wind | Wind | 95 | 95 | 95
56411_G_1 | Northern Lights Wind LLC | Wind | 95 | 95 | 95
56412_G_1 | Lucky Wind | Wind | 95 | 95 | 95
56413_G_1 | Greenback Energy | Wind | 95 | 95 | 95
56414_G_WND1 | Redwood Falls Wind | Wind | 95 | 95 | 95
56414_G_WND2 | Redwood Falls Wind | Wind | 95 | 95 | 95
56415_G_WND1 | Fairmont Wind | Wind | 95 | 95 | 95
56415_G_WND2 | Fairmont Wind | Wind | 95 | 95 | 95
56415_G_WND3 | Fairmont Wind | Wind | 95 | 95 | 95
56415_G_WND4 | Fairmont Wind | Wind | 95 | 95 | 95
56416_G_1 | Michigan Wind 1 LLC | Wind | 95 | 95 | 95
56417_G_W1 | Westchester Gas Recovery | Landfill Gas | 90 | 90 | 90
56417_G_W2 | Westchester Gas Recovery | Landfill Gas | 90 | 90 | 90
56418_G_DP1 | Des Plaines Gas Recovery | Landfill Gas | 90 | 90 | 90
56418_G_DP2 | Des Plaines Gas Recovery | Landfill Gas | 90 | 90 | 90
56419_G_B1 | Beecher Gas Recovery | Landfill Gas | 90 | 90 | 90
56419_G_B2 | Beecher Gas Recovery | Landfill Gas | 90 | 90 | 90
56419_G_B3 | Beecher Gas Recovery | Landfill Gas | 90 | 90 | 90
56420_G_0003 | Renick Run Pumping Station 03-04 | Combustion Turbine | 84.7073 | 87.0873 | 85.7049
56420_G_0004 | Renick Run Pumping Station 03-04 | Combustion Turbine | 84.7073 | 87.0873 | 85.7049
56421_G_0005 | PS ST-8 Engine No 1 | Combustion Turbine | 84.7073 | 87.0873 | 85.7049
56422_G_0006 | ST-1/1A Engine No 1 | Combustion Turbine | 84.7073 | 87.0873 | 85.7049
56423_G_0007 | Dodge Park Engine No 1 | Combustion Turbine | 84.7073 | 87.0873 | 85.7049
56424_G_1 | Mower County Wind Energy Center | Wind | 95 | 95 | 95
56426_G_Unit1 | AMERESCO Chicopee Energy | Landfill Gas | 90 | 90 | 90
56426_G_Unit2 | AMERESCO Chicopee Energy | Landfill Gas | 90 | 90 | 90
56426_G_Unit3 | AMERESCO Chicopee Energy | Landfill Gas | 90 | 90 | 90
56426_G_UNIT4 | AMERESCO Chicopee Energy | Landfill Gas | 90 | 90 | 90
56427_G_Unit1 | AMERESCO Janesville | Landfill Gas | 90 | 90 | 90
56427_G_Unit2 | AMERESCO Janesville | Landfill Gas | 90 | 90 | 90
56427_G_Unit3 | AMERESCO Janesville | Landfill Gas | 90 | 90 | 90
56428_G_Unit1 | AMERESCO Santa Cruz Energy | Landfill Gas | 90 | 90 | 90
56428_G_Unit2 | AMERESCO Santa Cruz Energy | Landfill Gas | 90 | 90 | 90
56428_G_Unit3 | AMERESCO Santa Cruz Energy | Landfill Gas | 90 | 90 | 90
56429_G_1 | AMERESCO Delaware South | Landfill Gas | 90 | 90 | 90
56429_G_2 | AMERESCO Delaware South | Landfill Gas | 90 | 90 | 90
56429_G_3 | AMERESCO Delaware South | Landfill Gas | 90 | 90 | 90
56429_G_4 | AMERESCO Delaware South | Landfill Gas | 90 | 90 | 90
56429_G_5 | AMERESCO Delaware South | Landfill Gas | 90 | 90 | 90
56430_G_1C | AMERESCO Delaware Central | Landfill Gas | 90 | 90 | 90
56430_G_2C | AMERESCO Delaware Central | Landfill Gas | 90 | 90 | 90
56430_G_3C | AMERESCO Delaware Central | Landfill Gas | 90 | 90 | 90
56432_G_1 | Wildorado Wind Ranch | Wind | 95 | 95 | 95
56433_G_1 | Pine Tree Wind Power Project | Wind | 95 | 95 | 95
56434_G_BBWP | Burley Butte Windpark | Wind | 95 | 95 | 95
56437_G_MDWP | Milner Dam Wind Park LLC | Wind | 95 | 95 | 95
56439_G_OTWP | Oregon Trail Wind Park | Wind | 95 | 95 | 95
56440_G_PSWP | Pilgrim Stage Wind Park | Wind | 95 | 95 | 95
56441_G_SFWP | Salmon Falls Wind Park | Wind | 95 | 95 | 95
56442_G_TSWP | Thousand Springs Wind Park | Wind | 95 | 95 | 95
56443_G_TGWP | Tuana Gulch Wind Park | Wind | 95 | 95 | 95
56445_G_GEN1 | Spindle Hill Energy Center | Combustion Turbine | 89.6928 | 92.6015 | 90.9121
56445_G_GEN2 | Spindle Hill Energy Center | Combustion Turbine | 89.6928 | 92.6015 | 90.9121
56446_G_1 | Buena Vista Energy LLC | Wind | 95 | 95 | 95
56448_G_1 | Mars Hill Wind Farm Project | Wind | 95 | 95 | 95
56450_G_1 | GSG LLC | Wind | 95 | 95 | 95
56451_G_1 | Allegheny Ridge Wind Farm | Wind | 95 | 95 | 95
56457_G_1 | Post Wind Farm LP | Wind | 95 | 95 | 95
56458_G_GT1 | Hobbs Generating Station | Combined Cycle | 84.4893 | 90.1371 | 86.8567
56458_G_GT2 | Hobbs Generating Station | Combined Cycle | 84.4893 | 90.1371 | 86.8567
56458_G_ST3 | Hobbs Generating Station | Combined Cycle | 84.4893 | 90.1371 | 86.8567
56459_G_2 | MinnDakota Wind LLC | Wind | 95 | 95 | 95
56460_G_WT1 | Twin Buttes Wind Project | Wind | 95 | 95 | 95
56461_G_DC1 | Dry Creek Landfill Gas to Energy Project | Landfill Gas | 90 | 90 | 90
56461_G_DC2 | Dry Creek Landfill Gas to Energy Project | Landfill Gas | 90 | 90 | 90
56462_G_GEN 1 | Geneva Generation Facility | Combustion Turbine | 84.7073 | 87.0873 | 85.7049
56462_G_GEN 2 | Geneva Generation Facility | Combustion Turbine | 84.7073 | 87.0873 | 85.7049
56462_G_GEN 3 | Geneva Generation Facility | Combustion Turbine | 84.7073 | 87.0873 | 85.7049
56462_G_GEN 4 | Geneva Generation Facility | Combustion Turbine | 84.7073 | 87.0873 | 85.7049
56462_G_GEN 5 | Geneva Generation Facility | Combustion Turbine | 84.7073 | 87.0873 | 85.7049
56462_G_GEN6 | Geneva Generation Facility | Combustion Turbine | 84.7073 | 87.0873 | 85.7049
56463_G_1 | Oak Ridge LFGTE | Landfill Gas | 90 | 90 | 90
56463_G_2 | Oak Ridge LFGTE | Landfill Gas | 90 | 90 | 90
56463_G_3 | Oak Ridge LFGTE | Landfill Gas | 90 | 90 | 90
56463_G_4 | Oak Ridge LFGTE | Landfill Gas | 90 | 90 | 90
56464_G_1 | Jay County LFGTE | Landfill Gas | 90 | 90 | 90
56464_G_2 | Jay County LFGTE | Landfill Gas | 90 | 90 | 90
56464_G_3 | Jay County LFGTE | Landfill Gas | 90 | 90 | 90
56464_G_4 | Jay County LFGTE | Landfill Gas | 90 | 90 | 90
56465_G_1 | Liberty I & II LFGTE | Landfill Gas | 90 | 90 | 90
56465_G_1-II | Liberty I & II LFGTE | Landfill Gas | 90 | 90 | 90
56465_G_2 | Liberty I & II LFGTE | Landfill Gas | 90 | 90 | 90
56465_G_2-II | Liberty I & II LFGTE | Landfill Gas | 90 | 90 | 90
56465_G_3 | Liberty I & II LFGTE | Landfill Gas | 90 | 90 | 90
56465_G_3-II | Liberty I & II LFGTE | Landfill Gas | 90 | 90 | 90
56465_G_4 | Liberty I & II LFGTE | Landfill Gas | 90 | 90 | 90
56465_G_4-II | Liberty I & II LFGTE | Landfill Gas | 90 | 90 | 90
56466_G_1 | Marengo Wind Plant | Wind | 95 | 95 | 95
56466_G_2 | Marengo Wind Plant | Wind | 95 | 95 | 95
56468_G_1 | Klondike Windpower III | Wind | 95 | 95 | 95
56468_G_2 | Klondike Windpower III | Wind | 95 | 95 | 95
56470_G_LRWF | Locust Ridge | Wind | 95 | 95 | 95
56472_G_1 | Grapeland | Combustion Turbine | 88.1508 | 89.9672 | 88.9122
56473_G_1 | Mira Loma Peaker Generating Unit | Combustion Turbine | 88.1508 | 89.9672 | 88.9122
56474_G_1 | Barre Substation Peaker Power Unit | Combustion Turbine | 88.1508 | 89.9672 | 88.9122
56475_G_1 | Peaker Power Unit Center Substation | Combustion Turbine | 88.1508 | 89.9672 | 88.9122
56476_G_A | Gateway Generating Station | Combined Cycle | 84.4893 | 90.1371 | 86.8567
56476_G_B | Gateway Generating Station | Combined Cycle | 84.4893 | 90.1371 | 86.8567
56476_G_C | Gateway Generating Station | Combined Cycle | 84.4893 | 90.1371 | 86.8567
56478_G_0001 | MJMEUC Generating Station #1 | Combustion Turbine | 84.7073 | 87.0873 | 85.7049
56479_G_2 | Sand Bluff Wind Farm | Wind | 95 | 95 | 95
56480_G_M1 | Marshfield Utilities Gas Plant | Combustion Turbine | 89.6928 | 92.6015 | 90.9121
56481_G_1 | SunE Alamosa | Solar PV | 90 | 90 | 90
56481_G_2 | SunE Alamosa | Solar PV | 90 | 90 | 90
56482_G_1 | Black Mountain Generating Station | Combustion Turbine | 88.1508 | 89.9672 | 88.9122
56482_G_2 | Black Mountain Generating Station | Combustion Turbine | 88.1508 | 89.9672 | 88.9122
56483_G_1 | Post Oak Wind LLC | Wind | 95 | 95 | 95
56484_G_1 | Buffalo Gap 2 Wind Farm | Wind | 95 | 95 | 95
56485_G_1 | Biglow Canyon Wind Farm | Wind | 95 | 95 | 95
56485_G_2 | Biglow Canyon Wind Farm | Wind | 95 | 95 | 95
56485_G_3 | Biglow Canyon Wind Farm | Wind | 95 | 95 | 95
56487_G_1 | White Creek Wind Farm | Wind | 95 | 95 | 95
56488_G_1 | Smoky Hills Windfarm | Wind | 95 | 95 | 95
56489_G_A | Elkins Generating Center | Combustion Turbine | 88.1508 | 89.9672 | 88.9122
56489_G_B | Elkins Generating Center | Combustion Turbine | 88.1508 | 89.9672 | 88.9122
56489_G_C | Elkins Generating Center | Combustion Turbine | 88.1508 | 89.9672 | 88.9122
56491_G_PG1 | Dean Drive Area Electric Generators | Combustion Turbine | 84.7073 | 87.0873 | 85.7049
56491_G_PG2 | Dean Drive Area Electric Generators | Combustion Turbine | 84.7073 | 87.0873 | 85.7049
56493_G_4 | Buffalo Mountain Energy Center | Wind | 95 | 95 | 95
56494_G_HP2 | Prairie Star Wind Farm | Wind | 95 | 95 | 95
56495_G_MS1 | NedPower Mount Storm | Wind | 95 | 95 | 95
56495_G_MS2 | NedPower Mount Storm | Wind | 95 | 95 | 95
56496_G_3701 | ConocoPhillips Billings Refinery | Fossil Waste | 90 | 90 | 90
56497_G_1 | Goodman Energy Center | Combustion Turbine | 84.7073 | 87.0873 | 85.7049
56497_G_2 | Goodman Energy Center | Combustion Turbine | 84.7073 | 87.0873 | 85.7049
56497_G_3 | Goodman Energy Center | Combustion Turbine | 84.7073 | 87.0873 | 85.7049
56497_G_4 | Goodman Energy Center | Combustion Turbine | 84.7073 | 87.0873 | 85.7049
56497_G_5 | Goodman Energy Center | Combustion Turbine | 84.7073 | 87.0873 | 85.7049
56497_G_6 | Goodman Energy Center | Combustion Turbine | 84.7073 | 87.0873 | 85.7049
56497_G_7 | Goodman Energy Center | Combustion Turbine | 84.7073 | 87.0873 | 85.7049
56497_G_8 | Goodman Energy Center | Combustion Turbine | 84.7073 | 87.0873 | 85.7049
56497_G_9 | Goodman Energy Center | Combustion Turbine | 84.7073 | 87.0873 | 85.7049
56498_G_1 | Mora Drop Hydroelectric Project | Hydro | 81.0191 | 87.391 | 83.6901
56499_G_HY1 | Tiber Dam Hydroelectric Plant | Hydro | 81.0191 | 87.391 | 83.6901
565_G_UN10 | Torrington Terminal | Combustion Turbine | 84.7073 | 87.0873 | 85.7049
56500_G_A101 | Western 102 Power Plant | Combustion Turbine | 84.7073 | 87.0873 | 85.7049
56500_G_B102 | Western 102 Power Plant | Combustion Turbine | 84.7073 | 87.0873 | 85.7049
56500_G_B202 | Western 102 Power Plant | Combustion Turbine | 84.7073 | 87.0873 | 85.7049
56500_G_C102 | Western 102 Power Plant | Combustion Turbine | 84.7073 | 87.0873 | 85.7049
56500_G_C202 | Western 102 Power Plant | Combustion Turbine | 84.7073 | 87.0873 | 85.7049
56500_G_D101 | Western 102 Power Plant | Combustion Turbine | 84.7073 | 87.0873 | 85.7049
56500_G_E102 | Western 102 Power Plant | Combustion Turbine | 84.7073 | 87.0873 | 85.7049
56500_G_E202 | Western 102 Power Plant | Combustion Turbine | 84.7073 | 87.0873 | 85.7049
56500_G_F102 | Western 102 Power Plant | Combustion Turbine | 84.7073 | 87.0873 | 85.7049
56500_G_F202 | Western 102 Power Plant | Combustion Turbine | 84.7073 | 87.0873 | 85.7049
56500_G_G102 | Western 102 Power Plant | Combustion Turbine | 84.7073 | 87.0873 | 85.7049
56500_G_G202 | Western 102 Power Plant | Combustion Turbine | 84.7073 | 87.0873 | 85.7049
56500_G_H102 | Western 102 Power Plant | Combustion Turbine | 84.7073 | 87.0873 | 85.7049
56500_G_H202 | Western 102 Power Plant | Combustion Turbine | 84.7073 | 87.0873 | 85.7049
56500_G_PV1 | Western 102 Power Plant | Solar PV | 90 | 90 | 90
56501_G_PWF | Pomeroy Wind Farm | Wind | 95 | 95 | 95
56501_G_PWF2 | Pomeroy Wind Farm | Wind | 95 | 95 | 95
56501_G_PWF3 | Pomeroy Wind Farm | Wind | 95 | 95 | 95
56502_G_1 | Emporia Energy Center | Combustion Turbine | 88.1508 | 89.9672 | 88.9122
56502_G_2 | Emporia Energy Center | Combustion Turbine | 88.1508 | 89.9672 | 88.9122
56502_G_3 | Emporia Energy Center | Combustion Turbine | 88.1508 | 89.9672 | 88.9122
56502_G_4 | Emporia Energy Center | Combustion Turbine | 88.1508 | 89.9672 | 88.9122
56502_G_5 | Emporia Energy Center | Combustion Turbine | 89.6928 | 92.6015 | 90.9121
56502_G_6 | Emporia Energy Center | Combustion Turbine | 89.6928 | 92.6015 | 90.9121
56502_G_7 | Emporia Energy Center | Combustion Turbine | 89.6928 | 92.6015 | 90.9121
56503_G_1 | Riley Generating Station | Combustion Turbine | 84.7073 | 87.0873 | 85.7049
56503_G_2 | Riley Generating Station | Combustion Turbine | 84.7073 | 87.0873 | 85.7049
56503_G_3 | Riley Generating Station | Combustion Turbine | 84.7073 | 87.0873 | 85.7049
56503_G_4 | Riley Generating Station | Combustion Turbine | 84.7073 | 87.0873 | 85.7049
56503_G_5 | Riley Generating Station | Combustion Turbine | 84.7073 | 87.0873 | 85.7049
56504_G_1 | Municipal Power Plant | Combustion Turbine | 84.7073 | 87.0873 | 85.7049
56504_G_2 | Municipal Power Plant | Combustion Turbine | 84.7073 | 87.0873 | 85.7049
56505_G_SN01 | Jonesboro City Water & Light Plant | Combustion Turbine | 88.1508 | 89.9672 | 88.9122
56505_G_SN02 | Jonesboro City Water & Light Plant | Combustion Turbine | 84.7073 | 87.0873 | 85.7049
56505_G_SN04 | Jonesboro City Water & Light Plant | Combustion Turbine | 88.1508 | 89.9672 | 88.9122
56505_G_SN06 | Jonesboro City Water & Light Plant | Combustion Turbine | 88.1508 | 89.9672 | 88.9122
56505_G_SN07 | Jonesboro City Water & Light Plant | Combustion Turbine | 88.1508 | 89.9672 | 88.9122
56506_G_SCW | Scurry County Wind LP | Wind | 95 | 95 | 95
56509_G_1 | Tesoro SLC Cogeneration Plant | Combustion Turbine | 84.7073 | 87.0873 | 85.7049
56509_G_2 | Tesoro SLC Cogeneration Plant | Combustion Turbine | 84.7073 | 87.0873 | 85.7049
56510_G_GEN1 | Frey Farm Landfill | Landfill Gas | 90 | 90 | 90
56510_G_GEN2 | Frey Farm Landfill | Landfill Gas | 90 | 90 | 90
56511_G_GEN1 | Pennsauken Landfill | Landfill Gas | 90 | 90 | 90
56511_G_GEN2 | Pennsauken Landfill | Landfill Gas | 90 | 90 | 90
56511_G_GEN3 | Pennsauken Landfill | Landfill Gas | 90 | 90 | 90
56512_G_GEN1 | GLRA Landfill | Landfill Gas | 90 | 90 | 90
56512_G_GEN2 | GLRA Landfill | Landfill Gas | 90 | 90 | 90
56513_G_CGE | Whitemarsh Central Utility Plant | Combustion Turbine | 84.7073 | 87.0873 | 85.7049
56516_G_2G01 | Plains End II LLC | Combustion Turbine | 84.7073 | 87.0873 | 85.7049
56516_G_2G02 | Plains End II LLC | Combustion Turbine | 84.7073 | 87.0873 | 85.7049
56516_G_2G03 | Plains End II LLC | Combustion Turbine | 84.7073 | 87.0873 | 85.7049
56516_G_2G04 | Plains End II LLC | Combustion Turbine | 84.7073 | 87.0873 | 85.7049
56516_G_2G05 | Plains End II LLC | Combustion Turbine | 84.7073 | 87.0873 | 85.7049
56516_G_2G06 | Plains End II LLC | Combustion Turbine | 84.7073 | 87.0873 | 85.7049
56516_G_2G07 | Plains End II LLC | Combustion Turbine | 84.7073 | 87.0873 | 85.7049
56516_G_2G08 | Plains End II LLC | Combustion Turbine | 84.7073 | 87.0873 | 85.7049
56516_G_2G09 | Plains End II LLC | Combustion Turbine | 84.7073 | 87.0873 | 85.7049
56516_G_2G10 | Plains End II LLC | Combustion Turbine | 84.7073 | 87.0873 | 85.7049
56516_G_2G11 | Plains End II LLC | Combustion Turbine | 84.7073 | 87.0873 | 85.7049
56516_G_2G12 | Plains End II LLC | Combustion Turbine | 84.7073 | 87.0873 | 85.7049
56516_G_2G13 | Plains End II LLC | Combustion Turbine | 84.7073 | 87.0873 | 85.7049
56516_G_2G14 | Plains End II LLC | Combustion Turbine | 84.7073 | 87.0873 | 85.7049
56517_G_East | West Diesel Generation Unit | Combustion Turbine | 84.7073 | 87.0873 | 85.7049
56517_G_West | West Diesel Generation Unit | Combustion Turbine | 84.7073 | 87.0873 | 85.7049
56518_G_GT1 | South Energy Center | Combustion Turbine | 84.7073 | 87.0873 | 85.7049
56519_G_1 | Salem Electric Department | Combustion Turbine | 84.7073 | 87.0873 | 85.7049
56520_G_GEN1 | Deertrack Park Gas Recovery | Landfill Gas | 90 | 90 | 90
56520_G_GEN2 | Deertrack Park Gas Recovery | Landfill Gas | 90 | 90 | 90
56520_G_GEN3 | Deertrack Park Gas Recovery | Landfill Gas | 90 | 90 | 90
56520_G_GEN4 | Deertrack Park Gas Recovery | Landfill Gas | 90 | 90 | 90
56520_G_GEN5 | Deertrack Park Gas Recovery | Landfill Gas | 90 | 90 | 90
56520_G_GEN6 | Deertrack Park Gas Recovery | Landfill Gas | 90 | 90 | 90
56520_G_GEN7 | Deertrack Park Gas Recovery | Landfill Gas | 90 | 90 | 90
56520_G_GEN8 | Deertrack Park Gas Recovery | Landfill Gas | 90 | 90 | 90
56521_G_GEN1 | Lake Mills Gas Recovery | Landfill Gas | 90 | 90 | 90
56521_G_GEN2 | Lake Mills Gas Recovery | Landfill Gas | 90 | 90 | 90
56521_G_GEN3 | Lake Mills Gas Recovery | Landfill Gas | 90 | 90 | 90
56521_G_GEN4 | Lake Mills Gas Recovery | Landfill Gas | 90 | 90 | 90
56521_G_GEN5 | Lake Mills Gas Recovery | Landfill Gas | 90 | 90 | 90
56521_G_GEN6 | Lake Mills Gas Recovery | Landfill Gas | 90 | 90 | 90
56522_G_GEN1 | Springhill Gas Recovery Plant | Landfill Gas | 90 | 90 | 90
56522_G_GEN2 | Springhill Gas Recovery Plant | Landfill Gas | 90 | 90 | 90
56522_G_GEN3 | Springhill Gas Recovery Plant | Landfill Gas | 90 | 90 | 90
56522_G_GEN4 | Springhill Gas Recovery Plant | Landfill Gas | 90 | 90 | 90
56522_G_GEN5 | Springhill Gas Recovery Plant | Landfill Gas | 90 | 90 | 90
56522_G_GEN6 | Springhill Gas Recovery Plant | Landfill Gas | 90 | 90 | 90
56523_G_GEN1 | Two Pine Landfill Gas Recovery | Landfill Gas | 90 | 90 | 90
56523_G_GEN2 | Two Pine Landfill Gas Recovery | Landfill Gas | 90 | 90 | 90
56523_G_GEN3 | Two Pine Landfill Gas Recovery | Landfill Gas | 90 | 90 | 90
56523_G_GEN4 | Two Pine Landfill Gas Recovery | Landfill Gas | 90 | 90 | 90
56523_G_GEN5 | Two Pine Landfill Gas Recovery | Landfill Gas | 90 | 90 | 90
56523_G_GEN6 | Two Pine Landfill Gas Recovery | Landfill Gas | 90 | 90 | 90
56524_G_GEN1 | Austin Gas Recovery | Landfill Gas | 90 | 90 | 90
56524_G_GEN2 | Austin Gas Recovery | Landfill Gas | 90 | 90 | 90
56524_G_GEN3 | Austin Gas Recovery | Landfill Gas | 90 | 90 | 90
56524_G_GEN4 | Austin Gas Recovery | Landfill Gas | 90 | 90 | 90
56525_G_GEN1 | Timberline Trail Gas Recovery | Landfill Gas | 90 | 90 | 90
56525_G_GEN2 | Timberline Trail Gas Recovery | Landfill Gas | 90 | 90 | 90
56525_G_GEN3 | Timberline Trail Gas Recovery | Landfill Gas | 90 | 90 | 90
56525_G_GEN4 | Timberline Trail Gas Recovery | Landfill Gas | 90 | 90 | 90
56525_G_GEN5 | Timberline Trail Gas Recovery | Landfill Gas | 90 | 90 | 90
56526_G_GEN1 | Chaffee Gas Recovery | Landfill Gas | 90 | 90 | 90
56526_G_GEN2 | Chaffee Gas Recovery | Landfill Gas | 90 | 90 | 90
56526_G_GEN3 | Chaffee Gas Recovery | Landfill Gas | 90 | 90 | 90
56526_G_GEN4 | Chaffee Gas Recovery | Landfill Gas | 90 | 90 | 90
56526_G_GEN5 | Chaffee Gas Recovery | Landfill Gas | 90 | 90 | 90
56526_G_GEN6 | Chaffee Gas Recovery | Landfill Gas | 90 | 90 | 90
56526_G_GEN7 | Chaffee Gas Recovery | Landfill Gas | 90 | 90 | 90
56526_G_GEN8 | Chaffee Gas Recovery | Landfill Gas | 90 | 90 | 90
56527_G_GEN1 | Fitchburg Gas Recovery | Landfill Gas | 90 | 90 | 90
56527_G_GEN2 | Fitchburg Gas Recovery | Landfill Gas | 90 | 90 | 90
56527_G_GEN3 | Fitchburg Gas Recovery | Landfill Gas | 90 | 90 | 90
56528_G_GEN1 | Skyline Gas Recovery | Landfill Gas | 90 | 90 | 90
56528_G_GEN2 | Skyline Gas Recovery | Landfill Gas | 90 | 90 | 90
56528_G_GEN3 | Skyline Gas Recovery | Landfill Gas | 90 | 90 | 90
56528_G_GEN4 | Skyline Gas Recovery | Landfill Gas | 90 | 90 | 90
56529_G_GEN1 | Five Oaks Gas Recovery | Landfill Gas | 90 | 90 | 90
56529_G_GEN2 | Five Oaks Gas Recovery | Landfill Gas | 90 | 90 | 90
56529_G_GEN3 | Five Oaks Gas Recovery | Landfill Gas | 90 | 90 | 90
56529_G_GEN4 | Five Oaks Gas Recovery | Landfill Gas | 90 | 90 | 90
56530_G_GEN1 | DADS Gas Recovery | Landfill Gas | 90 | 90 | 90
56530_G_GEN2 | DADS Gas Recovery | Landfill Gas | 90 | 90 | 90
56530_G_GEN3 | DADS Gas Recovery | Landfill Gas | 90 | 90 | 90
56530_G_GEN4 | DADS Gas Recovery | Landfill Gas | 90 | 90 | 90
56531_G_GEN1 | Waste Management Bethel LFGTE | Landfill Gas | 90 | 90 | 90
56531_G_GEN2 | Waste Management Bethel LFGTE | Landfill Gas | 90 | 90 | 90
56531_G_GEN3 | Waste Management Bethel LFGTE | Landfill Gas | 90 | 90 | 90
56531_G_GEN4 | Waste Management Bethel LFGTE | Landfill Gas | 90 | 90 | 90
56531_G_GEN5 | Waste Management Bethel LFGTE | Landfill Gas | 90 | 90 | 90
56531_G_GEN6 | Waste Management Bethel LFGTE | Landfill Gas | 90 | 90 | 90
56532_G_A | Colusa Generating Station | Combined Cycle | 84.4893 | 90.1371 | 86.8567
56532_G_B | Colusa Generating Station | Combined Cycle | 84.4893 | 90.1371 | 86.8567
56532_G_C | Colusa Generating Station | Combined Cycle | 84.4893 | 90.1371 | 86.8567
56533_G_GEN1 | Bradley Gas Recovery | Landfill Gas | 90 | 90 | 90
56533_G_GEN2 | Bradley Gas Recovery | Landfill Gas | 90 | 90 | 90
56533_G_GEN3 | Bradley Gas Recovery | Landfill Gas | 90 | 90 | 90
56533_G_GEN4 | Bradley Gas Recovery | Landfill Gas | 90 | 90 | 90
56533_G_GEN5 | Bradley Gas Recovery | Landfill Gas | 90 | 90 | 90
56534_G_GEN1 | El Sobrante Gas Recovery | Landfill Gas | 90 | 90 | 90
56534_G_GEN2 | El Sobrante Gas Recovery | Landfill Gas | 90 | 90 | 90
56534_G_GEN3 | El Sobrante Gas Recovery | Landfill Gas | 90 | 90 | 90
56535_G_GEN1 | Waste Management Simi Valley LFGTE | Landfill Gas | 90 | 90 | 90
56535_G_GEN2 | Waste Management Simi Valley LFGTE | Landfill Gas | 90 | 90 | 90
56536_G_1 | Cow Branch Wind Power LLC | Wind | 95 | 95 | 95
56537_G_1 | CR Clearing LLC | Wind | 95 | 95 | 95
56538_G_1 | Loess Hills Wind Farm LLC | Wind | 95 | 95 | 95
56539_G_ICG1 | Clark-Floyd Landfill Gas Generating | Landfill Gas | 90 | 90 | 90
56539_G_ICG2 | Clark-Floyd Landfill Gas Generating | Landfill Gas | 90 | 90 | 90
56539_G_ICG3 | Clark-Floyd Landfill Gas Generating | Landfill Gas | 90 | 90 | 90
56540_G_GEN1 | Galena 2 Geothermal Power Plant | Geothermal | 96.5697 | 97.5257 | 96.9704
56541_G_GEN1 | Galena 3 Geothermal Power Plant | Geothermal | 96.5697 | 97.5257 | 96.9704
56541_G_GEN2 | Galena 3 Geothermal Power Plant | Geothermal | 96.5697 | 97.5257 | 96.9704
56543_G_1 | Eastridge Wind Project | Wind | 95 | 95 | 95
56544_G_1 | Windom Wind Project | Wind | 95 | 95 | 95
56545_G_PPG1 | Seneca City of | Combustion Turbine | 84.7073 | 87.0873 | 85.7049
56545_G_PPG2 | Seneca City of | Combustion Turbine | 84.7073 | 87.0873 | 85.7049
56545_G_PPG3 | Seneca City of | Combustion Turbine | 84.7073 | 87.0873 | 85.7049
56545_G_WPG1 | Seneca City of | Combustion Turbine | 84.7073 | 87.0873 | 85.7049
56545_G_WPG2 | Seneca City of | Combustion Turbine | 84.7073 | 87.0873 | 85.7049
56546_G_1 | Cornelius Delivery No 1 | Combustion Turbine | 84.7073 | 87.0873 | 85.7049
56547_G_1 | Bostic Delivery No 1 | Combustion Turbine | 84.7073 | 87.0873 | 85.7049
56548_G_1 | Drexel Operations Center | Combustion Turbine | 84.7073 | 87.0873 | 85.7049
56549_G_1 | Granite Falls Walmart | Combustion Turbine | 84.7073 | 87.0873 | 85.7049
56550_G_1 | Huntersville Delivery No 2 | Combustion Turbine | 84.7073 | 87.0873 | 85.7049
56551_G_1 | Landis Delivery No 2 | Combustion Turbine | 84.7073 | 87.0873 | 85.7049
56552_G_1 | Statesville Delivery No 3 | Combustion Turbine | 84.7073 | 87.0873 | 85.7049
56553_G_1234 | Catawba River Pollution Control | Combustion Turbine | 84.7073 | 87.0873 | 85.7049
56554_G_Unit1 | Salt Lake Energy Systems | Landfill Gas | 90 | 90 | 90
56554_G_Unit2 | Salt Lake Energy Systems | Landfill Gas | 90 | 90 | 90
56554_G_Unit3 | Salt Lake Energy Systems | Landfill Gas | 90 | 90 | 90
56555_G_1 | Wind Capital Holdings LLC | Wind | 95 | 95 | 95
56556_G_1 | PPS Power Plant No 1 | Combustion Turbine | 89.6928 | 92.6015 | 90.9121
56556_G_2 | PPS Power Plant No 1 | Combustion Turbine | 89.6928 | 92.6015 | 90.9121
56557_G_1 | EXC Wind 1 LLC | Wind | 95 | 95 | 95
56558_G_JDW2 | EXC Wind 2 LLC | Wind | 95 | 95 | 95
56559_G_JDW3 | EXC Wind 3 LLC | Wind | 95 | 95 | 95
56560_G_JDW4 | EXC Wind 4 LLC | Wind | 95 | 95 | 95
56561_G_JDW5 | EXC Wind 5 LLC | Wind | 95 | 95 | 95
56562_G_JDW6 | EXC Wind 6 LLC | Wind | 95 | 95 | 95
56563_G_GE | Peetz Table Wind Energy | Wind | 95 | 95 | 95
56564_G_1 | John W Turk Jr Power Plant | Coal Steam | 80.2874 | 87.3117 | 83.2318
56565_G_6A | J Lamar Stall Unit | Combined Cycle | 84.4893 | 90.1371 | 86.8567
56565_G_6B | J Lamar Stall Unit | Combined Cycle | 84.4893 | 90.1371 | 86.8567
56565_G_6STG | J Lamar Stall Unit | Combined Cycle | 84.4893 | 90.1371 | 86.8567
56568_G_NS1 | Nellis Air Force Base Solar Array | Solar PV | 90 | 90 | 90
56568_G_NS2 | Nellis Air Force Base Solar Array | Solar PV | 90 | 90 | 90
56568_G_NS3 | Nellis Air Force Base Solar Array | Solar PV | 90 | 90 | 90
56569_G_1 | Niland Gas Turbine Plant | Combustion Turbine | 88.1508 | 89.9672 | 88.9122
56569_G_2 | Niland Gas Turbine Plant | Combustion Turbine | 88.1508 | 89.9672 | 88.9122
56570_G_WGNS | Terra-Gen VG Wind LLC | Wind | 95 | 95 | 95
56571_G_1 | Eastern Landfill Gas LLC | Landfill Gas | 90 | 90 | 90
56571_G_2 | Eastern Landfill Gas LLC | Landfill Gas | 90 | 90 | 90
56571_G_3 | Eastern Landfill Gas LLC | Landfill Gas | 90 | 90 | 90
56572_G_1 | Bethlehem Renewable Energy LLC | Landfill Gas | 90 | 90 | 90
56573_G_2 | FPL Energy Oliver Wind II LLC | Wind | 95 | 95 | 95
56574_G_DERS1 | MMA RC Power LP | Solar PV | 90 | 90 | 90
56575_G_1 | Steel Winds Wind Farm | Wind | 95 | 95 | 95
56577_G_1 | Cowell | Wind | 95 | 95 | 95
56578_G_1 | Roadrunner I LLC | Wind | 95 | 95 | 95
56579_G_1 | Windy Dog I LLC | Wind | 95 | 95 | 95
56580_G_1 | Blue Breezes LLC | Wind | 95 | 95 | 95
56581_G_1 | Blue Breezes II LLC | Wind | 95 | 95 | 95
56582_G_1 | Breezy Bucks II LLC | Wind | 95 | 95 | 95
56583_G_1 | Salty Dog I LLC | Wind | 95 | 95 | 95
56584_G_1 | Salty Dog II LLC | Wind | 95 | 95 | 95
56585_G_1 | Wallys Wind Farm LLC | Wind | 95 | 95 | 95
56586_G_1 | Sunset Breeze LLC | Wind | 95 | 95 | 95
56587_G_1 | Minnesota Breeze LLC | Wind | 95 | 95 | 95
56588_G_1 | G Flow Wind LLC | Wind | 95 | 95 | 95
56589_G_1 | Wolf Wind Enterprises LLC | Wind | 95 | 95 | 95
56590_G_1 | Green Acres Breeze LLC | Wind | 95 | 95 | 95
56591_G_HBWP | Horseshoe Bend Wind Park | Wind | 95 | 95 | 95
56592_G_CH1 | Champion Wind Farm LLC | Wind | 95 | 95 | 95
56593_G_RO1 | Roscoe Wind Farm LLC | Wind | 95 | 95 | 95
56594_G_MU1 | Munnsville Wind Farm LLC | Wind | 95 | 95 | 95
56595_G_1 | Breezy Bucks I LLC | Wind | 95 | 95 | 95
56597_G_EP01 | Elm Street Substation Generators | Combustion Turbine | 84.7073 | 87.0873 | 85.7049
56597_G_EP02 | Elm Street Substation Generators | Combustion Turbine | 84.7073 | 87.0873 | 85.7049
56597_G_EP03 | Elm Street Substation Generators | Combustion Turbine | 84.7073 | 87.0873 | 85.7049
56597_G_EP04 | Elm Street Substation Generators | Combustion Turbine | 84.7073 | 87.0873 | 85.7049
56598_G_EP05 | Walton Street Substation | Combustion Turbine | 84.7073 | 87.0873 | 85.7049
56598_G_EP06 | Walton Street Substation | Combustion Turbine | 84.7073 | 87.0873 | 85.7049
56598_G_EP07 | Walton Street Substation | Combustion Turbine | 84.7073 | 87.0873 | 85.7049
56599_G_EP08 | Jefferson Street Substation | Combustion Turbine | 84.7073 | 87.0873 | 85.7049
56599_G_EP09 | Jefferson Street Substation | Combustion Turbine | 84.7073 | 87.0873 | 85.7049
56599_G_EP10 | Jefferson Street Substation | Combustion Turbine | 84.7073 | 87.0873 | 85.7049
566_G_2 | Millstone | Nuclear | 84.9031 | 91.0984 | 87.5
566_G_3 | Millstone | Nuclear | 87.3289 | 93.7012 | 90
56600_G_EP11 | Overall Road Station | Combustion Turbine | 84.7073 | 87.0873 | 85.7049
56600_G_EP12 | Overall Road Station | Combustion Turbine | 84.7073 | 87.0873 | 85.7049
56600_G_EP13 | Overall Road Station | Combustion Turbine | 84.7073 | 87.0873 | 85.7049
56600_G_EP14 | Overall Road Station | Combustion Turbine | 84.7073 | 87.0873 | 85.7049
56602_G_SNY1 | Snyder Wind Farm | Wind | 95 | 95 | 95
56603_G_SJC1 | San Jacinto County Peaking Facility | Combustion Turbine | 89.6928 | 92.6015 | 90.9121
56603_G_SJC2 | San Jacinto County Peaking Facility | Combustion Turbine | 89.6928 | 92.6015 | 90.9121
56604_G_HC1 | Hardin County Peaking Facility | Combustion Turbine | 89.6928 | 92.6015 | 90.9121
56604_G_HC2 | Hardin County Peaking Facility | Combustion Turbine | 89.6928 | 92.6015 | 90.9121
56605_G_GE15 | Langdon Wind LLC | Wind | 95 | 95 | 95
56606_G_01 | Culbertson Generation Station | Combustion Turbine | 89.6928 | 92.6015 | 90.9121
56607_G_ND1 | Prairie Winds ND1 | Wind | 95 | 95 | 95
56610_G_01 | Deer Creek Station | Combined Cycle | 84.4893 | 90.1371 | 86.8567
56613_G_1 | Logan Wind Energy | Wind | 95 | 95 | 95
56614_G_2 | Old Trail Wind Farm | Wind | 95 | 95 | 95
56615_G_G100 | Rancho Penasquitos | Hydro | 81.0191 | 87.391 | 83.6901
56617_G_1 | Fenton Wind Farm | Wind | 95 | 95 | 95
56618_G_1 | Noble Clinton Windpark LLC | Wind | 95 | 95 | 95
56619_G_1 | Noble Ellenburg Windpark LLC | Wind | 95 | 95 | 95
56620_G_1 | Noble Bliss Windpark LLC | Wind | 95 | 95 | 95
56621_G_1 | Sleeping Bear LLC | Wind | 95 | 95 | 95
56622_G_1 | Providence Heights Wind LLC | Wind | 95 | 95 | 95
56623_G_EH1 | Elkhorn Valley Wind Farm | Wind | 95 | 95 | 95
56624_G_1 | BC Energy LLC | Wind | 95 | 95 | 95
56625_G_1 | KC Energy LLC | Wind | 95 | 95 | 95
56626_G_1 | K&D Energy LLC | Wind | 95 | 95 | 95
56627_G_1 | KSS Turbines LLC | Wind | 95 | 95 | 95
56628_G_1 | Prairie Wind Power LLC | Wind | 95 | 95 | 95
56629_G_10 | Waterbury Generation | Combustion Turbine | 89.6928 | 92.6015 | 90.9121
56630_G_1 | Taconite Ridge 1 Wind Energy Center | Wind | 95 | 95 | 95
56631_G_TFC | Turlock Irrigation District Fuel Cell | Fuel Cell | 87 | 87 | 87
56633_G_1 | Dutch Hill Wind Project | Wind | 95 | 95 | 95
56634_G_1 | Cohocton Wind Project | Wind | 95 | 95 | 95
56635_G_1 | Harvest Windfarm LLC | Wind | 95 | 95 | 95
56636_G_1 | Hot Springs Windfarm LLC | Wind | 95 | 95 | 95
56637_G_1 | Bennett Creek Windfarm LLC | Wind | 95 | 95 | 95
56638_G_GEN1 | Buffalo Gap 3 Wind Farm | Wind | 95 | 95 | 95
56639_G_1 | Starwood Power Project | Combustion Turbine | 89.6928 | 92.6015 | 90.9121
56639_G_2 | Starwood Power Project | Combustion Turbine | 89.6928 | 92.6015 | 90.9121
56640_G_1 | Camp Grove Wind Farm | Wind | 95 | 95 | 95
56641_G_1 | Worcester County Renewable Energy | Landfill Gas | 90 | 90 | 90
56641_G_2 | Worcester County Renewable Energy | Landfill Gas | 90 | 90 | 90
56644_G_1 | Stanton Wind Energy LLC | Wind | 95 | 95 | 95
56645_G_CL25 | Osceola Windpower LLC | Wind | 95 | 95 | 95
56646_G_1 | Chandler Hills Wind Farm | Wind | 95 | 95 | 95
56647_G_1 | Butler Ridge | Wind | 95 | 95 | 95
56648_G_1 | Majestic 1 Wind Farm | Wind | 95 | 95 | 95
56649_G_1 | South Trent Wind Farm | Wind | 95 | 95 | 95
56650_G_1 | Wessington Springs | Wind | 95 | 95 | 95
56651_G_1 | North Allegheny Windpower Project | Wind | 95 | 95 | 95
56654_G_1 | Hatchet Ridge Wind Project | Wind | 95 | 95 | 95
56659_G_1 | Michigan Wind 2 | Wind | 95 | 95 | 95
56661_G_1 | Pattern Gulf Wind | Wind | 95 | 95 | 95
56666_G_1 | Goodnoe Hills | Wind | 95 | 95 | 95
56668_G_CGTG | NIH Cogeneration Facility | Combustion Turbine | 88.1508 | 89.9672 | 88.9122
56669_G_TW1 | Tatanka Wind Power LLC | Wind | 95 | 95 | 95
56670_G_VW1 | Velva Windfarm LLC | Wind | 95 | 95 | 95
56673_G_WEC | Whirlwind Energy Center | Wind | 95 | 95 | 95
56674_G_CGT1 | Winchester Power Park | Combustion Turbine | 88.1508 | 89.9672 | 88.9122
56674_G_CGT2 | Winchester Power Park | Combustion Turbine | 88.1508 | 89.9672 | 88.9122
56674_G_CGT3 | Winchester Power Park | Combustion Turbine | 88.1508 | 89.9672 | 88.9122
56674_G_CGT4 | Winchester Power Park | Combustion Turbine | 88.1508 | 89.9672 | 88.9122
56677_G_CCWF | Charles City Wind Farm | Wind | 95 | 95 | 95
56679_G_1 | Benton County Wind Farm | Wind | 95 | 95 | 95
56680_G_1 | Wicomico | Landfill Gas | 90 | 90 | 90
56680_G_10 | Wicomico | Landfill Gas | 90 | 90 | 90
56680_G_11 | Wicomico | Landfill Gas | 90 | 90 | 90
56680_G_12 | Wicomico | Landfill Gas | 90 | 90 | 90
56680_G_13 | Wicomico | Landfill Gas | 90 | 90 | 90
56680_G_14 | Wicomico | Landfill Gas | 90 | 90 | 90
56680_G_15 | Wicomico | Landfill Gas | 90 | 90 | 90
56680_G_16 | Wicomico | Landfill Gas | 90 | 90 | 90
56680_G_17 | Wicomico | Landfill Gas | 90 | 90 | 90
56680_G_18 | Wicomico | Landfill Gas | 90 | 90 | 90
56680_G_2 | Wicomico | Landfill Gas | 90 | 90 | 90
56680_G_3 | Wicomico | Landfill Gas | 90 | 90 | 90
56680_G_4 | Wicomico | Landfill Gas | 90 | 90 | 90
56680_G_5 | Wicomico | Landfill Gas | 90 | 90 | 90
56680_G_6 | Wicomico | Landfill Gas | 90 | 90 | 90
56680_G_7 | Wicomico | Landfill Gas | 90 | 90 | 90
56680_G_8 | Wicomico | Landfill Gas | 90 | 90 | 90
56680_G_9 | Wicomico | Landfill Gas | 90 | 90 | 90
56681_G_1 | Amelia | Landfill Gas | 90 | 90 | 90
56681_G_10 | Amelia | Landfill Gas | 90 | 90 | 90
56681_G_11 | Amelia | Landfill Gas | 90 | 90 | 90
56681_G_12 | Amelia | Landfill Gas | 90 | 90 | 90
56681_G_13 | Amelia | Landfill Gas | 90 | 90 | 90
56681_G_14 | Amelia | Landfill Gas | 90 | 90 | 90
56681_G_15 | Amelia | Landfill Gas | 90 | 90 | 90
56681_G_16 | Amelia | Landfill Gas | 90 | 90 | 90
56681_G_17 | Amelia | Landfill Gas | 90 | 90 | 90
56681_G_18 | Amelia | Landfill Gas | 90 | 90 | 90
56681_G_19 | Amelia | Landfill Gas | 90 | 90 | 90
56681_G_2 | Amelia | Landfill Gas | 90 | 90 | 90
56681_G_20 | Amelia | Landfill Gas | 90 | 90 | 90
56681_G_21 | Amelia | Landfill Gas | 90 | 90 | 90
56681_G_22 | Amelia | Landfill Gas | 90 | 90 | 90
56681_G_23 | Amelia | Landfill Gas | 90 | 90 | 90
56681_G_24 | Amelia | Landfill Gas | 90 | 90 | 90
56681_G_25 | Amelia | Landfill Gas | 90 | 90 | 90
56681_G_26 | Amelia | Landfill Gas | 90 | 90 | 90
56681_G_27 | Amelia | Landfill Gas | 90 | 90 | 90
56681_G_28 | Amelia | Landfill Gas | 90 | 90 | 90
56681_G_29 | Amelia | Landfill Gas | 90 | 90 | 90
56681_G_3 | Amelia | Landfill Gas | 90 | 90 | 90
56681_G_30 | Amelia | Landfill Gas | 90 | 90 | 90
56681_G_31 | Amelia | Landfill Gas | 90 | 90 | 90
56681_G_32 | Amelia | Landfill Gas | 90 | 90 | 90
56681_G_33 | Amelia | Landfill Gas | 90 | 90 | 90
56681_G_34 | Amelia | Landfill Gas | 90 | 90 | 90
56681_G_35 | Amelia | Landfill Gas | 90 | 90 | 90
56681_G_36 | Amelia | Landfill Gas | 90 | 90 | 90
56681_G_37 | Amelia | Landfill Gas | 90 | 90 | 90
56681_G_38 | Amelia | Landfill Gas | 90 | 90 | 90
56681_G_39 | Amelia | Landfill Gas | 90 | 90 | 90
56681_G_4 | Amelia | Landfill Gas | 90 | 90 | 90
56681_G_40 | Amelia | Landfill Gas | 90 | 90 | 90
56681_G_41 | Amelia | Landfill Gas | 90 | 90 | 90
56681_G_42 | Amelia | Landfill Gas | 90 | 90 | 90
56681_G_43 | Amelia | Landfill Gas | 90 | 90 | 90
56681_G_44 | Amelia | Landfill Gas | 90 | 90 | 90
56681_G_45 | Amelia | Landfill Gas | 90 | 90 | 90
56681_G_46 | Amelia | Landfill Gas | 90 | 90 | 90
56681_G_47 | Amelia | Landfill Gas | 90 | 90 | 90
56681_G_48 | Amelia | Landfill Gas | 90 | 90 | 90
56681_G_5 | Amelia | Landfill Gas | 90 | 90 | 90
56681_G_6 | Amelia | Landfill Gas | 90 | 90 | 90
56681_G_7 | Amelia | Landfill Gas | 90 | 90 | 90
56681_G_8 | Amelia | Landfill Gas | 90 | 90 | 90
56681_G_9 | Amelia | Landfill Gas | 90 | 90 | 90
56682_G_10 | Brunswick | Landfill Gas | 90 | 90 | 90
56682_G_11 | Brunswick | Landfill Gas | 90 | 90 | 90
56682_G_12 | Brunswick | Landfill Gas | 90 | 90 | 90
56682_G_13 | Brunswick | Landfill Gas | 90 | 90 | 90
56682_G_14 | Brunswick | Landfill Gas | 90 | 90 | 90
56682_G_15 | Brunswick | Landfill Gas | 90 | 90 | 90
56682_G_16 | Brunswick | Landfill Gas | 90 | 90 | 90
56682_G_17 | Brunswick | Landfill Gas | 90 | 90 | 90
56682_G_18 | Brunswick | Landfill Gas | 90 | 90 | 90
56682_G_19 | Brunswick | Landfill Gas | 90 | 90 | 90
56682_G_2 | Brunswick | Landfill Gas | 90 | 90 | 90
56682_G_20 | Brunswick | Landfill Gas | 90 | 90 | 90
56682_G_21 | Brunswick | Landfill Gas | 90 | 90 | 90
56682_G_22 | Brunswick | Landfill Gas | 90 | 90 | 90
56682_G_23 | Brunswick | Landfill Gas | 90 | 90 | 90
56682_G_24 | Brunswick | Landfill Gas | 90 | 90 | 90
56682_G_25 | Brunswick | Landfill Gas | 90 | 90 | 90
56682_G_26 | Brunswick | Landfill Gas | 90 | 90 | 90
56682_G_27 | Brunswick | Landfill Gas | 90 | 90 | 90
56682_G_28 | Brunswick | Landfill Gas | 90 | 90 | 90
56682_G_29 | Brunswick | Landfill Gas | 90 | 90 | 90
56682_G_3 | Brunswick | Landfill Gas | 90 | 90 | 90
56682_G_30 | Brunswick | Landfill Gas | 90 | 90 | 90
56682_G_31 | Brunswick | Landfill Gas | 90 | 90 | 90
56682_G_32 | Brunswick | Landfill Gas | 90 | 90 | 90
56682_G_33 | Brunswick | Landfill Gas | 90 | 90 | 90
56682_G_34 | Brunswick | Landfill Gas | 90 | 90 | 90
56682_G_35 | Brunswick | Landfill Gas | 90 | 90 | 90
56682_G_36 | Brunswick | Landfill Gas | 90 | 90 | 90
56682_G_4 | Brunswick | Landfill Gas | 90 | 90 | 90
56682_G_5 | Brunswick | Landfill Gas | 90 | 90 | 90
56682_G_6 | Brunswick | Landfill Gas | 90 | 90 | 90
56682_G_7 | Brunswick | Landfill Gas | 90 | 90 | 90
56682_G_8 | Brunswick | Landfill Gas | 90 | 90 | 90
56682_G_9 | Brunswick | Landfill Gas | 90 | 90 | 90
56683_G_1 | Charles City | Landfill Gas | 90 | 90 | 90
56683_G_10 | Charles City | Landfill Gas | 90 | 90 | 90
56683_G_11 | Charles City | Landfill Gas | 90 | 90 | 90
56683_G_12 | Charles City | Landfill Gas | 90 | 90 | 90
56683_G_13 | Charles City | Landfill Gas | 90 | 90 | 90
56683_G_14 | Charles City | Landfill Gas | 90 | 90 | 90
56683_G_15 | Charles City | Landfill Gas | 90 | 90 | 90
56683_G_16 | Charles City | Landfill Gas | 90 | 90 | 90
56683_G_17 | Charles City | Landfill Gas | 90 | 90 | 90
56683_G_18 | Charles City | Landfill Gas | 90 | 90 | 90
56683_G_19 | Charles City | Landfill Gas | 90 | 90 | 90
56683_G_2 | Charles City | Landfill Gas | 90 | 90 | 90
56683_G_20 | Charles City | Landfill Gas | 90 | 90 | 90
56683_G_21 | Charles City | Landfill Gas | 90 | 90 | 90
56683_G_22 | Charles City | Landfill Gas | 90 | 90 | 90
56683_G_23 | Charles City | Landfill Gas | 90 | 90 | 90
56683_G_24 | Charles City | Landfill Gas | 90 | 90 | 90
56683_G_25 | Charles City | Landfill Gas | 90 | 90 | 90
56683_G_26 | Charles City | Landfill Gas | 90 | 90 | 90
56683_G_27 | Charles City | Landfill Gas | 90 | 90 | 90
56683_G_28 | Charles City | Landfill Gas | 90 | 90 | 90
56683_G_29 | Charles City | Landfill Gas | 90 | 90 | 90
56683_G_3 | Charles City | Landfill Gas | 90 | 90 | 90
56683_G_30 | Charles City | Landfill Gas | 90 | 90 | 90
56683_G_31 | Charles City | Landfill Gas | 90 | 90 | 90
56683_G_32 | Charles City | Landfill Gas | 90 | 90 | 90
56683_G_33 | Charles City | Landfill Gas | 90 | 90 | 90
56683_G_34 | Charles City | Landfill Gas | 90 | 90 | 90
56683_G_35 | Charles City | Landfill Gas | 90 | 90 | 90
56683_G_36 | Charles City | Landfill Gas | 90 | 90 | 90
56683_G_37 | Charles City | Landfill Gas | 90 | 90 | 90
56683_G_38 | Charles City | Landfill Gas | 90 | 90 | 90
56683_G_39 | Charles City | Landfill Gas | 90 | 90 | 90
56683_G_4 | Charles City | Landfill Gas | 90 | 90 | 90
56683_G_40 | Charles City | Landfill Gas | 90 | 90 | 90
56683_G_41 | Charles City | Landfill Gas | 90 | 90 | 90
56683_G_42 | Charles City | Landfill Gas | 90 | 90 | 90
56683_G_43 | Charles City | Landfill Gas | 90 | 90 | 90
56683_G_44 | Charles City | Landfill Gas | 90 | 90 | 90
56683_G_45 | Charles City | Landfill Gas | 90 | 90 | 90
56683_G_46 | Charles City | Landfill Gas | 90 | 90 | 90
56683_G_47 | Charles City | Landfill Gas | 90 | 90 | 90
56683_G_48 | Charles City | Landfill Gas | 90 | 90 | 90
56683_G_5 | Charles City | Landfill Gas | 90 | 90 | 90
56683_G_6 | Charles City | Landfill Gas | 90 | 90 | 90
56683_G_7 | Charles City | Landfill Gas | 90 | 90 | 90
56683_G_8 | Charles City | Landfill Gas | 90 | 90 | 90
56683_G_9 | Charles City | Landfill Gas | 90 | 90 | 90
56684_G_1 | Chesterfield | Landfill Gas | 90 | 90 | 90
56684_G_10 | Chesterfield | Landfill Gas | 90 | 90 | 90
56684_G_11 | Chesterfield | Landfill Gas | 90 | 90 | 90
56684_G_12 | Chesterfield | Landfill Gas | 90 | 90 | 90
56684_G_13 | Chesterfield | Landfill Gas | 90 | 90 | 90
56684_G_14 | Chesterfield | Landfill Gas | 90 | 90 | 90
56684_G_15 | Chesterfield | Landfill Gas | 90 | 90 | 90
56684_G_16 | Chesterfield | Landfill Gas | 90 | 90 | 90
56684_G_17 | Chesterfield | Landfill Gas | 90 | 90 | 90
56684_G_18 | Chesterfield | Landfill Gas | 90 | 90 | 90
56684_G_19 | Chesterfield | Landfill Gas | 90 | 90 | 90
56684_G_2 | Chesterfield | Landfill Gas | 90 | 90 | 90
56684_G_20 | Chesterfield | Landfill Gas | 90 | 90 | 90
56684_G_21 | Chesterfield | Landfill Gas | 90 | 90 | 90
56684_G_22 | Chesterfield | Landfill Gas | 90 | 90 | 90
56684_G_23 | Chesterfield | Landfill Gas | 90 | 90 | 90
56684_G_24 | Chesterfield | Landfill Gas | 90 | 90 | 90
56684_G_25 | Chesterfield | Landfill Gas | 90 | 90 | 90
56684_G_26 | Chesterfield | Landfill Gas | 90 | 90 | 90
56684_G_27 | Chesterfield | Landfill Gas | 90 | 90 | 90
56684_G_28 | Chesterfield | Landfill Gas | 90 | 90 | 90
56684_G_29 | Chesterfield | Landfill Gas | 90 | 90 | 90
56684_G_3 | Chesterfield | Landfill Gas | 90 | 90 | 90
56684_G_30 | Chesterfield | Landfill Gas | 90 | 90 | 90
56684_G_31 | Chesterfield | Landfill Gas | 90 | 90 | 90
56684_G_32 | Chesterfield | Landfill Gas | 90 | 90 | 90
56684_G_33 | Chesterfield | Landfill Gas | 90 | 90 | 90
56684_G_34 | Chesterfield | Landfill Gas | 90 | 90 | 90
56684_G_35 | Chesterfield | Landfill Gas | 90 | 90 | 90
56684_G_36 | Chesterfield | Landfill Gas | 90 | 90 | 90
56684_G_37 | Chesterfield | Landfill Gas | 90 | 90 | 90
56684_G_38 | Chesterfield | Landfill Gas | 90 | 90 | 90
56684_G_39 | Chesterfield | Landfill Gas | 90 | 90 | 90
56684_G_4 | Chesterfield | Landfill Gas | 90 | 90 | 90
56684_G_40 | Chesterfield | Landfill Gas | 90 | 90 | 90
56684_G_41 | Chesterfield | Landfill Gas | 90 | 90 | 90
56684_G_42 | Chesterfield | Landfill Gas | 90 | 90 | 90
56684_G_43 | Chesterfield | Landfill Gas | 90 | 90 | 90
56684_G_44 | Chesterfield | Landfill Gas | 90 | 90 | 90
56684_G_45 | Chesterfield | Landfill Gas | 90 | 90 | 90
56684_G_46 | Chesterfield | Landfill Gas | 90 | 90 | 90
56684_G_47 | Chesterfield | Landfill Gas | 90 | 90 | 90
56684_G_48 | Chesterfield | Landfill Gas | 90 | 90 | 90
56684_G_5 | Chesterfield | Landfill Gas | 90 | 90 | 90
56684_G_6 | Chesterfield | Landfill Gas | 90 | 90 | 90
56684_G_7 | Chesterfield | Landfill Gas | 90 | 90 | 90
56684_G_8 | Chesterfield | Landfill Gas | 90 | 90 | 90
56684_G_9 | Chesterfield | Landfill Gas | 90 | 90 | 90
56686_G_1 | King & Queen | Landfill Gas | 90 | 90 | 90
56686_G_10 | King & Queen | Landfill Gas | 90 | 90 | 90
56686_G_11 | King & Queen | Landfill Gas | 90 | 90 | 90
56686_G_12 | King & Queen | Landfill Gas | 90 | 90 | 90
56686_G_13 | King & Queen | Landfill Gas | 90 | 90 | 90
56686_G_14 | King & Queen | Landfill Gas | 90 | 90 | 90
56686_G_15 | King & Queen | Landfill Gas | 90 | 90 | 90
56686_G_16 | King & Queen | Landfill Gas | 90 | 90 | 90
56686_G_17 | King & Queen | Landfill Gas | 90 | 90 | 90
56686_G_18 | King & Queen | Landfill Gas | 90 | 90 | 90
56686_G_19 | King & Queen | Landfill Gas | 90 | 90 | 90
56686_G_2 | King & Queen | Landfill Gas | 90 | 90 | 90
56686_G_20 | King & Queen | Landfill Gas | 90 | 90 | 90
56686_G_21 | King & Queen | Landfill Gas | 90 | 90 | 90
56686_G_22 | King & Queen | Landfill Gas | 90 | 90 | 90
56686_G_23 | King & Queen | Landfill Gas | 90 | 90 | 90
56686_G_24 | King & Queen | Landfill Gas | 90 | 90 | 90
56686_G_25 | King & Queen | Landfill Gas | 90 | 90 | 90
56686_G_26 | King & Queen | Landfill Gas | 90 | 90 | 90
56686_G_27 | King & Queen | Landfill Gas | 90 | 90 | 90
56686_G_28 | King & Queen | Landfill Gas | 90 | 90 | 90
56686_G_29 | King & Queen | Landfill Gas | 90 | 90 | 90
56686_G_3 | King & Queen | Landfill Gas | 90 | 90 | 90
56686_G_30 | King & Queen | Landfill Gas | 90 | 90 | 90
56686_G_31 | King & Queen | Landfill Gas | 90 | 90 | 90
56686_G_32 | King & Queen | Landfill Gas | 90 | 90 | 90
56686_G_33 | King & Queen | Landfill Gas | 90 | 90 | 90
56686_G_34 | King & Queen | Landfill Gas | 90 | 90 | 90
56686_G_35 | King & Queen | Landfill Gas | 90 | 90 | 90
56686_G_36 | King & Queen | Landfill Gas | 90 | 90 | 90
56686_G_4 | King & Queen | Landfill Gas | 90 | 90 | 90
56686_G_5 | King & Queen | Landfill Gas | 90 | 90 | 90
56686_G_6 | King & Queen | Landfill Gas | 90 | 90 | 90
56686_G_7 | King & Queen | Landfill Gas | 90 | 90 | 90
56686_G_8 | King & Queen | Landfill Gas | 90 | 90 | 90
56686_G_9 | King & Queen | Landfill Gas | 90 | 90 | 90
56687_G_1 | Mountain View | Landfill Gas | 90 | 90 | 90
56687_G_10 | Mountain View | Landfill Gas | 90 | 90 | 90
56687_G_11 | Mountain View | Landfill Gas | 90 | 90 | 90
56687_G_12 | Mountain View | Landfill Gas | 90 | 90 | 90
56687_G_13 | Mountain View | Landfill Gas | 90 | 90 | 90
56687_G_14 | Mountain View | Landfill Gas | 90 | 90 | 90
56687_G_15 | Mountain View | Landfill Gas | 90 | 90 | 90
56687_G_16 | Mountain View | Landfill Gas | 90 | 90 | 90
56687_G_17 | Mountain View | Landfill Gas | 90 | 90 | 90
56687_G_18 | Mountain View | Landfill Gas | 90 | 90 | 90
56687_G_19 | Mountain View | Landfill Gas | 90 | 90 | 90
56687_G_2 | Mountain View | Landfill Gas | 90 | 90 | 90
56687_G_20 | Mountain View | Landfill Gas | 90 | 90 | 90
56687_G_21 | Mountain View | Landfill Gas | 90 | 90 | 90
56687_G_22 | Mountain View | Landfill Gas | 90 | 90 | 90
56687_G_23 | Mountain View | Landfill Gas | 90 | 90 | 90
56687_G_24 | Mountain View | Landfill Gas | 90 | 90 | 90
56687_G_25 | Mountain View | Landfill Gas | 90 | 90 | 90
56687_G_26 | Mountain View | Landfill Gas | 90 | 90 | 90
56687_G_27 | Mountain View | Landfill Gas | 90 | 90 | 90
56687_G_28 | Mountain View | Landfill Gas | 90 | 90 | 90
56687_G_29 | Mountain View | Landfill Gas | 90 | 90 | 90
56687_G_3 | Mountain View | Landfill Gas | 90 | 90 | 90
56687_G_30 | Mountain View | Landfill Gas | 90 | 90 | 90
56687_G_31 | Mountain View | Landfill Gas | 90 | 90 | 90
56687_G_32 | Mountain View | Landfill Gas | 90 | 90 | 90
56687_G_33 | Mountain View | Landfill Gas | 90 | 90 | 90
56687_G_34 | Mountain View | Landfill Gas | 90 | 90 | 90
56687_G_35 | Mountain View | Landfill Gas | 90 | 90 | 90
56687_G_36 | Mountain View | Landfill Gas | 90 | 90 | 90
56687_G_37 | Mountain View | Landfill Gas | 90 | 90 | 90
56687_G_38 | Mountain View | Landfill Gas | 90 | 90 | 90
56687_G_39 | Mountain View | Landfill Gas | 90 | 90 | 90
56687_G_4 | Mountain View | Landfill Gas | 90 | 90 | 90
56687_G_40 | Mountain View | Landfill Gas | 90 | 90 | 90
56687_G_41 | Mountain View | Landfill Gas | 90 | 90 | 90
56687_G_42 | Mountain View | Landfill Gas | 90 | 90 | 90
56687_G_43 | Mountain View | Landfill Gas | 90 | 90 | 90
56687_G_44 | Mountain View | Landfill Gas | 90 | 90 | 90
56687_G_45 | Mountain View | Landfill Gas | 90 | 90 | 90
56687_G_46 | Mountain View | Landfill Gas | 90 | 90 | 90
56687_G_47 | Mountain View | Landfill Gas | 90 | 90 | 90
56687_G_48 | Mountain View | Landfill Gas | 90 | 90 | 90
56687_G_5 | Mountain View | Landfill Gas | 90 | 90 | 90
56687_G_6 | Mountain View | Landfill Gas | 90 | 90 | 90
56687_G_7 | Mountain View | Landfill Gas | 90 | 90 | 90
56687_G_8 | Mountain View | Landfill Gas | 90 | 90 | 90
56687_G_9 | Mountain View | Landfill Gas | 90 | 90 | 90
56688_G_1 | New Bern | Landfill Gas | 90 | 90 | 90
56688_G_10 | New Bern | Landfill Gas | 90 | 90 | 90
56688_G_11 | New Bern | Landfill Gas | 90 | 90 | 90
56688_G_12 | New Bern | Landfill Gas | 90 | 90 | 90
56688_G_2 | New Bern | Landfill Gas | 90 | 90 | 90
56688_G_3 | New Bern | Landfill Gas | 90 | 90 | 90
56688_G_4 | New Bern | Landfill Gas | 90 | 90 | 90
56688_G_5 | New Bern | Landfill Gas | 90 | 90 | 90
56688_G_6 | New Bern | Landfill Gas | 90 | 90 | 90
56688_G_7 | New Bern | Landfill Gas | 90 | 90 | 90
56688_G_8 | New Bern | Landfill Gas | 90 | 90 | 90
56688_G_9 | New Bern | Landfill Gas | 90 | 90 | 90
56690_G_1 | Pine Grove | Landfill Gas | 90 | 90 | 90
56690_G_10 | Pine Grove | Landfill Gas | 90 | 90 | 90
56690_G_11 | Pine Grove | Landfill Gas | 90 | 90 | 90
56690_G_12 | Pine Grove | Landfill Gas | 90 | 90 | 90
56690_G_13 | Pine Grove | Landfill Gas | 90 | 90 | 90
56690_G_14 | Pine Grove | Landfill Gas | 90 | 90 | 90
56690_G_15 | Pine Grove | Landfill Gas | 90 | 90 | 90
56690_G_16 | Pine Grove | Landfill Gas | 90 | 90 | 90
56690_G_17 | Pine Grove | Landfill Gas | 90 | 90 | 90
56690_G_18 | Pine Grove | Landfill Gas | 90 | 90 | 90
56690_G_2 | Pine Grove | Landfill Gas | 90 | 90 | 90
56690_G_3 | Pine Grove | Landfill Gas | 90 | 90 | 90
56690_G_4 | Pine Grove | Landfill Gas | 90 | 90 | 90
56690_G_5 | Pine Grove | Landfill Gas | 90 | 90 | 90
56690_G_6 | Pine Grove | Landfill Gas | 90 | 90 | 90
56690_G_7 | Pine Grove | Landfill Gas | 90 | 90 | 90
56690_G_8 | Pine Grove | Landfill Gas | 90 | 90 | 90
56690_G_9 | Pine Grove | Landfill Gas | 90 | 90 | 90
56692_G_1A | Rockville 1 & 2 | Combustion Turbine | 84.7073 | 87.0873 | 85.7049
56692_G_1B | Rockville 1 & 2 | Combustion Turbine | 84.7073 | 87.0873 | 85.7049
56692_G_1C | Rockville 1 & 2 | Combustion Turbine | 84.7073 | 87.0873 | 85.7049
56692_G_1D | Rockville 1 & 2 | Combustion Turbine | 84.7073 | 87.0873 | 85.7049
56692_G_1E | Rockville 1 & 2 | Combustion Turbine | 84.7073 | 87.0873 | 85.7049
56692_G_1F | Rockville 1 & 2 | Combustion Turbine | 84.7073 | 87.0873 | 85.7049
56692_G_1G | Rockville 1 & 2 | Combustion Turbine | 84.7073 | 87.0873 | 85.7049
56692_G_1H | Rockville 1 & 2 | Combustion Turbine | 84.7073 | 87.0873 | 85.7049
56692_G_1I | Rockville 1 & 2 | Combustion Turbine | 84.7073 | 87.0873 | 85.7049
56692_G_1J | Rockville 1 & 2 | Combustion Turbine | 84.7073 | 87.0873 | 85.7049
56692_G_1K | Rockville 1 & 2 | Combustion Turbine | 84.7073 | 87.0873 | 85.7049
56692_G_1L | Rockville 1 & 2 | Combustion Turbine | 84.7073 | 87.0873 | 85.7049
56692_G_1M | Rockville 1 & 2 | Combustion Turbine | 84.7073 | 87.0873 | 85.7049
56692_G_1N | Rockville 1 & 2 | Combustion Turbine | 84.7073 | 87.0873 | 85.7049
56692_G_1O | Rockville 1 & 2 | Combustion Turbine | 84.7073 | 87.0873 | 85.7049
56692_G_2A | Rockville 1 & 2 | Combustion Turbine | 84.7073 | 87.0873 | 85.7049
56692_G_2B | Rockville 1 & 2 | Combustion Turbine | 84.7073 | 87.0873 | 85.7049
56692_G_2C | Rockville 1 & 2 | Combustion Turbine | 84.7073 | 87.0873 | 85.7049
56692_G_2D | Rockville 1 & 2 | Combustion Turbine | 84.7073 | 87.0873 | 85.7049
56692_G_2E | Rockville 1 & 2 | Combustion Turbine | 84.7073 | 87.0873 | 85.7049
56692_G_2F | Rockville 1 & 2 | Combustion Turbine | 84.7073 | 87.0873 | 85.7049
56692_G_2G | Rockville 1 & 2 | Combustion Turbine | 84.7073 | 87.0873 | 85.7049
56692_G_2H | Rockville 1 & 2 | Combustion Turbine | 84.7073 | 87.0873 | 85.7049
56692_G_2I | Rockville 1 & 2 | Combustion Turbine | 84.7073 | 87.0873 | 85.7049
56692_G_2J | Rockville 1 & 2 | Combustion Turbine | 84.7073 | 87.0873 | 85.7049
56692_G_2K | Rockville 1 & 2 | Combustion Turbine | 84.7073 | 87.0873 | 85.7049
56692_G_2L | Rockville 1 & 2 | Combustion Turbine | 84.7073 | 87.0873 | 85.7049
56692_G_2M | Rockville 1 & 2 | Combustion Turbine | 84.7073 | 87.0873 | 85.7049
56692_G_2N | Rockville 1 & 2 | Combustion Turbine | 84.7073 | 87.0873 | 85.7049
56692_G_2O | Rockville 1 & 2 | Combustion Turbine | 84.7073 | 87.0873 | 85.7049
56692_G_2P | Rockville 1 & 2 | Combustion Turbine | 84.7073 | 87.0873 | 85.7049
56692_G_2Q | Rockville 1 & 2 | Combustion Turbine | 84.7073 | 87.0873 | 85.7049
56692_G_2R | Rockville 1 & 2 | Combustion Turbine | 84.7073 | 87.0873 | 85.7049
56692_G_2S | Rockville 1 & 2 | Combustion Turbine | 84.7073 | 87.0873 | 85.7049
56692_G_2T | Rockville 1 & 2 | Combustion Turbine | 84.7073 | 87.0873 | 85.7049
56692_G_2U | Rockville 1 & 2 | Combustion Turbine | 84.7073 | 87.0873 | 85.7049
56693_G_1 | Virginia Beach | Landfill Gas | 90 | 90 | 90
56693_G_10 | Virginia Beach | Landfill Gas | 90 | 90 | 90
56693_G_11 | Virginia Beach | Landfill Gas | 90 | 90 | 90
56693_G_12 | Virginia Beach | Landfill Gas | 90 | 90 | 90
56693_G_13 | Virginia Beach | Landfill Gas | 90 | 90 | 90
56693_G_14 | Virginia Beach | Landfill Gas | 90 | 90 | 90
56693_G_15 | Virginia Beach | Landfill Gas | 90 | 90 | 90
56693_G_16 | Virginia Beach | Landfill Gas | 90 | 90 | 90
56693_G_17 | Virginia Beach | Landfill Gas | 90 | 90 | 90
56693_G_18 | Virginia Beach | Landfill Gas | 90 | 90 | 90
56693_G_19 | Virginia Beach | Landfill Gas | 90 | 90 | 90
56693_G_2 | Virginia Beach | Landfill Gas | 90 | 90 | 90
56693_G_20 | Virginia Beach | Landfill Gas | 90 | 90 | 90
56693_G_21 | Virginia Beach | Landfill Gas | 90 | 90 | 90
56693_G_22 | Virginia Beach | Landfill Gas | 90 | 90 | 90
56693_G_23 | Virginia Beach | Landfill Gas | 90 | 90 | 90
56693_G_24 | Virginia Beach | Landfill Gas | 90 | 90 | 90
56693_G_25 | Virginia Beach | Landfill Gas | 90 | 90 | 90
56693_G_26 | Virginia Beach | Landfill Gas | 90 | 90 | 90
56693_G_27 | Virginia Beach | Landfill Gas | 90 | 90 | 90
56693_G_28 | Virginia Beach | Landfill Gas | 90 | 90 | 90
56693_G_29 | Virginia Beach | Landfill Gas | 90 | 90 | 90
56693_G_3 | Virginia Beach | Landfill Gas | 90 | 90 | 90
56693_G_30 | Virginia Beach | Landfill Gas | 90 | 90 | 90
56693_G_31 | Virginia Beach | Landfill Gas | 90 | 90 | 90
56693_G_32 | Virginia Beach | Landfill Gas | 90 | 90 | 90
56693_G_33 | Virginia Beach | Landfill Gas | 90 | 90 | 90
56693_G_34 | Virginia Beach | Landfill Gas | 90 | 90 | 90
56693_G_35 | Virginia Beach | Landfill Gas | 90 | 90 | 90
56693_G_36 | Virginia Beach | Landfill Gas | 90 | 90 | 90
56693_G_4 | Virginia Beach | Landfill Gas | 90 | 90 | 90
56693_G_5 | Virginia Beach | Landfill Gas | 90 | 90 | 90
56693_G_6 | Virginia Beach | Landfill Gas | 90 | 90 | 90
56693_G_7 | Virginia Beach | Landfill Gas | 90 | 90 | 90
56693_G_8 | Virginia Beach | Landfill Gas | 90 | 90 | 90
56693_G_9 | Virginia Beach | Landfill Gas | 90 | 90 | 90
56694_G_1 | Russell D Smith | Hydro | 85.5621 | 81.0962 | 83.6901
56695_G_1 | Summer Falls Power Plant | Hydro | 88.4991 | 83.4724 | 86.392
56695_G_2 | Summer Falls Power Plant | Hydro | 88.4991 | 83.4724 | 86.392
56696_G_1 | Eltopia Branch Canal 4.6 | Hydro | 85.5621 | 81.0962 | 83.6901
56697_G_1 | Potholes East Canal 66.0 | Hydro | 85.5621 | 81.0962 | 83.6901
56698_G_1 | Main Canal Headworks | Hydro | 85.5621 | 81.0962 | 83.6901
56699_G_1 | Forward Windpower LLC | Wind | 95 | 95 | 95
56700_G_1 | Lookout Windpower LLC | Wind | 95 | 95 | 95
56701_G_GEN1 | Haworth Water Treatment Plant | Combustion Turbine | 84.7073 | 87.0873 | 85.7049
56701_G_GEN2 | Haworth Water Treatment Plant | Combustion Turbine | 84.7073 | 87.0873 | 85.7049
56701_G_GEN3 | Haworth Water Treatment Plant | Combustion Turbine | 84.7073 | 87.0873 | 85.7049
56701_G_GEN4 | Haworth Water Treatment Plant | Combustion Turbine | 84.7073 | 87.0873 | 85.7049
56702_G_WPT1 | Tuolumne Wind Project | Wind | 95 | 95 | 95
56703_G_1 | Lyons Falls Hydroelectric | Hydro | 81.0191 | 87.391 | 83.6901
56703_G_6 | Lyons Falls Hydroelectric | Hydro | 81.0191 | 87.391 | 83.6901
56703_G_7 | Lyons Falls Hydroelectric | Hydro | 81.0191 | 87.391 | 83.6901
56703_G_8 | Lyons Falls Hydroelectric | Hydro | 81.0191 | 87.391 | 83.6901
56703_G_9 | Lyons Falls Hydroelectric | Hydro | 81.0191 | 87.391 | 83.6901
56704_G_3 | Gouldtown | Hydro | 81.0191 | 87.391 | 83.6901
56705_G_4 | Kosterville | Hydro | 81.0191 | 87.391 | 83.6901
56705_G_5 | Kosterville | Hydro | 81.0191 | 87.391 | 83.6901
56709_G_1 | Christoffer Wind Energy I LLC | Wind | 95 | 95 | 95
56710_G_1 | Christoffer Wind Energy II LLC | Wind | 95 | 95 | 95
56711_G_1 | Christoffer Wind Energy III LLC | Wind | 95 | 95 | 95
56712_G_1 | Christoffer Wind Energy IV LLC | Wind | 95 | 95 | 95
56750_G_1 | Jeffers Wind 20 LLC | Wind | 95 | 95 | 95
56751_G_1 | Spanish Fork Wind Park 2 LLC | Wind | 95 | 95 | 95
56752_G_1 | Mountain Wind Power LLC | Wind | 95 | 95 | 95
56753_G_1 | Mountain Wind Power II LLC | Wind | 95 | 95 | 95
56754_G_1 | Goat Wind LP | Wind | 95 | 95 | 95
56754_G_2 | Goat Wind LP | Wind | 95 | 95 | 95
56755_G_1 | Odin Wind Farm | Wind | 95 | 95 | 95
56763_G_1 | Capricorn Ridge Wind LLC | Wind | 95 | 95 | 95
56763_G_2 | Capricorn Ridge Wind LLC | Wind | 95 | 95 | 95
56763_G_3 | Capricorn Ridge Wind LLC | Wind | 95 | 95 | 95
56763_G_4 | Capricorn Ridge Wind LLC | Wind | 95 | 95 | 95
56764_G_1 | Winnebago Wind Power Project | Wind | 95 | 95 | 95
56765_G_1 | Barton Windpower LLC | Wind | 95 | 95 | 95
56765_G_2 | Barton Windpower LLC | Wind | 95 | 95 | 95
56767_G_1 | Farmers City Wind LLC | Wind | 95 | 95 | 95
56768_G_CR1 | CalRenew-1 | Solar PV | 90 | 90 | 90
56770_G_1 | Locust Ridge II LLC | Wind | 95 | 95 | 95
56771_G_1 | Silver Star I Wind Power Project | Wind | 95 | 95 | 95
56773_G_1 | McAdoo Wind Energy LLC | Wind | 95 | 95 | 95
56774_G_1 | Turkey Track Wind Energy LLC | Wind | 95 | 95 | 95
56775_G_1 | Scurry County Wind II | Wind | 95 | 95 | 95
56777_G_FIA | Fowler Ridge Wind Farm LLC | Wind | 95 | 95 | 95
56777_G_FIB | Fowler Ridge Wind Farm LLC | Wind | 95 | 95 | 95
56777_G_FII | Fowler Ridge Wind Farm LLC | Wind | 95 | 95 | 95
56777_G_FIII | Fowler Ridge Wind Farm LLC | Wind | 95 | 95 | 95
56779_G_1 | Sherbino I Wind Farm | Wind | 95 | 95 | 95
56780_G_1 | Winnebago Energy Center LLC | Landfill Gas | 90 | 90 | 90
56780_G_2 | Winnebago Energy Center LLC | Landfill Gas | 90 | 90 | 90
56780_G_3 | Winnebago Energy Center LLC | Landfill Gas | 90 | 90 | 90
56780_G_4 | Winnebago Energy Center LLC | Landfill Gas | 90 | 90 | 90
56782_G_DIAW | Diamond Willow Wind Facility | Wind | 95 | 95 | 95
56783_G_1 | Elbow Creek Wind Project LLC | Wind | 95 | 95 | 95
56784_G_1 | Cloud County Wind Farm | Wind | 95 | 95 | 95
56784_G_2 | Cloud County Wind Farm | Wind | 95 | 95 | 95
56785_G_WG01 | Virginia Tech Power Plant | Coal Steam | 82.3378 | 86.374 | 84.0297
56787_G_GTG | Geismar Cogen | Combustion Turbine | 89.6928 | 92.6015 | 90.9121
56789_G_1 | Pebble Springs Wind LLC | Wind | 95 | 95 | 95
56790_G_1 | Hay Canyon Wind Power LLC | Wind | 95 | 95 | 95
56791_G_1 | Dillon Wind LLC | Wind | 95 | 95 | 95
56792_G_1 | Buffalo Ridge I LLC | Wind | 95 | 95 | 95
56793_G_1 | Elm Creek Wind LLC | Wind | 95 | 95 | 95
56794_G_1 | Moraine II Wind LLC | Wind | 95 | 95 | 95
56795_G_1 | Penascal Wind Power LLC | Wind | 95 | 95 | 95
56797_G_1 | Pioneer Prairie Wind Farm | Wind | 95 | 95 | 95
56798_G_ST | Kleen Energy Systems Project | Combined Cycle | 84.4893 | 90.1371 | 86.8567
56798_G_U1 | Kleen Energy Systems Project | Combined Cycle | 84.4893 | 90.1371 | 86.8567
56798_G_U2 | Kleen Energy Systems Project | Combined Cycle | 84.4893 | 90.1371 | 86.8567
56799_G_1 | Greenland Energy Center | Combustion Turbine | 89.6928 | 92.6015 | 90.9121
56799_G_2 | Greenland Energy Center | Combustion Turbine | 89.6928 | 92.6015 | 90.9121
568_G_4 | Bridgeport Station | Combustion Turbine | 88.1508 | 89.9672 | 88.9122
56800_G_HW2 | Hull Wind II | Wind | 95 | 95 | 95
56803_G_1 | Panoche Energy Center | Combustion Turbine | 89.6928 | 92.6015 | 90.9121
56803_G_2 | Panoche Energy Center | Combustion Turbine | 89.6928 | 92.6015 | 90.9121
56803_G_3 | Panoche Energy Center | Combustion Turbine | 89.6928 | 92.6015 | 90.9121
56803_G_4 | Panoche Energy Center | Combustion Turbine | 89.6928 | 92.6015 | 90.9121
56804_G_RH | Red Hills Wind Project LLC | Wind | 95 | 95 | 95
56805_G_1 | EcoGrove Wind LLC | Wind | 95 | 95 | 95
56806_G_4 | Cedar Bayou 4 | Combined Cycle | 84.4893 | 90.1371 | 86.8567
56806_G_41 | Cedar Bayou 4 | Combined Cycle | 84.4893 | 90.1371 | 86.8567
56806_G_42 | Cedar Bayou 4 | Combined Cycle | 84.4893 | 90.1371 | 86.8567
56807_G_1A | Bear Garden | Combined Cycle | 84.4893 | 90.1371 | 86.8567
56807_G_1B | Bear Garden | Combined Cycle | 84.4893 | 90.1371 | 86.8567
56807_G_1C | Bear Garden | Combined Cycle | 84.4893 | 90.1371 | 86.8567
56808_G_1 | Virginia City Hybrid Energy Center | Coal Steam | 79.0862 | 85.7989 | 81.9
56809_G_CWF | Carroll Wind Farm | Wind | 95 | 95 | 95
56810_G_AWF | Adair Wind Farm | Wind | 95 | 95 | 95
56811_G_WWF | Walnut Wind Farm | Wind | 95 | 95 | 95
56812_G_GEN 1 | Solana Generating Station | Solar Thermal | 90 | 90 | 90
56812_G_GEN2 | Solana Generating Station | Solar Thermal | 90 | 90 | 90
56813_G_1 | CSU Fresno Solar Project | Solar PV | 90 | 90 | 90
56813_G_2 | CSU Fresno Solar Project | Solar PV | 90 | 90 | 90
56814_G_PV1 | ELACC Photovoltaic Power Facility | Solar PV | 90 | 90 | 90
56814_G_PV2 | ELACC Photovoltaic Power Facility | Solar PV | 90 | 90 | 90
56815_G_1 | DIA | Solar PV | 90 | 90 | 90
56818_G_1 | Central Plains Wind Farm | Wind | 95 | 95 | 95
56819_G_1 | Flat Ridge Wind Farm | Wind | 95 | 95 | 95
56823_G_HWFG1 | Hackberry Wind Farm | Wind | 95 | 95 | 95
56824_G_1 | Marshall Wind 2 LLC | Wind | 95 | 95 | 95
56825_G_1 | Marshall Wind 3 LLC | Wind | 95 | 95 | 95
56826_G_1 | Marshall Wind 4 LLC | Wind | 95 | 95 | 95
56827_G_1 | Marshall Wind 5 LLC | Wind | 95 | 95 | 95
56828_G_1 | Marshall Wind 6 LLC | Wind | 95 | 95 | 95
56829_G_1 | Kibby Wind Power Project | Wind | 95 | 95 | 95
56829_G_2 | Kibby Wind Power Project | Wind | 95 | 95 | 95
56831_G_1 | Crane Creek Wind Energy Center | Wind | 95 | 95 | 95
56832_G_GE1 | North Brawley Geothermal Plant | Geothermal | 96.5697 | 97.5257 | 96.9704
56832_G_GE2 | North Brawley Geothermal Plant | Geothermal | 96.5697 | 97.5257 | 96.9704
56832_G_GE3 | North Brawley Geothermal Plant | Geothermal | 96.5697 | 97.5257 | 96.9704
56832_G_GE4 | North Brawley Geothermal Plant | Geothermal | 96.5697 | 97.5257 | 96.9704
56833_G_CS10 | OREG 1 Inc | Non-Fossil Waste | 90 | 90 | 90
56833_G_CS11 | OREG 1 Inc | Non-Fossil Waste | 90 | 90 | 90
56833_G_CS7 | OREG 1 Inc | Non-Fossil Waste | 90 | 90 | 90
56833_G_CS9 | OREG 1 Inc | Non-Fossil Waste | 90 | 90 | 90
56834_G_1 | High Plains Wind Power LLC | Wind | 95 | 95 | 95
56835_G_1 | EXC Wind 11 LLC | Wind | 95 | 95 | 95
56836_G_1 | EXC Wind 10 LLC | Wind | 95 | 95 | 95
56837_G_1 | EXC Wind 9 LLC | Wind | 95 | 95 | 95
56838_G_1 | EXC Wind 8 LLC | Wind | 95 | 95 | 95
56839_G_1 | EXC Wind 7 LLC | Wind | 95 | 95 | 95
56840_G_1 | Marshall Wind 1 LLC | Wind | 95 | 95 | 95
56841_G_1 | Glenrock | Wind | 95 | 95 | 95
56841_G_2 | Glenrock | Wind | 95 | 95 | 95
56842_G_1 | Rolling Hills | Wind | 95 | 95 | 95
56843_G_1 | Seven Mile Hill | Wind | 95 | 95 | 95
56843_G_2 | Seven Mile Hill | Wind | 95 | 95 | 95
56850_G_1 | Lanchester Generating Station | Landfill Gas | 90 | 90 | 90
56851_G_1 | South Kent Generating Station | Landfill Gas | 90 | 90 | 90
56851_G_2 | South Kent Generating Station | Landfill Gas | 90 | 90 | 90
56852_G_1 | White Feather Generating Station | Landfill Gas | 90 | 90 | 90
56852_G_2 | White Feather Generating Station | Landfill Gas | 90 | 90 | 90
56853_G_1 | Trans-Jordan Generating Station | Landfill Gas | 90 | 90 | 90
56853_G_2 | Trans-Jordan Generating Station | Landfill Gas | 90 | 90 | 90
56853_G_3 | Trans-Jordan Generating Station | Landfill Gas | 90 | 90 | 90
56854_G_GEN1 | Wheat Field Wind Power Project | Wind | 95 | 95 | 95
56855_G_GEN1 | Arlington Wind Power Project | Wind | 95 | 95 | 95
56856_G_GEN1 | Rail Splitter Wind Farm | Wind | 95 | 95 | 95
56858_G_GEN1 | Sagebrush Power Partners | Wind | 95 | 95 | 95
56859_G_1 | Crosswind Energy Project | Wind | 95 | 95 | 95
56860_G_1 | Hardin Hilltop Wind LLC | Wind | 95 | 95 | 95
56861_G_1 | Belmar Solar Array | Solar PV | 90 | 90 | 90
56861_G_2 | Belmar Solar Array | Solar PV | 90 | 90 | 90
56861_G_3 | Belmar Solar Array | Solar PV | 90 | 90 | 90
56861_G_4 | Belmar Solar Array | Solar PV | 90 | 90 | 90
56861_G_5 | Belmar Solar Array | Solar PV | 90 | 90 | 90
56862_G_1 | Bolthouse S&P and Rowen Farms Solar | Solar PV | 90 | 90 | 90
56862_G_2 | Bolthouse S&P and Rowen Farms Solar | Solar PV | 90 | 90 | 90
56862_G_3 | Bolthouse S&P and Rowen Farms Solar | Solar PV | 90 | 90 | 90
56862_G_4 | Bolthouse S&P and Rowen Farms Solar | Solar PV | 90 | 90 | 90
56863_G_1 | Model Gas Power Station | Landfill Gas | 90 | 90 | 90
56863_G_2 | Model Gas Power Station | Landfill Gas | 90 | 90 | 90
56864_G_1 | Covel Gardens Gas Recovery | Landfill Gas | 90 | 90 | 90
56864_G_2 | Covel Gardens Gas Recovery | Landfill Gas | 90 | 90 | 90
56864_G_3 | Covel Gardens Gas Recovery | Landfill Gas | 90 | 90 | 90
56864_G_4 | Covel Gardens Gas Recovery | Landfill Gas | 90 | 90 | 90
56864_G_5 | Covel Gardens Gas Recovery | Landfill Gas | 90 | 90 | 90
56864_G_6 | Covel Gardens Gas Recovery | Landfill Gas | 90 | 90 | 90
56865_G_1 | Ottawa County Project | Landfill Gas | 90 | 90 | 90
56865_G_2 | Ottawa County Project | Landfill Gas | 90 | 90 | 90
56865_G_3 | Ottawa County Project | Landfill Gas | 90 | 90 | 90
56866_G_1 | Middle Point Landfill Gas Recovery | Landfill Gas | 90 | 90 | 90
56866_G_2 | Middle Point Landfill Gas Recovery | Landfill Gas | 90 | 90 | 90
56867_G_1 | Roberts Road Power Plant | Landfill Gas | 90 | 90 | 90
56868_G_1 | Carbon Limestone | Landfill Gas | 90 | 90 | 90
56868_G_10 | Carbon Limestone | Landfill Gas | 90 | 90 | 90
56868_G_11 | Carbon Limestone | Landfill Gas | 90 | 90 | 90
56868_G_12 | Carbon Limestone | Landfill Gas | 90 | 90 | 90
56868_G_13 | Carbon Limestone | Landfill Gas | 90 | 90 | 90
56868_G_14 | Carbon Limestone | Landfill Gas | 90 | 90 | 90
56868_G_2 | Carbon Limestone | Landfill Gas | 90 | 90 | 90
56868_G_3 | Carbon Limestone | Landfill Gas | 90 | 90 | 90
56868_G_4 | Carbon Limestone | Landfill Gas | 90 | 90 | 90
56868_G_5 | Carbon Limestone | Landfill Gas | 90 | 90 | 90
56868_G_6 | Carbon Limestone | Landfill Gas | 90 | 90 | 90
56868_G_7 | Carbon Limestone | Landfill Gas | 90 | 90 | 90
56868_G_8 | Carbon Limestone | Landfill Gas | 90 | 90 | 90
56868_G_9 | Carbon Limestone | Landfill Gas | 90 | 90 | 90
56869_G_1 | Loraine County Project | Landfill Gas | 90 | 90 | 90
56869_G_2 | Loraine County Project | Landfill Gas | 90 | 90 | 90
56869_G_3 | Loraine County Project | Landfill Gas | 90 | 90 | 90
56869_G_4 | Loraine County Project | Landfill Gas | 90 | 90 | 90
56869_G_5 | Loraine County Project | Landfill Gas | 90 | 90 | 90
56869_G_6 | Loraine County Project | Landfill Gas | 90 | 90 | 90
56869_G_7 | Loraine County Project | Landfill Gas | 90 | 90 | 90
56869_G_8 | Loraine County Project | Landfill Gas | 90 | 90 | 90
56870_G_1 | Taylor | Landfill Gas | 90 | 90 | 90
56870_G_2 | Taylor | Landfill Gas | 90 | 90 | 90
56870_G_3 | Taylor | Landfill Gas | 90 | 90 | 90
56870_G_4 | Taylor | Landfill Gas | 90 | 90 | 90
56871_G_1 | Zion Landfill Gas to Energy Facility | Landfill Gas | 90 | 90 | 90
56871_G_2 | Zion Landfill Gas to Energy Facility | Landfill Gas | 90 | 90 | 90
56871_G_3 | Zion Landfill Gas to Energy Facility | Landfill Gas | 90 | 90 | 90
56871_G_4 | Zion Landfill Gas to Energy Facility | Landfill Gas | 90 | 90 | 90
56871_G_5 | Zion Landfill Gas to Energy Facility | Landfill Gas | 90 | 90 | 90
56872_G_1 | Meldahl Hydroelectric Project | Hydro | 83.3856 | 90.5577 | 86.392
56872_G_2 | Meldahl Hydroelectric Project | Hydro | 83.3856 | 90.5577 | 86.392
56872_G_3 | Meldahl Hydroelectric Project | Hydro | 83.3856 | 90.5577 | 86.392
56873_G_1 | SECCRA Community Landfill | Landfill Gas | 90 | 90 | 90
56873_G_3 | SECCRA Community Landfill | Landfill Gas | 90 | 90 | 90
56874_G_TBD | Shiloh Wind Project 2 LLC | Wind | 95 | 95 | 95
56875_G_TBD | Sacramento Soleil LLC | Solar PV | 90 | 90 | 90
56876_G_TBD | Wapsipinicon Wind Project | Wind | 95 | 95 | 95
56877_G_TBD | Hall's Warehouse Solar Project | Solar PV | 90 | 90 | 90
56878_G_TBD | Hoosier Wind Project LLC | Wind | 95 | 95 | 95
56879_G_1 | Flat Ridge Wind Energy LLC | Wind | 95 | 95 | 95
56880_G_CS12 | OREG 2 Inc | Non-Fossil Waste | 90 | 90 | 90
56880_G_CS3 | OREG 2 Inc | Non-Fossil Waste | 90 | 90 | 90
56880_G_CS5 | OREG 2 Inc | Non-Fossil Waste | 90 | 90 | 90
56880_G_CS8 | OREG 2 Inc | Non-Fossil Waste | 90 | 90 | 90
56883_G_GEN 1 | Pennsauken Solar | Solar PV | 90 | 90 | 90
56883_G_GEN 2 | Pennsauken Solar | Solar PV | 90 | 90 | 90
56883_G_GEN 3 | Pennsauken Solar | Solar PV | 90 | 90 | 90
56883_G_GEN 4 | Pennsauken Solar | Solar PV | 90 | 90 | 90
56883_G_GEN 5 | Pennsauken Solar | Solar PV | 90 | 90 | 90
56883_G_GEN 6 | Pennsauken Solar | Solar PV | 90 | 90 | 90
56883_G_GEN 7 | Pennsauken Solar | Solar PV | 90 | 90 | 90
56883_G_GEN 8 | Pennsauken Solar | Solar PV | 90 | 90 | 90
56883_G_GEN 9 | Pennsauken Solar | Solar PV | 90 | 90 | 90
56884_G_GEN 2 | Cumberland County Solid Waste Complex | Landfill Gas | 90 | 90 | 90
56884_G_GEN 3 | Cumberland County Solid Waste Complex | Landfill Gas | 90 | 90 | 90
56884_G_GEN1 | Cumberland County Solid Waste Complex | Landfill Gas | 90 | 90 | 90
56887_G_GEN 1 | Cumberland County PA LFG Recovery | Landfill Gas | 90 | 90 | 90
56887_G_GEN 2 | Cumberland County PA LFG Recovery | Landfill Gas | 90 | 90 | 90
56887_G_GEN 3 | Cumberland County PA LFG Recovery | Landfill Gas | 90 | 90 | 90
56887_G_GEN 4 | Cumberland County PA LFG Recovery | Landfill Gas | 90 | 90 | 90
56889_G_GEN 1 | PPL Renewable Energy Merck Solar | Solar PV | 90 | 90 | 90
56890_G_GEN 1 | Moretown Landfill Gas Recovery | Landfill Gas | 90 | 90 | 90
56891_G_GEN 1 | Moretown | Landfill Gas | 90 | 90 | 90
56891_G_GEN 2 | Moretown | Landfill Gas | 90 | 90 | 90
56892_G_1255 | Silver Creek Lift Station | Combustion Turbine | 84.7073 | 87.0873 | 85.7049
56894_G_1 | AMERESCO Stafford | Landfill Gas | 90 | 90 | 90
56894_G_2 | AMERESCO Stafford | Landfill Gas | 90 | 90 | 90
56895_G_1 | AMERESCO Ox Mountain | Landfill Gas | 90 | 90 | 90
56895_G_2 | AMERESCO Ox Mountain | Landfill Gas | 90 | 90 | 90
56895_G_3 | AMERESCO Ox Mountain | Landfill Gas | 90 | 90 | 90
56895_G_4 | AMERESCO Ox Mountain | Landfill Gas | 90 | 90 | 90
56895_G_5 | AMERESCO Ox Mountain | Landfill Gas | 90 | 90 | 90
56895_G_6 | AMERESCO Ox Mountain | Landfill Gas | 90 | 90 | 90
56896_G_1 | AMERESCO Jefferson City | Landfill Gas | 90 | 90 | 90
56896_G_2 | AMERESCO Jefferson City | Landfill Gas | 90 | 90 | 90
56896_G_3 | AMERESCO Jefferson City | Landfill Gas | 90 | 90 | 90
56897_G_1 | AMERESCO Keller Canyon | Landfill Gas | 90 | 90 | 90
56897_G_2 | AMERESCO Keller Canyon | Landfill Gas | 90 | 90 | 90
56898_G_1 | AMERESCO Chiquita Canyon | Landfill Gas | 90 | 90 | 90
56898_G_2 | AMERESCO Chiquita Canyon | Landfill Gas | 90 | 90 | 90
56899_G_290 | IRC Generator Facility | Combustion Turbine | 84.7073 | 87.0873 | 85.7049
56899_G_291 | IRC Generator Facility | Combustion Turbine | 84.7073 | 87.0873 | 85.7049
56900_G_1 | Atlantic City Convention Center | Solar PV | 90 | 90 | 90
56900_G_2 | Atlantic City Convention Center | Solar PV | 90 | 90 | 90
56900_G_3 | Atlantic City Convention Center | Solar PV | 90 | 90 | 90
56900_G_4 | Atlantic City Convention Center | Solar PV | 90 | 90 | 90
56901_G_1 | Noble Altona Windpark LLC | Wind | 95 | 95 | 95
56902_G_1 | Noble Wethersfield Windpark LLC | Wind | 95 | 95 | 95
56903_G_1 | Noble Bellmont Windpark LLC | Wind | 95 | 95 | 95
56904_G_1 | Noble Chateaugay Windpark LLC | Wind | 95 | 95 | 95
56905_G_1 | Noble Great Plains Windpark LLC | Wind | 95 | 95 | 95
56908_G_1 | Dave Gates Generating Station | Combustion Turbine | 88.1508 | 89.9672 | 88.9122
56908_G_2 | Dave Gates Generating Station | Combustion Turbine | 88.1508 | 89.9672 | 88.9122
56908_G_3 | Dave Gates Generating Station | Combustion Turbine | 88.1508 | 89.9672 | 88.9122
56909_G_1 | Gap Pacific Distribution Center | Solar PV | 90 | 90 | 90
56909_G_2 | Gap Pacific Distribution Center | Solar PV | 90 | 90 | 90
56909_G_3 | Gap Pacific Distribution Center | Solar PV | 90 | 90 | 90
56909_G_4 | Gap Pacific Distribution Center | Solar PV | 90 | 90 | 90
56911_G_GEN1 | Broad Mountain | Landfill Gas | 90 | 90 | 90
56911_G_GEN2 | Broad Mountain | Landfill Gas | 90 | 90 | 90
56912_G_GE15 | Langdon Wind II LLC | Wind | 95 | 95 | 95
56913_G_CL25 | Osceola Windpower II | Wind | 95 | 95 | 95
56914_G_CTG1 | Orange Grove Peaking Facility | Combustion Turbine | 89.6928 | 92.6015 | 90.9121
56914_G_CTG2 | Orange Grove Peaking Facility | Combustion Turbine | 89.6928 | 92.6015 | 90.9121
56915_G_1 | SAS Solar Farm | Solar PV | 90 | 90 | 90
56915_G_2 | SAS Solar Farm | Solar PV | 90 | 90 | 90
56915_G_3 | SAS Solar Farm | Solar PV | 90 | 90 | 90
56915_G_4 | SAS Solar Farm | Solar PV | 90 | 90 | 90
56919_G_GE15 | FPL Energy Ashtabula Wind LLC | Wind | 95 | 95 | 95
56920_G_1 | EC&R Panther Creek Wind Farm I | Wind | 95 | 95 | 95
56921_G_1 | EC&R Panther Creek Wind Farm II | Wind | 95 | 95 | 95
56922_G_EAST | WWRF Solar Plant | Solar PV | 90 | 90 | 90
56922_G_WEST | WWRF Solar Plant | Solar PV | 90 | 90 | 90
56923_G_GE15 | FPL Energy Crystal Lake Wind LLC | Wind | 95 | 95 | 95
56924_G_GE15 | FPL Energy Story Wind LLC | Wind | 95 | 95 | 95
56925_G_CL25 | FPL Energy Crystal Lake Wind II LLC | Wind | 95 | 95 | 95
56928_G_CHP1 | Fairfield University CHP Plant | Combustion Turbine | 84.7073 | 87.0873 | 85.7049
56929_G_1 | DeSoto Next Generation Solar Energy | Solar PV | 90 | 90 | 90
56930_G_1 | Space Coast Next Generation Solar Energy | Solar PV | 90 | 90 | 90
56932_G_BLS1 | Biotech LS 0836 | Combustion Turbine | 86.4041 | 84.7361 | 85.7049
56933_G_1 | Threemile Canyon Wind I LLC | Wind | 95 | 95 | 95
56934_G_1 | Cassia Wind Farm LLC | Wind | 95 | 95 | 95
56935_G_1 | Cassia Gulch Wind Park LLC | Wind | 95 | 95 | 95
56936_G_GEN1 | Brookfield Power Glen Falls Hydro | Hydro | 81.0191 | 87.391 | 83.6901
56936_G_GEN2 | Brookfield Power Glen Falls Hydro | Hydro | 81.0191 | 87.391 | 83.6901
56936_G_GEN3 | Brookfield Power Glen Falls Hydro | Hydro | 81.0191 | 87.391 | 83.6901
56936_G_GEN4 | Brookfield Power Glen Falls Hydro | Hydro | 81.0191 | 87.391 | 83.6901
56936_G_GEN5 | Brookfield Power Glen Falls Hydro | Hydro | 81.0191 | 87.391 | 83.6901
56937_G_IPE | Fairbanks Morse Engine | Combustion Turbine | 84.7073 | 87.0873 | 85.7049
56938_G_NCP1 | SunEdison LV Sutton Plant Site | Solar PV | 90 | 90 | 90
56939_G_1 | NRG Solar Blythe LLC | Solar PV | 90 | 90 | 90
56941_G_1 | Grand Ridge Wind Energy Center | Wind | 95 | 95 | 95
56941_G_2 | Grand Ridge Wind Energy Center | Wind | 95 | 95 | 95
56941_G_3 | Grand Ridge Wind Energy Center | Wind | 95 | 95 | 95
56941_G_4 | Grand Ridge Wind Energy Center | Wind | 95 | 95 | 95
56942_G_1 | Forward Wind Energy Center | Wind | 95 | 95 | 95
56942_G_2 | Forward Wind Energy Center | Wind | 95 | 95 | 95
56943_G_1 | Ausra Kimberlina Solar Generation | Solar Thermal | 90 | 90 | 90
56944_G_PV01 | El Dorado Energy Solar Expansion | Solar PV | 90 | 90 | 90
56945_G_1 | High Lonesome Mesa LLC | Wind | 95 | 95 | 95
56946_G_1 | Buffalo Bear LLC | Wind | 95 | 95 | 95
56947_G_1 | Elkhorn Ridge Wind LLC | Wind | 95 | 95 | 95
56948_G_1 | Coolidge Generation Station | Combustion Turbine | 88.1508 | 89.9672 | 88.9122
56948_G_10 | Coolidge Generation Station | Combustion Turbine | 88.1508 | 89.9672 | 88.9122
56948_G_11 | Coolidge Generation Station | Combustion Turbine | 88.1508 | 89.9672 | 88.9122
56948_G_12 | Coolidge Generation Station | Combustion Turbine | 88.1508 | 89.9672 | 88.9122
56948_G_2 | Coolidge Generation Station | Combustion Turbine | 88.1508 | 89.9672 | 88.9122
56948_G_3 | Coolidge Generation Station | Combustion Turbine | 88.1508 | 89.9672 | 88.9122
56948_G_4 | Coolidge Generation Station | Combustion Turbine | 88.1508 | 89.9672 | 88.9122
56948_G_5 | Coolidge Generation Station | Combustion Turbine | 88.1508 | 89.9672 | 88.9122
56948_G_6 | Coolidge Generation Station | Combustion Turbine | 88.1508 | 89.9672 | 88.9122
56948_G_7 | Coolidge Generation Station | Combustion Turbine | 88.1508 | 89.9672 | 88.9122
56948_G_8 | Coolidge Generation Station | Combustion Turbine | 88.1508 | 89.9672 | 88.9122
56948_G_9 | Coolidge Generation Station | Combustion Turbine | 88.1508 | 89.9672 | 88.9122
56951_G_1 | Enoree Phase II Landfill Gas Recovery | Landfill Gas | 90 | 90 | 90
56951_G_2 | Enoree Phase II Landfill Gas Recovery | Landfill Gas | 90 | 90 | 90
56952_G_1 | Willow Creek Energy Center | Wind | 95 | 95 | 95
56953_G_1 | High Sheldon Wind Farm | Wind | 95 | 95 | 95
56954_G_1 | Gastonia Prime Mover Power Park | Combustion Turbine | 84.7073 | 87.0873 | 85.7049
56954_G_2 | Gastonia Prime Mover Power Park | Combustion Turbine | 84.7073 | 87.0873 | 85.7049
56956_G_001 | Bull Creek Wind | Wind | 95 | 95 | 95
56957_G_LFG1 | Pioneer Crossing Landfill Gas to Energy | Landfill Gas | 90 | 90 | 90
56957_G_LFG2 | Pioneer Crossing Landfill Gas to Energy | Landfill Gas | 90 | 90 | 90
56957_G_LFG3 | Pioneer Crossing Landfill Gas to Energy | Landfill Gas | 90 | 90 | 90
56957_G_LFG4 | Pioneer Crossing Landfill Gas to Energy | Landfill Gas | 90 | 90 | 90
56958_G_GEN1 | DANC LFGTE Facility | Landfill Gas | 90 | 90 | 90
56958_G_GEN2 | DANC LFGTE Facility | Landfill Gas | 90 | 90 | 90
56958_G_GEN3 | DANC LFGTE Facility | Landfill Gas | 90 | 90 | 90
56959_G_OWF | Ocotillo Windpower | Wind | 95 | 95 | 95
56960_G_HJW01 | Happy Jack Windpower Project | Wind | 95 | 95 | 95
56961_G_GE | Notrees Windpower | Wind | 95 | 95 | 95
56961_G_VESTA | Notrees Windpower | Wind | 95 | 95 | 95
56962_G_1 | Iredell County LFG Facility | Landfill Gas | 90 | 90 | 90
56962_G_2 | Iredell County LFG Facility | Landfill Gas | 90 | 90 | 90
56964_G_GT1 | Bayonne Energy Center | Combustion Turbine | 89.6928 | 92.6015 | 90.9121
56964_G_GT2 | Bayonne Energy Center | Combustion Turbine | 89.6928 | 92.6015 | 90.9121
56964_G_GT3 | Bayonne Energy Center | Combustion Turbine | 89.6928 | 92.6015 | 90.9121
56964_G_GT4 | Bayonne Energy Center | Combustion Turbine | 89.6928 | 92.6015 | 90.9121
56964_G_GT5 | Bayonne Energy Center | Combustion Turbine | 89.6928 | 92.6015 | 90.9121
56964_G_GT6 | Bayonne Energy Center | Combustion Turbine | 89.6928 | 92.6015 | 90.9121
56964_G_GT7 | Bayonne Energy Center | Combustion Turbine | 89.6928 | 92.6015 | 90.9121
56964_G_GT8 | Bayonne Energy Center | Combustion Turbine | 89.6928 | 92.6015 | 90.9121
56966_G_1 | QVC Inc | Solar PV | 90 | 90 | 90
56967_G_1 | Butter Creek Power LLC | Wind | 95 | 95 | 95
56968_G_1 | Big Top LLC | Wind | 95 | 95 | 95
56969_G_1 | Four Corners Windfarm LLC | Wind | 95 | 95 | 95
56970_G_1 | Four Mile Canyon Windfarm LLC | Wind | 95 | 95 | 95
56971_G_1 | Oregon Trail Windfarm LLC | Wind | 95 | 95 | 95
56972_G_1 | Pacific Canyon Windfarm LLC | Wind | 95 | 95 | 95
56973_G_1 | Sand Ranch Windfarm LLC | Wind | 95 | 95 | 95
56974_G_1 | Wagon Trail LLC | Wind | 95 | 95 | 95
56975_G_1 | Ward Butte Windfarm LLC | Wind | 95 | 95 | 95
56976_G_S1A | Solar Photovoltaic Project #01 | Solar PV | 90 | 90 | 90
56976_G_S1B | Solar Photovoltaic Project #01 | Solar PV | 90 | 90 | 90
56976_G_S1C | Solar Photovoltaic Project #01 | Solar PV | 90 | 90 | 90
56976_G_S1D | Solar Photovoltaic Project #01 | Solar PV | 90 | 90 | 90
56977_G_1 | Mason County LFGTE | Landfill Gas | 90 | 90 | 90
56978_G_1 | Sears Hydroelectric Plant | Hydro | 81.0191 | 87.391 | 83.6901
56978_G_2 | Sears Hydroelectric Plant | Hydro | 81.0191 | 87.391 | 83.6901
56978_G_3 | Sears Hydroelectric Plant | Hydro | 81.0191 | 87.391 | 83.6901
56978_G_4 | Sears Hydroelectric Plant | Hydro | 81.0191 | 87.391 | 83.6901
56979_G_1 | EC&R Panther Creek Wind Farm III | Wind | 95 | 95 | 95
56980_G_1 | Stony Creek Wind Farm LLC | Wind | 95 | 95 | 95
56981_G_1 | Pyron Wind Farm LLC | Wind | 95 | 95 | 95
56982_G_BM1 | NGP Blue Mountain I LLC | Geothermal | 96.5697 | 97.5257 | 96.9704
56982_G_BM2 | NGP Blue Mountain I LLC | Geothermal | 96.5697 | 97.5257 | 96.9704
56982_G_BM3 | NGP Blue Mountain I LLC | Geothermal | 96.5697 | 97.5257 | 96.9704
56983_G_1 | EC&R Papalote Creek I LLC | Wind | 95 | 95 | 95
56984_G_1 | Inadale Wind Farm LLC | Wind | 95 | 95 | 95
56985_G_SMKII | Smoky Hills II | Wind | 95 | 95 | 95
56986_G_GEN1 | Clinton LFGTE Facility | Landfill Gas | 90 | 90 | 90
56986_G_GEN2 | Clinton LFGTE Facility | Landfill Gas | 90 | 90 | 90
56986_G_GEN3 | Clinton LFGTE Facility | Landfill Gas | 90 | 90 | 90
56986_G_GEN4 | Clinton LFGTE Facility | Landfill Gas | 90 | 90 | 90
56987_G_GEN1 | Hyland LFGTE Facility | Landfill Gas | 90 | 90 | 90
56987_G_GEN2 | Hyland LFGTE Facility | Landfill Gas | 90 | 90 | 90
56987_G_GEN3 | Hyland LFGTE Facility | Landfill Gas | 90 | 90 | 90
56989_G_1 | Stetson Wind I | Wind | 95 | 95 | 95
56990_G_1 | Rollins Wind Project | Wind | 95 | 95 | 95
56991_G_1 | Stetson Wind II | Wind | 95 | 95 | 95
56993_G_MESA | MF Mesa Lane LLC | Solar PV | 90 | 90 | 90
56994_G_WND67 | Grand Meadow | Wind | 95 | 95 | 95
56995_G_G1 | Georgetown LFGTE | Landfill Gas | 90 | 90 | 90
56996_G_S1A | Solar Photovoltaic Project #02 | Solar PV | 90 | 90 | 90
56996_G_S1B | Solar Photovoltaic Project #02 | Solar PV | 90 | 90 | 90
56997_G_1 | Arrowrock Hydroelectric Project | Hydro | 81.0191 | 87.391 | 83.6901
56997_G_2 | Arrowrock Hydroelectric Project | Hydro | 81.0191 | 87.391 | 83.6901
57001_G_GEN1 | El Cajon Energy Center | Combustion Turbine | 88.1508 | 89.9672 | 88.9122
57003_G_GEN1 | Fulton LFGTE Facility | Landfill Gas | 90 | 90 | 90
57003_G_GEN2 | Fulton LFGTE Facility | Landfill Gas | 90 | 90 | 90
57004_G_1 | SunEdison Walgreens Moreno Valley | Solar PV | 90 | 90 | 90
57005_G_1 | Mariani Packing Vacaville Solar | Solar PV | 90 | 90 | 90
57006_G_1 | Walgreens Woodland Distribution Center | Solar PV | 90 | 90 | 90
57007_G_1 | SunEdison Ironwood State Prison | Solar PV | 90 | 90 | 90
57008_G_1 | SunEdison Procter & Gamble Oxnard | Solar PV | 90 | 90 | 90
57009_G_1 | Kohls San Bernardino Solar Facility | Solar PV | 90 | 90 | 90
57010_G_1 | SunEdison Anheuser Busch Fairfield | Solar PV | 90 | 90 | 90
57011_G_1 | Chuckawalla Valley State Prison | Solar PV | 90 | 90 | 90
57012_G_1 | SunEdison Walmart Apple Valley DC | Solar PV | 90 | 90 | 90
57013_G_1 | DeKalb County Green Energy Facility | Landfill Gas | 90 | 90 | 90
57013_G_2 | DeKalb County Green Energy Facility | Landfill Gas | 90 | 90 | 90
57014_G_GEN1 | Waste Management Arden LFGTE | Landfill Gas | 90 | 90 | 90
57014_G_GEN2 | Waste Management Arden LFGTE | Landfill Gas | 90 | 90 | 90
57014_G_GEN3 | Waste Management Arden LFGTE | Landfill Gas | 90 | 90 | 90
57014_G_GEN4 | Waste Management Arden LFGTE | Landfill Gas | 90 | 90 | 90
57014_G_GEN5 | Waste Management Arden LFGTE | Landfill Gas | 90 | 90 | 90
57014_G_GEN6 | Waste Management Arden LFGTE | Landfill Gas | 90 | 90 | 90
57015_G_GEN1 | Waste Management Columbia Ridge LFGTE | Landfill Gas | 90 | 90 | 90
57015_G_GEN2 | Waste Management Columbia Ridge LFGTE | Landfill Gas | 90 | 90 | 90
57015_G_GEN3 | Waste Management Columbia Ridge LFGTE | Landfill Gas | 90 | 90 | 90
57015_G_GEN4 | Waste Management Columbia Ridge LFGTE | Landfill Gas | 90 | 90 | 90
57015_G_GEN5 | Waste Management Columbia Ridge LFGTE | Landfill Gas | 90 | 90 | 90
57015_G_GEN6 | Waste Management Columbia Ridge LFGTE | Landfill Gas | 90 | 90 | 90
57015_G_GEN7 | Waste Management Columbia Ridge LFGTE | Landfill Gas | 90 | 90 | 90
57015_G_GEN8 | Waste Management Columbia Ridge LFGTE | Landfill Gas | 90 | 90 | 90
57016_G_GEN1 | Waste Management Crossroads LFGTE | Landfill Gas | 90 | 90 | 90
57016_G_GEN2 | Waste Management Crossroads LFGTE | Landfill Gas | 90 | 90 | 90
57017_G_GEN1 | Spruce Ridge Gas Recovery | Landfill Gas | 90 | 90 | 90
57017_G_GEN2 | Spruce Ridge Gas Recovery | Landfill Gas | 90 | 90 | 90
57017_G_GEN3 | Spruce Ridge Gas Recovery | Landfill Gas | 90 | 90 | 90
57017_G_GEN4 | Spruce Ridge Gas Recovery | Landfill Gas | 90 | 90 | 90
57018_G_GEN1 | Waste Management Middle Peninsula LFGTE | Landfill Gas | 90 | 90 | 90
57018_G_GEN2 | Waste Management Middle Peninsula LFGTE | Landfill Gas | 90 | 90 | 90
57018_G_GEN3 | Waste Management Middle Peninsula LFGTE | Landfill Gas | 90 | 90 | 90
57018_G_GEN4 | Waste Management Middle Peninsula LFGTE | Landfill Gas | 90 | 90 | 90
57018_G_GEN5 | Waste Management Middle Peninsula LFGTE | Landfill Gas | 90 | 90 | 90
57018_G_GEN6 | Waste Management Middle Peninsula LFGTE | Landfill Gas | 90 | 90 | 90
57018_G_GEN7 | Waste Management Middle Peninsula LFGTE | Landfill Gas | 90 | 90 | 90
57018_G_GEN8 | Waste Management Middle Peninsula LFGTE | Landfill Gas | 90 | 90 | 90
57019_G_GEN1 | Riverbend Landfill | Landfill Gas | 90 | 90 | 90
57019_G_GEN2 | Riverbend Landfill | Landfill Gas | 90 | 90 | 90
57019_G_GEN3 | Riverbend Landfill | Landfill Gas | 90 | 90 | 90
57019_G_GEN4 | Riverbend Landfill | Landfill Gas | 90 | 90 | 90
57019_G_GEN5 | Riverbend Landfill | Landfill Gas | 90 | 90 | 90
57019_G_GEN6 | Riverbend Landfill | Landfill Gas | 90 | 90 | 90
57020_G_GEN1 | Westside Landfill Gas Recovery | Landfill Gas | 90 | 90 | 90
57020_G_GEN2 | Westside Landfill Gas Recovery | Landfill Gas | 90 | 90 | 90
57020_G_GEN3 | Westside Landfill Gas Recovery | Landfill Gas | 90 | 90 | 90
57021_G_GEN1 | Waste Management Madison County LFGTE | Landfill Gas | 90 | 90 | 90
57022_G_GEN1 | Waste Management King George LFGTE | Landfill Gas | 90 | 90 | 90
57022_G_GEN2 | Waste Management King George LFGTE | Landfill Gas | 90 | 90 | 90
57022_G_GEN3 | Waste Management King George LFGTE | Landfill Gas | 90 | 90 | 90
57023_G_GEN1 | Waste Management Rolling Meadows LFGTE | Landfill Gas | 90 | 90 | 90
57023_G_GEN2 | Waste Management Rolling Meadows LFGTE | Landfill Gas | 90 | 90 | 90
57023_G_GEN3 | Waste Management Rolling Meadows LFGTE | Landfill Gas | 90 | 90 | 90
57023_G_GEN4 | Waste Management Rolling Meadows LFGTE | Landfill Gas | 90 | 90 | 90
57023_G_GEN5 | Waste Management Rolling Meadows LFGTE | Landfill Gas | 90 | 90 | 90
57023_G_GEN6 | Waste Management Rolling Meadows LFGTE | Landfill Gas | 90 | 90 | 90
57023_G_GEN7 | Waste Management Rolling Meadows LFGTE | Landfill Gas | 90 | 90 | 90
57024_G_GEN1 | Waste Management Northern Oaks LFGTE | Landfill Gas | 90 | 90 | 90
57025_G_GEN1 | Waste Management Eco Vista LFGTE | Landfill Gas | 90 | 90 | 90
57025_G_GEN2 | Waste Management Eco Vista LFGTE | Landfill Gas | 90 | 90 | 90
57025_G_GEN3 | Waste Management Eco Vista LFGTE | Landfill Gas | 90 | 90 | 90
57025_G_GEN4 | Waste Management Eco Vista LFGTE | Landfill Gas | 90 | 90 | 90
57025_G_GEN5 | Waste Management Eco Vista LFGTE | Landfill Gas | 90 | 90 | 90
57026_G_GEN 5 | Superior Landfill Gas Recovery | Landfill Gas | 90 | 90 | 90
57026_G_GEN1 | Superior Landfill Gas Recovery | Landfill Gas | 90 | 90 | 90
57026_G_GEN2 | Superior Landfill Gas Recovery | Landfill Gas | 90 | 90 | 90
57026_G_GEN3 | Superior Landfill Gas Recovery | Landfill Gas | 90 | 90 | 90
57026_G_GEN4 | Superior Landfill Gas Recovery | Landfill Gas | 90 | 90 | 90
57026_G_GEN6 | Superior Landfill Gas Recovery | Landfill Gas | 90 | 90 | 90
57026_G_GEN7 | Superior Landfill Gas Recovery | Landfill Gas | 90 | 90 | 90
57026_G_GEN8 | Superior Landfill Gas Recovery | Landfill Gas | 90 | 90 | 90
57028_G_GTG | Langley Gulch Power Plant | Combined Cycle | 84.4893 | 90.1371 | 86.8567
57028_G_STG | Langley Gulch Power Plant | Combined Cycle | 84.4893 | 90.1371 | 86.8567
57029_G_1 | Cleveland County Generating Facility | Combustion Turbine | 89.6928 | 92.6015 | 90.9121
57029_G_2 | Cleveland County Generating Facility | Combustion Turbine | 89.6928 | 92.6015 | 90.9121
57029_G_3 | Cleveland County Generating Facility | Combustion Turbine | 89.6928 | 92.6015 | 90.9121
57029_G_4 | Cleveland County Generating Facility | Combustion Turbine | 89.6928 | 92.6015 | 90.9121
57030_G_DI 1 | Pacolet Diesel Generation Facility | Combustion Turbine | 84.7073 | 87.0873 | 85.7049
57030_G_DI 2 | Pacolet Diesel Generation Facility | Combustion Turbine | 84.7073 | 87.0873 | 85.7049
57030_G_DI 3 | Pacolet Diesel Generation Facility | Combustion Turbine | 84.7073 | 87.0873 | 85.7049
57031_G_1 | Luverne Wind Farm | Wind | 95 | 95 | 95
57032_G_1 | Ashtabula Wind Energy Center | Wind | 95 | 95 | 95
57033_G_1 | Langdon Wind Energy Center | Wind | 95 | 95 | 95
57034_G_E04 | Willmar Municipal East Substation | Combustion Turbine | 84.7073 | 87.0873 | 85.7049
57034_G_E05 | Willmar Municipal East Substation | Combustion Turbine | 84.7073 | 87.0873 | 85.7049
57034_G_E06 | Willmar Municipal East Substation | Combustion Turbine | 84.7073 | 87.0873 | 85.7049
57035_G_SW01 | Willmar Municipal SW Substation | Combustion Turbine | 84.7073 | 87.0873 | 85.7049
57035_G_SW02 | Willmar Municipal SW Substation | Combustion Turbine | 84.7073 | 87.0873 | 85.7049
57035_G_SW03 | Willmar Municipal SW Substation | Combustion Turbine | 84.7073 | 87.0873 | 85.7049
57038_G_PHS1 | Bison I Wind Energy Center | Wind | 95 | 95 | 95
57039_G_1 | McFadden Ridge | Wind | 95 | 95 | 95
57040_G_1 | High Plains | Wind | 95 | 95 | 95
57041_G_1 | Vaca Dixon Solar Station | Solar PV | 90 | 90 | 90
57044_G_1 | Armenia Mountain Wind Farm | Wind | 95 | 95 | 95
57045_G_1 | Rolling Thunder Wind Farm | Wind | 95 | 95 | 95
57047_G_1 | Nobles Wind Project | Wind | 95 | 95 | 95
57049_G_NGW1 | NaturEner Glacier Wind Energy 1 | Wind | 95 | 95 | 95
57050_G_NGW2 | NaturEner Glacier Wind Energy 2 | Wind | 95 | 95 | 95
57068_G_12 | GenConn Middletown LLC | Combustion Turbine | 88.1508 | 89.9672 | 88.9122
57068_G_13 | GenConn Middletown LLC | Combustion Turbine | 88.1508 | 89.9672 | 88.9122
57068_G_14 | GenConn Middletown LLC | Combustion Turbine | 88.1508 | 89.9672 | 88.9122
57068_G_15 | GenConn Middletown LLC | Combustion Turbine | 88.1508 | 89.9672 | 88.9122
57069_G_1 | Twin Cities Hydro LLC | Hydro | 81.0191 | 87.391 | 83.6901
57069_G_2 | Twin Cities Hydro LLC | Hydro | 81.0191 | 87.391 | 83.6901
57069_G_3 | Twin Cities Hydro LLC | Hydro | 81.0191 | 87.391 | 83.6901
57069_G_4 | Twin Cities Hydro LLC | Hydro | 81.0191 | 87.391 | 83.6901
57070_G_15 | GenConn Devon LLC | Combustion Turbine | 88.1508 | 89.9672 | 88.9122
57070_G_16 | GenConn Devon LLC | Combustion Turbine | 88.1508 | 89.9672 | 88.9122
57070_G_17 | GenConn Devon LLC | Combustion Turbine | 88.1508 | 89.9672 | 88.9122
57070_G_18 | GenConn Devon LLC | Combustion Turbine | 88.1508 | 89.9672 | 88.9122
57071_G_1 | Denton Power LLC | Landfill Gas | 90 | 90 | 90
57073_G_ST1 | Ivanpah 2 | Solar Thermal | 90 | 90 | 90
57074_G_ST1 | Ivanpah 1 | Solar Thermal | 90 | 90 | 90
57075_G_ST1 | Ivanpah 3 | Solar Thermal | 90 | 90 | 90
57076_G_GEN1 | South Columbus Water Resource Facility | Non-Fossil Waste | 90 | 90 | 90
57076_G_GEN2 | South Columbus Water Resource Facility | Non-Fossil Waste | 90 | 90 | 90
57079_G_1 | Milford Wind Corridor I LLC | Wind | 95 | 95 | 95
57080_G_1 | Sheffield Wind | Wind | 95 | 95 | 95
57081_G_CVS1 | Calpine Vineland Solar LLC | Solar PV | 90 | 90 | 90
57081_G_CVS2 | Calpine Vineland Solar LLC | Solar PV | 90 | 90 | 90
57090_G_CHWF | Campbell Hill Windpower | Wind | 95 | 95 | 95
57091_G_SSW01 | Silver Sage Windpower | Wind | 95 | 95 | 95
57093_G_CWGT | Casper Wind Farm | Wind | 95 | 95 | 95
57094_G_1 | Streator Cayuga Ridge South | Wind | 95 | 95 | 95
57095_G_1 | Penascal II Wind Project LLC | Wind | 95 | 95 | 95
57096_G_1 | Star Point Wind Project LLC | Wind | 95 | 95 | 95
57097_G_1 | Rugby Wind Power Project | Wind | 95 | 95 | 95
57098_G_1 | Dry Lake Wind LLC | Wind | 95 | 95 | 95
57100_G_EN01 | Santa Maria LFG Power Plant | Landfill Gas | 90 | 90 | 90
57101_G_1 | J&A-Santa Maria II LLC | Landfill Gas | 90 | 90 | 90
57102_G_EN01 | Whittier LFG Power Plant #1 | Landfill Gas | 90 | 90 | 90
57102_G_EN02 | Whittier LFG Power Plant #1 | Landfill Gas | 90 | 90 | 90
57103_G_1 | Newark America Mill | O/G Steam | 87.3884 | 91.2182 | 88.9937
57106_G_1 | Mesalands Community College Wind Turbine | Wind | 95 | 95 | 95
57107_G_1 | Milford Wind Corridor Stage II LLC | Wind | 95 | 95 | 95
57108_G_GEN 1 | Blue Canyon Windpower V LLC | Wind | 95 | 95 | 95
57109_G_GEN 1 | Meadow Lake Wind Farm LLC | Wind | 95 | 95 | 95
57110_G_GEN 1 | Blackstone Wind Farm LLC | Wind | 95 | 95 | 95
57111_G_GEN 1 | Lost Lakes Wind Farm LLC | Wind | 95 | 95 | 95
57112_G_GEN1 | Meadow Lake Wind Farm II LLC | Wind | 95 | 95 | 95
57113_G_GEN 1 | Blackstone Wind Farm II LLC | Wind | 95 | 95 | 95
57115_G_GEN 1 | Meadow Lake Wind Farm III LLC | Wind | 95 | 95 | 95
57118_G_GEN 1 | Greensburg Wind Farm LLC | Wind | 95 | 95 | 95
57120_G_1 | Wilton Wind II LLC | Wind | 95 | 95 | 95
57121_G_1 | Ashtabula Wind II LLC | Wind | 95 | 95 | 95
57122_G_CTG1 | UCI Facilities Management Central Plant | Combined Cycle | 84.4893 | 90.1371 | 86.8567
57122_G_STG1 | UCI Facilities Management Central Plant | Combined Cycle | 84.4893 | 90.1371 | 86.8567
57123_G_1 | Trail Ridge Landfill Gas Recovery | Landfill Gas | 90 | 90 | 90
57123_G_2 | Trail Ridge Landfill Gas Recovery | Landfill Gas | 90 | 90 | 90
57123_G_3 | Trail Ridge Landfill Gas Recovery | Landfill Gas | 90 | 90 | 90
57123_G_4 | Trail Ridge Landfill Gas Recovery | Landfill Gas | 90 | 90 | 90
57123_G_5 | Trail Ridge Landfill Gas Recovery | Landfill Gas | 90 | 90 | 90
57123_G_6 | Trail Ridge Landfill Gas Recovery | Landfill Gas | 90 | 90 | 90
57124_G_PFWP | Payne's Ferry | Wind | 95 | 95 | 95
57125_G_CRWP | Camp Reed | Wind | 95 | 95 | 95
57126_G_YCWP | Yahoo Creek | Wind | 95 | 95 | 95
57128_G_357 | G2 Energy Marion LLC | Landfill Gas | 90 | 90 | 90
57128_G_358 | G2 Energy Marion LLC | Landfill Gas | 90 | 90 | 90
57128_G_360 | G2 Energy Marion LLC | Landfill Gas | 90 | 90 | 90
57129_G_G1 | Catskill Mts Energy Corporation | Landfill Gas | 90 | 90 | 90
57130_G_BR1 | Beaver Ridge Wind | Wind | 95 | 95 | 95
57131_G_SCWF1 | Stoney Corners Wind Farm | Wind | 95 | 95 | 95
57132_G_1 | Nine Mile Gas Processing Plant | Combustion Turbine | 84.7073 | 87.0873 | 85.7049
57132_G_2 | Nine Mile Gas Processing Plant | Combustion Turbine | 84.7073 | 87.0873 | 85.7049
57132_G_3 | Nine Mile Gas Processing Plant | Combustion Turbine | 84.7073 | 87.0873 | 85.7049
57133_G_359 | G2 Energy Ostrom Road LLC | Landfill Gas | 90 | 90 | 90
57134_G_1 | OREG 4 Peetz | Non-Fossil Waste | 90 | 90 | 90
57135_G_1 | Big Sky Wind LLC | Wind | 95 | 95 | 95
57136_G_1 | Tuana Springs | Wind | 95 | 95 | 95
57137_G_1 | Eurus Combine Hills Turbine Ranch 2 | Wind | 95 | 95 | 95
57139_G_1 | Highland Wind Project | Wind | 95 | 95 | 95
57140_G_01 | Maricopa Solar | Solar Thermal | 90 | 90 | 90
57141_G_CSU1 | RV CSU Power LLC | Solar PV | 90 | 90 | 90
57151_G_GEN1 | Beech Ridge Energy LLC | Wind | 95 | 95 | 95
57152_G_HWP1 | Harvest Wind Project | Wind | 95 | 95 | 95
57153_G_1 | Langford Wind Power | Wind | 95 | 95 | 95
57156_G_BC | Barton Chapel Wind Farm | Wind | 95 | 95 | 95
57159_G_GEN1 | Windy Flats Wind Project | Wind | 95 | 95 | 95
57160_G_LD#1 | White River Lock and Dam 1 | Hydro | 81.0191 | 87.391 | 83.6901
57161_G_LD#2 | White River Lock and Dam 2 | Hydro | 81.0191 | 87.391 | 83.6901
57162_G_LD#3 | White River Lock and Dam 3 | Hydro | 81.0191 | 87.391 | 83.6901
57163_G_GEN1 | Calabasas Gas to Energy Facility | Landfill Gas | 90 | 90 | 90
57163_G_GEN2 | Calabasas Gas to Energy Facility | Landfill Gas | 90 | 90 | 90
57163_G_GEN3 | Calabasas Gas to Energy Facility | Landfill Gas | 90 | 90 | 90
57165_G_GEN1 | Farmers Branch Renewable Energy Facility | Landfill Gas | 90 | 90 | 90
57165_G_GEN2 | Farmers Branch Renewable Energy Facility | Landfill Gas | 90 | 90 | 90
57166_G_GEN1 | Waste Management Lockwood LFGTE | Landfill Gas | 90 | 90 | 90
57166_G_GEN2 | Waste Management Lockwood LFGTE | Landfill Gas | 90 | 90 | 90
57167_G_GEN1 | Mesquite Creek LFGTE Project | Landfill Gas | 90 | 90 | 90
57167_G_GEN2 | Mesquite Creek LFGTE Project | Landfill Gas | 90 | 90 | 90
57168_G_GEN1 | Waste Management Naples LFGTE Project | Landfill Gas | 90 | 90 | 90
57168_G_GEN2 | Waste Management Naples LFGTE Project | Landfill Gas | 90 | 90 | 90
57168_G_GEN3 | Waste Management Naples LFGTE Project | Landfill Gas | 90 | 90 | 90
57168_G_GEN4 | Waste Management Naples LFGTE Project | Landfill Gas | 90 | 90 | 90
57168_G_GEN5 | Waste Management Naples LFGTE Project | Landfill Gas | 90 | 90 | 90
57169_G_GEN1 | Waste Management Piedmont LFGTE Project | Landfill Gas | 90 | 90 | 90
57169_G_GEN2 | Waste Management Piedmont LFGTE Project | Landfill Gas | 90 | 90 | 90
57169_G_GEN3 | Waste Management Piedmont LFGTE Project | Landfill Gas | 90 | 90 | 90
57170_G_GEN1 | Suburban Landfill Gas Recovery | Landfill Gas | 90 | 90 | 90
57170_G_GEN2 | Suburban Landfill Gas Recovery | Landfill Gas | 90 | 90 | 90
57170_G_GEN3 | Suburban Landfill Gas Recovery | Landfill Gas | 90 | 90 | 90
57170_G_GEN4 | Suburban Landfill Gas Recovery | Landfill Gas | 90 | 90 | 90
57170_G_GEN5 | Suburban Landfill Gas Recovery | Landfill Gas | 90 | 90 | 90
57170_G_GEN6 | Suburban Landfill Gas Recovery | Landfill Gas | 90 | 90 | 90
57170_G_GEN7 | Suburban Landfill Gas Recovery | Landfill Gas | 90 | 90 | 90
57171_G_1 | Cedar Hills | Wind | 95 | 95 | 95
57172_G_1 | Glen Ullin Station 6 | Non-Fossil Waste | 90 | 90 | 90
57173_G_1 | Bridgewater Dairy Anaerobic Digester | Non-Fossil Waste | 90 | 90 | 90
57173_G_2 | Bridgewater Dairy Anaerobic Digester | Non-Fossil Waste | 90 | 90 | 90
57176_G_FSMW | University of Delaware Wind Turbine | Wind | 95 | 95 | 95
57177_G_GEN 1 | Meadow Lake Wind Farm IV | Wind | 95 | 95 | 95
57179_G_1 | South End System Cogeneration Plant | Combustion Turbine | 84.7073 | 87.0873 | 85.7049
57182_G_1 | PPL Frey Farm Landfill Wind | Wind | 95 | 95 | 95
57183_G_1 | PPL Glendon LFGTE Plant | Landfill Gas | 90 | 90 | 90
57183_G_2 | PPL Glendon LFGTE Plant | Landfill Gas | 90 | 90 | 90
57184_G_1 | Orono Hydro Station | Hydro | 81.0191 | 87.391 | 83.6901
57184_G_2 | Orono Hydro Station | Hydro | 81.0191 | 87.391 | 83.6901
57184_G_3 | Orono Hydro Station | Hydro | 81.0191 | 87.391 | 83.6901
57184_G_4 | Orono Hydro Station | Hydro | 81.0191 | 87.391 | 83.6901
57186_G_GEN1 | Chautauqua LFGTE Facility | Landfill Gas | 90 | 90 | 90
57186_G_GEN2 | Chautauqua LFGTE Facility | Landfill Gas | 90 | 90 | 90
57186_G_GEN3 | Chautauqua LFGTE Facility | Landfill Gas | 90 | 90 | 90
57186_G_GEN4 | Chautauqua LFGTE Facility | Landfill Gas | 90 | 90 | 90
57188_G_1 | Vantage Wind Energy LLC | Wind | 95 | 95 | 95
57189_G_LCW | Lost Creek Wind Energy Facility | Wind | 95 | 95 | 95
57190_G_UNIT1 | Little Quinnesec Falls Hydro Project | Hydro | 81.0191 | 87.391 | 83.6901
57190_G_UNIT2 | Little Quinnesec Falls Hydro Project | Hydro | 81.0191 | 87.391 | 83.6901
57190_G_UNIT3 | Little Quinnesec Falls Hydro Project | Hydro | 81.0191 | 87.391 | 83.6901
57190_G_UNIT4 | Little Quinnesec Falls Hydro Project | Hydro | 81.0191 | 87.391 | 83.6901
57190_G_UNIT5 | Little Quinnesec Falls Hydro Project | Hydro | 81.0191 | 87.391 | 83.6901
57190_G_UNIT6 | Little Quinnesec Falls Hydro Project | Hydro | 81.0191 | 87.391 | 83.6901
57191_G_ECS1 | Exelon Solar Chicago | Solar PV | 90 | 90 | 90
57194_G_GE15 | Day County Wind LLC | Wind | 95 | 95 | 95
57196_G_1 | High Point, POLO | Combustion Turbine | 84.7073 | 87.0873 | 85.7049
57197_G_1 | Blue Wing Solar Energy Generation | Solar PV | 90 | 90 | 90
57198_G_1 | Bent Tree Wind Farm Phase 1 | Wind | 95 | 95 | 95
57199_G_1 | Glacier Hills | Wind | 95 | 95 | 95
57200_G_1 | Shelby Solar Energy Generation Facility | Solar PV | 90 | 90 | 90
57201_G_S2.3 | FPL Energy Montezuma Winds LLC | Wind | 95 | 95 | 95
57202_G_1 | Jacksonville Solar | Solar PV | 90 | 90 | 90
57203_G_1 | Wyandot Solar Farm | Solar PV | 90 | 90 | 90
57204_G_1 | PSEG Hackettstown | Solar PV | 90 | 90 | 90
57205_G_PV02 | Copper Mountain Solar I | Solar PV | 90 | 90 | 90
57205_G_PV03 | Copper Mountain Solar I | Solar PV | 90 | 90 | 90
57205_G_PV04 | Copper Mountain Solar I | Solar PV | 90 | 90 | 90
57205_G_PV05 | Copper Mountain Solar I | Solar PV | 90 | 90 | 90
57205_G_PV06 | Copper Mountain Solar I | Solar PV | 90 | 90 | 90
57207_G_1 | Thomson Reuters Data Center Bldg ES101 | Combustion Turbine | 84.7073 | 87.0873 | 85.7049
57208_G_1 | Thomson Reuters Data Center Bldg H | Combustion Turbine | 84.7073 | 87.0873 | 85.7049
57208_G_2 | Thomson Reuters Data Center Bldg H | Combustion Turbine | 84.7073 | 87.0873 | 85.7049
57208_G_3 | Thomson Reuters Data Center Bldg H | Combustion Turbine | 84.7073 | 87.0873 | 85.7049
57208_G_4 | Thomson Reuters Data Center Bldg H | Combustion Turbine | 84.7073 | 87.0873 | 85.7049
57210_G_1 | Cedar Creek II | Wind | 95 | 95 | 95
57211_G_1 | Goshen Phase II | Wind | 95 | 95 | 95
57212_G_1 | EC&R Papalote Creek II LLC | Wind | 95 | 95 | 95
57213_G_101 | ENEL Salt Wells LLC | Geothermal | 96.5697 | 97.5257 | 96.9704
57213_G_201 | ENEL Salt Wells LLC | Geothermal | 96.5697 | 97.5257 | 96.9704
57214_G_CAN1 | Waverly Community Wind Project | Wind | 95 | 95 | 95
57214_G_SK4 | Waverly Community Wind Project | Wind | 95 | 95 | 95
57216_G_1 | Crayola Solar Project | Solar PV | 90 | 90 | 90
57216_G_2 | Crayola Solar Project | Solar PV | 90 | 90 | 90
57216_G_3 | Crayola Solar Project | Solar PV | 90 | 90 | 90
57217_G_S003A | Solar Photovoltaic Project #03 | Solar PV | 90 | 90 | 90
57217_G_S003B | Solar Photovoltaic Project #03 | Solar PV | 90 | 90 | 90
57219_G_S005A | Solar Photovoltaic Project #05 | Solar PV | 90 | 90 | 90
57219_G_S005B | Solar Photovoltaic Project #05 | Solar PV | 90 | 90 | 90
57219_G_S005C | Solar Photovoltaic Project #05 | Solar PV | 90 | 90 | 90
57219_G_S005D | Solar Photovoltaic Project #05 | Solar PV | 90 | 90 | 90
57219_G_S005E | Solar Photovoltaic Project #05 | Solar PV | 90 | 90 | 90
57220_G_S006A | Solar Photovoltaic Project #06 | Solar PV | 90 | 90 | 90
57220_G_S006B | Solar Photovoltaic Project #06 | Solar PV | 90 | 90 | 90
57220_G_S006C | Solar Photovoltaic Project #06 | Solar PV | 90 | 90 | 90
57220_G_S006D | Solar Photovoltaic Project #06 | Solar PV | 90 | 90 | 90
57221_G_S007A | Solar Photovoltaic Project #07 | Solar PV | 90 | 90 | 90
57221_G_S007B | Solar Photovoltaic Project #07 | Solar PV | 90 | 90 | 90
57221_G_S007C | Solar Photovoltaic Project #07 | Solar PV | 90 | 90 | 90
57221_G_S007D | Solar Photovoltaic Project #07 | Solar PV | 90 | 90 | 90
57221_G_S007E | Solar Photovoltaic Project #07 | Solar PV | 90 | 90 | 90
57222_G_S008A | Solar Photovoltaic Project #08 | Solar PV | 90 | 90 | 90
57222_G_S008B | Solar Photovoltaic Project #08 | Solar PV | 90 | 90 | 90
57222_G_S008C | Solar Photovoltaic Project #08 | Solar PV | 90 | 90 | 90
57222_G_S008D | Solar Photovoltaic Project #08 | Solar PV | 90 | 90 | 90
57223_G_S009A | Solar Photovoltaic Project #09 | Solar PV | 90 | 90 | 90
57223_G_S009B | Solar Photovoltaic Project #09 | Solar PV | 90 | 90 | 90
57224_G_S010A | Solar Photovoltaic Project #10 | Solar PV | 90 | 90 | 90
57224_G_S010B | Solar Photovoltaic Project #10 | Solar PV | 90 | 90 | 90
57224_G_S010C | Solar Photovoltaic Project #10 | Solar PV | 90 | 90 | 90
57226_G_S012A | Solar Photovoltaic Project #12 | Solar PV | 90 | 90 | 90
57230_G_S016A | Solar Photovoltaic Project #16 | Solar PV | 90 | 90 | 90
57230_G_S016B | Solar Photovoltaic Project #16 | Solar PV | 90 | 90 | 90
57230_G_S016C | Solar Photovoltaic Project #16 | Solar PV | 90 | 90 | 90
57232_G_S018A | Solar Photovoltaic Project #18 | Solar PV | 90 | 90 | 90
57232_G_S018B | Solar Photovoltaic Project #18 | Solar PV | 90 | 90 | 90
57232_G_S018C | Solar Photovoltaic Project #18 | Solar PV | 90 | 90 | 90
57236_G_S023A | Solar Photovoltaic Project #23 | Solar PV | 90 | 90 | 90
57236_G_S023B | Solar Photovoltaic Project #23 | Solar PV | 90 | 90 | 90
57236_G_S023C | Solar Photovoltaic Project #23 | Solar PV | 90 | 90 | 90
57236_G_S023D | Solar Photovoltaic Project #23 | Solar PV | 90 | 90 | 90
57236_G_S023E | Solar Photovoltaic Project #23 | Solar PV | 90 | 90 | 90
57237_G_S022A | Solar Photovoltaic Project #22 | Solar PV | 90 | 90 | 90
57237_G_S022B | Solar Photovoltaic Project #22 | Solar PV | 90 | 90 | 90
57237_G_S022C | Solar Photovoltaic Project #22 | Solar PV | 90 | 90 | 90
57237_G_S022D | Solar Photovoltaic Project #22 | Solar PV | 90 | 90 | 90
57239_G_SRRW1 | Roth Rock Wind Farm LLC | Wind | 95 | 95 | 95
57240_G_SRRNW | Roth Rock North Wind Farm, LLC | Wind | 95 | 95 | 95
57243_G_CIM1 | Cimmarron Solar Facility | Solar PV | 90 | 90 | 90
57244_G_KCW | Kit Carson Windpower LLC | Wind | 95 | 95 | 95
57245_G_S026A | Solar Photovoltaic Project #26 | Solar PV | 90 | 90 | 90
57245_G_S026B | Solar Photovoltaic Project #26 | Solar PV | 90 | 90 | 90
57245_G_S026C | Solar Photovoltaic Project #26 | Solar PV | 90 | 90 | 90
57245_G_S026D | Solar Photovoltaic Project #26 | Solar PV | 90 | 90 | 90
57245_G_S026E | Solar Photovoltaic Project #26 | Solar PV | 90 | 90 | 90
57245_G_S026F | Solar Photovoltaic Project #26 | Solar PV | 90 | 90 | 90
57245_G_S026G | Solar Photovoltaic Project #26 | Solar PV | 90 | 90 | 90
57245_G_S026H | Solar Photovoltaic Project #26 | Solar PV | 90 | 90 | 90
57245_G_S026I | Solar Photovoltaic Project #26 | Solar PV | 90 | 90 | 90
57245_G_S026J | Solar Photovoltaic Project #26 | Solar PV | 90 | 90 | 90
57245_G_SO26K | Solar Photovoltaic Project #26 | Solar PV | 90 | 90 | 90
57245_G_SO26L | Solar Photovoltaic Project #26 | Solar PV | 90 | 90 | 90
57248_G_WIND1 | Welcome Wind Turbine | Wind | 95 | 95 | 95
57249_G_GEN1 | Renewable Energy Services of Ohio | Landfill Gas | 90 | 90 | 90
57250_G_1 | Earthmovers LFGTE | Landfill Gas | 90 | 90 | 90
57250_G_2 | Earthmovers LFGTE | Landfill Gas | 90 | 90 | 90
57250_G_3 | Earthmovers LFGTE | Landfill Gas | 90 | 90 | 90
57250_G_4 | Earthmovers LFGTE | Landfill Gas | 90 | 90 | 90
57250_G_5 | Earthmovers LFGTE | Landfill Gas | 90 | 90 | 90
57250_G_6 | Earthmovers LFGTE | Landfill Gas | 90 | 90 | 90
57251_G_LAK1 | Lakota Wind Wind Farm | Wind | 95 | 95 | 95
57252_G_SUP1 | Iowa Lakes Superior Wind Farm | Wind | 95 | 95 | 95
57253_G_1 | MA Military Reservation Wind Project | Wind | 95 | 95 | 95
57254_G_1PV | Victor Valley CC CPV Solar | Solar PV | 90 | 90 | 90
57256_G_1 | PA Solar Park | Solar PV | 90 | 90 | 90
57257_G_VMN82 | Iowa Lakes Community College Wind Farm | Wind | 95 | 95 | 95
57258_G_1 | Texico Wind Ranch LP | Wind | 95 | 95 | 95
57259_G_1 | Lubbock Wind Ranch | Wind | 95 | 95 | 95
57260_G_1 | Cedro Hill Wind LLC | Wind | 95 | 95 | 95
57261_G_1 | Taloga Wind LLC | Wind | 95 | 95 | 95
57262_G_1 | Laredo Ridge Wind LLC | Wind | 95 | 95 | 95
57263_G_LP1 | Little Pringle I Wind Farm | Wind | 95 | 95 | 95
57264_G_LP2 | Little Pringle II Wind Farm | Wind | 95 | 95 | 95
57266_G_1 | Revere Solar Site | Solar PV | 90 | 90 | 90
57268_G_1 | Chestnut Flats Wind Farm | Wind | 95 | 95 | 95
57269_G_1 | Haverhill Solar Power Project | Solar PV | 90 | 90 | 90
57270_G_1 | NEDC Solar Site | Solar PV | 90 | 90 | 90
57273_G_1 | Blythe Solar Power Project | Solar Thermal | 90 | 90 | 90
57273_G_2 | Blythe Solar Power Project | Solar Thermal | 90 | 90 | 90
57274_G_1 | Grant County Wind LLC | Wind | 95 | 95 | 95
57280_G_1 | Aqua Ingrams Mill | Solar PV | 90 | 90 | 90
57281_G_CS13 | OREG 3 Inc | Non-Fossil Waste | 90 | 90 | 90
57282_G_AW01 | Alta Wind Energy Center I | Wind | 95 | 95 | 95
57283_G_WTG1 | Flat Water Wind Farm | Wind | 95 | 95 | 95
57284_G_1 | Minonk Wind Farm | Wind | 95 | 95 | 95
57285_G_1 | Sandy Ridge Wind Farm | Wind | 95 | 95 | 95
57286_G_WT1 | OU Spirit Wind Farm | Wind | 95 | 95 | 95
57287_G_1 | Hardscrabble Wind Power LLC | Wind | 95 | 95 | 95
57290_G_GE | Northen Colorado Wind LLC | Wind | 95 | 95 | 95
57290_G_SIEM | Northen Colorado Wind LLC | Wind | 95 | 95 | 95
57291_G_AW02 | Alta Wind Energy Center II | Wind | 95 | 95 | 95
57292_G_AW03 | Alta Wind Energy Center III | Wind | 95 | 95 | 95
57293_G_AW04 | Alta Wind Energy Center IV | Wind | 95 | 95 | 95
57294_G_AW05 | Alta Wind Energy Center V | Wind | 95 | 95 | 95
57296_G_GEN1 | Carleton College | Combustion Turbine | 84.7073 | 87.0873 | 85.7049
57296_G_GEN2 | Carleton College | Combustion Turbine | 84.7073 | 87.0873 | 85.7049
57296_G_WIND1 | Carleton College | Wind | 95 | 95 | 95
57298_G_1 | Cedar Hills | Landfill Gas | 90 | 90 | 90
57298_G_10 | Cedar Hills | Landfill Gas | 90 | 90 | 90
57298_G_11 | Cedar Hills | Landfill Gas | 90 | 90 | 90
57298_G_12 | Cedar Hills | Landfill Gas | 90 | 90 | 90
57298_G_13 | Cedar Hills | Landfill Gas | 90 | 90 | 90
57298_G_14 | Cedar Hills | Landfill Gas | 90 | 90 | 90
57298_G_15 | Cedar Hills | Landfill Gas | 90 | 90 | 90
57298_G_16 | Cedar Hills | Landfill Gas | 90 | 90 | 90
57298_G_17 | Cedar Hills | Landfill Gas | 90 | 90 | 90
57298_G_18 | Cedar Hills | Landfill Gas | 90 | 90 | 90
57298_G_2 | Cedar Hills | Landfill Gas | 90 | 90 | 90
57298_G_3 | Cedar Hills | Landfill Gas | 90 | 90 | 90
57298_G_4 | Cedar Hills | Landfill Gas | 90 | 90 | 90
57298_G_5 | Cedar Hills | Landfill Gas | 90 | 90 | 90
57298_G_6 | Cedar Hills | Landfill Gas | 90 | 90 | 90
57298_G_7 | Cedar Hills | Landfill Gas | 90 | 90 | 90
57298_G_8 | Cedar Hills | Landfill Gas | 90 | 90 | 90
57298_G_9 | Cedar Hills | Landfill Gas | 90 | 90 | 90
57299_G_1 | Dunlap | Wind | 95 | 95 | 95
57300_G_1 | Criterion Wind Project | Wind | 95 | 95 | 95
57301_G_DEC | Dutch Wind Energy | Wind | 95 | 95 | 95
57302_G_1 | Garnet Wind Energy Center | Wind | 95 | 95 | 95
57303_G_LWG1 | Loraine Windpower Park LLC | Wind | 95 | 95 | 95
57303_G_LWG2 | Loraine Windpower Park LLC | Wind | 95 | 95 | 95
57309_G_1 | Pacific Cruise Ship Terminals Berth 93 | Solar PV | 90 | 90 | 90
57310_G_1 | 1420 Coil Av #C | Solar PV | 90 | 90 | 90
57313_G_1 | Metro Support Services Center Solar | Solar PV | 90 | 90 | 90
57314_G_1 | Staples Center Solar Array | Solar PV | 90 | 90 | 90
57315_G_1-139 | Cedar Point Wind | Wind | 95 | 95 | 95
57317_G_1 | San Luis Valley Solar Ranch | Solar PV | 90 | 90 | 90
57318_G_1 | Copper Crossing Solar LLC | Solar PV | 90 | 90 | 90
57319_G_1 | Big Horn Wind II | Wind | 95 | 95 | 95
57320_G_1 | Juniper Canyon I Wind Project | Wind | 95 | 95 | 95
57322_G_GT01 | Mont Belvieu Cogeneration Unit | Combustion Turbine | 84.7073 | 87.0873 | 85.7049
57323_G_UNIT1 | Sierra SunTower Solar Generating Station | Solar Thermal | 90 | 90 | 90
57325_G_GE1.5 | FPL Energy Illinois Wind LLC | Wind | 95 | 95 | 95
57326_G_WND1 | Sunray Wind I | Wind | 95 | 95 | 95
57327_G_TOTW1 | Top of the World Windpower Project | Wind | 95 | 95 | 95
57330_G_1 | Plant 1 | Solar PV | 90 | 90 | 90
57333_G_1 | Leaning Juniper Wind Power II | Wind | 95 | 95 | 95
57334_G_PV01 | DE Solar 10240 Old Dowd Rd | Solar PV | 90 | 90 | 90
57335_G_PV01 | DE Solar 657 Brigham Rd | Solar PV | 90 | 90 | 90
57336_G_PV01 | DE Solar 1725 Drywall Dr | Solar PV | 90 | 90 | 90
57338_G_1 | Roadrunner Solar | Solar PV | 90 | 90 | 90
57341_G_SILV | Silver Lake Solar Farm | Solar PV | 90 | 90 | 90
57342_G_1 | White Oak Energy LLC | Wind | 95 | 95 | 95
57343_G_1 | Cargill B6 Biofactory | Non-Fossil Waste | 90 | 90 | 90
57343_G_2 | Cargill B6 Biofactory | Non-Fossil Waste | 90 | 90 | 90
57344_G_GS1 | Cargill Dry Creek Biofactory | Non-Fossil Waste | 90 | 90 | 90
57344_G_GS2 | Cargill Dry Creek Biofactory | Non-Fossil Waste | 90 | 90 | 90
57344_G_GS3 | Cargill Dry Creek Biofactory | Non-Fossil Waste | 90 | 90 | 90
57345_G_1 | Cargill Kettle Butte Biofactory | Non-Fossil Waste | 90 | 90 | 90
57345_G_2 | Cargill Kettle Butte Biofactory | Non-Fossil Waste | 90 | 90 | 90
57346_G_1 | Elk City LLC | Wind | 95 | 95 | 95
57346_G_2 | Elk City LLC | Wind | 95 | 95 | 95
57347_G_GE1 | Baldwin Wind LLC | Wind | 95 | 95 | 95
57348_G_UNITA | CityCenter Central Plant Cogen Units | Combustion Turbine | 84.7073 | 87.0873 | 85.7049
57348_G_UNITB | CityCenter Central Plant Cogen Units | Combustion Turbine | 84.7073 | 87.0873 | 85.7049
57350_G_WTG-1 | Portsmouth Wind Turbine | Wind | 95 | 95 | 95
57351_G_FA01 | Uilk Wind LLC | Wind | 95 | 95 | 95
57351_G_FA02 | Uilk Wind LLC | Wind | 95 | 95 | 95
57351_G_FA03 | Uilk Wind LLC | Wind | 95 | 95 | 95
57352_G_TREN | Trenton Solar Farm | Solar PV | 90 | 90 | 90
57353_G_1 | Thermo No 1 | Geothermal | 96.5697 | 97.5257 | 96.9704
57354_G_1 | Fox Island Wind LLC | Wind | 95 | 95 | 95
57356_G_1 | Henrico | Landfill Gas | 90 | 90 | 90
57356_G_10 | Henrico | Landfill Gas | 90 | 90 | 90
57356_G_11 | Henrico | Landfill Gas | 90 | 90 | 90
57356_G_12 | Henrico | Landfill Gas | 90 | 90 | 90
57356_G_2 | Henrico | Landfill Gas | 90 | 90 | 90
57356_G_3 | Henrico | Landfill Gas | 90 | 90 | 90
57356_G_4 | Henrico | Landfill Gas | 90 | 90 | 90
57356_G_5 | Henrico | Landfill Gas | 90 | 90 | 90
57356_G_6 | Henrico | Landfill Gas | 90 | 90 | 90
57356_G_7 | Henrico | Landfill Gas | 90 | 90 | 90
57356_G_8 | Henrico | Landfill Gas | 90 | 90 | 90
57356_G_9 | Henrico | Landfill Gas | 90 | 90 | 90
57357_G_EXIS | Red Mesa Wind LLC | Wind | 95 | 95 | 95
57358_G_1 | Keenan II Renewable Energy Co LLC | Wind | 95 | 95 | 95
57359_G_1 | Avenal Park | Solar PV | 90 | 90 | 90
57360_G_1 | Sun City Project LLC | Solar PV | 90 | 90 | 90
57361_G_1 | Sand Drag LLC | Solar PV | 90 | 90 | 90
57364_G_1 | Siphon Drop Power Plant | Hydro | 81.0191 | 87.391 | 83.6901
57364_G_2 | Siphon Drop Power Plant | Hydro | 81.0191 | 87.391 | 83.6901
57365_G_1A | MP Durham LLC | Landfill Gas | 90 | 90 | 90
57365_G_1B | MP Durham LLC | Landfill Gas | 90 | 90 | 90
57365_G_1C | MP Durham LLC | Landfill Gas | 90 | 90 | 90
57366_G_1A | MP Wayne LLC | Landfill Gas | 90 | 90 | 90
57366_G_1B | MP Wayne LLC | Landfill Gas | 90 | 90 | 90
57366_G_1C | MP Wayne LLC | Landfill Gas | 90 | 90 | 90
57367_G_POCON | Pocono Solar Project | Solar PV | 90 | 90 | 90
57368_G_1 | Cogentrix of Alamosa LLC | Solar PV | 90 | 90 | 90
57369_G_QST | Questa Solar Facility | Solar PV | 90 | 90 | 90
57373_G_AGU1 | Agua Caliente Solar Project | Solar PV | 90 | 90 | 90
57373_G_AGU2 | Agua Caliente Solar Project | Solar PV | 90 | 90 | 90
57373_G_AGU3 | Agua Caliente Solar Project | Solar PV | 90 | 90 | 90
57374_G_LAKE1 | Lakefield Wind Project LLC | Wind | 95 | 95 | 95
57375_G_AWG | Adams Wind Generations LLC | Wind | 95 | 95 | 95
57376_G_OEC 1 | Jersey Valley Geothermal Power Plant | Geothermal | 96.5697 | 97.5257 | 96.9704
57376_G_OEC 2 | Jersey Valley Geothermal Power Plant | Geothermal | 96.5697 | 97.5257 | 96.9704
57377_G_GS-P1 | Greater Sandhill I | Solar PV | 90 | 90 | 90
57377_G_GS-P2 | Greater Sandhill I | Solar PV | 90 | 90 | 90
57378_G_AVSR | AV Solar Ranch One | Solar PV | 90 | 90 | 90
57379_G_1 | Dry Lake Wind II LLC | Wind | 95 | 95 | 95
57380_G_1 | Hoosac Wind LLC | Wind | 95 | 95 | 95
57381_G_LIND | Linden Solar Farm | Solar PV | 90 | 90 | 90
57382_G_YARD | Yardville Solar Farm | Solar PV | 90 | 90 | 90
57383_G_BAYO | WEA Texas Bayonne | Solar PV | 90 | 90 | 90
57384_G_MATR | Matrix Buildings A&B (Perth Amboy) Solar | Solar PV | 90 | 90 | 90
57385_G_34505 | Community Wind North LLC | Wind | 95 | 95 | 95
57386_G_WTG1 | Ridgewind | Wind | 95 | 95 | 95
57387_G_GE16 | Ashtabula Wind III LLC | Wind | 95 | 95 | 95
57390_G_1 | GSK York RDC Solar Facility | Solar PV | 90 | 90 | 90
57390_G_2 | GSK York RDC Solar Facility | Solar PV | 90 | 90 | 90
57390_G_3 | GSK York RDC Solar Facility | Solar PV | 90 | 90 | 90
57390_G_4 | GSK York RDC Solar Facility | Solar PV | 90 | 90 | 90
57390_G_5 | GSK York RDC Solar Facility | Solar PV | 90 | 90 | 90
57392_G_UATP1 | UASTP Solar Facility | Solar PV | 90 | 90 | 90
57393_G_GEN1 | Big Sky Dairy Digester | Non-Fossil Waste | 90 | 90 | 90
57393_G_GEN2 | Big Sky Dairy Digester | Non-Fossil Waste | 90 | 90 | 90
57396_G_DWF | Danielson Wind Farms LLC | Wind | 95 | 95 | 95
57397_G_PV01 | Dow Jones South Brunswick Solar | Solar PV | 90 | 90 | 90
57398_G_1 | Lakeview Cogeneration LLC | Biomass | 83 | 83 | 83
57399_G_CG1 | Cannelton Hydroelectric Plant | Hydro | 81.0191 | 87.391 | 83.6901
57399_G_CG2 | Cannelton Hydroelectric Plant | Hydro | 81.0191 | 87.391 | 83.6901
57399_G_CG3 | Cannelton Hydroelectric Plant | Hydro | 81.0191 | 87.391 | 83.6901
57400_G_SG1 | Smithland Hydroelectric Plant | Hydro | 81.0191 | 87.391 | 83.6901
57400_G_SG2 | Smithland Hydroelectric Plant | Hydro | 81.0191 | 87.391 | 83.6901
57400_G_SG3 | Smithland Hydroelectric Plant | Hydro | 81.0191 | 87.391 | 83.6901
57402_G_TAY1 | Taylorsville Solar LLC | Solar PV | 90 | 90 | 90
57405_G_GEN1 | Eagle Valley | Landfill Gas | 90 | 90 | 90
57405_G_GEN2 | Eagle Valley | Landfill Gas | 90 | 90 | 90
57406_G_GEN1 | Prairie View IL | Landfill Gas | 90 | 90 | 90
57406_G_GEN2 | Prairie View IL | Landfill Gas | 90 | 90 | 90
57406_G_GEN3 | Prairie View IL | Landfill Gas | 90 | 90 | 90
57407_G_8418 | Eco Energy LLC | Biomass | 83 | 83 | 83
57407_G_8428 | Eco Energy LLC | Biomass | 83 | 83 | 83
57407_G_8429 | Eco Energy LLC | Biomass | 83 | 83 | 83
57412_G_1 | Knouse Solar Project 1 | Solar PV | 90 | 90 | 90
57414_G_1 | Notus Wind 1 | Wind | 95 | 95 | 95
57417_G_NORD | Elk Wind Farm | Wind | 95 | 95 | 95
57421_G_1 | Gratiot County Wind LLC | Wind | 95 | 95 | 95
57422_G_1 | Yolo County Solar Project | Solar PV | 90 | 90 | 90
57424_G_1 | Buffalo Ridge II LLC | Wind | 95 | 95 | 95
57425_G_1 | Double A Digester | Non-Fossil Waste | 90 | 90 | 90
57425_G_2 | Double A Digester | Non-Fossil Waste | 90 | 90 | 90
57425_G_3 | Double A Digester | Non-Fossil Waste | 90 | 90 | 90
57433_G_1 | Bellefontaine Gas Producers LLC | Landfill Gas | 90 | 90 | 90
57433_G_2 | Bellefontaine Gas Producers LLC | Landfill Gas | 90 | 90 | 90
57433_G_3 | Bellefontaine Gas Producers LLC | Landfill Gas | 90 | 90 | 90
57434_G_VVT | Valley View Transmission LLC | Wind | 95 | 95 | 95
57436_G_1 | Davidson Gas Producers LLC | Landfill Gas | 90 | 90 | 90
57437_G_21-01 | Juniper Ridge Hydroelectric Project | Hydro | 85.5621 | 81.0962 | 83.6901
57438_G_1 | 6th St Solar Park of Gainesville FL | Solar PV | 90 | 90 | 90
57441_G_S42A | Solar Photovoltaic Project #42 | Solar PV | 90 | 90 | 90
57441_G_S42B | Solar Photovoltaic Project #42 | Solar PV | 90 | 90 | 90
57441_G_S42C | Solar Photovoltaic Project #42 | Solar PV | 90 | 90 | 90
57441_G_S42D | Solar Photovoltaic Project #42 | Solar PV | 90 | 90 | 90
57441_G_S42E | Solar Photovoltaic Project #42 | Solar PV | 90 | 90 | 90
57441_G_S42F | Solar Photovoltaic Project #42 | Solar PV | 90 | 90 | 90
57441_G_S42G | Solar Photovoltaic Project #42 | Solar PV | 90 | 90 | 90
57441_G_S42H | Solar Photovoltaic Project #42 | Solar PV | 90 | 90 | 90
57441_G_S42I | Solar Photovoltaic Project #42 | Solar PV | 90 | 90 | 90
57441_G_S42J | Solar Photovoltaic Project #42 | Solar PV | 90 | 90 | 90
57442_G_56188 | Silver State Solar Power North | Solar PV | 90 | 90 | 90
57443_G_GEN1 | Pine Tree Acres WM LFGTE | Landfill Gas | 90 | 90 | 90
57443_G_GEN2 | Pine Tree Acres WM LFGTE | Landfill Gas | 90 | 90 | 90
57443_G_GEN3 | Pine Tree Acres WM LFGTE | Landfill Gas | 90 | 90 | 90
57443_G_GEN4 | Pine Tree Acres WM LFGTE | Landfill Gas | 90 | 90 | 90
57443_G_GEN5 | Pine Tree Acres WM LFGTE | Landfill Gas | 90 | 90 | 90
57443_G_GEN6 | Pine Tree Acres WM LFGTE | Landfill Gas | 90 | 90 | 90
57443_G_GEN7 | Pine Tree Acres WM LFGTE | Landfill Gas | 90 | 90 | 90
57443_G_GEN8 | Pine Tree Acres WM LFGTE | Landfill Gas | 90 | 90 | 90
57445_G_1 | Sun Farmer I | Solar PV | 90 | 90 | 90
57447_G_1 | Laurel Mountain | Wind | 95 | 95 | 95
57448_G_PILE | Pilesgrove | Solar PV | 90 | 90 | 90
57449_G_1 | Blue Creek Wind Project | Wind | 95 | 95 | 95
57456_G_SE-U1 | San Emidio | Geothermal | 96.5697 | 97.5257 | 96.9704
57458_G_1 | 145 Talmadge Solar | Solar PV | 90 | 90 | 90
57459_G_1 | Mountain View IV | Wind | 95 | 95 | 95
57460_G_CL00 | Caltech Central | Fuel Cell | 87 | 87 | 87
57460_G_CL01 | Caltech Central | Fuel Cell | 87 | 87 | 87
57460_G_CL02 | Caltech Central | Fuel Cell | 87 | 87 | 87
57460_G_CL03 | Caltech Central | Fuel Cell | 87 | 87 | 87
57460_G_CL04 | Caltech Central | Fuel Cell | 87 | 87 | 87
57460_G_CL05 | Caltech Central | Fuel Cell | 87 | 87 | 87
57460_G_CL06 | Caltech Central | Fuel Cell | 87 | 87 | 87
57460_G_CL07 | Caltech Central | Fuel Cell | 87 | 87 | 87
57460_G_CL08 | Caltech Central | Fuel Cell | 87 | 87 | 87
57460_G_CL09 | Caltech Central | Fuel Cell | 87 | 87 | 87
57461_G_1 | Martins Creek Solar NC, LLC | Solar PV | 90 | 90 | 90
57465_G_1 | Romark PA Solar | Solar PV | 90 | 90 | 90
57467_G_TG1 | Westervelt Moundville Cogen | Biomass | 83 | 83 | 83
57468_G_GE1.5 | Crystal Lake 3 LLC | Wind | 95 | 95 | 95
57469_G_GE1.5 | Garden Wind LLC | Wind | 95 | 95 | 95
57471_G_MHNJ | Murray Hill Solar | Solar PV | 90 | 90 | 90
57473_G_DSMA | Dartmouth Solar | Solar PV | 90 | 90 | 90
57475_G_HRP1 | Hudson Ranch Power I LLC | Geothermal | 96.5697 | 97.5257 | 96.9704
57476_G_M15G | TSGT Mobile Generator #15 | Combustion Turbine | 84.7073 | 87.0873 | 85.7049
57480_G_GTG1 | Highwood Generating Station | Combustion Turbine | 88.1508 | 89.9672 | 88.9122
57481_G_01 | Chittenden County Solar Partners | Solar PV | 90 | 90 | 90
57482_G_CTG1 | CPV Sentinel Energy Project | Combustion Turbine | 89.6928 | 92.6015 | 90.9121
57482_G_CTG2 | CPV Sentinel Energy Project | Combustion Turbine | 89.6928 | 92.6015 | 90.9121
57482_G_CTG3 | CPV Sentinel Energy Project | Combustion Turbine | 89.6928 | 92.6015 | 90.9121
57482_G_CTG4 | CPV Sentinel Energy Project | Combustion Turbine | 89.6928 | 92.6015 | 90.9121
57482_G_CTG5 | CPV Sentinel Energy Project | Combustion Turbine | 89.6928 | 92.6015 | 90.9121
57482_G_CTG6 | CPV Sentinel Energy Project | Combustion Turbine | 89.6928 | 92.6015 | 90.9121
57482_G_CTG7 | CPV Sentinel Energy Project | Combustion Turbine | 89.6928 | 92.6015 | 90.9121
57482_G_CTG8 | CPV Sentinel Energy Project | Combustion Turbine | 89.6928 | 92.6015 | 90.9121
57483_G_CTG1 | Mariposa Energy Project | Combustion Turbine | 89.6928 | 92.6015 | 90.9121
57483_G_CTG2 | Mariposa Energy Project | Combustion Turbine | 89.6928 | 92.6015 | 90.9121
57483_G_CTG3 | Mariposa Energy Project | Combustion Turbine | 89.6928 | 92.6015 | 90.9121
57483_G_CTG4 | Mariposa Energy Project | Combustion Turbine | 89.6928 | 92.6015 | 90.9121
57484_G_GEN1 | Manzana Wind LLC | Wind | 95 | 95 | 95
57485_G_FSNJ | Flemington Solar | Solar PV | 90 | 90 | 90
57486_G_F1NJ | Frenchtown I Solar | Solar PV | 90 | 90 | 90
57487_G_F2NJ | Frenchtown II Solar | Solar PV | 90 | 90 | 90
57488_G_LSNJ | Lebanon Solar | Solar PV | 90 | 90 | 90
57489_G_G1 | Oak Grove Gas Producers | Municipal Solid Waste | 90 | 90 | 90
57492_G_GEN1 | Sampson County Landfill | Landfill Gas | 90 | 90 | 90
57492_G_GEN2 | Sampson County Landfill | Landfill Gas | 90 | 90 | 90
57492_G_GEN3 | Sampson County Landfill | Landfill Gas | 90 | 90 | 90
57492_G_GEN4 | Sampson County Landfill | Landfill Gas | 90 | 90 | 90
57492_G_GEN5 | Sampson County Landfill | Landfill Gas | 90 | 90 | 90
57492_G_GEN6 | Sampson County Landfill | Landfill Gas | 90 | 90 | 90
57492_G_GEN7 | Sampson County Landfill | Landfill Gas | 90 | 90 | 90
57492_G_GEN8 | Sampson County Landfill | Landfill Gas | 90 | 90 | 90
57493_G_STWF | Settlers Trail Wind Farm LLC | Wind | 95 | 95 | 95
57496_G_UNIT1 | Tieton Dam Hydro Electric Project | Hydro | 85.5621 | 81.0962 | 83.6901
57496_G_UNIT2 | Tieton Dam Hydro Electric Project | Hydro | 85.5621 | 81.0962 | 83.6901
57502_G_1 | Perdido | Landfill Gas | 90 | 90 | 90
57502_G_2 | Perdido | Landfill Gas | 90 | 90 | 90
57504_G_CHP1 | TECO CHP-1 | Combustion Turbine | 88.1508 | 89.9672 | 88.9122
57505_G_1 | Monroe Generating Station | Combustion Turbine | 84.7073 | 87.0873 | 85.7049
57505_G_2 | Monroe Generating Station | Combustion Turbine | 84.7073 | 87.0873 | 85.7049
57506_G_SEIM | FRV SI Transport Solar LP | Solar PV | 90 | 90 | 90
57507_G_CSUII | RV CSU Power II LLC | Solar PV | 90 | 90 | 90
57508_G_GEN1 | McKinney LFG | Landfill Gas | 90 | 90 | 90
57508_G_GEN2 | McKinney LFG | Landfill Gas | 90 | 90 | 90
57509_G_1 | Carson Solar I | Solar PV | 90 | 90 | 90
57513_G_COBE1 | Central Ohio BioEnergy Plant #1 | Non-Fossil Waste | 90 | 90 | 90
57519_G_GEN1 | Trexlertown Solar Array North and South | Solar PV | 90 | 90 | 90
57524_G_1 | Roger Road WWTP | Solar PV | 90 | 90 | 90
57526_G_NORTH | North Hurlburt Wind LLC | Wind | 95 | 95 | 95
57547_G_WCW | Winona County Wind LLC | Wind | 95 | 95 | 95
57548_G_WM1 | Nichols Farm | Wind | 95 | 95 | 95
57548_G_WM2 | Nichols Farm | Wind | 95 | 95 | 95
57549_G_SOUTH | South Hurlburt Wind LLC | Wind | 95 | 95 | 95
57550_G_HORSE | Horseshoe Bend Wind LLC | Wind | 95 | 95 | 95
57551_G_MAIN | Garland Canal Power Plant | Hydro | 81.0191 | 87.391 | 83.6901
57553_G_1 | Shirley Wind | Wind | 95 | 95 | 95
57554_G_AFA1 | AFA Solar Farm | Solar PV | 90 | 90 | 90
57557_G_S-14 | Sunnyvale City of WPCP | Landfill Gas | 90 | 90 | 90
57557_G_S-15 | Sunnyvale City of WPCP | Landfill Gas | 90 | 90 | 90
57558_G_15SLE | GE 1 5 SLE Prototype | Wind | 95 | 95 | 95
57559_G_1 | Sunset Reservoir North Basin | Solar PV | 90 | 90 | 90
57560_G_PV1 | Chino Solar Valley | Solar PV | 90 | 90 | 90
57561_G_PV1 | Cotton Center Solar | Solar PV | 90 | 90 | 90
57562_G_PV1 | Paloma Solar | Solar PV | 90 | 90 | 90
57563_G_PV1 | Hyder Solar | Solar PV | 90 | 90 | 90
57564_G_CTG | Algonquin Power Sanger LLC | Combined Cycle | 84.4893 | 90.1371 | 86.8567
57564_G_STG | Algonquin Power Sanger LLC | Combined Cycle | 84.4893 | 90.1371 | 86.8567
57565_G_1 | RP-Orlando, LLC | Solar PV | 90 | 90 | 90
57566_G_1.6PR | GE 1 6 100 Prototype | Wind | 95 | 95 | 95
57567_G_ASEC1 | Albuquerque Solar Energy Center | Solar PV | 90 | 90 | 90
57568_G_RHW | Record Hill Wind | Wind | 95 | 95 | 95
57570_G_WTG | Cooper Farms VW Project | Wind | 95 | 95 | 95
57571_G_LLSEC | Los Lunas Solar Energy Center | Solar PV | 90 | 90 | 90
57572_G_GEN1 | HSCo CHP | Combustion Turbine | 84.7073 | 87.0873 | 85.7049
57573_G_S188 | CCCSD Wastewater Treatment Plnt | Combustion Turbine | 84.7073 | 87.0873 | 85.7049
57574_G_ETS1 | ETS Ewing Solar Facility | Solar PV | 90 | 90 | 90
57575_G_DSEC | Deming Solar Energy Center | Solar PV | 90 | 90 | 90
57576_G_LVSEC | Las Vegas Solar Energy Center | Solar PV | 90 | 90 | 90
57577_G_AGSEC | Alamogordo Solar Energy Center | Solar PV | 90 | 90 | 90
57578_G_PATU | PaTu Wind Farm LLC | Wind | 95 | 95 | 95
57579_G_1 | Robert O Schulz Solar Farm | Solar PV | 90 | 90 | 90
57579_G_2 | Robert O Schulz Solar Farm | Solar PV | 90 | 90 | 90
57580_G_CG1 | DST Cogen | Combustion Turbine | 84.7073 | 87.0873 | 85.7049
57580_G_CG2 | DST Cogen | Combustion Turbine | 84.7073 | 87.0873 | 85.7049
57584_G_NT2 | University of California San Diego | Combined Cycle | 84.4893 | 90.1371 | 86.8567
57584_G_ST1 | University of California San Diego | Combined Cycle | 84.4893 | 90.1371 | 86.8567
57584_G_STG | University of California San Diego | Combined Cycle | 84.4893 | 90.1371 | 86.8567
57585_G_1 | Huenene Paper Mill | Combustion Turbine | 88.1508 | 89.9672 | 88.9122
57587_G_1 | The Charleston Clean Energy Facility | Landfill Gas | 90 | 90 | 90
57587_G_2 | The Charleston Clean Energy Facility | Landfill Gas | 90 | 90 | 90
57588_G_STULT | Matrix Stults Road | Solar PV | 90 | 90 | 90
57589_G_9WUBN | Long Island Solar Farm LLC | Solar PV | 90 | 90 | 90
57590_G_1 | FPL Energy Minco Wind, LLC | Wind | 95 | 95 | 95
57591_G_1 | Hatch Solar Energy Center I, LLC | Solar PV | 90 | 90 | 90
57592_G_45 | Sheraton SD East Tower | Fuel Cell | 87 | 87 | 87
57592_G_47 | Sheraton SD East Tower | Fuel Cell | 87 | 87 | 87
57592_G_50 | Sheraton SD East Tower | Fuel Cell | 87 | 87 | 87
57592_G_51 | Sheraton SD East Tower | Fuel Cell | 87 | 87 | 87
57594_G_WTG1 | Teichert Materials-Teichert Vernalis | Wind | 95 | 95 | 95
57595_G_1 | Pinnacle Wind Force LLC | Wind | 95 | 95 | 95
57597_G_3005 | Cana Gas Processing Plant | Combustion Turbine | 84.7073 | 87.0873 | 85.7049
57597_G_3006 | Cana Gas Processing Plant | Combustion Turbine | 84.7073 | 87.0873 | 85.7049
57598_G_BS1 | Bridge Street 1 & 2 | Combustion Turbine | 84.7073 | 87.0873 | 85.7049
57598_G_BS2 | Bridge Street 1 & 2 | Combustion Turbine | 84.7073 | 87.0873 | 85.7049
57599_G_FH1 | Fort Hill 1, 2, 3 & 4 | Combustion Turbine | 84.7073 | 87.0873 | 85.7049
57599_G_FH2 | Fort Hill 1, 2, 3 & 4 | Combustion Turbine | 84.7073 | 87.0873 | 85.7049
57599_G_FH3 | Fort Hill 1, 2, 3 & 4 | Combustion Turbine | 84.7073 | 87.0873 | 85.7049
57599_G_FH4 | Fort Hill 1, 2, 3 & 4 | Combustion Turbine | 84.7073 | 87.0873 | 85.7049
57600_G_FI1 | Fishers Island 1 | Combustion Turbine | 84.7073 | 87.0873 | 85.7049
57601_G_GC1 | Gary Court 1 & 2 | Combustion Turbine | 84.7073 | 87.0873 | 85.7049
57601_G_GC2 | Gary Court 1 & 2 | Combustion Turbine | 84.7073 | 87.0873 | 85.7049
57602_G_JC1 | Jewett City 1 | Combustion Turbine | 84.7073 | 87.0873 | 85.7049
57603_G_LNG1 | LNG 1 & 2 | Combustion Turbine | 84.7073 | 87.0873 | 85.7049
57603_G_LNG2 | LNG 1 & 2 | Combustion Turbine | 84.7073 | 87.0873 | 85.7049
57604_G_LP1 | Lebanon Pines 1 & 2 | Combustion Turbine | 84.7073 | 87.0873 | 85.7049
57604_G_LP2 | Lebanon Pines 1 & 2 | Combustion Turbine | 84.7073 | 87.0873 | 85.7049
57605_G_WT1 | Water Treatment 1 & 2 | Combustion Turbine | 84.7073 | 87.0873 | 85.7049
57605_G_WT2 | Water Treatment 1 & 2 | Combustion Turbine | 84.7073 | 87.0873 | 85.7049
57606_G_1 | Eastside WWTP | Combustion Turbine | 84.7073 | 87.0873 | 85.7049
57606_G_2 | Eastside WWTP | Combustion Turbine | 84.7073 | 87.0873 | 85.7049
57606_G_3 | Eastside WWTP | Combustion Turbine | 84.7073 | 87.0873 | 85.7049
57607_G_1 | Ward WTP | Combustion Turbine | 84.7073 | 87.0873 | 85.7049
57607_G_2 | Ward WTP | Combustion Turbine | 84.7073 | 87.0873 | 85.7049
57608_G_1 | Westside WWTP | Combustion Turbine | 84.7073 | 87.0873 | 85.7049
57611_G_GEN1 | Paulding Wind Farm LLC | Wind | 95 | 95 | 95
57613_G_WTG1 | LE Wind Turbine 1 | Wind | 95 | 95 | 95
57614_G_GEN1 | Waverly Wind Farm LLC | Wind | 95 | 95 | 95
57616_G_GEN1 | Blue Canyon Windpower VI LLC | Wind | 95 | 95 | 95
57617_G_GEN1 | Hidalgo Wind Farm LLC | Wind | 95 | 95 | 95
57622_G_GEN1 | Lexington Chenoa Wind Farm II LLC | Wind | 95 | 95 | 95
57623_G_GEN1 | Lexington Chenoa Wind Farm LLC | Wind | 95 | 95 | 95
57624_G_1 | Norwich WWTP | Combustion Turbine | 84.7073 | 87.0873 | 85.7049
57625_G_BOS1 | Bos Dairy, LLC | Non-Fossil Waste | 90 | 90 | 90
57629_G_GMH1 | Gaston Memorial Hospital | Combustion Turbine | 84.7073 | 87.0873 | 85.7049
57630_G_ES1 | Long Creek Waste Water Plant | Combustion Turbine | 84.7073 | 87.0873 | 85.7049
57630_G_ES2 | Long Creek Waste Water Plant | Combustion Turbine | 84.7073 | 87.0873 | 85.7049
57630_G_ES3 | Long Creek Waste Water Plant | Combustion Turbine | 84.7073 | 87.0873 | 85.7049
57631_G_1 | Wolverine | Wind | 95 | 95 | 95
57632_G_1 | Bulldog | Wind | 95 | 95 | 95
57635_G_LW1 | Linden Wind Energy Project | Wind | 95 | 95 | 95
57636_G_1 | Auburn LFG Energy Facility | Landfill Gas | 90 | 90 | 90
57636_G_2 | Auburn LFG Energy Facility | Landfill Gas | 90 | 90 | 90
57636_G_3 | Auburn LFG Energy Facility | Landfill Gas | 90 | 90 | 90
57637_G_1 | Union City Wind Turbine | Wind | 95 | 95 | 95
57638_G_1 | Randolph Eastern School Wind Turbine | Wind | 95 | 95 | 95
57643_G_V100 | Vestas Towers America, Inc. | Wind | 95 | 95 | 95
57646_G_PV1 | McCormick & Co. Inc. at Belcamp | Solar PV | 90 | 90 | 90
57647_G_PV1 | Toys R Us- DE, Inc. at Mt. Olive, NJ | Solar PV | 90 | 90 | 90
57648_G_WT1 | Zotos International WPGF | Wind | 95 | 95 | 95
57648_G_WT2 | Zotos International WPGF | Wind | 95 | 95 | 95
57649_G_1 | Elm Creek Wind II LLC | Wind | 95 | 95 | 95
57653_G_CTG | Oregon State University Energy Center | Combined Cycle | 88.516 | 84.5576 | 86.8567
57653_G_STG | Oregon State University Energy Center | Combined Cycle | 88.516 | 84.5576 | 86.8567
57654_G_WIND1 | Town of Falmouth WWTP | Wind | 95 | 95 | 95
57655_G_BC01 | Bakersfield College Solar 01 | Solar PV | 90 | 90 | 90
57660_G_VNLND | Vineland Mays Landing Soalr | Solar PV | 90 | 90 | 90
57661_G_MANVL | Manalapan Village Solar | Solar PV | 90 | 90 | 90
57662_G_MCGRH | McGraw Hill Solar | Solar PV | 90 | 90 | 90
57664_G_CT3 | Astoria Energy II | Combined Cycle | 84.4893 | 90.1371 | 86.8567
57664_G_CT4 | Astoria Energy II | Combined Cycle | 84.4893 | 90.1371 | 86.8567
57664_G_ST2 | Astoria Energy II | Combined Cycle | 84.4893 | 90.1371 | 86.8567
57666_G_CA1 | Foxwoods CoGen | Combined Cycle | 84.4893 | 90.1371 | 86.8567
57666_G_CA2 | Foxwoods CoGen | Combined Cycle | 84.4893 | 90.1371 | 86.8567
57666_G_CT1 | Foxwoods CoGen | Combined Cycle | 84.4893 | 90.1371 | 86.8567
57666_G_CT2 | Foxwoods CoGen | Combined Cycle | 84.4893 | 90.1371 | 86.8567
57667_G_SBS1 | Seabrook Solar Plant | Solar PV | 90 | 90 | 90
57668_G_CASDE | CASD Solar | Solar PV | 90 | 90 | 90
57668_G_CASDW | CASD Solar | Solar PV | 90 | 90 | 90
57669_G_PV1 | SMUD at Grundman | Solar PV | 90 | 90 | 90
57670_G_PV1 | SMUD at Van Conett | Solar PV | 90 | 90 | 90
57671_G_PV1 | SMUD at Fleshman | Solar PV | 90 | 90 | 90
57672_G_GE1 | Oakdale Renewable Energy Plant | Landfill Gas | 90 | 90 | 90
57672_G_GE2 | Oakdale Renewable Energy Plant | Landfill Gas | 90 | 90 | 90
57673_G_1 | Macys Goodyear | Solar PV | 90 | 90 | 90
57674_G_1 | Indian Orchard PV Facility | Solar PV | 90 | 90 | 90
57675_G_PTWF | Pioneer Trail Wind Farm, LLC | Wind | 95 | 95 | 95
57676_G_1 | Silver Lake Solar Photovoltaic Facility | Solar PV | 90 | 90 | 90
57677_G_1 | Murphy Farm Power, LLC | Solar PV | 90 | 90 | 90
57678_G_1 | Post Rock Wind Power Project, LLC | Wind | 95 | 95 | 95
57681_G_1 | City of Boulder WWTP | Solar PV | 90 | 90 | 90
57682_G_1 | City of Madera WWTP | Solar PV | 90 | 90 | 90
57683_G_1 | Staples La Mirada, CA | Solar PV | 90 | 90 | 90
57687_G_1 | CS Murphy Point, LLC | Solar PV | 90 | 90 | 90
57689_G_NORD1 | Norden 1-3 | Combustion Turbine | 84.7073 | 87.0873 | 85.7049
57689_G_NORD2 | Norden 1-3 | Combustion Turbine | 84.7073 | 87.0873 | 85.7049
57689_G_NORD3 | Norden 1-3 | Combustion Turbine | 84.7073 | 87.0873 | 85.7049
57690_G_1 | Upper Turnbull Hydro | Hydro | 81.0191 | 87.391 | 83.6901
57691_G_1 | Lower Turnball Hydro | Hydro | 81.0191 | 87.391 | 83.6901
57692_G_SEPV | DOE Golden NWTC Load Side | Solar PV | 90 | 90 | 90
57693_G_ALSTO | DOE Golden NWTC Turbine Side | Wind | 95 | 95 | 95
57693_G_GAMES | DOE Golden NWTC Turbine Side | Wind | 95 | 95 | 95
57693_G_GEDOE | DOE Golden NWTC Turbine Side | Wind | 95 | 95 | 95
57693_G_SIEM | DOE Golden NWTC Turbine Side | Wind | 95 | 95 | 95
57694_G_MESA | DOE Golden NREL Main Campus | Solar PV | 90 | 90 | 90
57694_G_PARKG | DOE Golden NREL Main Campus | Solar PV | 90 | 90 | 90
57694_G_PARKL | DOE Golden NREL Main Campus | Solar PV | 90 | 90 | 90
57694_G_RSF1 | DOE Golden NREL Main Campus | Solar PV | 90 | 90 | 90
57694_G_RSF2 | DOE Golden NREL Main Campus | Solar PV | 90 | 90 | 90
57694_G_STF | DOE Golden NREL Main Campus | Solar PV | 90 | 90 | 90
57696_G_1 | Power Generation Station (PGS) 2 | Non-Fossil Waste | 90 | 90 | 90
57697_G_1 | Aerojet I | Solar PV | 90 | 90 | 90
57698_G_1 | Aerojet II | Solar PV | 90 | 90 | 90
57699_G_AES1 | Webberville Solar Project | Solar PV | 90 | 90 | 90
57700_G_1 | Vasco Winds | Wind | 95 | 95 | 95
57701_G_1 | Montezuma Wind II | Wind | 95 | 95 | 95
57702_G_1 | Signal Hill West Unit | Fossil Waste | 90 | 90 | 90
57706_G_1 | St Clair | Landfill Gas | 90 | 90 | 90
57706_G_2 | St Clair | Landfill Gas | 90 | 90 | 90
57710_G_SRS1 | Stephentown Regulation Services LLC | Non-Fossil Waste | 90 | 90 | 90
57711_G_TYN1 | Beacon Power Flywheel System 1 | Non-Fossil Waste | 90 | 90 | 90
57712_G_TYN2 | Beacon Power Flywheel System 2 | Non-Fossil Waste | 90 | 90 | 90
57713_G_151 | Goodrich Congeneration Plant | Combustion Turbine | 84.7073 | 87.0873 | 85.7049
57713_G_152 | Goodrich Congeneration Plant | Combustion Turbine | 84.7073 | 87.0873 | 85.7049
57713_G_153 | Goodrich Congeneration Plant | Combustion Turbine | 84.7073 | 87.0873 | 85.7049
57714_G_GEN1 | City of Palo Alto | Combustion Turbine | 84.7073 | 87.0873 | 85.7049
57714_G_GEN2 | City of Palo Alto | Combustion Turbine | 84.7073 | 87.0873 | 85.7049
57714_G_GEN3 | City of Palo Alto | Combustion Turbine | 84.7073 | 87.0873 | 85.7049
57714_G_GEN4 | City of Palo Alto | Combustion Turbine | 84.7073 | 87.0873 | 85.7049
57715_G_GEN1 | Watkins Manufacturing Co. | Combustion Turbine | 84.7073 | 87.0873 | 85.7049
57715_G_GEN2 | Watkins Manufacturing Co. | Combustion Turbine | 84.7073 | 87.0873 | 85.7049
57717_G_UATP2 | UASTP II | Solar PV | 90 | 90 | 90
579_G_1 | Central Hudson High Falls | Hydro | 81.0191 | 87.391 | 83.6901
581_G_5 | North Main Street | Combustion Turbine | 84.7073 | 87.0873 | 85.7049
583_G_1 | Tenth Street | Hydro | 81.0191 | 87.391 | 83.6901
584_G_1 | Navajo Dam | Hydro | 81.0191 | 87.391 | 83.6901
584_G_2 | Navajo Dam | Hydro | 81.0191 | 87.391 | 83.6901
585_G_1 | Drop 1 | Hydro | 81.0191 | 87.391 | 83.6901
585_G_2 | Drop 1 | Hydro | 81.0191 | 87.391 | 83.6901
585_G_3 | Drop 1 | Hydro | 81.0191 | 87.391 | 83.6901
586_G_1 | East Highline | Hydro | 81.0191 | 87.391 | 83.6901
591_G_CH11 | Christiana | Combustion Turbine | 88.1508 | 89.9672 | 88.9122
591_G_CH14 | Christiana | Combustion Turbine | 88.1508 | 89.9672 | 88.9122
592_G_DC10 | Delaware City 10 | Combustion Turbine | 84.7073 | 87.0873 | 85.7049
593_G_10 | Edge Moor | Combustion Turbine | 84.7073 | 87.0873 | 85.7049
594_G_10 | Indian River Generating Station | Combustion Turbine | 84.7073 | 87.0873 | 85.7049
597_G_WEST | West Station | Combustion Turbine | 84.7073 | 87.0873 | 85.7049
6000_G_1 | Donald C Cook | Nuclear | 58.2192 | 62.4675 | 60
6000_G_2 | Donald C Cook | Nuclear | 89.2695 | 95.7834 | 92
6001_G_1 | Joseph M Farley | Nuclear | 90.919 | 97.5533 | 93.7
6001_G_2 | Joseph M Farley | Nuclear | 87.9111 | 94.3259 | 90.6
6006_G_1 | Racine | Hydro | 81.0191 | 87.391 | 83.6901
6006_G_2 | Racine | Hydro | 81.0191 | 87.391 | 83.6901
6008_G_1 | Palo Verde | Nuclear | 87.3289 | 93.7012 | 90
6008_G_2 | Palo Verde | Nuclear | 87.3289 | 93.7012 | 90
6008_G_3 | Palo Verde | Nuclear | 88.0081 | 94.43 | 90.7
601_G_1 | Seaford | Combustion Turbine | 84.7073 | 87.0873 | 85.7049
601_G_2 | Seaford | Combustion Turbine | 84.7073 | 87.0873 | 85.7049
601_G_3 | Seaford | Combustion Turbine | 84.7073 | 87.0873 | 85.7049
601_G_6 | Seaford | Combustion Turbine | 84.7073 | 87.0873 | 85.7049
601_G_7 | Seaford | Combustion Turbine | 84.7073 | 87.0873 | 85.7049
6011_G_1 | Calvert Cliffs Nuclear Power Plant | Nuclear | 92.4716 | 99.2191 | 95.3
6011_G_2 | Calvert Cliffs Nuclear Power Plant | Nuclear | 92.0834 | 98.8027 | 94.9
6012_G_GEN1 | Sherman | Hydro | 81.0191 | 87.391 | 83.6901
6014_G_1 | Brunswick | Nuclear | 87.2318 | 93.5971 | 89.9
6014_G_2 | Brunswick | Nuclear | 84.4179 | 90.5778 | 87
6015_G_1 | Harris | Nuclear | 91.6953 | 98.3862 | 94.5
6020_G_1 | Perry | Nuclear | 86.1645 | 92.4518 | 88.8
6022_G_1 | Braidwood Generation Station | Nuclear | 92.5686 | 99.3233 | 95.4
6022_G_2 | Braidwood Generation Station | Nuclear | 90.5309 | 97.1369 | 93.3
6023_G_1 | Byron Generating Station | Nuclear | 91.0161 | 97.6575 | 93.8
6023_G_2 | Byron Generating Station | Nuclear | 92.8597 | 99.6356 | 95.7
6026_G_1 | LaSalle Generating Station | Nuclear | 92.5686 | 99.3233 | 95.4
6026_G_2 | LaSalle Generating Station | Nuclear | 94.0241 | 100 | 96.5291
6030_G_3 | Coal Creek | Combustion Turbine | 84.7073 | 87.0873 | 85.7049
6031_G_GT1 | Killen Station | Combustion Turbine | 84.7073 | 87.0873 | 85.7049
6034_G_12-1 | Belle River | Combustion Turbine | 89.6928 | 92.6015 | 90.9121
6034_G_12-2 | Belle River | Combustion Turbine | 89.6928 | 92.6015 | 90.9121
6034_G_13-1 | Belle River | Combustion Turbine | 89.6928 | 92.6015 | 90.9121
6034_G_3 | Belle River | Combustion Turbine | 84.7073 | 87.0873 | 85.7049
6034_G_4 | Belle River | Combustion Turbine | 84.7073 | 87.0873 | 85.7049
6034_G_5 | Belle River | Combustion Turbine | 84.7073 | 87.0873 | 85.7049
6034_G_IC1 | Belle River | Combustion Turbine | 84.7073 | 87.0873 | 85.7049
6034_G_IC2 | Belle River | Combustion Turbine | 84.7073 | 87.0873 | 85.7049
6035_G_11-1 | Greenwood | Combustion Turbine | 89.6928 | 92.6015 | 90.9121
6035_G_11-2 | Greenwood | Combustion Turbine | 89.6928 | 92.6015 | 90.9121
6035_G_11-3 | Greenwood | Combustion Turbine | 89.6928 | 92.6015 | 90.9121
6036_G_1 | Catawba | Nuclear | 88.2992 | 94.7423 | 91
6036_G_2 | Catawba | Nuclear | 92.6656 | 99.4274 | 95.5
6038_G_1 | McGuire | Nuclear | 89.5606 | 96.0958 | 92.3
6038_G_2 | McGuire | Nuclear | 90.1428 | 96.7204 | 92.9
6040_G_1 | Beaver Valley | Nuclear | 92.4716 | 99.2191 | 95.3
6040_G_2 | Beaver Valley | Nuclear | 89.1725 | 95.6793 | 91.9
6042_G_3 | Manatee | Combined Cycle | 84.4893 | 90.1371 | 86.8567
6042_G_A | Manatee | Combined Cycle | 84.4893 | 90.1371 | 86.8567
6042_G_B | Manatee | Combined Cycle | 84.4893 | 90.1371 | 86.8567
6042_G_C | Manatee | Combined Cycle | 84.4893 | 90.1371 | 86.8567
6042_G_D | Manatee | Combined Cycle | 84.4893 | 90.1371 | 86.8567
6043_G_3GT1 | Martin | Combined Cycle | 84.4893 | 90.1371 | 86.8567
6043_G_3GT2 | Martin | Combined Cycle | 84.4893 | 90.1371 | 86.8567
6043_G_3ST | Martin | Combined Cycle | 84.4893 | 90.1371 | 86.8567
6043_G_4GT1 | Martin | Combined Cycle | 84.4893 | 90.1371 | 86.8567
6043_G_4GT2 | Martin | Combined Cycle | 84.4893 | 90.1371 | 86.8567
6043_G_4ST | Martin | Combined Cycle | 84.4893 | 90.1371 | 86.8567
6043_G_8 | Martin | Combined Cycle | 84.4893 | 90.1371 | 86.8567
6043_G_8A | Martin | Combined Cycle | 84.4893 | 90.1371 | 86.8567
6043_G_8B | Martin | Combined Cycle | 84.4893 | 90.1371 | 86.8567
6043_G_8C | Martin | Combined Cycle | 84.4893 | 90.1371 | 86.8567
6043_G_8D | Martin | Combined Cycle | 84.4893 | 90.1371 | 86.8567
6043_G_9 | Martin | Solar Thermal | 90 | 90 | 90
6045_G_1 | St Lucie | Nuclear | 84.0298 | 90.1614 | 86.6
6045_G_2 | St Lucie | Nuclear | 82.8654 | 88.912 | 85.4
6046_G_10 | DeBary | Combustion Turbine | 89.6928 | 92.6015 | 90.9121
6046_G_2 | DeBary | Combustion Turbine | 89.6928 | 92.6015 | 90.9121
6046_G_3 | DeBary | Combustion Turbine | 89.6928 | 92.6015 | 90.9121
6046_G_4 | DeBary | Combustion Turbine | 89.6928 | 92.6015 | 90.9121
6046_G_5 | DeBary | Combustion Turbine | 88.1508 | 89.9672 | 88.9122
6046_G_6 | DeBary | Combustion Turbine | 89.6928 | 92.6015 | 90.9121
6046_G_7 | DeBary | Combustion Turbine | 89.6928 | 92.6015 | 90.9121
6046_G_8 | DeBary | Combustion Turbine | 89.6928 | 92.6015 | 90.9121
6046_G_9 | DeBary | Combustion Turbine | 89.6928 | 92.6015 | 90.9121
6046_G_P1 | DeBary | Combustion Turbine | 89.6928 | 92.6015 | 90.9121
6047_G_GEN1 | Deerfield 2 | Hydro | 81.0191 | 87.391 | 83.6901
6047_G_GEN2 | Deerfield 2 | Hydro | 81.0191 | 87.391 | 83.6901
6047_G_GEN3 | Deerfield 2 | Hydro | 81.0191 | 87.391 | 83.6901
6049_G_UN1 | West Tisbury Generating Facility | Combustion Turbine | 84.7073 | 87.0873 | 85.7049
6049_G_UN2 | West Tisbury Generating Facility | Combustion Turbine | 84.7073 | 87.0873 | 85.7049
6051_G_1 | Edwin I Hatch | Nuclear | 87.4259 | 93.8053 | 90.1
6051_G_2 | Edwin I Hatch | Nuclear | 81.8951 | 87.8709 | 84.4
6052_G_5A | Wansley | Combustion Turbine | 88.1508 | 89.9672 | 88.9122
6058_G_1 | Cascade Creek | Combustion Turbine | 88.1508 | 89.9672 | 88.9122
6058_G_2 | Cascade Creek | Combustion Turbine | 88.1508 | 89.9672 | 88.9122
6060_G_1 | Coachella | Combustion Turbine | 88.1508 | 89.9672 | 88.9122
6060_G_2 | Coachella | Combustion Turbine | 88.1508 | 89.9672 | 88.9122
6060_G_3 | Coachella | Combustion Turbine | 88.1508 | 89.9672 | 88.9122
6060_G_4 | Coachella | Combustion Turbine | 88.1508 | 89.9672 | 88.9122
6063_G_1 | Electrifarm | Combustion Turbine | 89.6928 | 92.6015 | 90.9121
6063_G_2 | Electrifarm | Combustion Turbine | 89.6928 | 92.6015 | 90.9121
6063_G_3 | Electrifarm | Combustion Turbine | 89.6928 | 92.6015 | 90.9121
6064_G_CT4 | Nearman Creek | Combustion Turbine | 89.6928 | 92.6015 | 90.9121
607_G_1 | Fredonia | Combustion Turbine | 91.7667 | 89.728 | 90.9121
607_G_2 | Fredonia | Combustion Turbine | 91.7667 | 89.728 | 90.9121
607_G_3 | Fredonia | Combustion Turbine | 89.4459 | 88.1728 | 88.9122
607_G_4 | Fredonia | Combustion Turbine | 89.4459 | 88.1728 | 88.9122
6071_G_10 | Trimble County | Combustion Turbine | 89.6928 | 92.6015 | 90.9121
6071_G_5 | Trimble County | Combustion Turbine | 89.6928 | 92.6015 | 90.9121
6071_G_6 | Trimble County | Combustion Turbine | 89.6928 | 92.6015 | 90.9121
6071_G_7 | Trimble County | Combustion Turbine | 89.6928 | 92.6015 | 90.9121
6071_G_8 | Trimble County | Combustion Turbine | 89.6928 | 92.6015 | 90.9121
6071_G_9 | Trimble County | Combustion Turbine | 89.6928 | 92.6015 | 90.9121
6072_G_1 | Grand Gulf | Nuclear | 89.8517 | 96.4081 | 92.6
6073_G_3 | Victor J Daniel Jr | Combined Cycle | 84.4893 | 90.1371 | 86.8567
6073_G_3CT | Victor J Daniel Jr | Combined Cycle | 84.4893 | 90.1371 | 86.8567
6073_G_3ST | Victor J Daniel Jr | Combined Cycle | 84.4893 | 90.1371 | 86.8567
6073_G_4 | Victor J Daniel Jr | Combined Cycle | 84.4893 | 90.1371 | 86.8567
6073_G_4CT | Victor J Daniel Jr | Combined Cycle | 84.4893 | 90.1371 | 86.8567
6073_G_4ST | Victor J Daniel Jr | Combined Cycle | 84.4893 | 90.1371 | 86.8567
6074_G_1 | Greenwood | Combustion Turbine | 89.6928 | 92.6015 | 90.9121
6074_G_2 | Greenwood | Combustion Turbine | 89.6928 | 92.6015 | 90.9121
6074_G_3 | Greenwood | Combustion Turbine | 89.6928 | 92.6015 | 90.9121
6074_G_4 | Greenwood | Combustion Turbine | 89.6928 | 92.6015 | 90.9121
6081_G_1 | Stony Brook | Combustion Turbine | 89.6928 | 92.6015 | 90.9121
6081_G_2 | Stony Brook | Combustion Turbine | 89.6928 | 92.6015 | 90.9121
6081_G_CA1 | Stony Brook | Combined Cycle | 84.4893 | 90.1371 | 86.8567
6081_G_CT1 | Stony Brook | Combined Cycle | 84.4893 | 90.1371 | 86.8567
6081_G_CT2 | Stony Brook | Combined Cycle | 84.4893 | 90.1371 | 86.8567
6081_G_CT3 | Stony Brook | Combined Cycle | 84.4893 | 90.1371 | 86.8567
6081_G_EDSI | Stony Brook | Combustion Turbine | 84.7073 | 87.0873 | 85.7049
6083_G_GEN1 | Deerfield 3 | Hydro | 81.0191 | 87.391 | 83.6901
6083_G_GEN2 | Deerfield 3 | Hydro | 81.0191 | 87.391 | 83.6901
6083_G_GEN3 | Deerfield 3 | Hydro | 81.0191 | 87.391 | 83.6901
6085_G_16A | R M Schahfer | Combustion Turbine | 89.6928 | 92.6015 | 90.9121
6085_G_16B | R M Schahfer | Combustion Turbine | 89.6928 | 92.6015 | 90.9121
6086_G_1 | Cornell | Hydro | 81.0191 | 87.391 | 83.6901
6086_G_2 | Cornell | Hydro | 81.0191 | 87.391 | 83.6901
6086_G_3 | Cornell | Hydro | 81.0191 | 87.391 | 83.6901
6086_G_4 | Cornell | Hydro | 81.0191 | 87.391 | 83.6901
6087_G_1 | Wallace Dam | Pumped Storage | 82.7612 | 89.89 | 85.7494
6087_G_2 | Wallace Dam | Pumped Storage | 82.7612 | 89.89 | 85.7494
6087_G_3 | Wallace Dam | Hydro | 83.3856 | 90.5577 | 86.392
6087_G_4 | Wallace Dam | Hydro | 83.3856 | 90.5577 | 86.392
6087_G_5 | Wallace Dam | Pumped Storage | 82.7612 | 89.89 | 85.7494
6087_G_6 | Wallace Dam | Pumped Storage | 82.7612 | 89.89 | 85.7494
6088_G_1 | North Loop | Combustion Turbine | 88.1508 | 89.9672 | 88.9122
6088_G_2 | North Loop | Combustion Turbine | 88.1508 | 89.9672 | 88.9122
6088_G_3 | North Loop | Combustion Turbine | 88.1508 | 89.9672 | 88.9122
6088_G_4 | North Loop | Combustion Turbine | 84.7073 | 87.0873 | 85.7049
6092_G_1 | Spirit Mound | Combustion Turbine | 89.6928 | 92.6015 | 90.9121
6092_G_2 | Spirit Mound | Combustion Turbine | 88.1508 | 89.9672 | 88.9122
6098_G_D1 | Big Stone | Combustion Turbine | 84.7073 | 87.0873 | 85.7049
6099_G_1 | Diablo Canyon | Nuclear | 89.9487 | 96.5122 | 92.7
6099_G_2 | Diablo Canyon | Nuclear | 87.3289 | 93.7012 | 90
6100_G_1 | Helms Pumped Storage | Pumped Storage | 82.7612 | 89.89 | 85.7494
6100_G_2 | Helms Pumped Storage | Pumped Storage | 82.7612 | 89.89 | 85.7494
6100_G_3 | Helms Pumped Storage | Pumped Storage | 82.7612 | 89.89 | 85.7494
6103_G_1 | PPL Susquehanna | Nuclear | 88.6056 | 84.2982 | 86.8
6103_G_2 | PPL Susquehanna | Nuclear | 91.8721 | 87.4059 | 90
6105_G_1 | Limerick | Nuclear | 90.822 | 97.4492 | 93.6
6105_G_2 | Limerick | Nuclear | 90.3369 | 96.9287 | 93.1
6110_G_1 | James A Fitzpatrick | Nuclear | 90.1428 | 96.7204 | 92.9
6112_G_1 | Fort St Vrain | Combined Cycle | 84.4893 | 90.1371 | 86.8567
6112_G_2 | Fort St Vrain | Combined Cycle | 84.4893 | 90.1371 | 86.8567
6112_G_3 | Fort St Vrain | Combined Cycle | 84.4893 | 90.1371 | 86.8567
6112_G_4 | Fort St Vrain | Combined Cycle | 84.4893 | 90.1371 | 86.8567
6112_G_5 | Fort St Vrain | Combustion Turbine | 89.6928 | 92.6015 | 90.9121
6112_G_6 | Fort St Vrain | Combustion Turbine | 89.6928 | 92.6015 | 90.9121
6115_G_1 | Seabrook | Nuclear | 86.5526 | 92.8683 | 89.2
6118_G_1 | PSEG Hope Creek Generating Station | Nuclear | 93.3449 | 100 | 96.1345
6119_G_GEN1 | Deerfield 4 | Hydro | 81.0191 | 87.391 | 83.6901
6119_G_GEN2 | Deerfield 4 | Hydro | 81.0191 | 87.391 | 83.6901
6119_G_GEN3 | Deerfield 4 | Hydro | 81.0191 | 87.391 | 83.6901
612_G_11 | Fort Myers | Combustion Turbine | 89.6928 | 92.6015 | 90.9121
612_G_12 | Fort Myers | Combustion Turbine | 89.6928 | 92.6015 | 90.9121
612_G_2A | Fort Myers | Combined Cycle | 84.4893 | 90.1371 | 86.8567
612_G_2B | Fort Myers | Combined Cycle | 84.4893 | 90.1371 | 86.8567
612_G_2C | Fort Myers | Combined Cycle | 84.4893 | 90.1371 | 86.8567
612_G_2D | Fort Myers | Combined Cycle | 84.4893 | 90.1371 | 86.8567
612_G_2E | Fort Myers | Combined Cycle | 84.4893 | 90.1371 | 86.8567
612_G_2F | Fort Myers | Combined Cycle | 84.4893 | 90.1371 | 86.8567
612_G_3 | Fort Myers | Combustion Turbine | 89.6928 | 92.6015 | 90.9121
612_G_4 | Fort Myers | Combustion Turbine | 89.6928 | 92.6015 | 90.9121
612_G_5 | Fort Myers | Combustion Turbine | 89.6928 | 92.6015 | 90.9121
612_G_6 | Fort Myers | Combustion Turbine | 89.6928 | 92.6015 | 90.9121
612_G_7 | Fort Myers | Combustion Turbine | 89.6928 | 92.6015 | 90.9121
612_G_8 | Fort Myers | Combustion Turbine | 89.6928 | 92.6015 | 90.9121
612_G_9 | Fort Myers | Combustion Turbine | 89.6928 | 92.6015 | 90.9121
612_G_CT1 | Fort Myers | Combustion Turbine | 89.6928 | 92.6015 | 90.9121
612_G_CT2 | Fort Myers | Combustion Turbine | 89.6928 | 92.6015 | 90.9121
612_G_G10 | Fort Myers | Combustion Turbine | 89.6928 | 92.6015 | 90.9121
612_G_GT1 | Fort Myers | Combustion Turbine | 89.6928 | 92.6015 | 90.9121
612_G_GT2 | Fort Myers | Combustion Turbine | 89.6928 | 92.6015 | 90.9121
612_G_ST1 | Fort Myers | Combined Cycle | 84.4893 | 90.1371 | 86.8567
612_G_ST2 | Fort Myers | Combined Cycle | 84.4893 | 90.1371 | 86.8567
6120_G_2 | Whitehorn | Combustion Turbine | 91.7667 | 89.728 | 90.9121
6120_G_3 | Whitehorn | Combustion Turbine | 91.7667 | 89.728 | 90.9121
6122_G_1 | R E Ginna Nuclear Power Plant | Nuclear | 88.5903 | 95.0546 | 91.3
6124_G_CT1 | McIntosh | Combustion Turbine | 89.6928 | 92.6015 | 90.9121
6124_G_CT2 | McIntosh | Combustion Turbine | 89.6928 | 92.6015 | 90.9121
6124_G_CT3 | McIntosh | Combustion Turbine | 89.6928 | 92.6015 | 90.9121
6124_G_CT4 | McIntosh | Combustion Turbine | 89.6928 | 92.6015 | 90.9121
6124_G_CT5 | McIntosh | Combustion Turbine | 89.6928 | 92.6015 | 90.9121
6124_G_CT6 | McIntosh | Combustion Turbine | 89.6928 | 92.6015 | 90.9121
6124_G_CT7 | McIntosh | Combustion Turbine | 89.6928 | 92.6015 | 90.9121
6124_G_CT8 | McIntosh | Combustion Turbine | 89.6928 | 92.6015 | 90.9121
6125_G_1 | Shrewsbury | Combustion Turbine | 84.7073 | 87.0873 | 85.7049
6125_G_2 | Shrewsbury | Combustion Turbine | 84.7073 | 87.0873 | 85.7049
6125_G_3 | Shrewsbury | Combustion Turbine | 84.7073 | 87.0873 | 85.7049
6125_G_4 | Shrewsbury | Combustion Turbine | 84.7073 | 87.0873 | 85.7049
6125_G_5 | Shrewsbury | Combustion Turbine | 84.7073 | 87.0873 | 85.7049
6126_G_1 | Fairfield Pumped Storage | Pumped Storage | 82.7612 | 89.89 | 85.7494
6126_G_2 | Fairfield Pumped Storage | Pumped Storage | 82.7612 | 89.89 | 85.7494
6126_G_3 | Fairfield Pumped Storage | Pumped Storage | 82.7612 | 89.89 | 85.7494
6126_G_4 | Fairfield Pumped Storage | Pumped Storage | 82.7612 | 89.89 | 85.7494
6126_G_5 | Fairfield Pumped Storage | Pumped Storage | 82.7612 | 89.89 | 85.7494
6126_G_6 | Fairfield Pumped Storage | Pumped Storage | 82.7612 | 89.89 | 85.7494
6126_G_7 | Fairfield Pumped Storage | Pumped Storage | 82.7612 | 89.89 | 85.7494
6126_G_8 | Fairfield Pumped Storage | Pumped Storage | 82.7612 | 89.89 | 85.7494
6127_G_1 | V C Summer | Nuclear | 87.3289 | 93.7012 | 90
6128_G_1 | Amistad Dam & Power | Hydro | 81.0191 | 87.391 | 83.6901
6128_G_2 | Amistad Dam & Power | Hydro | 81.0191 | 87.391 | 83.6901
613_G_1 | Lauderdale | Combustion Turbine | 88.1508 | 89.9672 | 88.9122
613_G_10 | Lauderdale | Combustion Turbine | 88.1508 | 89.9672 | 88.9122
613_G_11 | Lauderdale | Combustion Turbine | 88.1508 | 89.9672 | 88.9122
613_G_12 | Lauderdale | Combustion Turbine | 88.1508 | 89.9672 | 88.9122
613_G_13 | Lauderdale | Combustion Turbine | 88.1508 | 89.9672 | 88.9122
613_G_14 | Lauderdale | Combustion Turbine | 88.1508 | 89.9672 | 88.9122
613_G_15 | Lauderdale | Combustion Turbine | 88.1508 | 89.9672 | 88.9122
613_G_16 | Lauderdale | Combustion Turbine | 88.1508 | 89.9672 | 88.9122
613_G_17 | Lauderdale | Combustion Turbine | 88.1508 | 89.9672 | 88.9122
613_G_18 | Lauderdale | Combustion Turbine | 88.1508 | 89.9672 | 88.9122
613_G_19 | Lauderdale | Combustion Turbine | 88.1508 | 89.9672 | 88.9122
613_G_2 | Lauderdale | Combustion Turbine | 88.1508 | 89.9672 | 88.9122
613_G_20 | Lauderdale | Combustion Turbine | 88.1508 | 89.9672 | 88.9122
613_G_21 | Lauderdale | Combustion Turbine | 88.1508 | 89.9672 | 88.9122
613_G_22 | Lauderdale | Combustion Turbine | 88.1508 | 89.9672 | 88.9122
613_G_23 | Lauderdale | Combustion Turbine | 88.1508 | 89.9672 | 88.9122
613_G_24 | Lauderdale | Combustion Turbine | 88.1508 | 89.9672 | 88.9122
613_G_3 | Lauderdale | Combustion Turbine | 88.1508 | 89.9672 | 88.9122
613_G_4 | Lauderdale | Combustion Turbine | 88.1508 | 89.9672 | 88.9122
613_G_4GT1 | Lauderdale | Combined Cycle | 84.4893 | 90.1371 | 86.8567
613_G_4GT2 | Lauderdale | Combined Cycle | 84.4893 | 90.1371 | 86.8567
613_G_5 | Lauderdale | Combustion Turbine | 88.1508 | 89.9672 | 88.9122
613_G_5GT1 | Lauderdale | Combined Cycle | 84.4893 | 90.1371 | 86.8567
613_G_5GT2 | Lauderdale | Combined Cycle | 84.4893 | 90.1371 | 86.8567
613_G_6 | Lauderdale | Combustion Turbine | 88.1508 | 89.9672 | 88.9122
613_G_7 | Lauderdale | Combustion Turbine | 88.1508 | 89.9672 | 88.9122
613_G_8 | Lauderdale | Combustion Turbine | 88.1508 | 89.9672 | 88.9122
613_G_9 | Lauderdale | Combustion Turbine | 88.1508 | 89.9672 | 88.9122
613_G_ST4 | Lauderdale | Combined Cycle | 84.4893 | 90.1371 | 86.8567
613_G_ST5 | Lauderdale | Combined Cycle | 84.4893 | 90.1371 | 86.8567
6130_G_1 | Carters | Hydro | 83.3856 | 90.5577 | 86.392
6130_G_2 | Carters | Hydro | 83.3856 | 90.5577 | 86.392
6130_G_3 | Carters | Pumped Storage | 82.7612 | 89.89 | 85.7494
6130_G_4 | Carters | Pumped Storage | 82.7612 | 89.89 | 85.7494
6131_G_1 | Jones Bluff | Hydro | 81.0191 | 87.391 | 83.6901
6131_G_2 | Jones Bluff | Hydro | 81.0191 | 87.391 | 83.6901
6131_G_3 | Jones Bluff | Hydro | 81.0191 | 87.391 | 83.6901
6131_G_4 | Jones Bluff | Hydro | 81.0191 | 87.391 | 83.6901
6132_G_1 | Richard B Russell | Hydro | 83.3856 | 90.5577 | 86.392
6132_G_2 | Richard B Russell | Hydro | 83.3856 | 90.5577 | 86.392
6132_G_3 | Richard B Russell | Hydro | 83.3856 | 90.5577 | 86.392
6132_G_4 | Richard B Russell | Hydro | 83.3856 | 90.5577 | 86.392
6132_G_5 | Richard B Russell | Pumped Storage | 82.7612 | 89.89 | 85.7494
6132_G_6 | Richard B Russell | Pumped Storage | 82.7612 | 89.89 | 85.7494
6132_G_7 | Richard B Russell | Pumped Storage | 82.7612 | 89.89 | 85.7494
6132_G_8 | Richard B Russell | Pumped Storage | 82.7612 | 89.89 | 85.7494
6133_G_1 | West Point | Hydro | 81.0191 | 87.391 | 83.6901
6133_G_2 | West Point | Hydro | 83.3856 | 90.5577 | 86.392
6133_G_3 | West Point | Hydro | 83.3856 | 90.5577 | 86.392
6137_G_4 | A B Brown | Combustion Turbine | 89.6928 | 92.6015 | 90.9121
6137_G_5 | A B Brown | Combustion Turbine | 89.6928 | 92.6015 | 90.9121
6140_G_1 | Clarence Cannon | Hydro | 81.0191 | 87.391 | 83.6901
6140_G_2 | Clarence Cannon | Pumped Storage | 82.7612 | 89.89 | 85.7494
6141_G_1 | Harry Truman | Pumped Storage | 82.7612 | 89.89 | 85.7494
6141_G_2 | Harry Truman | Pumped Storage | 82.7612 | 89.89 | 85.7494
6141_G_3 | Harry Truman | Pumped Storage | 82.7612 | 89.89 | 85.7494
6141_G_4 | Harry Truman | Pumped Storage | 82.7612 | 89.89 | 85.7494
6141_G_5 | Harry Truman | Pumped Storage | 82.7612 | 89.89 | 85.7494
6141_G_6 | Harry Truman | Pumped Storage | 82.7612 | 89.89 | 85.7494
6142_G_1 | Ozark | Hydro | 81.0191 | 87.391 | 83.6901
6142_G_2 | Ozark | Hydro | 81.0191 | 87.391 | 83.6901
6142_G_3 | Ozark | Hydro | 81.0191 | 87.391 | 83.6901
6142_G_4 | Ozark | Hydro | 81.0191 | 87.391 | 83.6901
6142_G_5 | Ozark | Hydro | 81.0191 | 87.391 | 83.6901
6144_G_1 | Kansas City International | Combustion Turbine | 84.7073 | 87.0873 | 85.7049
6144_G_2 | Kansas City International | Combustion Turbine | 84.7073 | 87.0873 | 85.7049
6145_G_1 | Comanche Peak | Nuclear | 89.7547 | 96.304 | 92.5
6145_G_2 | Comanche Peak | Nuclear | 91.5012 | 98.178 | 94.3
6149_G_1 | Davis Besse | Nuclear | 80.0515 | 85.8928 | 82.5
6150_G_DG-1 | Bellefonte | Combustion Turbine | 84.7073 | 87.0873 | 85.7049
6150_G_DG-2 | Bellefonte | Combustion Turbine | 84.7073 | 87.0873 | 85.7049
6151_G_1 | Raccoon Mountain | Pumped Storage | 82.7612 | 89.89 | 85.7494
6151_G_2 | Raccoon Mountain | Pumped Storage | 82.7612 | 89.89 | 85.7494
6151_G_3 | Raccoon Mountain | Pumped Storage | 82.7612 | 89.89 | 85.7494
6151_G_4 | Raccoon Mountain | Pumped Storage | 82.7612 | 89.89 | 85.7494
6152_G_1 | Sequoyah | Nuclear | 89.1725 | 95.6793 | 91.9
6152_G_2 | Sequoyah | Nuclear | 87.3289 | 93.7012 | 90
6153_G_1 | Callaway | Nuclear | 87.3289 | 93.7012 | 90
6156_G_2 | New Haven Harbor | Combustion Turbine | 88.1508 | 89.9672 | 88.9122
6156_G_3 | New Haven Harbor | Combustion Turbine | 88.1508 | 89.9672 | 88.9122
6156_G_4 | New Haven Harbor | Combustion Turbine | 88.1508 | 89.9672 | 88.9122
6158_G_1 | New Melones | Hydro | 83.3856 | 90.5577 | 86.392
6158_G_2 | New Melones | Hydro | 83.3856 | 90.5577 | 86.392
6159_G_1 | Crystal | Hydro | 83.3856 | 90.5577 | 86.392
6163_G_1 | Grand Coulee | Hydro | 88.4991 | 83.4724 | 86.392
6163_G_10 | Grand Coulee | Hydro | 88.4991 | 83.4724 | 86.392
6163_G_11 | Grand Coulee | Hydro | 88.4991 | 83.4724 | 86.392
6163_G_12 | Grand Coulee | Hydro | 88.4991 | 83.4724 | 86.392
6163_G_13 | Grand Coulee | Hydro | 88.4991 | 83.4724 | 86.392
6163_G_14 | Grand Coulee | Hydro | 88.4991 | 83.4724 | 86.392
6163_G_15 | Grand Coulee | Hydro | 88.4991 | 83.4724 | 86.392
6163_G_16 | Grand Coulee | Hydro | 88.4991 | 83.4724 | 86.392
6163_G_17 | Grand Coulee | Hydro | 88.4991 | 83.4724 | 86.392
6163_G_18 | Grand Coulee | Hydro | 88.4991 | 83.4724 | 86.392
6163_G_19 | Grand Coulee | Hydro | 88.4991 | 83.4724 | 86.392
6163_G_2 | Grand Coulee | Hydro | 88.4991 | 83.4724 | 86.392
6163_G_20 | Grand Coulee | Hydro | 88.4991 | 83.4724 | 86.392
6163_G_21 | Grand Coulee | Hydro | 88.4991 | 83.4724 | 86.392
6163_G_22 | Grand Coulee | Hydro | 88.4991 | 83.4724 | 86.392
6163_G_23 | Grand Coulee | Hydro | 88.4991 | 83.4724 | 86.392
6163_G_24 | Grand Coulee | Hydro | 88.4991 | 83.4724 | 86.392
6163_G_3 | Grand Coulee | Hydro | 88.4991 | 83.4724 | 86.392
6163_G_4 | Grand Coulee | Hydro | 88.4991 | 83.4724 | 86.392
6163_G_5 | Grand Coulee | Hydro | 88.4991 | 83.4724 | 86.392
6163_G_6 | Grand Coulee | Hydro | 88.4991 | 83.4724 | 86.392
6163_G_7 | Grand Coulee | Hydro | 88.4991 | 83.4724 | 86.392
6163_G_8 | Grand Coulee | Hydro | 88.4991 | 83.4724 | 86.392
6163_G_9 | Grand Coulee | Hydro | 88.4991 | 83.4724 | 86.392
6163_G_LS1 | Grand Coulee | Hydro | 85.5621 | 81.0962 | 83.6901
6163_G_LS2 | Grand Coulee | Hydro | 85.5621 | 81.0962 | 83.6901
6163_G_LS3 | Grand Coulee | Hydro | 85.5621 | 81.0962 | 83.6901
6163_G_PG10 | Grand Coulee | Pumped Storage | 87.8438 | 82.8474 | 85.7494
6163_G_PG11 | Grand Coulee | Pumped Storage | 87.8438 | 82.8474 | 85.7494
6163_G_PG12 | Grand Coulee | Pumped Storage | 87.8438 | 82.8474 | 85.7494
6163_G_PG7 | Grand Coulee | Pumped Storage | 87.8438 | 82.8474 | 85.7494
6163_G_PG8 | Grand Coulee | Pumped Storage | 87.8438 | 82.8474 | 85.7494
6163_G_PG9 | Grand Coulee | Pumped Storage | 87.8438 | 82.8474 | 85.7494
6167_G_1 | Bath County | Pumped Storage | 82.7612 | 89.89 | 85.7494
6167_G_2 | Bath County | Pumped Storage | 82.7612 | 89.89 | 85.7494
6167_G_3 | Bath County | Pumped Storage | 82.7612 | 89.89 | 85.7494
6167_G_4 | Bath County | Pumped Storage | 82.7612 | 89.89 | 85.7494
6167_G_5 | Bath County | Pumped Storage | 82.7612 | 89.89 | 85.7494
6167_G_6 | Bath County | Pumped Storage | 82.7612 | 89.89 | 85.7494
6168_G_1 | North Anna | Nuclear | 85.7763 | 92.0354 | 88.4
6168_G_2 | North Anna | Nuclear | 81.0218 | 86.9339 | 83.5
6168_G_HC1 | North Anna | Hydro | 81.0191 | 87.391 | 83.6901
617_G_10 | Port Everglades | Combustion Turbine | 88.1508 | 89.9672 | 88.9122
617_G_11 | Port Everglades | Combustion Turbine | 88.1508 | 89.9672 | 88.9122
617_G_12 | Port Everglades | Combustion Turbine | 88.1508 | 89.9672 | 88.9122
617_G_6 | Port Everglades | Combustion Turbine | 88.1508 | 89.9672 | 88.9122
617_G_7 | Port Everglades | Combustion Turbine | 88.1508 | 89.9672 | 88.9122
617_G_8 | Port Everglades | Combustion Turbine | 88.1508 | 89.9672 | 88.9122
617_G_9 | Port Everglades | Combustion Turbine | 88.1508 | 89.9672 | 88.9122
617_G_GT1 | Port Everglades | Combustion Turbine | 88.1508 | 89.9672 | 88.9122
617_G_GT2 | Port Everglades | Combustion Turbine | 88.1508 | 89.9672 | 88.9122
617_G_GT3 | Port Everglades | Combustion Turbine | 88.1508 | 89.9672 | 88.9122
617_G_GT4 | Port Everglades | Combustion Turbine | 88.1508 | 89.9672 | 88.9122
617_G_GT5 | Port Everglades | Combustion Turbine | 88.1508 | 89.9672 | 88.9122
6170_G_3 | Pleasant Prairie | Combustion Turbine | 84.7073 | 87.0873 | 85.7049
6171_G_1 | Laurel | Hydro | 83.3856 | 90.5577 | 86.392
6172_G_1 | Libby | Hydro | 83.3856 | 90.5577 | 86.392
6172_G_2 | Libby | Hydro | 83.3856 | 90.5577 | 86.392
6172_G_3 | Libby | Hydro | 83.3856 | 90.5577 | 86.392
6172_G_4 | Libby | Hydro | 83.3856 | 90.5577 | 86.392
6172_G_5 | Libby | Hydro | 83.3856 | 90.5577 | 86.392
6174_G_1 | Lost Creek | Hydro | 85.5621 | 81.0962 | 83.6901
6174_G_2 | Lost Creek | Hydro | 85.5621 | 81.0962 | 83.6901
6175_G_1 | Lower Granite | Hydro | 88.4991 | 83.4724 | 86.392
6175_G_2 | Lower Granite | Hydro | 88.4991 | 83.4724 | 86.392
6175_G_3 | Lower Granite | Hydro | 88.4991 | 83.4724 | 86.392
6175_G_4 | Lower Granite | Hydro | 88.4991 | 83.4724 | 86.392
6175_G_5 | Lower Granite | Hydro | 88.4991 | 83.4724 | 86.392
6175_G_6 | Lower Granite | Hydro | 88.4991 | 83.4724 | 86.392
6188_G_1 | Harris Dam | Hydro | 83.3856 | 90.5577 | 86.392
6188_G_2 | Harris Dam | Hydro | 83.3856 | 90.5577 | 86.392
6189_G_1 | Rocky Mountain Hydroelectric Plant | Pumped Storage | 82.7612 | 89.89 | 85.7494
6189_G_2 | Rocky Mountain Hydroelectric Plant | Pumped Storage | 82.7612 | 89.89 | 85.7494
6189_G_3 | Rocky Mountain Hydroelectric Plant | Pumped Storage | 82.7612 | 89.89 | 85.7494
6195_G_GT1 | Southwest Power Station | Combustion Turbine | 89.6928 | 92.6015 | 90.9121
6195_G_GT2 | Southwest Power Station | Combustion Turbine | 89.6928 | 92.6015 | 90.9121
6196_G_1 | W E Warne | Hydro | 83.3856 | 90.5577 | 86.392
6196_G_2 | W E Warne | Hydro | 83.3856 | 90.5577 | 86.392
620_G_4 | Sanford | Combined Cycle | 84.4893 | 90.1371 | 86.8567
620_G_4A | Sanford | Combined Cycle | 84.4893 | 90.1371 | 86.8567
620_G_4B | Sanford | Combined Cycle | 84.4893 | 90.1371 | 86.8567
620_G_4C | Sanford | Combined Cycle | 84.4893 | 90.1371 | 86.8567
620_G_4D | Sanford | Combined Cycle | 84.4893 | 90.1371 | 86.8567
620_G_5 | Sanford | Combined Cycle | 84.4893 | 90.1371 | 86.8567
620_G_5A | Sanford | Combined Cycle | 84.4893 | 90.1371 | 86.8567
620_G_5B | Sanford | Combined Cycle | 84.4893 | 90.1371 | 86.8567
620_G_5C | Sanford | Combined Cycle | 84.4893 | 90.1371 | 86.8567
620_G_5D | Sanford | Combined Cycle | 84.4893 | 90.1371 | 86.8567
6200_G_A | Rock Island | Hydro | 85.5621 | 81.0962 | 83.6901
6200_G_B-1 | Rock Island | Hydro | 85.5621 | 81.0962 | 83.6901
6200_G_B-10 | Rock Island | Hydro | 85.5621 | 81.0962 | 83.6901
6200_G_B-2 | Rock Island | Hydro | 85.5621 | 81.0962 | 83.6901
6200_G_B-3 | Rock Island | Hydro | 85.5621 | 81.0962 | 83.6901
6200_G_B-4 | Rock Island | Hydro | 85.5621 | 81.0962 | 83.6901
6200_G_B-5 | Rock Island | Hydro | 85.5621 | 81.0962 | 83.6901
6200_G_B-6 | Rock Island | Hydro | 85.5621 | 81.0962 | 83.6901
6200_G_B-7 | Rock Island | Hydro | 85.5621 | 81.0962 | 83.6901
6200_G_B-8 | Rock Island | Hydro | 85.5621 | 81.0962 | 83.6901
6200_G_B-9 | Rock Island | Hydro | 85.5621 | 81.0962 | 83.6901
6200_G_U-1 | Rock Island | Hydro | 88.4991 | 83.4724 | 86.392
6200_G_U-2 | Rock Island | Hydro | 88.4991 | 83.4724 | 86.392
6200_G_U-3 | Rock Island | Hydro | 88.4991 | 83.4724 | 86.392
6200_G_U-4 | Rock Island | Hydro | 88.4991 | 83.4724 | 86.392
6200_G_U-5 | Rock Island | Hydro | 88.4991 | 83.4724 | 86.392
6200_G_U-6 | Rock Island | Hydro | 88.4991 | 83.4724 | 86.392
6200_G_U-7 | Rock Island | Hydro | 88.4991 | 83.4724 | 86.392
6200_G_U-8 | Rock Island | Hydro | 88.4991 | 83.4724 | 86.392
6202_G_41 | Ross | Hydro | 88.4991 | 83.4724 | 86.392
6202_G_42 | Ross | Hydro | 88.4991 | 83.4724 | 86.392
6202_G_43 | Ross | Hydro | 88.4991 | 83.4724 | 86.392
6202_G_44 | Ross | Hydro | 88.4991 | 83.4724 | 86.392
6206_G_1 | Tacoma | Hydro | 81.0191 | 87.391 | 83.6901
6206_G_2 | Tacoma | Hydro | 81.0191 | 87.391 | 83.6901
6207_G_1 | Ames Hydro | Hydro | 81.0191 | 87.391 | 83.6901
6208_G_1 | Mount Elbert | Pumped Storage | 82.7612 | 89.89 | 85.7494
6208_G_2 | Mount Elbert | Pumped Storage | 82.7612 | 89.89 | 85.7494
621_G_3 | Turkey Point | Nuclear | 88.5903 | 95.0546 | 91.3
621_G_4 | Turkey Point | Nuclear | 85.1942 | 91.4107 | 87.8
621_G_5CA | Turkey Point | Combined Cycle | 84.4893 | 90.1371 | 86.8567
621_G_5CTA | Turkey Point | Combined Cycle | 84.4893 | 90.1371 | 86.8567
621_G_5CTB | Turkey Point | Combined Cycle | 84.4893 | 90.1371 | 86.8567
621_G_5CTC | Turkey Point | Combined Cycle | 84.4893 | 90.1371 | 86.8567
621_G_5CTD | Turkey Point | Combined Cycle | 84.4893 | 90.1371 | 86.8567
621_G_IC1 | Turkey Point | Combustion Turbine | 84.7073 | 87.0873 | 85.7049
621_G_IC2 | Turkey Point | Combustion Turbine | 84.7073 | 87.0873 | 85.7049
621_G_IC3 | Turkey Point | Combustion Turbine | 84.7073 | 87.0873 | 85.7049
621_G_IC4 | Turkey Point | Combustion Turbine | 84.7073 | 87.0873 | 85.7049
621_G_IC5 | Turkey Point | Combustion Turbine | 84.7073 | 87.0873 | 85.7049
6210_G_1 | Northeast | Combustion Turbine | 89.4459 | 88.1728 | 88.9122
6211_G_GEN1 | Dynegy Oakland Power Plant | Combustion Turbine | 89.6928 | 92.6015 | 90.9121
6211_G_GEN2 | Dynegy Oakland Power Plant | Combustion Turbine | 89.6928 | 92.6015 | 90.9121
6211_G_GEN3 | Dynegy Oakland Power Plant | Combustion Turbine | 89.6928 | 92.6015 | 90.9121
622_G_1 | South Fork Tolt | Hydro | 85.5621 | 81.0962 | 83.6901
6220_G_6A | Durant | Combustion Turbine | 84.7073 | 87.0873 | 85.7049
6220_G_7 | Durant | Combustion Turbine | 84.7073 | 87.0873 | 85.7049
6223_G_1 | Empire Energy Center | Combustion Turbine | 89.6928 | 92.6015 | 90.9121
6223_G_2 | Empire Energy Center | Combustion Turbine | 89.6928 | 92.6015 | 90.9121
6223_G_3 | Empire Energy Center | Combustion Turbine | 88.1508 | 89.9672 | 88.9122
6223_G_4 | Empire Energy Center | Combustion Turbine | 88.1508 | 89.9672 | 88.9122
6229_G_1 | Mobile | Combustion Turbine | 84.7073 | 87.0873 | 85.7049
6229_G_2 | Mobile | Combustion Turbine | 84.7073 | 87.0873 | 85.7049
6229_G_500 | Mobile | Combustion Turbine | 84.7073 | 87.0873 | 85.7049
6231_G_1 | Apple River | Hydro | 81.0191 | 87.391 | 83.6901
6231_G_3 | Apple River | Hydro | 81.0191 | 87.391 | 83.6901
6231_G_4 | Apple River | Hydro | 81.0191 | 87.391 | 83.6901
6237_G_1 | Pittsfield | Combustion Turbine | 84.7073 | 87.0873 | 85.7049
6237_G_2 | Pittsfield | Combustion Turbine | 84.7073 | 87.0873 | 85.7049
6237_G_3 | Pittsfield | Combustion Turbine | 84.7073 | 87.0873 | 85.7049
6237_G_4 | Pittsfield | Combustion Turbine | 84.7073 | 87.0873 | 85.7049
6237_G_5 | Pittsfield | Combustion Turbine | 84.7073 | 87.0873 | 85.7049
6238_G_GT1 | Pearl Station | Combustion Turbine | 88.1508 | 89.9672 | 88.9122
624_G_P1 | Avon Park | Combustion Turbine | 88.1508 | 89.9672 | 88.9122
624_G_P2 | Avon Park | Combustion Turbine | 88.1508 | 89.9672 | 88.9122
6243_G_2 | Dansby | Combustion Turbine | 88.1508 | 89.9672 | 88.9122
6243_G_3 | Dansby | Combustion Turbine | 88.1508 | 89.9672 | 88.9122
6246_G_1GT1 | Putnam | Combined Cycle | 84.4893 | 90.1371 | 86.8567
6246_G_1GT2 | Putnam | Combined Cycle | 84.4893 | 90.1371 | 86.8567
6246_G_1ST | Putnam | Combined Cycle | 84.4893 | 90.1371 | 86.8567
6246_G_2GT1 | Putnam | Combined Cycle | 84.4893 | 90.1371 | 86.8567
6246_G_2GT2 | Putnam | Combined Cycle | 84.4893 | 90.1371 | 86.8567
6246_G_2ST | Putnam | Combined Cycle | 84.4893 | 90.1371 | 86.8567
625_G_1 | Upper Mechanicville | Hydro | 81.0191 | 87.391 | 83.6901
625_G_2 | Upper Mechanicville | Hydro | 81.0191 | 87.391 | 83.6901
6251_G_1 | South Texas Project | Nuclear | 92.2775 | 99.0109 | 95.1
6251_G_2 | South Texas Project | Nuclear | 90.0458 | 96.6163 | 92.8
6253_G_1 | Germantown | Combustion Turbine | 89.6928 | 92.6015 | 90.9121
6253_G_2 | Germantown | Combustion Turbine | 89.6928 | 92.6015 | 90.9121
6253_G_3 | Germantown | Combustion Turbine | 89.6928 | 92.6015 | 90.9121
6253_G_4 | Germantown | Combustion Turbine | 89.6928 | 92.6015 | 90.9121
6253_G_5 | Germantown | Combustion Turbine | 89.6928 | 92.6015 | 90.9121
6258_G_5A | Wilson | Combustion Turbine | 88.1508 | 89.9672 | 88.9122
6258_G_5B | Wilson | Combustion Turbine | 88.1508 | 89.9672 | 88.9122
6258_G_5C | Wilson | Combustion Turbine | 88.1508 | 89.9672 | 88.9122
6258_G_5D | Wilson | Combustion Turbine | 88.1508 | 89.9672 | 88.9122
6258_G_5E | Wilson | Combustion Turbine | 88.1508 | 89.9672 | 88.9122
6258_G_5F | Wilson | Combustion Turbine | 88.1508 | 89.9672 | 88.9122
6258_G_IC1 | Wilson | Combustion Turbine | 84.7073 | 87.0873 | 85.7049
626_G_1 | Oak Flat | Hydro | 81.0191 | 87.391 | 83.6901
6265_G_22 | Swift 2 | Hydro | 88.4991 | 83.4724 | 86.392
627_G_P1 | Bayboro | Combustion Turbine | 88.1508 | 89.9672 | 88.9122
627_G_P2 | Bayboro | Combustion Turbine | 88.1508 | 89.9672 | 88.9122
627_G_P3 | Bayboro | Combustion Turbine | 88.1508 | 89.9672 | 88.9122
627_G_P4 | Bayboro | Combustion Turbine | 88.1508 | 89.9672 | 88.9122
6280_G_5 | Ozark Beach | Hydro | 81.0191 | 87.391 | 83.6901
6280_G_6 | Ozark Beach | Hydro | 81.0191 | 87.391 | 83.6901
6280_G_7 | Ozark Beach | Hydro | 81.0191 | 87.391 | 83.6901
6280_G_8 | Ozark Beach | Hydro | 81.0191 | 87.391 | 83.6901
629_G_P1 | G E Turner | Combustion Turbine | 84.7073 | 87.0873 | 85.7049
629_G_P2 | G E Turner | Combustion Turbine | 84.7073 | 87.0873 | 85.7049
629_G_P3 | G E Turner | Combustion Turbine | 89.6928 | 92.6015 | 90.9121
629_G_P4 | G E Turner | Combustion Turbine | 89.6928 | 92.6015 | 90.9121
630_G_P1 | Higgins | Combustion Turbine | 88.1508 | 89.9672 | 88.9122
630_G_P2 | Higgins | Combustion Turbine | 88.1508 | 89.9672 | 88.9122
630_G_P3 | Higgins | Combustion Turbine | 88.1508 | 89.9672 | 88.9122
630_G_P4 | Higgins | Combustion Turbine | 88.1508 | 89.9672 | 88.9122
632_G_1 | Newcastle | Hydro | 81.0191 | 87.391 | 83.6901
634_G_4AGT | P L Bartow | Combined Cycle | 84.4893 | 90.1371 | 86.8567
634_G_4BGT | P L Bartow | Combined Cycle | 84.4893 | 90.1371 | 86.8567
634_G_4CGT | P L Bartow | Combined Cycle | 84.4893 | 90.1371 | 86.8567
634_G_4DGT | P L Bartow | Combined Cycle | 84.4893 | 90.1371 | 86.8567
634_G_4ST | P L Bartow | Combined Cycle | 84.4893 | 90.1371 | 86.8567
634_G_P1 | P L Bartow | Combustion Turbine | 88.1508 | 89.9672 | 88.9122
634_G_P2 | P L Bartow | Combustion Turbine | 88.1508 | 89.9672 | 88.9122
634_G_P3 | P L Bartow | Combustion Turbine | 88.1508 | 89.9672 | 88.9122
634_G_P4 | P L Bartow | Combustion Turbine | 88.1508 | 89.9672 | 88.9122
6356_G_1 | Sixth Street | Combustion Turbine | 84.7073 | 87.0873 | 85.7049
6358_G_2 | Hutchinson Plant #2 | Combined Cycle | 84.4893 | 90.1371 | 86.8567
6358_G_3 | Hutchinson Plant #2 | Combined Cycle | 84.4893 | 90.1371 | 86.8567
6358_G_9 | Hutchinson Plant #2 | Combustion Turbine | 88.1508 | 89.9672 | 88.9122
6359_G_1 | Felt | Hydro | 81.0191 | 87.391 | 83.6901
6359_G_2 | Felt | Hydro | 81.0191 | 87.391 | 83.6901
6359_G_4 | Felt | Hydro | 81.0191 | 87.391 | 83.6901
6359_G_5 | Felt | Hydro | 81.0191 | 87.391 | 83.6901
6369_G_6 | Detour | Combustion Turbine | 84.7073 | 87.0873 | 85.7049
6369_G_7 | Detour | Combustion Turbine | 84.7073 | 87.0873 | 85.7049
637_G_P1 | Rio Pinar | Combustion Turbine | 84.7073 | 87.0873 | 85.7049
6373_G_1 | Rokeby | Combustion Turbine | 89.6928 | 92.6015 | 90.9121
6373_G_2 | Rokeby | Combustion Turbine | 89.6928 | 92.6015 | 90.9121
6373_G_3 | Rokeby | Combustion Turbine | 89.6928 | 92.6015 | 90.9121
6373_G_BSU | Rokeby | Combustion Turbine | 84.7073 | 87.0873 | 85.7049
6377_G_1 | Ocracoke | Combustion Turbine | 84.7073 | 87.0873 | 85.7049
6378_G_DW2 | Dwight | Hydro | 81.0191 | 87.391 | 83.6901
6378_G_DW3 | Dwight | Hydro | 81.0191 | 87.391 | 83.6901
6378_G_DW4 | Dwight | Hydro | 81.0191 | 87.391 | 83.6901
6379_G_IO3 | Indian Orchard | Hydro | 81.0191 | 87.391 | 83.6901
6379_G_IO4 | Indian Orchard | Hydro | 81.0191 | 87.391 | 83.6901
638_G_P1 | Suwannee River | Combustion Turbine | 89.6928 | 92.6015 | 90.9121
638_G_P2 | Suwannee River | Combustion Turbine | 89.6928 | 92.6015 | 90.9121
638_G_P3 | Suwannee River | Combustion Turbine | 89.6928 | 92.6015 | 90.9121
6388_G_1 | Turners Falls | Hydro | 81.0191 | 87.391 | 83.6901
6388_G_2 | Turners Falls | Hydro | 81.0191 | 87.391 | 83.6901
6388_G_3 | Turners Falls | Hydro | 81.0191 | 87.391 | 83.6901
6388_G_5 | Turners Falls | Hydro | 81.0191 | 87.391 | 83.6901
6388_G_7 | Turners Falls | Hydro | 81.0191 | 87.391 | 83.6901
6390_G_5 | Tangier | Combustion Turbine | 84.7073 | 87.0873 | 85.7049
6390_G_6 | Tangier | Combustion Turbine | 84.7073 | 87.0873 | 85.7049
6391_G_2 | Smith Island | Combustion Turbine | 84.7073 | 87.0873 | 85.7049
6391_G_3 | Smith Island | Combustion Turbine | 84.7073 | 87.0873 | 85.7049
6393_G_1 | Strawberry Creek | Hydro | 81.0191 | 87.391 | 83.6901
6393_G_2 | Strawberry Creek | Hydro | 81.0191 | 87.391 | 83.6901
6393_G_3 | Strawberry Creek | Hydro | 81.0191 | 87.391 | 83.6901
6394_G_3 | Swift Creek | Hydro | 81.0191 | 87.391 | 83.6901
6394_G_4 | Swift Creek | Hydro | 81.0191 | 87.391 | 83.6901
6394_G_5 | Swift Creek | Hydro | 81.0191 | 87.391 | 83.6901
6395_G_1 | Anderson Ranch | Hydro | 81.0191 | 87.391 | 83.6901
6395_G_2 | Anderson Ranch | Hydro | 81.0191 | 87.391 | 83.6901
6396_G_1 | Black Canyon | Hydro | 81.0191 | 87.391 | 83.6901
6396_G_2 | Black Canyon | Hydro | 81.0191 | 87.391 | 83.6901
6397_G_1A | Boise R Diversion | Hydro | 81.0191 | 87.391 | 83.6901
6397_G_2A | Boise R Diversion | Hydro | 81.0191 | 87.391 | 83.6901
6397_G_3A | Boise R Diversion | Hydro | 81.0191 | 87.391 | 83.6901
6398_G_6 | Minidoka | Hydro | 81.0191 | 87.391 | 83.6901
6398_G_7 | Minidoka | Hydro | 81.0191 | 87.391 | 83.6901
6398_G_8 | Minidoka | Hydro | 81.0191 | 87.391 | 83.6901
6398_G_9 | Minidoka | Hydro | 81.0191 | 87.391 | 83.6901
6400_G_1 | Canyon Ferry | Hydro | 81.0191 | 87.391 | 83.6901
6400_G_2 | Canyon Ferry | Hydro | 81.0191 | 87.391 | 83.6901
6400_G_3 | Canyon Ferry | Hydro | 81.0191 | 87.391 | 83.6901
6402_G_1 | Elephant Butte | Hydro | 81.0191 | 87.391 | 83.6901
6402_G_2 | Elephant Butte | Hydro | 81.0191 | 87.391 | 83.6901
6402_G_3 | Elephant Butte | Hydro | 81.0191 | 87.391 | 83.6901
6403_G_1 | Green Springs | Hydro | 85.5621 | 81.0962 | 83.6901
6404_G_1 | Deer Creek | Hydro | 81.0191 | 87.391 | 83.6901
6404_G_2 | Deer Creek | Hydro | 81.0191 | 87.391 | 83.6901
6405_G_1 | Flaming Gorge | Hydro | 83.3856 | 90.5577 | 86.392
6405_G_2 | Flaming Gorge | Hydro | 83.3856 | 90.5577 | 86.392
6405_G_3 | Flaming Gorge | Hydro | 83.3856 | 90.5577 | 86.392
6406_G_1 | Chandler | Hydro | 85.5621 | 81.0962 | 83.6901
6406_G_2 | Chandler | Hydro | 85.5621 | 81.0962 | 83.6901
6407_G_1 | Roza | Hydro | 85.5621 | 81.0962 | 83.6901
6408_G_1 | Heart Mountain | Hydro | 81.0191 | 87.391 | 83.6901
6409_G_1 | Alcova | Hydro | 81.0191 | 87.391 | 83.6901
6409_G_2 | Alcova | Hydro | 81.0191 | 87.391 | 83.6901
6410_G_1 | Falcon Dam & Power | Hydro | 81.0191 | 87.391 | 83.6901
6410_G_2 | Falcon Dam & Power | Hydro | 81.0191 | 87.391 | 83.6901
6410_G_3 | Falcon Dam & Power | Hydro | 81.0191 | 87.391 | 83.6901
6413_G_1 | Sam Rayburn | Hydro | 81.0191 | 87.391 | 83.6901
6413_G_2 | Sam Rayburn | Hydro | 81.0191 | 87.391 | 83.6901
6414_G_1 | Whitney | Hydro | 81.0191 | 87.391 | 83.6901
6414_G_2 | Whitney | Hydro | 81.0191 | 87.391 | 83.6901
6415_G_1 | Broken Bow | Hydro | 83.3856 | 90.5577 | 86.392
6415_G_2 | Broken Bow | Hydro | 83.3856 | 90.5577 | 86.392
6416_G_1 | Denison | Hydro | 83.3856 | 90.5577 | 86.392
6416_G_2 | Denison | Hydro | 83.3856 | 90.5577 | 86.392
6417_G_1 | Center Hill | Hydro | 83.3856 | 90.5577 | 86.392
6417_G_2 | Center Hill | Hydro | 83.3856 | 90.5577 | 86.392
6417_G_3 | Center Hill | Hydro | 83.3856 | 90.5577 | 86.392
6418_G_1 | Cheatham | Hydro | 81.0191 | 87.391 | 83.6901
6418_G_2 | Cheatham | Hydro | 81.0191 | 87.391 | 83.6901
6418_G_3 | Cheatham | Hydro | 81.0191 | 87.391 | 83.6901
6419_G_1 | Eufaula Dam | Hydro | 83.3856 | 90.5577 | 86.392
6419_G_2 | Eufaula Dam | Hydro | 83.3856 | 90.5577 | 86.392
6419_G_3 | Eufaula Dam | Hydro | 83.3856 | 90.5577 | 86.392
6421_G_1 | Lemolo 2 | Hydro | 88.4991 | 83.4724 | 86.392
6422_G_MAD1 | Madison | Hydro | 81.0191 | 87.391 | 83.6901
6422_G_MAD2 | Madison | Hydro | 81.0191 | 87.391 | 83.6901
6422_G_MAD3 | Madison | Hydro | 81.0191 | 87.391 | 83.6901
6422_G_MAD4 | Madison | Hydro | 81.0191 | 87.391 | 83.6901
6424_G_A-1 | Chelan | Hydro | 88.4991 | 83.4724 | 86.392
6424_G_A-2 | Chelan | Hydro | 88.4991 | 83.4724 | 86.392
643_G_3A | Lansing Smith | Combined Cycle | 84.4893 | 90.1371 | 86.8567
643_G_3B | Lansing Smith | Combined Cycle | 84.4893 | 90.1371 | 86.8567
643_G_3S | Lansing Smith | Combined Cycle | 84.4893 | 90.1371 | 86.8567
643_G_CT1 | Lansing Smith | Combustion Turbine | 88.1508 | 89.9672 | 88.9122
6430_G_5 | Cedar Falls | Hydro | 85.5621 | 81.0962 | 83.6901
6430_G_6 | Cedar Falls | Hydro | 85.5621 | 81.0962 | 83.6901
6431_G_21 | Gorge | Hydro | 88.4991 | 83.4724 | 86.392
6431_G_22 | Gorge | Hydro | 88.4991 | 83.4724 | 86.392
6431_G_23 | Gorge | Hydro | 88.4991 | 83.4724 | 86.392
6431_G_24 | Gorge | Hydro | 88.4991 | 83.4724 | 86.392
6432_G_31 | Diablo | Hydro | 88.4991 | 83.4724 | 86.392
6432_G_32 | Diablo | Hydro | 88.4991 | 83.4724 | 86.392
6432_G_35 | Diablo | Hydro | 85.5621 | 81.0962 | 83.6901
6432_G_36 | Diablo | Hydro | 85.5621 | 81.0962 | 83.6901
6433_G_51 | Boundary | Hydro | 88.4991 | 83.4724 | 86.392
6433_G_52 | Boundary | Hydro | 88.4991 | 83.4724 | 86.392
6433_G_53 | Boundary | Hydro | 88.4991 | 83.4724 | 86.392
6433_G_54 | Boundary | Hydro | 88.4991 | 83.4724 | 86.392
6433_G_55 | Boundary | Hydro | 88.4991 | 83.4724 | 86.392
6433_G_56 | Boundary | Hydro | 88.4991 | 83.4724 | 86.392
6438_G_1 | Queens Creek | Hydro | 81.0191 | 87.391 | 83.6901
6440_G_1 | Wilson Dam | Hydro | 81.0191 | 87.391 | 83.6901
6440_G_10 | Wilson Dam | Hydro | 83.3856 | 90.5577 | 86.392
6440_G_11 | Wilson Dam | Hydro | 81.0191 | 87.391 | 83.6901
6440_G_12 | Wilson Dam | Hydro | 81.0191 | 87.391 | 83.6901
6440_G_13 | Wilson Dam | Hydro | 81.0191 | 87.391 | 83.6901
6440_G_14 | Wilson Dam | Hydro | 81.0191 | 87.391 | 83.6901
6440_G_15 | Wilson Dam | Hydro | 81.0191 | 87.391 | 83.6901
6440_G_16 | Wilson Dam | Hydro | 81.0191 | 87.391 | 83.6901
6440_G_17 | Wilson Dam | Hydro | 81.0191 | 87.391 | 83.6901
6440_G_18 | Wilson Dam | Hydro | 81.0191 | 87.391 | 83.6901
6440_G_19 | Wilson Dam | Hydro | 83.3856 | 90.5577 | 86.392
6440_G_2 | Wilson Dam | Hydro | 81.0191 | 87.391 | 83.6901
6440_G_20 | Wilson Dam | Hydro | 83.3856 | 90.5577 | 86.392
6440_G_21 | Wilson Dam | Hydro | 83.3856 | 90.5577 | 86.392
6440_G_3 | Wilson Dam | Hydro | 81.0191 | 87.391 | 83.6901
6440_G_4 | Wilson Dam | Hydro | 81.0191 | 87.391 | 83.6901
6440_G_5 | Wilson Dam | Hydro | 83.3856 | 90.5577 | 86.392
6440_G_6 | Wilson Dam | Hydro | 83.3856 | 90.5577 | 86.392
6440_G_7 | Wilson Dam | Hydro | 81.0191 | 87.391 | 83.6901
6440_G_8 | Wilson Dam | Hydro | 83.3856 | 90.5577 | 86.392
6440_G_9 | Wilson Dam | Hydro | 83.3856 | 90.5577 | 86.392
6449_G_1 | Azusa | Hydro | 81.0191 | 87.391 | 83.6901
645_G_GT4 | Big Bend | Combustion Turbine | 89.6928 | 92.6015 | 90.9121
6450_G_1 | Proctor | Hydro | 81.0191 | 87.391 | 83.6901
6450_G_2 | Proctor | Hydro | 81.0191 | 87.391 | 83.6901
6450_G_3 | Proctor | Hydro | 81.0191 | 87.391 | 83.6901
6450_G_4 | Proctor | Hydro | 81.0191 | 87.391 | 83.6901
6450_G_5 | Proctor | Hydro | 81.0191 | 87.391 | 83.6901
6451_G_1 | Beldens | Hydro | 81.0191 | 87.391 | 83.6901
6451_G_2 | Beldens | Hydro | 81.0191 | 87.391 | 83.6901
6451_G_HC3 | Beldens | Hydro | 81.0191 | 87.391 | 83.6901
6456_G_1 | Carver Falls | Hydro | 81.0191 | 87.391 | 83.6901
6456_G_2 | Carver Falls | Hydro | 81.0191 | 87.391 | 83.6901
6459_G_1 | Big Fork | Hydro | 81.0191 | 87.391 | 83.6901
6459_G_2 | Big Fork | Hydro | 81.0191 | 87.391 | 83.6901
6459_G_3 | Big Fork | Hydro | 81.0191 | 87.391 | 83.6901
6462_G_1 | River Bend | Nuclear | 87.3289 | 93.7012 | 90
6463_G_GT1 | Ames GT | Combustion Turbine | 84.7073 | 87.0873 | 85.7049
6463_G_GT2 | Ames GT | Combustion Turbine | 88.1508 | 89.9672 | 88.9122
6475_G_1 | Gorge 18 | Hydro | 81.0191 | 87.391 | 83.6901
6479_G_1A | San Francisquito 1 | Hydro | 81.0191 | 87.391 | 83.6901
6479_G_3 | San Francisquito 1 | Hydro | 81.0191 | 87.391 | 83.6901
6479_G_4 | San Francisquito 1 | Hydro | 81.0191 | 87.391 | 83.6901
6479_G_6 | San Francisquito 1 | Hydro | 81.0191 | 87.391 | 83.6901
6480_G_2 | San Francisquito 2 | Hydro | 81.0191 | 87.391 | 83.6901
6480_G_3 | San Francisquito 2 | Hydro | 81.0191 | 87.391 | 83.6901
6482_G_1 | Cline Falls | Hydro | 85.5621 | 81.0962 | 83.6901
6483_G_GEN1 | Mcindoes | Hydro | 81.0191 | 87.391 | 83.6901
6483_G_GEN2 | Mcindoes | Hydro | 81.0191 | 87.391 | 83.6901
6483_G_GEN3 | Mcindoes | Hydro | 81.0191 | 87.391 | 83.6901
6483_G_GEN4 | Mcindoes | Hydro | 81.0191 | 87.391 | 83.6901
6484_G_1 | Bend | Hydro | 85.5621 | 81.0962 | 83.6901
6484_G_2 | Bend | Hydro | 85.5621 | 81.0962 | 83.6901
6484_G_3 | Bend | Hydro | 85.5621 | 81.0962 | 83.6901
6486_G_1 | Mill C | Hydro | 85.5621 | 81.0962 | 83.6901
6486_G_2 | Mill C | Hydro | 85.5621 | 81.0962 | 83.6901
6486_G_3 | Mill C | Hydro | 85.5621 | 81.0962 | 83.6901
649_G_1 | Vogtle | Nuclear | 90.628 | 97.241 | 93.4
649_G_2 | Vogtle | Nuclear | 90.725 | 97.3451 | 93.5
650_G_1 | Kensico | Hydro | 81.0191 | 87.391 | 83.6901
650_G_2 | Kensico | Hydro | 81.0191 | 87.391 | 83.6901
650_G_3 | Kensico | Hydro | 81.0191 | 87.391 | 83.6901
6505_G_1 | Oak Grove | Hydro | 85.5621 | 81.0962 | 83.6901
6505_G_2 | Oak Grove | Hydro | 85.5621 | 81.0962 | 83.6901
6506_G_1 | Moyie Springs | Hydro | 85.5621 | 81.0962 | 83.6901
6506_G_2 | Moyie Springs | Hydro | 85.5621 | 81.0962 | 83.6901
6506_G_3 | Moyie Springs | Hydro | 85.5621 | 81.0962 | 83.6901
6506_G_4 | Moyie Springs | Hydro | 85.5621 | 81.0962 | 83.6901
6507_G_1 | Drop 2 | Hydro | 85.5621 | 81.0962 | 83.6901
6508_G_1 | Drop 3 | Hydro | 85.5621 | 81.0962 | 83.6901
6508_G_2 | Drop 3 | Hydro | 85.5621 | 81.0962 | 83.6901
6509_G_1 | Battle Mountain | Combustion Turbine | 84.7073 | 87.0873 | 85.7049
6509_G_2 | Battle Mountain | Combustion Turbine | 84.7073 | 87.0873 | 85.7049
6509_G_3 | Battle Mountain | Combustion Turbine | 84.7073 | 87.0873 | 85.7049
6509_G_4 | Battle Mountain | Combustion Turbine | 84.7073 | 87.0873 | 85.7049
6510_G_1 | Brunswick | Combustion Turbine | 84.7073 | 87.0873 | 85.7049
6510_G_2 | Brunswick | Combustion Turbine | 84.7073 | 87.0873 | 85.7049
6510_G_3 | Brunswick | Combustion Turbine | 84.7073 | 87.0873 | 85.7049
6513_G_1 | Fleish | Hydro | 81.0191 | 87.391 | 83.6901
6514_G_1 | Gabbs | Combustion Turbine | 84.7073 | 87.0873 | 85.7049
6514_G_2 | Gabbs | Combustion Turbine | 84.7073 | 87.0873 | 85.7049
6515_G_GT1 | Valencia | Combustion Turbine | 84.7073 | 87.0873 | 85.7049
6515_G_GT2 | Valencia | Combustion Turbine | 84.7073 | 87.0873 | 85.7049
6515_G_GT3 | Valencia | Combustion Turbine | 84.7073 | 87.0873 | 85.7049
6515_G_GT4 | Valencia | Combustion Turbine | 84.7073 | 87.0873 | 85.7049
6516_G_IC1 | Rocky Ford | Combustion Turbine | 84.7073 | 87.0873 | 85.7049
6516_G_IC2 | Rocky Ford | Combustion Turbine | 84.7073 | 87.0873 | 85.7049
6516_G_IC3 | Rocky Ford | Combustion Turbine | 84.7073 | 87.0873 | 85.7049
6516_G_IC4 | Rocky Ford | Combustion Turbine | 84.7073 | 87.0873 | 85.7049
6516_G_IC5 | Rocky Ford | Combustion Turbine | 84.7073 | 87.0873 | 85.7049
6517_G_1 | Keowee | Hydro | 83.3856 | 90.5577 | 86.392
6517_G_2 | Keowee | Hydro | 83.3856 | 90.5577 | 86.392
6518_G_KB1 | Kings Beach | Combustion Turbine | 84.7073 | 87.0873 | 85.7049
6518_G_KB2 | Kings Beach | Combustion Turbine | 84.7073 | 87.0873 | 85.7049
6518_G_KB3 | Kings Beach | Combustion Turbine | 84.7073 | 87.0873 | 85.7049
6518_G_KB4 | Kings Beach | Combustion Turbine | 84.7073 | 87.0873 | 85.7049
6518_G_KB5 | Kings Beach | Combustion Turbine | 84.7073 | 87.0873 | 85.7049
6518_G_KB6 | Kings Beach | Combustion Turbine | 84.7073 | 87.0873 | 85.7049
6519_G_1 | Vergennes 9 | Hydro | 81.0191 | 87.391 | 83.6901
6519_G_2 | Vergennes 9 | Hydro | 81.0191 | 87.391 | 83.6901
6519_G_4 | Vergennes 9 | Hydro | 81.0191 | 87.391 | 83.6901
6519_G_5 | Vergennes 9 | Combustion Turbine | 84.7073 | 87.0873 | 85.7049
6519_G_6 | Vergennes 9 | Combustion Turbine | 84.7073 | 87.0873 | 85.7049
6520_G_1 | Waterbury 22 | Hydro | 81.0191 | 87.391 | 83.6901
6521_G_1 | Lahontan | Hydro | 81.0191 | 87.391 | 83.6901
6521_G_2 | Lahontan | Hydro | 81.0191 | 87.391 | 83.6901
6521_G_3 | Lahontan | Hydro | 81.0191 | 87.391 | 83.6901
6522_G_1 | Yards Creek | Pumped Storage | 82.7612 | 89.89 | 85.7494
6522_G_2 | Yards Creek | Pumped Storage | 82.7612 | 89.89 | 85.7494
6522_G_3 | Yards Creek | Pumped Storage | 82.7612 | 89.89 | 85.7494
6526_G_1 | Rainbow Falls | Hydro | 85.5621 | 81.0962 | 83.6901
6526_G_2 | Rainbow Falls | Hydro | 85.5621 | 81.0962 | 83.6901
6527_G_1 | E J West | Hydro | 81.0191 | 87.391 | 83.6901
6527_G_2 | E J West | Hydro | 81.0191 | 87.391 | 83.6901
6529_G_GEN1 | Searsburg | Hydro | 81.0191 | 87.391 | 83.6901
6530_G_1 | Valley Road | Combustion Turbine | 84.7073 | 87.0873 | 85.7049
6530_G_2 | Valley Road | Combustion Turbine | 84.7073 | 87.0873 | 85.7049
6530_G_3 | Valley Road | Combustion Turbine | 84.7073 | 87.0873 | 85.7049
6531_G_1 | Verdi | Hydro | 81.0191 | 87.391 | 83.6901
6532_G_1 | Washoe | Hydro | 81.0191 | 87.391 | 83.6901
6532_G_2 | Washoe | Hydro | 81.0191 | 87.391 | 83.6901
6533_G_1 | Winnemucca | Combustion Turbine | 84.7073 | 87.0873 | 85.7049
6537_G_1 | Little Cottonwood | Hydro | 81.0191 | 87.391 | 83.6901
6537_G_2 | Little Cottonwood | Hydro | 81.0191 | 87.391 | 83.6901
6543_G_1 | FirstEnergy Dam 4 | Hydro | 85.5621 | 81.0962 | 83.6901
6543_G_2 | FirstEnergy Dam 4 | Hydro | 85.5621 | 81.0962 | 83.6901
6543_G_3 | FirstEnergy Dam 4 | Hydro | 85.5621 | 81.0962 | 83.6901
6544_G_1 | FirstEnergy Dam 5 | Hydro | 85.5621 | 81.0962 | 83.6901
6544_G_2 | FirstEnergy Dam 5 | Hydro | 85.5621 | 81.0962 | 83.6901
6546_G_1 | FirstEnergy Millville | Hydro | 85.5621 | 81.0962 | 83.6901
6546_G_2 | FirstEnergy Millville | Hydro | 85.5621 | 81.0962 | 83.6901
6546_G_3 | FirstEnergy Millville | Hydro | 85.5621 | 81.0962 | 83.6901
6552_G_1 | Foster | Hydro | 85.5621 | 81.0962 | 83.6901
6552_G_2 | Foster | Hydro | 85.5621 | 81.0962 | 83.6901
6553_G_1 | Little Mountain | Combustion Turbine | 84.7073 | 87.0873 | 85.7049
6554_G_10 | Waverly Municipal Electric North Plant | Combustion Turbine | 84.7073 | 87.0873 | 85.7049
6554_G_5 | Waverly Municipal Electric North Plant | Combustion Turbine | 84.7073 | 87.0873 | 85.7049
6554_G_6 | Waverly Municipal Electric North Plant | Combustion Turbine | 84.7073 | 87.0873 | 85.7049
6554_G_7 | Waverly Municipal Electric North Plant | Combustion Turbine | 84.7073 | 87.0873 | 85.7049
6554_G_8 | Waverly Municipal Electric North Plant | Combustion Turbine | 84.7073 | 87.0873 | 85.7049
6554_G_9 | Waverly Municipal Electric North Plant | Combustion Turbine | 84.7073 | 87.0873 | 85.7049
6560_G_1 | London | Hydro | 81.0191 | 87.391 | 83.6901
6560_G_2 | London | Hydro | 81.0191 | 87.391 | 83.6901
6560_G_3 | London | Hydro | 81.0191 | 87.391 | 83.6901
6561_G_1 | Marmet | Hydro | 81.0191 | 87.391 | 83.6901
6561_G_2 | Marmet | Hydro | 81.0191 | 87.391 | 83.6901
6561_G_3 | Marmet | Hydro | 81.0191 | 87.391 | 83.6901
6562_G_1 | Winfield | Hydro | 81.0191 | 87.391 | 83.6901
6562_G_2 | Winfield | Hydro | 81.0191 | 87.391 | 83.6901
6562_G_3 | Winfield | Hydro | 81.0191 | 87.391 | 83.6901
6563_G_1 | Unionville | Combustion Turbine | 88.1508 | 89.9672 | 88.9122
6563_G_2 | Unionville | Combustion Turbine | 88.1508 | 89.9672 | 88.9122
6565_G_1A | Berlin | Combustion Turbine | 84.7073 | 87.0873 | 85.7049
6565_G_2A | Berlin | Combustion Turbine | 84.7073 | 87.0873 | 85.7049
6565_G_4A | Berlin | Combustion Turbine | 84.7073 | 87.0873 | 85.7049
6565_G_5A | Berlin | Combustion Turbine | 84.7073 | 87.0873 | 85.7049
6567_G_19 | Block Island | Combustion Turbine | 84.7073 | 87.0873 | 85.7049
6567_G_22 | Block Island | Combustion Turbine | 84.7073 | 87.0873 | 85.7049
6567_G_23 | Block Island | Combustion Turbine | 84.7073 | 87.0873 | 85.7049
6567_G_24 | Block Island | Combustion Turbine | 84.7073 | 87.0873 | 85.7049
6567_G_25 | Block Island | Combustion Turbine | 84.7073 | 87.0873 | 85.7049
6579_G_1 | Johnson | Combustion Turbine | 84.7073 | 87.0873 | 85.7049
6579_G_2 | Johnson | Combustion Turbine | 84.7073 | 87.0873 | 85.7049
6579_G_4 | Johnson | Combustion Turbine | 84.7073 | 87.0873 | 85.7049
6579_G_5 | Johnson | Combustion Turbine | 84.7073 | 87.0873 | 85.7049
6579_G_7 | Johnson | Combustion Turbine | 84.7073 | 87.0873 | 85.7049
6579_G_8 | Johnson | Combustion Turbine | 84.7073 | 87.0873 | 85.7049
6579_G_IC6 | Johnson | Combustion Turbine | 84.7073 | 87.0873 | 85.7049
6584_G_GT1 | Stock Island | Combustion Turbine | 84.7073 | 87.0873 | 85.7049
6584_G_GT2 | Stock Island | Combustion Turbine | 84.7073 | 87.0873 | 85.7049
6584_G_GT3 | Stock Island | Combustion Turbine | 84.7073 | 87.0873 | 85.7049
6584_G_GT4 | Stock Island | Combustion Turbine | 88.1508 | 89.9672 | 88.9122
6584_G_MSD1 | Stock Island | Combustion Turbine | 84.7073 | 87.0873 | 85.7049
6584_G_MSD2 | Stock Island | Combustion Turbine | 84.7073 | 87.0873 | 85.7049
6586_G_1 | Wilkins Station | Combustion Turbine | 84.7073 | 87.0873 | 85.7049
6586_G_2 | Wilkins Station | Combustion Turbine | 84.7073 | 87.0873 | 85.7049
6594_G_1 | Rockport | Combustion Turbine | 84.7073 | 87.0873 | 85.7049
6594_G_2 | Rockport | Combustion Turbine | 84.7073 | 87.0873 | 85.7049
6594_G_3 | Rockport | Combustion Turbine | 84.7073 | 87.0873 | 85.7049
6594_G_4 | Rockport | Combustion Turbine | 84.7073 | 87.0873 | 85.7049
6594_G_5 | Rockport | Combustion Turbine | 84.7073 | 87.0873 | 85.7049
6594_G_6 | Rockport | Combustion Turbine | 84.7073 | 87.0873 | 85.7049
6595_G_1 | Toledo Bend | Hydro | 83.3856 | 90.5577 | 86.392
6595_G_2 | Toledo Bend | Hydro | 83.3856 | 90.5577 | 86.392
6598_G_6 | South Norwalk Electric | Combustion Turbine | 84.7073 | 87.0873 | 85.7049
6612_G_1 | Union Valley | Hydro | 83.3856 | 90.5577 | 86.392
6618_G_1 | Highgate Falls | Hydro | 81.0191 | 87.391 | 83.6901
6618_G_2 | Highgate Falls | Hydro | 81.0191 | 87.391 | 83.6901
6618_G_3 | Highgate Falls | Hydro | 81.0191 | 87.391 | 83.6901
6618_G_4 | Highgate Falls | Hydro | 81.0191 | 87.391 | 83.6901
6619_G_1 | Burlington | Combustion Turbine | 89.6928 | 92.6015 | 90.9121
6619_G_2 | Burlington | Combustion Turbine | 89.6928 | 92.6015 | 90.9121
6623_G_1 | Fort Peck | Hydro | 83.3856 | 90.5577 | 86.392
6623_G_2 | Fort Peck | Hydro | 81.0191 | 87.391 | 83.6901
6623_G_3 | Fort Peck | Hydro | 83.3856 | 90.5577 | 86.392
6623_G_4 | Fort Peck | Hydro | 83.3856 | 90.5577 | 86.392
6623_G_5 | Fort Peck | Hydro | 83.3856 | 90.5577 | 86.392
6624_G_1 | Gavins Point | Hydro | 83.3856 | 90.5577 | 86.392
6624_G_2 | Gavins Point | Hydro | 83.3856 | 90.5577 | 86.392
6624_G_3 | Gavins Point | Hydro | 83.3856 | 90.5577 | 86.392
663_G_GT1 | Deerhaven Generating Station | Combustion Turbine | 84.7073 | 87.0873 | 85.7049
663_G_GT2 | Deerhaven Generating Station | Combustion Turbine | 84.7073 | 87.0873 | 85.7049
663_G_GT3 | Deerhaven Generating Station | Combustion Turbine | 89.6928 | 92.6015 | 90.9121
6635_G_4 | A L Pierce | Combustion Turbine | 89.6928 | 92.6015 | 90.9121
6636_G_1 | FirstEnergy Lake Lynn Power Station | Hydro | 85.5621 | 81.0962 | 83.6901
6636_G_2 | FirstEnergy Lake Lynn Power Station | Hydro | 85.5621 | 81.0962 | 83.6901
6636_G_3 | FirstEnergy Lake Lynn Power Station | Hydro | 85.5621 | 81.0962 | 83.6901
6636_G_4 | FirstEnergy Lake Lynn Power Station | Hydro | 85.5621 | 81.0962 | 83.6901
664_G_8 | John R Kelly | Combined Cycle | 84.4893 | 90.1371 | 86.8567
664_G_CT04 | John R Kelly | Combined Cycle | 84.4893 | 90.1371 | 86.8567
664_G_GT1 | John R Kelly | Combustion Turbine | 84.7073 | 87.0873 | 85.7049
664_G_GT2 | John R Kelly | Combustion Turbine | 84.7073 | 87.0873 | 85.7049
664_G_GT3 | John R Kelly | Combustion Turbine | 84.7073 | 87.0873 | 85.7049
6643_G_1 | Greg Avenue | Hydro | 81.0191 | 87.391 | 83.6901
6644_G_1 | Lake Mathews | Hydro | 81.0191 | 87.391 | 83.6901
6645_G_1 | Foothill Feeder | Hydro | 81.0191 | 87.391 | 83.6901
6645_G_2 | Foothill Feeder | Hydro | 81.0191 | 87.391 | 83.6901
6646_G_1 | San Dimas | Hydro | 81.0191 | 87.391 | 83.6901
6647_G_1 | Yorba Linda | Hydro | 81.0191 | 87.391 | 83.6901
665_G_10 | G W Ivey | Combustion Turbine | 84.7073 | 87.0873 | 85.7049
665_G_11 | G W Ivey | Combustion Turbine | 84.7073 | 87.0873 | 85.7049
665_G_12 | G W Ivey | Combustion Turbine | 84.7073 | 87.0873 | 85.7049
665_G_13 | G W Ivey | Combustion Turbine | 84.7073 | 87.0873 | 85.7049
665_G_14 | G W Ivey | Combustion Turbine | 84.7073 | 87.0873 | 85.7049
665_G_15 | G W Ivey | Combustion Turbine | 84.7073 | 87.0873 | 85.7049
665_G_16 | G W Ivey | Combustion Turbine | 84.7073 | 87.0873 | 85.7049
665_G_17 | G W Ivey | Combustion Turbine | 84.7073 | 87.0873 | 85.7049
665_G_19 | G W Ivey | Combustion Turbine | 84.7073 | 87.0873 | 85.7049
665_G_2 | G W Ivey | Combustion Turbine | 84.7073 | 87.0873 | 85.7049
665_G_20 | G W Ivey | Combustion Turbine | 84.7073 | 87.0873 | 85.7049
665_G_21 | G W Ivey | Combustion Turbine | 84.7073 | 87.0873 | 85.7049
665_G_3 | G W Ivey | Combustion Turbine | 84.7073 | 87.0873 | 85.7049
665_G_8 | G W Ivey | Combustion Turbine | 84.7073 | 87.0873 | 85.7049
665_G_9 | G W Ivey | Combustion Turbine | 84.7073 | 87.0873 | 85.7049
6650_G_1 | Mexico | Combustion Turbine | 89.6928 | 92.6015 | 90.9121
6651_G_1 | Moberly | Combustion Turbine | 89.6928 | 92.6015 | 90.9121
6652_G_1 | Moreau | Combustion Turbine | 89.6928 | 92.6015 | 90.9121
666_G_GT37 | J D Kennedy | Combustion Turbine | 89.6928 | 92.6015 | 90.9121
666_G_GT38 | J D Kennedy | Combustion Turbine | 89.6928 | 92.6015 | 90.9121
667_G_4 | Northside Generating Station | Combustion Turbine | 89.6928 | 92.6015 | 90.9121
667_G_5 | Northside Generating Station | Combustion Turbine | 89.6928 | 92.6015 | 90.9121
667_G_6 | Northside Generating Station | Combustion Turbine | 89.6928 | 92.6015 | 90.9121
667_G_GT3 | Northside Generating Station | Combustion Turbine | 89.6928 | 92.6015 | 90.9121
6704_G_10 | Pebbly Beach | Combustion Turbine | 84.7073 | 87.0873 | 85.7049
6704_G_12 | Pebbly Beach | Combustion Turbine | 84.7073 | 87.0873 | 85.7049
6704_G_14 | Pebbly Beach | Combustion Turbine | 84.7073 | 87.0873 | 85.7049
6704_G_15 | Pebbly Beach | Combustion Turbine | 84.7073 | 87.0873 | 85.7049
6704_G_7 | Pebbly Beach | Combustion Turbine | 84.7073 | 87.0873 | 85.7049
6704_G_8 | Pebbly Beach | Combustion Turbine | 84.7073 | 87.0873 | 85.7049
673_G_GT1 | Tom G Smith | Combustion Turbine | 88.1508 | 89.9672 | 88.9122
673_G_GT2 | Tom G Smith | Combined Cycle | 84.4893 | 90.1371 | 86.8567
673_G_MU1 | Tom G Smith | Combustion Turbine | 84.7073 | 87.0873 | 85.7049
673_G_MU2 | Tom G Smith | Combustion Turbine | 84.7073 | 87.0873 | 85.7049
673_G_MU3 | Tom G Smith | Combustion Turbine | 84.7073 | 87.0873 | 85.7049
673_G_MU4 | Tom G Smith | Combustion Turbine | 84.7073 | 87.0873 | 85.7049
673_G_MU5 | Tom G Smith | Combustion Turbine | 84.7073 | 87.0873 | 85.7049
673_G_S5 | Tom G Smith | Combined Cycle | 84.4893 | 90.1371 | 86.8567
674_G_1 | Pilot Butte | Hydro | 81.0191 | 87.391 | 83.6901
674_G_2 | Pilot Butte | Hydro | 81.0191 | 87.391 | 83.6901
6741_G_1 | Rock Lake CT | Combustion Turbine | 88.1508 | 89.9672 | 88.9122
675_G_2 | Larsen Memorial | Combustion Turbine | 84.7073 | 87.0873 | 85.7049
675_G_3 | Larsen Memorial | Combustion Turbine | 84.7073 | 87.0873 | 85.7049
675_G_5 | Larsen Memorial | Combined Cycle | 84.4893 | 90.1371 | 86.8567
675_G_8 | Larsen Memorial | Combined Cycle | 84.4893 | 90.1371 | 86.8567
676_G_5CT | C D McIntosh Jr | Combined Cycle | 84.4893 | 90.1371 | 86.8567
676_G_5ST | C D McIntosh Jr | Combined Cycle | 84.4893 | 90.1371 | 86.8567
676_G_GT1 | C D McIntosh Jr | Combustion Turbine | 84.7073 | 87.0873 | 85.7049
676_G_IC1 | C D McIntosh Jr | Combustion Turbine | 84.7073 | 87.0873 | 85.7049
676_G_IC2 | C D McIntosh Jr | Combustion Turbine | 84.7073 | 87.0873 | 85.7049
6761_G_A | Rawhide | Combustion Turbine | 89.6928 | 92.6015 | 90.9121
6761_G_B | Rawhide | Combustion Turbine | 89.6928 | 92.6015 | 90.9121
6761_G_C | Rawhide | Combustion Turbine | 89.6928 | 92.6015 | 90.9121
6761_G_D | Rawhide | Combustion Turbine | 89.6928 | 92.6015 | 90.9121
6761_G_F | Rawhide | Combustion Turbine | 89.6928 | 92.6015 | 90.9121
6776_G_1 | West Station | Combustion Turbine | 88.1508 | 89.9672 | 88.9122
678_G_1 | W K Sanders | Hydro | 81.0191 | 87.391 | 83.6901
678_G_2 | W K Sanders | Hydro | 81.0191 | 87.391 | 83.6901
6789_G_1 | St Stephen | Hydro | 81.0191 | 87.391 | 83.6901
6789_G_2 | St Stephen | Hydro | 81.0191 | 87.391 | 83.6901
6789_G_3 | St Stephen | Hydro | 81.0191 | 87.391 | 83.6901
679_G_10 | Smith Street | Combustion Turbine | 84.7073 | 87.0873 | 85.7049
679_G_11 | Smith Street | Combustion Turbine | 84.7073 | 87.0873 | 85.7049
679_G_3 | Smith Street | Combustion Turbine | 84.7073 | 87.0873 | 85.7049
679_G_4 | Smith Street | Combustion Turbine | 84.7073 | 87.0873 | 85.7049
679_G_6 | Smith Street | Combustion Turbine | 84.7073 | 87.0873 | 85.7049
679_G_7 | Smith Street | Combustion Turbine | 84.7073 | 87.0873 | 85.7049
679_G_8 | Smith Street | Combustion Turbine | 84.7073 | 87.0873 | 85.7049
679_G_9 | Smith Street | Combustion Turbine | 84.7073 | 87.0873 | 85.7049
6791_G_1 | Augusta Electric Plant No 2 | Combustion Turbine | 84.7073 | 87.0873 | 85.7049
6791_G_2 | Augusta Electric Plant No 2 | Combustion Turbine | 84.7073 | 87.0873 | 85.7049
6791_G_3 | Augusta Electric Plant No 2 | Combustion Turbine | 84.7073 | 87.0873 | 85.7049
6791_G_4 | Augusta Electric Plant No 2 | Combustion Turbine | 84.7073 | 87.0873 | 85.7049
681_G_2 | W E Swoope | Combustion Turbine | 84.7073 | 87.0873 | 85.7049
681_G_3 | W E Swoope | Combustion Turbine | 84.7073 | 87.0873 | 85.7049
681_G_4 | W E Swoope | Combustion Turbine | 84.7073 | 87.0873 | 85.7049
682_G_1 | Kerckhoff 2 | Hydro | 83.3856 | 90.5577 | 86.392
6824_G_1 | St Bonifacius | Combustion Turbine | 89.6928 | 92.6015 | 90.9121
683_G_A | Indian River Plant | Combustion Turbine | 88.1508 | 89.9672 | 88.9122
683_G_B | Indian River Plant | Combustion Turbine | 88.1508 | 89.9672 | 88.9122
683_G_C | Indian River Plant | Combustion Turbine | 89.6928 | 92.6015 | 90.9121
683_G_D | Indian River Plant | Combustion Turbine | 89.6928 | 92.6015 | 90.9121
685_G_1 | St Cloud | Combustion Turbine | 84.7073 | 87.0873 | 85.7049
685_G_2 | St Cloud | Combustion Turbine | 84.7073 | 87.0873 | 85.7049
685_G_3 | St Cloud | Combustion Turbine | 84.7073 | 87.0873 | 85.7049
685_G_4 | St Cloud | Combustion Turbine | 84.7073 | 87.0873 | 85.7049
685_G_6 | St Cloud | Combustion Turbine | 84.7073 | 87.0873 | 85.7049
685_G_7 | St Cloud | Combustion Turbine | 84.7073 | 87.0873 | 85.7049
685_G_8 | St Cloud | Combustion Turbine | 84.7073 | 87.0873 | 85.7049
688_G_2 | Arvah B Hopkins | Combined Cycle | 84.4893 | 90.1371 | 86.8567
688_G_CT 2A | Arvah B Hopkins | Combined Cycle | 84.4893 | 90.1371 | 86.8567
688_G_GT2 | Arvah B Hopkins | Combustion Turbine | 88.1508 | 89.9672 | 88.9122
688_G_GT3 | Arvah B Hopkins | Combustion Turbine | 88.1508 | 89.9672 | 88.9122
688_G_GT4 | Arvah B Hopkins | Combustion Turbine | 88.1508 | 89.9672 | 88.9122
689_G_8 | S O Purdom | Combined Cycle | 84.4893 | 90.1371 | 86.8567
689_G_9 | S O Purdom | Combined Cycle | 84.4893 | 90.1371 | 86.8567
690_G_1A | J Woodruff | Hydro | 81.0191 | 87.391 | 83.6901
690_G_2A | J Woodruff | Hydro | 81.0191 | 87.391 | 83.6901
690_G_3A | J Woodruff | Hydro | 81.0191 | 87.391 | 83.6901
692_G_10 | Medicine Bow | Wind | 95 | 95 | 95
692_G_11 | Medicine Bow | Wind | 95 | 95 | 95
692_G_1A | Medicine Bow | Wind | 95 | 95 | 95
692_G_2A | Medicine Bow | Wind | 95 | 95 | 95
692_G_5 | Medicine Bow | Wind | 95 | 95 | 95
692_G_6 | Medicine Bow | Wind | 95 | 95 | 95
692_G_7 | Medicine Bow | Wind | 95 | 95 | 95
692_G_8 | Medicine Bow | Wind | 95 | 95 | 95
692_G_9 | Medicine Bow | Wind | 95 | 95 | 95
692_G_CLIP | Medicine Bow | Wind | 95 | 95 | 95
693_G_2 | Vero Beach Municipal Power Plant | Combined Cycle | 84.4893 | 90.1371 | 86.8567
693_G_5 | Vero Beach Municipal Power Plant | Combined Cycle | 84.4893 | 90.1371 | 86.8567
696_G_10 | Marathon Generating Plant | Combustion Turbine | 84.7073 | 87.0873 | 85.7049
696_G_11 | Marathon Generating Plant | Combustion Turbine | 84.7073 | 87.0873 | 85.7049
696_G_3 | Marathon Generating Plant | Combustion Turbine | 84.7073 | 87.0873 | 85.7049
696_G_4 | Marathon Generating Plant | Combustion Turbine | 84.7073 | 87.0873 | 85.7049
696_G_6 | Marathon Generating Plant | Combustion Turbine | 84.7073 | 87.0873 | 85.7049
696_G_7 | Marathon Generating Plant | Combustion Turbine | 84.7073 | 87.0873 | 85.7049
696_G_8 | Marathon Generating Plant | Combustion Turbine | 84.7073 | 87.0873 | 85.7049
696_G_9 | Marathon Generating Plant | Combustion Turbine | 84.7073 | 87.0873 | 85.7049
698_G_1 | Trenton Peaking | Combustion Turbine | 84.7073 | 87.0873 | 85.7049
698_G_2 | Trenton Peaking | Combustion Turbine | 84.7073 | 87.0873 | 85.7049
698_G_3 | Trenton Peaking | Combustion Turbine | 84.7073 | 87.0873 | 85.7049
698_G_4 | Trenton Peaking | Combustion Turbine | 84.7073 | 87.0873 | 85.7049
698_G_5 | Trenton Peaking | Combustion Turbine | 84.7073 | 87.0873 | 85.7049
7_G_1 | Gadsden | Coal Steam | 82.3378 | 86.374 | 84.0297
7_G_2 | Gadsden | Coal Steam | 82.3378 | 86.374 | 84.0297
701_G_1 | Barnett Shoals | Hydro | 81.0191 | 87.391 | 83.6901
701_G_2 | Barnett Shoals | Hydro | 81.0191 | 87.391 | 83.6901
701_G_3 | Barnett Shoals | Hydro | 81.0191 | 87.391 | 83.6901
701_G_4 | Barnett Shoals | Hydro | 81.0191 | 87.391 | 83.6901
7011_G_10 | Hugoton 2 | Combustion Turbine | 84.7073 | 87.0873 | 85.7049
7011_G_11 | Hugoton 2 | Combustion Turbine | 84.7073 | 87.0873 | 85.7049
7011_G_12 | Hugoton 2 | Combustion Turbine | 84.7073 | 87.0873 | 85.7049
7011_G_13 | Hugoton 2 | Combustion Turbine | 84.7073 | 87.0873 | 85.7049
7011_G_7 | Hugoton 2 | Combustion Turbine | 84.7073 | 87.0873 | 85.7049
7011_G_8 | Hugoton 2 | Combustion Turbine | 84.7073 | 87.0873 | 85.7049
7011_G_9A | Hugoton 2 | Combustion Turbine | 84.7073 | 87.0873 | 85.7049
7012_G_2 | Lower No 1 | Hydro | 81.0191 | 87.391 | 83.6901
7013_G_5 | East 12th Street | Combustion Turbine | 84.7073 | 87.0873 | 85.7049
7015_G_1 | Unit 4 | Hydro | 81.0191 | 87.391 | 83.6901
7018_G_10 | Chanute 3 | Combustion Turbine | 84.7073 | 87.0873 | 85.7049
7018_G_11 | Chanute 3 | Combustion Turbine | 84.7073 | 87.0873 | 85.7049
7018_G_12 | Chanute 3 | Combustion Turbine | 84.7073 | 87.0873 | 85.7049
7018_G_13 | Chanute 3 | Combustion Turbine | 84.7073 | 87.0873 | 85.7049
7018_G_9 | Chanute 3 | Combustion Turbine | 84.7073 | 87.0873 | 85.7049
702_G_1 | Bartletts Ferry | Hydro | 81.0191 | 87.391 | 83.6901
702_G_2 | Bartletts Ferry | Hydro | 81.0191 | 87.391 | 83.6901
702_G_3 | Bartletts Ferry | Hydro | 81.0191 | 87.391 | 83.6901
702_G_4 | Bartletts Ferry | Hydro | 81.0191 | 87.391 | 83.6901
702_G_5 | Bartletts Ferry | Hydro | 83.3856 | 90.5577 | 86.392
702_G_6 | Bartletts Ferry | Hydro | 83.3856 | 90.5577 | 86.392
7028_G_K1 | Whitehead | Combustion Turbine | 84.7073 | 87.0873 | 85.7049
7028_G_K2 | Whitehead | Combustion Turbine | 84.7073 | 87.0873 | 85.7049
7028_G_K3 | Whitehead | Combustion Turbine | 84.7073 | 87.0873 | 85.7049
7028_G_K4 | Whitehead | Combustion Turbine | 84.7073 | 87.0873 | 85.7049
703_G_6 | Bowen | Combustion Turbine | 88.1508 | 89.9672 | 88.9122
7032_G_1 | Gravel Neck | Combustion Turbine | 84.7073 | 87.0873 | 85.7049
7032_G_2 | Gravel Neck | Combustion Turbine | 84.7073 | 87.0873 | 85.7049
7032_G_3 | Gravel Neck | Combustion Turbine | 89.6928 | 92.6015 | 90.9121
7032_G_4 | Gravel Neck | Combustion Turbine | 89.6928 | 92.6015 | 90.9121
7032_G_5 | Gravel Neck | Combustion Turbine | 89.6928 | 92.6015 | 90.9121
7032_G_6 | Gravel Neck | Combustion Turbine | 89.6928 | 92.6015 | 90.9121
7034_G_1 | Hydro II | Hydro | 81.0191 | 87.391 | 83.6901
7034_G_2 | Hydro II | Hydro | 81.0191 | 87.391 | 83.6901
7039_G_1 | Lake | Combustion Turbine | 84.7073 | 87.0873 | 85.7049
704_G_1 | Burton | Hydro | 81.0191 | 87.391 | 83.6901
704_G_2 | Burton | Hydro | 81.0191 | 87.391 | 83.6901
7040_G_1 | Ellis | Hydro | 81.0191 | 87.391 | 83.6901
7040_G_2 | Ellis | Hydro | 81.0191 | 87.391 | 83.6901
7040_G_3 | Ellis | Hydro | 81.0191 | 87.391 | 83.6901
7044_G_BU1 | Bates Mill Upper | Hydro | 81.0191 | 87.391 | 83.6901
7044_G_BU2 | Bates Mill Upper | Hydro | 81.0191 | 87.391 | 83.6901
7044_G_BU3 | Bates Mill Upper | Hydro | 81.0191 | 87.391 | 83.6901
7048_G_HM1 | Hill Mill | Hydro | 81.0191 | 87.391 | 83.6901
7048_G_HM2 | Hill Mill | Hydro | 81.0191 | 87.391 | 83.6901
7048_G_HM3 | Hill Mill | Hydro | 81.0191 | 87.391 | 83.6901
7048_G_HM4 | Hill Mill | Hydro | 81.0191 | 87.391 | 83.6901
7048_G_HM5 | Hill Mill | Hydro | 81.0191 | 87.391 | 83.6901
7048_G_HM6 | Hill Mill | Hydro | 81.0191 | 87.391 | 83.6901
7051_G_1 | Wrightsville Hydro Plant | Hydro | 81.0191 | 87.391 | 83.6901
7051_G_2 | Wrightsville Hydro Plant | Hydro | 81.0191 | 87.391 | 83.6901
7051_G_3 | Wrightsville Hydro Plant | Hydro | 81.0191 | 87.391 | 83.6901
7056_G_1 | Bolton Falls | Hydro | 81.0191 | 87.391 | 83.6901
7056_G_2 | Bolton Falls | Hydro | 81.0191 | 87.391 | 83.6901
7058_G_1 | Solon Diesel | Combustion Turbine | 84.7073 | 87.0873 | 85.7049
7058_G_2 | Solon Diesel | Combustion Turbine | 84.7073 | 87.0873 | 85.7049
7058_G_3 | Solon Diesel | Combustion Turbine | 84.7073 | 87.0873 | 85.7049
7058_G_4 | Solon Diesel | Combustion Turbine | 84.7073 | 87.0873 | 85.7049
7058_G_5 | Solon Diesel | Combustion Turbine | 84.7073 | 87.0873 | 85.7049
7058_G_6 | Solon Diesel | Combustion Turbine | 84.7073 | 87.0873 | 85.7049
7058_G_7 | Solon Diesel | Combustion Turbine | 84.7073 | 87.0873 | 85.7049
7058_G_8 | Solon Diesel | Combustion Turbine | 84.7073 | 87.0873 | 85.7049
706_G_1 | Flint River | Hydro | 81.0191 | 87.391 | 83.6901
706_G_2 | Flint River | Hydro | 81.0191 | 87.391 | 83.6901
706_G_3 | Flint River | Hydro | 81.0191 | 87.391 | 83.6901
7060_G_4 | Sibley No Two | Combustion Turbine | 84.7073 | 87.0873 | 85.7049
7063_G_1 | McIntosh | Combined Cycle | 84.4893 | 90.1371 | 86.8567
7063_G_2 | McIntosh | Combustion Turbine | 89.6928 | 92.6015 | 90.9121
7063_G_3 | McIntosh | Combustion Turbine | 89.6928 | 92.6015 | 90.9121
7063_G_4 | McIntosh | Combustion Turbine | 89.6928 | 92.6015 | 90.9121
7063_G_5 | McIntosh | Combustion Turbine | 89.6928 | 92.6015 | 90.9121
7066_G_1 | Stampede | Hydro | 81.0191 | 87.391 | 83.6901
7066_G_2 | Stampede | Hydro | 81.0191 | 87.391 | 83.6901
707_G_3 | Goat Rock | Hydro | 81.0191 | 87.391 | 83.6901
707_G_4 | Goat Rock | Hydro | 81.0191 | 87.391 | 83.6901
707_G_5 | Goat Rock | Hydro | 81.0191 | 87.391 | 83.6901
707_G_6 | Goat Rock | Hydro | 81.0191 | 87.391 | 83.6901
707_G_7 | Goat Rock | Hydro | 81.0191 | 87.391 | 83.6901
707_G_8 | Goat Rock | Hydro | 81.0191 | 87.391 | 83.6901
7072_G_1 | Mojave Siphon | Hydro | 81.0191 | 87.391 | 83.6901
7072_G_2 | Mojave Siphon | Hydro | 81.0191 | 87.391 | 83.6901
7072_G_3 | Mojave Siphon | Hydro | 81.0191 | 87.391 | 83.6901
7079_G_1 | Upper Salmon B | Hydro | 81.0191 | 87.391 | 83.6901
7079_G_2 | Upper Salmon B | Hydro | 81.0191 | 87.391 | 83.6901
7080_G_1 | St George Red Rock | Combustion Turbine | 84.7073 | 87.0873 | 85.7049
7080_G_2 | St George Red Rock | Combustion Turbine | 84.7073 | 87.0873 | 85.7049
7082_G_5 | Harry Allen | Combined Cycle | 84.4893 | 90.1371 | 86.8567
7082_G_6 | Harry Allen | Combined Cycle | 84.4893 | 90.1371 | 86.8567
7082_G_7 | Harry Allen | Combined Cycle | 84.4893 | 90.1371 | 86.8567
7082_G_GT1 | Harry Allen | Combustion Turbine | 89.6928 | 92.6015 | 90.9121
7082_G_GT4 | Harry Allen | Combustion Turbine | 89.6928 | 92.6015 | 90.9121
710_G_3A | Jack McDonough | Combustion Turbine | 88.1508 | 89.9672 | 88.9122
710_G_3B | Jack McDonough | Combustion Turbine | 88.1508 | 89.9672 | 88.9122
710_G_4 | Jack McDonough | Combined Cycle | 84.4893 | 90.1371 | 86.8567
710_G_5 | Jack McDonough | Combined Cycle | 84.4893 | 90.1371 | 86.8567
710_G_6 | Jack McDonough | Combined Cycle | 84.4893 | 90.1371 | 86.8567
711_G_5 | Langdale | Hydro | 81.0191 | 87.391 | 83.6901
711_G_6 | Langdale | Hydro | 81.0191 | 87.391 | 83.6901
7111_G_1 | Heber City | Combustion Turbine | 84.7073 | 87.0873 | 85.7049
7111_G_2 | Heber City | Combustion Turbine | 84.7073 | 87.0873 | 85.7049
7111_G_4 | Heber City | Combustion Turbine | 84.7073 | 87.0873 | 85.7049
7111_G_NA10 | Heber City | Combustion Turbine | 84.7073 | 87.0873 | 85.7049
7111_G_NA3 | Heber City | Combustion Turbine | 84.7073 | 87.0873 | 85.7049
7111_G_NA5 | Heber City | Combustion Turbine | 84.7073 | 87.0873 | 85.7049
7111_G_NA6 | Heber City | Combustion Turbine | 84.7073 | 87.0873 | 85.7049
7111_G_NA9 | Heber City | Combustion Turbine | 84.7073 | 87.0873 | 85.7049
7113_G_1 | PEC Headworks | Hydro | 85.5621 | 81.0962 | 83.6901
7115_G_2 | Hoist | Hydro | 81.0191 | 87.391 | 83.6901
7115_G_3 | Hoist | Hydro | 81.0191 | 87.391 | 83.6901
7116_G_1 | McClure | Hydro | 81.0191 | 87.391 | 83.6901
7116_G_2 | McClure | Hydro | 81.0191 | 87.391 | 83.6901
7118_G_1 | Cataract | Hydro | 81.0191 | 87.391 | 83.6901
7119_G_1 | Gladstone | Combustion Turbine | 84.7073 | 87.0873 | 85.7049
712_G_1 | Lloyd Shoals | Hydro | 81.0191 | 87.391 | 83.6901
712_G_2 | Lloyd Shoals | Hydro | 81.0191 | 87.391 | 83.6901
712_G_3 | Lloyd Shoals | Hydro | 81.0191 | 87.391 | 83.6901
712_G_4 | Lloyd Shoals | Hydro | 81.0191 | 87.391 | 83.6901
712_G_5 | Lloyd Shoals | Hydro | 81.0191 | 87.391 | 83.6901
712_G_6 | Lloyd Shoals | Hydro | 81.0191 | 87.391 | 83.6901
7125_G_1 | Bad Creek | Pumped Storage | 82.7612 | 89.89 | 85.7494
7125_G_2 | Bad Creek | Pumped Storage | 82.7612 | 89.89 | 85.7494
7125_G_3 | Bad Creek | Pumped Storage | 82.7612 | 89.89 | 85.7494
7125_G_4 | Bad Creek | Pumped Storage | 82.7612 | 89.89 | 85.7494
7127_G_1 | Wynoochee | Hydro | 85.5621 | 81.0962 | 83.6901
7128_G_1 | William F Matson Generating Station | Hydro | 81.0191 | 87.391 | 83.6901
7128_G_2 | William F Matson Generating Station | Hydro | 81.0191 | 87.391 | 83.6901
7129_G_TD1 | Thermalito Diverson Dam | Hydro | 81.0191 | 87.391 | 83.6901
7131_G_1 | Brandon Station | Combustion Turbine | 88.1508 | 89.9672 | 88.9122
7132_G_NA1 | Pine View Dam | Hydro | 81.0191 | 87.391 | 83.6901
7135_G_1 | Whillock | Hydro | 81.0191 | 87.391 | 83.6901
7135_G_2 | Whillock | Hydro | 81.0191 | 87.391 | 83.6901
7135_G_3 | Whillock | Hydro | 81.0191 | 87.391 | 83.6901
7137_G_1 | Grinnell | Combustion Turbine | 88.1508 | 89.9672 | 88.9122
7137_G_2 | Grinnell | Combustion Turbine | 84.7073 | 87.0873 | 85.7049
7138_G_1 | Forked River | Combustion Turbine | 88.1508 | 89.9672 | 88.9122
7138_G_2 | Forked River | Combustion Turbine | 88.1508 | 89.9672 | 88.9122
714_G_1 | Toadtown | Hydro | 81.0191 | 87.391 | 83.6901
7145_G_1 | Pleasant Hill | Combustion Turbine | 88.1508 | 89.9672 | 88.9122
7145_G_2 | Pleasant Hill | Combustion Turbine | 88.1508 | 89.9672 | 88.9122
7145_G_3 | Pleasant Hill | Combustion Turbine | 89.6928 | 92.6015 | 90.9121
7146_G_02 | Wading River | Combustion Turbine | 89.6928 | 92.6015 | 90.9121
7146_G_03 | Wading River | Combustion Turbine | 89.6928 | 92.6015 | 90.9121
7146_G_1 | Wading River | Combustion Turbine | 89.6928 | 92.6015 | 90.9121
7147_G_3 | Mill Creek 3 | Hydro | 81.0191 | 87.391 | 83.6901
7147_G_4 | Mill Creek 3 | Hydro | 81.0191 | 87.391 | 83.6901
7147_G_5 | Mill Creek 3 | Hydro | 81.0191 | 87.391 | 83.6901
7148_G_1 | San Gorgonio 1 | Hydro | 81.0191 | 87.391 | 83.6901
715_G_3A | McManus | Combustion Turbine | 88.1508 | 89.9672 | 88.9122
715_G_3B | McManus | Combustion Turbine | 88.1508 | 89.9672 | 88.9122
715_G_3C | McManus | Combustion Turbine | 88.1508 | 89.9672 | 88.9122
715_G_4A | McManus | Combustion Turbine | 88.1508 | 89.9672 | 88.9122
715_G_4B | McManus | Combustion Turbine | 88.1508 | 89.9672 | 88.9122
715_G_4C | McManus | Combustion Turbine | 88.1508 | 89.9672 | 88.9122
715_G_4D | McManus | Combustion Turbine | 88.1508 | 89.9672 | 88.9122
715_G_4E | McManus | Combustion Turbine | 88.1508 | 89.9672 | 88.9122
715_G_4F | McManus | Combustion Turbine | 88.1508 | 89.9672 | 88.9122
715_G_IC1 | McManus | Combustion Turbine | 84.7073 | 87.0873 | 85.7049
7151_G_1 | Stony Gorge | Hydro | 81.0191 | 87.391 | 83.6901
7151_G_2 | Stony Gorge | Hydro | 81.0191 | 87.391 | 83.6901
7153_G_HR1 | Hay Road | Combined Cycle | 84.4893 | 90.1371 | 86.8567
7153_G_HR2 | Hay Road | Combined Cycle | 84.4893 | 90.1371 | 86.8567
7153_G_HR3 | Hay Road | Combined Cycle | 84.4893 | 90.1371 | 86.8567
7153_G_HR4 | Hay Road | Combined Cycle | 84.4893 | 90.1371 | 86.8567
7153_G_HR5 | Hay Road | Combined Cycle | 84.4893 | 90.1371 | 86.8567
7153_G_HR6 | Hay Road | Combined Cycle | 84.4893 | 90.1371 | 86.8567
7153_G_HR7 | Hay Road | Combined Cycle | 84.4893 | 90.1371 | 86.8567
7153_G_HR8 | Hay Road | Combined Cycle | 84.4893 | 90.1371 | 86.8567
7155_G_1 | Lime Creek | Combustion Turbine | 88.1508 | 89.9672 | 88.9122
7155_G_2 | Lime Creek | Combustion Turbine | 88.1508 | 89.9672 | 88.9122
7158_G_GT1 | Woodsdale | Combustion Turbine | 89.6928 | 92.6015 | 90.9121
7158_G_GT2 | Woodsdale | Combustion Turbine | 89.6928 | 92.6015 | 90.9121
7158_G_GT3 | Woodsdale | Combustion Turbine | 89.6928 | 92.6015 | 90.9121
7158_G_GT4 | Woodsdale | Combustion Turbine | 89.6928 | 92.6015 | 90.9121
7158_G_GT5 | Woodsdale | Combustion Turbine | 89.6928 | 92.6015 | 90.9121
7158_G_GT6 | Woodsdale | Combustion Turbine | 89.6928 | 92.6015 | 90.9121
7159_G_1 | Concord | Combustion Turbine | 89.6928 | 92.6015 | 90.9121
7159_G_2 | Concord | Combustion Turbine | 89.6928 | 92.6015 | 90.9121
7159_G_3 | Concord | Combustion Turbine | 89.6928 | 92.6015 | 90.9121
7159_G_4 | Concord | Combustion Turbine | 89.6928 | 92.6015 | 90.9121
7164_G_PG3 | Waddell | Pumped Storage | 82.7612 | 89.89 | 85.7494
7164_G_PG6 | Waddell | Pumped Storage | 82.7612 | 89.89 | 85.7494
7164_G_PG7 | Waddell | Pumped Storage | 82.7612 | 89.89 | 85.7494
7164_G_PS1 | Waddell | Pumped Storage | 82.7612 | 89.89 | 85.7494
7166_G_1 | Murray | Hydro | 81.0191 | 87.391 | 83.6901
7166_G_2 | Murray | Hydro | 81.0191 | 87.391 | 83.6901
717_G_1 | Morgan Falls | Hydro | 81.0191 | 87.391 | 83.6901
717_G_2 | Morgan Falls | Hydro | 81.0191 | 87.391 | 83.6901
717_G_3 | Morgan Falls | Hydro | 81.0191 | 87.391 | 83.6901
717_G_4 | Morgan Falls | Hydro | 81.0191 | 87.391 | 83.6901
717_G_5 | Morgan Falls | Hydro | 81.0191 | 87.391 | 83.6901
717_G_6 | Morgan Falls | Hydro | 81.0191 | 87.391 | 83.6901
717_G_7 | Morgan Falls | Hydro | 81.0191 | 87.391 | 83.6901
7179_G_1 | Headgate Rock | Hydro | 81.0191 | 87.391 | 83.6901
7179_G_2 | Headgate Rock | Hydro | 81.0191 | 87.391 | 83.6901
7179_G_3 | Headgate Rock | Hydro | 81.0191 | 87.391 | 83.6901
718_G_1 | Nacoochee | Hydro | 81.0191 | 87.391 | 83.6901
718_G_2 | Nacoochee | Hydro | 81.0191 | 87.391 | 83.6901
7189_G_1 | Whiskeytown | Hydro | 81.0191 | 87.391 | 83.6901
719_G_1 | North Highlands | Hydro | 81.0191 | 87.391 | 83.6901
719_G_2 | North Highlands | Hydro | 81.0191 | 87.391 | 83.6901
719_G_3 | North Highlands | Hydro | 81.0191 | 87.391 | 83.6901
719_G_4 | North Highlands | Hydro | 81.0191 | 87.391 | 83.6901
7190_G_1 | Milner Hydro | Hydro | 83.3856 | 90.5577 | 86.392
7190_G_2 | Milner Hydro | Hydro | 81.0191 | 87.391 | 83.6901
7190_G_3 | Milner Hydro | Hydro | 81.0191 | 87.391 | 83.6901
7191_G_1 | Tallassee Hydro Project | Hydro | 81.0191 | 87.391 | 83.6901
7191_G_2 | Tallassee Hydro Project | Hydro | 81.0191 | 87.391 | 83.6901
72_G_1 | Venice | Hydro | 81.0191 | 87.391 | 83.6901
720_G_1 | Oliver Dam | Hydro | 81.0191 | 87.391 | 83.6901
720_G_2 | Oliver Dam | Hydro | 81.0191 | 87.391 | 83.6901
720_G_3 | Oliver Dam | Hydro | 81.0191 | 87.391 | 83.6901
720_G_4 | Oliver Dam | Hydro | 81.0191 | 87.391 | 83.6901
7200_G_1 | Robert D Willis | Hydro | 81.0191 | 87.391 | 83.6901
7200_G_2 | Robert D Willis | Hydro | 81.0191 | 87.391 | 83.6901
7203_G_CT1 | South Fond Du Lac | Combustion Turbine | 89.6928 | 92.6015 | 90.9121
7203_G_CT2 | South Fond Du Lac | Combustion Turbine | 89.6928 | 92.6015 | 90.9121
7203_G_CT3 | South Fond Du Lac | Combustion Turbine | 89.6928 | 92.6015 | 90.9121
7203_G_CT4 | South Fond Du Lac | Combustion Turbine | 89.6928 | 92.6015 | 90.9121
7212_G_1 | Darbytown | Combustion Turbine | 89.6928 | 92.6015 | 90.9121
7212_G_2 | Darbytown | Combustion Turbine | 89.6928 | 92.6015 | 90.9121
7212_G_3 | Darbytown | Combustion Turbine | 89.6928 | 92.6015 | 90.9121
7212_G_4 | Darbytown | Combustion Turbine | 89.6928 | 92.6015 | 90.9121
722_G_1 | Sinclair Dam | Hydro | 81.0191 | 87.391 | 83.6901
722_G_2 | Sinclair Dam | Hydro | 81.0191 | 87.391 | 83.6901
7229_G_1 | Black Butte | Hydro | 81.0191 | 87.391 | 83.6901
723_G_1 | Tallulah Falls | Hydro | 81.0191 | 87.391 | 83.6901
723_G_2 | Tallulah Falls | Hydro | 81.0191 | 87.391 | 83.6901
723_G_3 | Tallulah Falls | Hydro | 81.0191 | 87.391 | 83.6901
723_G_4 | Tallulah Falls | Hydro | 81.0191 | 87.391 | 83.6901
723_G_5 | Tallulah Falls | Hydro | 81.0191 | 87.391 | 83.6901
723_G_6 | Tallulah Falls | Hydro | 81.0191 | 87.391 | 83.6901
7231_G_1 | Gianera | Combustion Turbine | 88.1508 | 89.9672 | 88.9122
7231_G_2 | Gianera | Combustion Turbine | 88.1508 | 89.9672 | 88.9122
7232_G_1 | Santa Clara Cogen | Combustion Turbine | 84.7073 | 87.0873 | 85.7049
7232_G_2 | Santa Clara Cogen | Combustion Turbine | 84.7073 | 87.0873 | 85.7049
7233_G_1 | Tesla | Hydro | 81.0191 | 87.391 | 83.6901
7237_G_1 | Angus Anson | Combustion Turbine | 89.6928 | 92.6015 | 90.9121
7237_G_2 | Angus Anson | Combustion Turbine | 89.6928 | 92.6015 | 90.9121
7237_G_4 | Angus Anson | Combustion Turbine | 89.6928 | 92.6015 | 90.9121
7238_G_1 | Cane Island | Combustion Turbine | 88.1508 | 89.9672 | 88.9122
7238_G_2 | Cane Island | Combined Cycle | 84.4893 | 90.1371 | 86.8567
7238_G_2A | Cane Island | Combined Cycle | 84.4893 | 90.1371 | 86.8567
7238_G_3 | Cane Island | Combined Cycle | 84.4893 | 90.1371 | 86.8567
7238_G_3A | Cane Island | Combined Cycle | 84.4893 | 90.1371 | 86.8567
7238_G_4 | Cane Island | Combustion Turbine | 89.6928 | 92.6015 | 90.9121
724_G_1 | Terrora | Hydro | 81.0191 | 87.391 | 83.6901
724_G_2 | Terrora | Hydro | 81.0191 | 87.391 | 83.6901
7242_G_1CA | Polk | IGCC | 82.3378 | 86.374 | 84.0297
7242_G_1CT | Polk | IGCC | 82.661 | 88.2085 | 84.9864
7242_G_2 | Polk | Combustion Turbine | 89.6928 | 92.6015 | 90.9121
7242_G_3 | Polk | Combustion Turbine | 89.6928 | 92.6015 | 90.9121
7242_G_4 | Polk | Combustion Turbine | 89.6928 | 92.6015 | 90.9121
7242_G_5 | Polk | Combustion Turbine | 89.6928 | 92.6015 | 90.9121
7246_G_1 | Dam 2 | Hydro | 81.0191 | 87.391 | 83.6901
7246_G_2 | Dam 2 | Hydro | 81.0191 | 87.391 | 83.6901
7246_G_3 | Dam 2 | Hydro | 81.0191 | 87.391 | 83.6901
7247_G_1 | Watertown Power Plant | Combustion Turbine | 88.1508 | 89.9672 | 88.9122
725_G_1 | Tugalo | Hydro | 81.0191 | 87.391 | 83.6901
725_G_2 | Tugalo | Hydro | 81.0191 | 87.391 | 83.6901
725_G_3 | Tugalo | Hydro | 81.0191 | 87.391 | 83.6901
725_G_4 | Tugalo | Hydro | 81.0191 | 87.391 | 83.6901
7259_G_1 | Skookumchuck | Hydro | 85.5621 | 81.0962 | 83.6901
7266_G_2 | Woodland | Combined Cycle | 84.4893 | 90.1371 | 86.8567
7266_G_3 | Woodland | Combined Cycle | 84.4893 | 90.1371 | 86.8567
7266_G_3A | Woodland | Combustion Turbine | 84.7073 | 87.0873 | 85.7049
7266_G_3B | Woodland | Combustion Turbine | 84.7073 | 87.0873 | 85.7049
7266_G_3C | Woodland | Combustion Turbine | 84.7073 | 87.0873 | 85.7049
7266_G_3D | Woodland | Combustion Turbine | 84.7073 | 87.0873 | 85.7049
7266_G_3E | Woodland | Combustion Turbine | 84.7073 | 87.0873 | 85.7049
7266_G_3F | Woodland | Combustion Turbine | 84.7073 | 87.0873 | 85.7049
7266_G_NA1 | Woodland | Combustion Turbine | 88.1508 | 89.9672 | 88.9122
7268_G_7 | 491 E 48th Street | Combustion Turbine | 88.1508 | 89.9672 | 88.9122
7268_G_8 | 491 E 48th Street | Combustion Turbine | 88.1508 | 89.9672 | 88.9122
7268_G_9 | 491 E 48th Street | Combustion Turbine | 89.6928 | 92.6015 | 90.9121
727_G_4A | Mitchell | Combustion Turbine | 88.1508 | 89.9672 | 88.9122
727_G_4B | Mitchell | Combustion Turbine | 88.1508 | 89.9672 | 88.9122
7270_G_1 | Paris | Combustion Turbine | 89.6928 | 92.6015 | 90.9121
7270_G_2 | Paris | Combustion Turbine | 89.6928 | 92.6015 | 90.9121
7270_G_3 | Paris | Combustion Turbine | 89.6928 | 92.6015 | 90.9121
7270_G_4 | Paris | Combustion Turbine | 89.6928 | 92.6015 | 90.9121
7277_G_1 | Lincoln Combustion | Combustion Turbine | 89.6928 | 92.6015 | 90.9121
7277_G_10 | Lincoln Combustion | Combustion Turbine | 89.6928 | 92.6015 | 90.9121
7277_G_11 | Lincoln Combustion | Combustion Turbine | 89.6928 | 92.6015 | 90.9121
7277_G_12 | Lincoln Combustion | Combustion Turbine | 89.6928 | 92.6015 | 90.9121
7277_G_13 | Lincoln Combustion | Combustion Turbine | 89.6928 | 92.6015 | 90.9121
7277_G_14 | Lincoln Combustion | Combustion Turbine | 89.6928 | 92.6015 | 90.9121
7277_G_15 | Lincoln Combustion | Combustion Turbine | 89.6928 | 92.6015 | 90.9121
7277_G_16 | Lincoln Combustion | Combustion Turbine | 89.6928 | 92.6015 | 90.9121
7277_G_2 | Lincoln Combustion | Combustion Turbine | 89.6928 | 92.6015 | 90.9121
7277_G_3 | Lincoln Combustion | Combustion Turbine | 89.6928 | 92.6015 | 90.9121
7277_G_4 | Lincoln Combustion | Combustion Turbine | 89.6928 | 92.6015 | 90.9121
7277_G_5 | Lincoln Combustion | Combustion Turbine | 89.6928 | 92.6015 | 90.9121
7277_G_6 | Lincoln Combustion | Combustion Turbine | 89.6928 | 92.6015 | 90.9121
7277_G_7 | Lincoln Combustion | Combustion Turbine | 89.6928 | 92.6015 | 90.9121
7277_G_8 | Lincoln Combustion | Combustion Turbine | 89.6928 | 92.6015 | 90.9121
7277_G_9 | Lincoln Combustion | Combustion Turbine | 89.6928 | 92.6015 | 90.9121
7279_G_1 | O'Shaughnessy Hydro | Hydro | 81.0191 | 87.391 | 83.6901
7279_G_2 | O'Shaughnessy Hydro | Hydro | 81.0191 | 87.391 | 83.6901
728_G_4 | Yates | Coal Steam | 82.661 | 88.2085 | 84.9864
728_G_5 | Yates | Coal Steam | 82.661 | 88.2085 | 84.9864
7281_G_CT1 | Gardner Energy Center | Combustion Turbine | 84.7073 | 87.0873 | 85.7049
7281_G_CT2 | Gardner Energy Center | Combustion Turbine | 84.7073 | 87.0873 | 85.7049
7283_G_1 | Paragould Turbine | Combustion Turbine | 84.7073 | 87.0873 | 85.7049
7283_G_2 | Paragould Turbine | Combustion Turbine | 84.7073 | 87.0873 | 85.7049
7283_G_3 | Paragould Turbine | Combustion Turbine | 84.7073 | 87.0873 | 85.7049
7283_G_4 | Paragould Turbine | Combustion Turbine | 84.7073 | 87.0873 | 85.7049
7283_G_5 | Paragould Turbine | Combustion Turbine | 84.7073 | 87.0873 | 85.7049
7288_G_SEHR | Sherman Avenue | Combustion Turbine | 89.6928 | 92.6015 | 90.9121
729_G_1 | Yonah | Hydro | 81.0191 | 87.391 | 83.6901
729_G_2 | Yonah | Hydro | 81.0191 | 87.391 | 83.6901
729_G_3 | Yonah | Hydro | 81.0191 | 87.391 | 83.6901
7294_G_GTG | Central Energy Plant | Combined Cycle | 84.4893 | 90.1371 | 86.8567
7294_G_STG | Central Energy Plant | Combined Cycle | 84.4893 | 90.1371 | 86.8567
7296_G_1 | State Line Combined Cycle | Combustion Turbine | 89.6928 | 92.6015 | 90.9121
7296_G_2-1 | State Line Combined Cycle | Combined Cycle | 84.4893 | 90.1371 | 86.8567
7296_G_2-2 | State Line Combined Cycle | Combined Cycle | 84.4893 | 90.1371 | 86.8567
7296_G_2-3 | State Line Combined Cycle | Combined Cycle | 84.4893 | 90.1371 | 86.8567
7302_G_1GT | Hines Energy Complex | Combined Cycle | 84.4893 | 90.1371 | 86.8567
7302_G_1GT2 | Hines Energy Complex | Combined Cycle | 84.4893 | 90.1371 | 86.8567
7302_G_1ST | Hines Energy Complex | Combined Cycle | 84.4893 | 90.1371 | 86.8567
7302_G_2GT | Hines Energy Complex | Combined Cycle | 84.4893 | 90.1371 | 86.8567
7302_G_2GT2 | Hines Energy Complex | Combined Cycle | 84.4893 | 90.1371 | 86.8567
7302_G_2ST | Hines Energy Complex | Combined Cycle | 84.4893 | 90.1371 | 86.8567
7302_G_3GT | Hines Energy Complex | Combined Cycle | 84.4893 | 90.1371 | 86.8567
7302_G_3GT2 | Hines Energy Complex | Combined Cycle | 84.4893 | 90.1371 | 86.8567
7302_G_3ST | Hines Energy Complex | Combined Cycle | 84.4893 | 90.1371 | 86.8567
7302_G_4GT | Hines Energy Complex | Combined Cycle | 84.4893 | 90.1371 | 86.8567
7302_G_4GT2 | Hines Energy Complex | Combined Cycle | 84.4893 | 90.1371 | 86.8567
7302_G_4ST | Hines Energy Complex | Combined Cycle | 84.4893 | 90.1371 | 86.8567
7304_G_IC10 | Palmyra Municipal 2 | Combustion Turbine | 84.7073 | 87.0873 | 85.7049
7304_G_IC9 | Palmyra Municipal 2 | Combustion Turbine | 84.7073 | 87.0873 | 85.7049
7307_G_1 | Redding Power | Combustion Turbine | 84.7073 | 87.0873 | 85.7049
7307_G_2 | Redding Power | Combustion Turbine | 88.1508 | 89.9672 | 88.9122
7307_G_3 | Redding Power | Combustion Turbine | 88.1508 | 89.9672 | 88.9122
7307_G_4 | Redding Power | Combined Cycle | 84.4893 | 90.1371 | 86.8567
7307_G_5 | Redding Power | Combined Cycle | 84.4893 | 90.1371 | 86.8567
7307_G_6 | Redding Power | Combined Cycle | 84.4893 | 90.1371 | 86.8567
7314_G_NA1 | Richard M Flynn | Combined Cycle | 84.4893 | 90.1371 | 86.8567
7314_G_NA2 | Richard M Flynn | Combined Cycle | 84.4893 | 90.1371 | 86.8567
7315_G_1 | Almond Power Plant | Combustion Turbine | 89.6928 | 92.6015 | 90.9121
7317_G_1 | Buffalo Bill | Hydro | 81.0191 | 87.391 | 83.6901
7317_G_2 | Buffalo Bill | Hydro | 81.0191 | 87.391 | 83.6901
7317_G_3 | Buffalo Bill | Hydro | 81.0191 | 87.391 | 83.6901
7318_G_1 | Van Sant Station | Combustion Turbine | 88.1508 | 89.9672 | 88.9122
732_G_1 | Boulevard | Combustion Turbine | 84.7073 | 87.0873 | 85.7049
732_G_2 | Boulevard | Combustion Turbine | 84.7073 | 87.0873 | 85.7049
732_G_3 | Boulevard | Combustion Turbine | 84.7073 | 87.0873 | 85.7049
7325_G_1 | San Jacinto Steam Electric Station | Combustion Turbine | 89.6928 | 92.6015 | 90.9121
7325_G_2 | San Jacinto Steam Electric Station | Combustion Turbine | 89.6928 | 92.6015 | 90.9121
733_G_PWA | Kraft | Combustion Turbine | 84.7073 | 87.0873 | 85.7049
7335_G_RCT1 | Richmond | Combustion Turbine | 88.1508 | 89.9672 | 88.9122
7335_G_RCT2 | Richmond | Combustion Turbine | 88.1508 | 89.9672 | 88.9122
7336_G_ACT1 | Anderson | Combustion Turbine | 88.1508 | 89.9672 | 88.9122
7336_G_ACT2 | Anderson | Combustion Turbine | 88.1508 | 89.9672 | 88.9122
7336_G_ACT3 | Anderson | Combustion Turbine | 89.6928 | 92.6015 | 90.9121
7337_G_1 | Florence | Combustion Turbine | 84.7073 | 87.0873 | 85.7049
7337_G_2 | Florence | Combustion Turbine | 84.7073 | 87.0873 | 85.7049
7338_G_NA1 | Grizzly | Hydro | 81.0191 | 87.391 | 83.6901
7339_G_6 | Wellington 2 | Combustion Turbine | 88.1508 | 89.9672 | 88.9122
7345_G_P1 | University of Florida | Combustion Turbine | 88.1508 | 89.9672 | 88.9122
7348_G_1 | Robins | Combustion Turbine | 89.6928 | 92.6015 | 90.9121
7348_G_2 | Robins | Combustion Turbine | 89.6928 | 92.6015 | 90.9121
7350_G_1 | Coyote Springs | Combined Cycle | 88.516 | 84.5576 | 86.8567
7350_G_2 | Coyote Springs | Combined Cycle | 88.516 | 84.5576 | 86.8567
736_G_1 | Stevens Creek | Hydro | 81.0191 | 87.391 | 83.6901
736_G_2 | Stevens Creek | Hydro | 81.0191 | 87.391 | 83.6901
736_G_3 | Stevens Creek | Hydro | 81.0191 | 87.391 | 83.6901
736_G_4 | Stevens Creek | Hydro | 81.0191 | 87.391 | 83.6901
736_G_5 | Stevens Creek | Hydro | 81.0191 | 87.391 | 83.6901
736_G_6 | Stevens Creek | Hydro | 81.0191 | 87.391 | 83.6901
736_G_7 | Stevens Creek | Hydro | 81.0191 | 87.391 | 83.6901
736_G_8 | Stevens Creek | Hydro | 81.0191 | 87.391 | 83.6901
7366_G_1 | Lincoln Turbines | Wind | 95 | 95 | 95
7368_G_1 | Geothermal 1 | Geothermal | 96.5697 | 97.5257 | 96.9704
7368_G_2 | Geothermal 1 | Geothermal | 96.5697 | 97.5257 | 96.9704
7369_G_3 | Geothermal 2 | Geothermal | 96.5697 | 97.5257 | 96.9704
7369_G_4 | Geothermal 2 | Geothermal | 96.5697 | 97.5257 | 96.9704
7370_G_ST2 | Bonnett | Geothermal | 96.5697 | 97.5257 | 96.9704
7372_G_1 | McPhee | Hydro | 81.0191 | 87.391 | 83.6901
7373_G_1 | Towaoc | Hydro | 81.0191 | 87.391 | 83.6901
7376_G_1 | Alliant Techsystems | Combustion Turbine | 84.7073 | 87.0873 | 85.7049
7378_G_1 | United Hospital | Combustion Turbine | 84.7073 | 87.0873 | 85.7049
7378_G_2 | United Hospital | Combustion Turbine | 84.7073 | 87.0873 | 85.7049
7378_G_3 | United Hospital | Combustion Turbine | 84.7073 | 87.0873 | 85.7049
7380_G_CT1 | Midulla Generating Station | Combined Cycle | 84.4893 | 90.1371 | 86.8567
7380_G_CT2 | Midulla Generating Station | Combined Cycle | 84.4893 | 90.1371 | 86.8567
7380_G_GT4 | Midulla Generating Station | Combustion Turbine | 89.6928 | 92.6015 | 90.9121
7380_G_GT5 | Midulla Generating Station | Combustion Turbine | 89.6928 | 92.6015 | 90.9121
7380_G_GT6 | Midulla Generating Station | Combustion Turbine | 89.6928 | 92.6015 | 90.9121
7380_G_GT7 | Midulla Generating Station | Combustion Turbine | 89.6928 | 92.6015 | 90.9121
7380_G_GT8 | Midulla Generating Station | Combustion Turbine | 89.6928 | 92.6015 | 90.9121
7380_G_ST3 | Midulla Generating Station | Combined Cycle | 84.4893 | 90.1371 | 86.8567
7381_G_1 | Searsburg Wind Turbine | Wind | 95 | 95 | 95
7392_G_1 | Poplar Bluff Generating Station | Combustion Turbine | 84.7073 | 87.0873 | 85.7049
7392_G_2 | Poplar Bluff Generating Station | Combustion Turbine | 84.7073 | 87.0873 | 85.7049
7392_G_3 | Poplar Bluff Generating Station | Combustion Turbine | 84.7073 | 87.0873 | 85.7049
7392_G_4 | Poplar Bluff Generating Station | Combustion Turbine | 84.7073 | 87.0873 | 85.7049
7392_G_5 | Poplar Bluff Generating Station | Combustion Turbine | 84.7073 | 87.0873 | 85.7049
7393_G_LK1 | Lakin Municipal | Combustion Turbine | 84.7073 | 87.0873 | 85.7049
7394_G_1 | Gonzales Hydro Plant | Hydro | 81.0191 | 87.391 | 83.6901
7394_G_2 | Gonzales Hydro Plant | Hydro | 81.0191 | 87.391 | 83.6901
7394_G_3 | Gonzales Hydro Plant | Hydro | 81.0191 | 87.391 | 83.6901
7396_G_1 | Front Street | Combustion Turbine | 84.7073 | 87.0873 | 85.7049
7396_G_2 | Front Street | Combustion Turbine | 84.7073 | 87.0873 | 85.7049
7396_G_3 | Front Street | Combustion Turbine | 84.7073 | 87.0873 | 85.7049
7397_G_5 | Falling Spring | Combustion Turbine | 86.4041 | 84.7361 | 85.7049
7397_G_6 | Falling Spring | Combustion Turbine | 86.4041 | 84.7361 | 85.7049
7397_G_7 | Falling Spring | Combustion Turbine | 86.4041 | 84.7361 | 85.7049
7398_G_GEN1 | Water Street Station | Combustion Turbine | 84.7073 | 87.0873 | 85.7049
7398_G_GEN2 | Water Street Station | Combustion Turbine | 84.7073 | 87.0873 | 85.7049
7399_G_GEN3 | Henry Station | Combustion Turbine | 84.7073 | 87.0873 | 85.7049
7399_G_GEN4 | Henry Station | Combustion Turbine | 84.7073 | 87.0873 | 85.7049
7400_G_1 | Salisbury City of | Combustion Turbine | 84.7073 | 87.0873 | 85.7049
7400_G_2 | Salisbury City of | Combustion Turbine | 84.7073 | 87.0873 | 85.7049
7400_G_3 | Salisbury City of | Combustion Turbine | 84.7073 | 87.0873 | 85.7049
7400_G_4 | Salisbury City of | Combustion Turbine | 84.7073 | 87.0873 | 85.7049
7405_G_G1 | Shelbina Power #1 | Combustion Turbine | 84.7073 | 87.0873 | 85.7049
7405_G_G2 | Shelbina Power #1 | Combustion Turbine | 84.7073 | 87.0873 | 85.7049
7406_G_G3 | Shelbina Power #2 | Combustion Turbine | 84.7073 | 87.0873 | 85.7049
7406_G_G4 | Shelbina Power #2 | Combustion Turbine | 84.7073 | 87.0873 | 85.7049
7406_G_G5 | Shelbina Power #2 | Combustion Turbine | 84.7073 | 87.0873 | 85.7049
7406_G_G6 | Shelbina Power #2 | Combustion Turbine | 84.7073 | 87.0873 | 85.7049
7408_G_86-1 | Payson | Combustion Turbine | 84.7073 | 87.0873 | 85.7049
7408_G_86-2 | Payson | Combustion Turbine | 84.7073 | 87.0873 | 85.7049
7408_G_86-3 | Payson | Combustion Turbine | 84.7073 | 87.0873 | 85.7049
7408_G_86-4 | Payson | Combustion Turbine | 84.7073 | 87.0873 | 85.7049
7413_G_1 | Short Mountain | Non-Fossil Waste | 90 | 90 | 90
7413_G_2 | Short Mountain | Non-Fossil Waste | 90 | 90 | 90
7413_G_3 | Short Mountain | Non-Fossil Waste | 90 | 90 | 90
7413_G_4 | Short Mountain | Non-Fossil Waste | 90 | 90 | 90
7415_G_5 | Lakefield Utilities | Combustion Turbine | 84.7073 | 87.0873 | 85.7049
7415_G_6 | Lakefield Utilities | Combustion Turbine | 84.7073 | 87.0873 | 85.7049
7425_G_1 | Interstate | Combustion Turbine | 89.6928 | 92.6015 | 90.9121
7427_G_U#1 | Cowlitz Falls | Hydro | 88.4991 | 83.4724 | 86.392
7427_G_U#2 | Cowlitz Falls | Hydro | 88.4991 | 83.4724 | 86.392
7429_G_1 | Edenton Generators | Combustion Turbine | 84.7073 | 87.0873 | 85.7049
7429_G_2 | Edenton Generators | Combustion Turbine | 84.7073 | 87.0873 | 85.7049
7431_G_1 | The Dalles Fishway | Hydro | 85.5621 | 81.0962 | 83.6901
7432_G_1A | Oxford | Combustion Turbine | 84.7073 | 87.0873 | 85.7049
7432_G_2A | Oxford | Combustion Turbine | 84.7073 | 87.0873 | 85.7049
7432_G_3A | Oxford | Combustion Turbine | 84.7073 | 87.0873 | 85.7049
7436_G_JH1 | Vernon | Combustion Turbine | 84.7073 | 87.0873 | 85.7049
7436_G_JH2 | Vernon | Combustion Turbine | 84.7073 | 87.0873 | 85.7049
7436_G_JH3 | Vernon | Combustion Turbine | 84.7073 | 87.0873 | 85.7049
7436_G_JH4 | Vernon | Combustion Turbine | 84.7073 | 87.0873 | 85.7049
7436_G_JH5 | Vernon | Combustion Turbine | 84.7073 | 87.0873 | 85.7049
7438_G_C1 | Church Street Plant | Combustion Turbine | 84.7073 | 87.0873 | 85.7049
7438_G_C2 | Church Street Plant | Combustion Turbine | 84.7073 | 87.0873 | 85.7049
7438_G_C3A | Church Street Plant | Combustion Turbine | 84.7073 | 87.0873 | 85.7049
7438_G_C4 | Church Street Plant | Combustion Turbine | 84.7073 | 87.0873 | 85.7049
7438_G_C5 | Church Street Plant | Combustion Turbine | 84.7073 | 87.0873 | 85.7049
7438_G_C6 | Church Street Plant | Combustion Turbine | 84.7073 | 87.0873 | 85.7049
7439_G_C10 | Godwin Drive Plant | Combustion Turbine | 84.7073 | 87.0873 | 85.7049
7439_G_C7 | Godwin Drive Plant | Combustion Turbine | 84.7073 | 87.0873 | 85.7049
7439_G_C8 | Godwin Drive Plant | Combustion Turbine | 84.7073 | 87.0873 | 85.7049
7439_G_C9 | Godwin Drive Plant | Combustion Turbine | 84.7073 | 87.0873 | 85.7049
7440_G_V10 | VMEA 1 Credit Gen | Combustion Turbine | 84.7073 | 87.0873 | 85.7049
7440_G_V3 | VMEA 1 Credit Gen | Combustion Turbine | 84.7073 | 87.0873 | 85.7049
7440_G_V4 | VMEA 1 Credit Gen | Combustion Turbine | 84.7073 | 87.0873 | 85.7049
7440_G_V5 | VMEA 1 Credit Gen | Combustion Turbine | 84.7073 | 87.0873 | 85.7049
7440_G_V6 | VMEA 1 Credit Gen | Combustion Turbine | 84.7073 | 87.0873 | 85.7049
7440_G_V7 | VMEA 1 Credit Gen | Combustion Turbine | 84.7073 | 87.0873 | 85.7049
7440_G_V8 | VMEA 1 Credit Gen | Combustion Turbine | 84.7073 | 87.0873 | 85.7049
7440_G_V9-1 | VMEA 1 Credit Gen | Combustion Turbine | 84.7073 | 87.0873 | 85.7049
7441_G_V1 | VMEA Peaking Gen | Combustion Turbine | 84.7073 | 87.0873 | 85.7049
7441_G_V11 | VMEA Peaking Gen | Combustion Turbine | 84.7073 | 87.0873 | 85.7049
7441_G_V12 | VMEA Peaking Gen | Combustion Turbine | 84.7073 | 87.0873 | 85.7049
7441_G_V2 | VMEA Peaking Gen | Combustion Turbine | 84.7073 | 87.0873 | 85.7049
7447_G_IC2 | Pratt 2 | Combustion Turbine | 84.7073 | 87.0873 | 85.7049
7447_G_IC3 | Pratt 2 | Combustion Turbine | 84.7073 | 87.0873 | 85.7049
7449_G_NA1 | Combustion Turbine Project No 2 | Combustion Turbine | 88.1508 | 89.9672 | 88.9122
745_G_1 | Etiwanda | Hydro | 81.0191 | 87.391 | 83.6901
7450_G_1 | Alameda | Combustion Turbine | 88.1508 | 89.9672 | 88.9122
7450_G_2 | Alameda | Combustion Turbine | 88.1508 | 89.9672 | 88.9122
7451_G_1 | Lodi | Combustion Turbine | 88.1508 | 89.9672 | 88.9122
7452_G_1 | Roseville | Combustion Turbine | 88.1508 | 89.9672 | 88.9122
7452_G_2 | Roseville | Combustion Turbine | 88.1508 | 89.9672 | 88.9122
7456_G_1 | Rathdrum | Combustion Turbine | 91.7667 | 89.728 | 90.9121
7456_G_2 | Rathdrum | Combustion Turbine | 91.7667 | 89.728 | 90.9121
7458_G_1 | Ruedi | Hydro | 81.0191 | 87.391 | 83.6901
7469_G_FM1 | Madison Utilities | Combustion Turbine | 84.7073 | 87.0873 | 85.7049
7469_G_FM2 | Madison Utilities | Combustion Turbine | 84.7073 | 87.0873 | 85.7049
7469_G_FM3 | Madison Utilities | Combustion Turbine | 84.7073 | 87.0873 | 85.7049
7469_G_FM5 | Madison Utilities | Combustion Turbine | 84.7073 | 87.0873 | 85.7049
7470_G_1 | Marceline | Combustion Turbine | 84.7073 | 87.0873 | 85.7049
7470_G_2 | Marceline | Combustion Turbine | 84.7073 | 87.0873 | 85.7049
7470_G_5 | Marceline | Combustion Turbine | 84.7073 | 87.0873 | 85.7049
7470_G_6 | Marceline | Combustion Turbine | 84.7073 | 87.0873 | 85.7049
7474_G_1 | Upper Sterling | Hydro | 81.0191 | 87.391 | 83.6901
7474_G_2 | Upper Sterling | Hydro | 81.0191 | 87.391 | 83.6901
7479_G_EAST | North Road Peak | Combustion Turbine | 84.7073 | 87.0873 | 85.7049
7479_G_WEST | North Road Peak | Combustion Turbine | 84.7073 | 87.0873 | 85.7049
748_G_1 | Phillips | Combustion Turbine | 84.7073 | 87.0873 | 85.7049
748_G_2 | Phillips | Combustion Turbine | 84.7073 | 87.0873 | 85.7049
7480_G_GEN3 | Rowesville Rd Plant | Combustion Turbine | 84.7073 | 87.0873 | 85.7049
7480_G_GEN4 | Rowesville Rd Plant | Combustion Turbine | 84.7073 | 87.0873 | 85.7049
7481_G_1 | City Light & Water | Combustion Turbine | 84.7073 | 87.0873 | 85.7049
7481_G_2 | City Light & Water | Combustion Turbine | 84.7073 | 87.0873 | 85.7049
7489_G_G1 | Lake Mendocino | Hydro | 81.0191 | 87.391 | 83.6901
7489_G_G2 | Lake Mendocino | Hydro | 81.0191 | 87.391 | 83.6901
7497_G_1 | Croswell | Combustion Turbine | 84.7073 | 87.0873 | 85.7049
7497_G_2 | Croswell | Combustion Turbine | 84.7073 | 87.0873 | 85.7049
7497_G_3 | Croswell | Combustion Turbine | 84.7073 | 87.0873 | 85.7049
7497_G_4 | Croswell | Combustion Turbine | 84.7073 | 87.0873 | 85.7049
7497_G_5 | Croswell | Combustion Turbine | 84.7073 | 87.0873 | 85.7049
7501_G_2 | Richard F Wheeler | Wind | 95 | 95 | 95
7504_G_GT1 | Neil Simpson II | Combustion Turbine | 88.1508 | 89.9672 | 88.9122
7505_G_1 | Fergus Control Ctr | Combustion Turbine | 84.7073 | 87.0873 | 85.7049
7507_G_1 | Deadwood Creek | Hydro | 81.0191 | 87.391 | 83.6901
7508_G_1 | Stone Creek | Hydro | 85.5621 | 81.0962 | 83.6901
751_G_1 | Moccasin Low Head Hydro Project | Hydro | 81.0191 | 87.391 | 83.6901
7511_G_1 | McNary Fish | Hydro | 85.5621 | 81.0962 | 83.6901
7512_G_1 | Arthur Von Rosenberg | Combined Cycle | 84.4893 | 90.1371 | 86.8567
7512_G_2 | Arthur Von Rosenberg | Combined Cycle | 84.4893 | 90.1371 | 86.8567
7512_G_3 | Arthur Von Rosenberg | Combined Cycle | 84.4893 | 90.1371 | 86.8567
7515_G_NA1 | McPherson 3 | Combustion Turbine | 89.6928 | 92.6015 | 90.9121
752_G_1 | Lake Blackshear Project | Hydro | 81.0191 | 87.391 | 83.6901
752_G_2 | Lake Blackshear Project | Hydro | 81.0191 | 87.391 | 83.6901
752_G_3 | Lake Blackshear Project | Hydro | 81.0191 | 87.391 | 83.6901
752_G_4 | Lake Blackshear Project | Hydro | 81.0191 | 87.391 | 83.6901
7526_G_1 | Solano Wind | Wind | 95 | 95 | 95
7526_G_2 | Solano Wind | Wind | 95 | 95 | 95
7526_G_2B | Solano Wind | Wind | 95 | 95 | 95
7527_G_1 | Carson Ice-Gen Project | Combined Cycle | 84.4893 | 90.1371 | 86.8567
7527_G_2 | Carson Ice-Gen Project | Combined Cycle | 84.4893 | 90.1371 | 86.8567
7527_G_CCCT | Carson Ice-Gen Project | Combustion Turbine | 89.6928 | 92.6015 | 90.9121
753_G_GT1 | Crisp Plant | Combustion Turbine | 84.7073 | 87.0873 | 85.7049
7538_G_1 | Wayne County | Combustion Turbine | 89.6928 | 92.6015 | 90.9121
7538_G_2 | Wayne County | Combustion Turbine | 89.6928 | 92.6015 | 90.9121
7538_G_3 | Wayne County | Combustion Turbine | 89.6928 | 92.6015 | 90.9121
7538_G_4 | Wayne County | Combustion Turbine | 89.6928 | 92.6015 | 90.9121
7538_G_5 | Wayne County | Combustion Turbine | 89.6928 | 92.6015 | 90.9121
754_G_1 | Hartwell Lake | Hydro | 83.3856 | 90.5577 | 86.392
754_G_2 | Hartwell Lake | Hydro | 83.3856 | 90.5577 | 86.392
754_G_3 | Hartwell Lake | Hydro | 83.3856 | 90.5577 | 86.392
754_G_4 | Hartwell Lake | Hydro | 83.3856 | 90.5577 | 86.392
754_G_5 | Hartwell Lake | Hydro | 83.3856 | 90.5577 | 86.392
7541_G_1 | Spirit Mountain | Hydro | 81.0191 | 87.391 | 83.6901
7545_G_1 | Kaw Hydro | Hydro | 83.3856 | 90.5577 | 86.392
7546_G_1 | Ponca City | Combined Cycle | 84.4893 | 90.1371 | 86.8567
7546_G_3 | Ponca City | Combined Cycle | 84.4893 | 90.1371 | 86.8567
7546_G_4 | Ponca City | Combustion Turbine | 88.1508 | 89.9672 | 88.9122
7548_G_1 | Causey | Hydro | 81.0191 | 87.391 | 83.6901
7548_G_2 | Causey | Hydro | 81.0191 | 87.391 | 83.6901
7551_G_CCST | SCA Cogen 2 | Combined Cycle | 84.4893 | 90.1371 | 86.8567
7551_G_CT1A | SCA Cogen 2 | Combined Cycle | 84.4893 | 90.1371 | 86.8567
7551_G_CT1B | SCA Cogen 2 | Combined Cycle | 84.4893 | 90.1371 | 86.8567
7551_G_CT1C | SCA Cogen 2 | Combustion Turbine | 88.1508 | 89.9672 | 88.9122
7552_G_CCCT | SPA Cogen 3 | Combined Cycle | 84.4893 | 90.1371 | 86.8567
7552_G_CCST | SPA Cogen 3 | Combined Cycle | 84.4893 | 90.1371 | 86.8567
7555_G_11 | Nebraska City # 2 | Combustion Turbine | 84.7073 | 87.0873 | 85.7049
7555_G_12 | Nebraska City # 2 | Combustion Turbine | 84.7073 | 87.0873 | 85.7049
7555_G_13 | Nebraska City # 2 | Combustion Turbine | 84.7073 | 87.0873 | 85.7049
7556_G_1 | State Farm | Combustion Turbine | 84.7073 | 87.0873 | 85.7049
7556_G_2 | State Farm | Combustion Turbine | 84.7073 | 87.0873 | 85.7049
7556_G_3 | State Farm | Combustion Turbine | 84.7073 | 87.0873 | 85.7049
757_G_1 | Blue Ridge | Hydro | 81.0191 | 87.391 | 83.6901
757_G_2 | Blue Ridge | Hydro | 81.0191 | 87.391 | 83.6901
7575_G_1 | Bowling Green | Combustion Turbine | 84.7073 | 87.0873 | 85.7049
7575_G_2 | Bowling Green | Combustion Turbine | 84.7073 | 87.0873 | 85.7049
7576_G_16 | Engle | Combustion Turbine | 84.7073 | 87.0873 | 85.7049
7577_G_12 | Jackson | Combustion Turbine | 84.7073 | 87.0873 | 85.7049
7578_G_1 | Napoleon | Combustion Turbine | 84.7073 | 87.0873 | 85.7049
7578_G_2 | Napoleon | Combustion Turbine | 84.7073 | 87.0873 | 85.7049
7578_G_3 | Napoleon | Combustion Turbine | 84.7073 | 87.0873 | 85.7049
7579_G_13 | Niles | Combustion Turbine | 84.7073 | 87.0873 | 85.7049
758_G_1 | Nottely | Hydro | 81.0191 | 87.391 | 83.6901
758_G_2 | Nottely | Hydro | 81.0191 | 87.391 | 83.6901
7580_G_13 | Wadsworth | Combustion Turbine | 84.7073 | 87.0873 | 85.7049
7583_G_1 | Talcville | Hydro | 81.0191 | 87.391 | 83.6901
7583_G_2 | Talcville | Hydro | 81.0191 | 87.391 | 83.6901
7584_G_1 | Panora | Combustion Turbine | 84.7073 | 87.0873 | 85.7049
7584_G_2 | Panora | Combustion Turbine | 84.7073 | 87.0873 | 85.7049
7584_G_3 | Panora | Combustion Turbine | 84.7073 | 87.0873 | 85.7049
7588_G_1 | H M Jackson | Hydro | 88.4991 | 83.4724 | 86.392
7588_G_2 | H M Jackson | Hydro | 88.4991 | 83.4724 | 86.392
7588_G_3 | H M Jackson | Hydro | 85.5621 | 81.0962 | 83.6901
7588_G_4 | H M Jackson | Hydro | 85.5621 | 81.0962 | 83.6901
759_G_1A | Buford | Hydro | 83.3856 | 90.5577 | 86.392
759_G_2A | Buford | Hydro | 83.3856 | 90.5577 | 86.392
759_G_3A | Buford | Hydro | 81.0191 | 87.391 | 83.6901
7593_G_1 | El Vado Dam | Hydro | 81.0191 | 87.391 | 83.6901
7594_G_1 | Belleville | Hydro | 81.0191 | 87.391 | 83.6901
7594_G_2 | Belleville | Hydro | 81.0191 | 87.391 | 83.6901
7595_G_1 | Red Cedar | Combustion Turbine | 84.7073 | 87.0873 | 85.7049
760_G_1 | Allatoona | Hydro | 83.3856 | 90.5577 | 86.392
760_G_2 | Allatoona | Hydro | 83.3856 | 90.5577 | 86.392
760_G_A | Allatoona | Hydro | 81.0191 | 87.391 | 83.6901
7602_G_1 | Oneida Casino | Combustion Turbine | 84.7073 | 87.0873 | 85.7049
7602_G_2 | Oneida Casino | Combustion Turbine | 84.7073 | 87.0873 | 85.7049
7603_G_1 | Prospect Municipal | Combustion Turbine | 84.7073 | 87.0873 | 85.7049
7604_G_1 | St Francis Energy Facility | Combined Cycle | 84.4893 | 90.1371 | 86.8567
7604_G_2 | St Francis Energy Facility | Combined Cycle | 84.4893 | 90.1371 | 86.8567
7605_G_1 | River Road Gen Plant | Combined Cycle | 88.516 | 84.5576 | 86.8567
761_G_1 | Walter F George | Hydro | 83.3856 | 90.5577 | 86.392
761_G_2 | Walter F George | Hydro | 83.3856 | 90.5577 | 86.392
761_G_3 | Walter F George | Hydro | 83.3856 | 90.5577 | 86.392
761_G_4 | Walter F George | Hydro | 83.3856 | 90.5577 | 86.392
7646_G_1 | Monticello | Hydro | 81.0191 | 87.391 | 83.6901
7646_G_2 | Monticello | Hydro | 81.0191 | 87.391 | 83.6901
7646_G_3 | Monticello | Hydro | 81.0191 | 87.391 | 83.6901
7657_G_1 | Auglaize Hydro | Hydro | 81.0191 | 87.391 | 83.6901
7657_G_2A | Auglaize Hydro | Hydro | 81.0191 | 87.391 | 83.6901
7657_G_3A | Auglaize Hydro | Hydro | 81.0191 | 87.391 | 83.6901
7657_G_4 | Auglaize Hydro | Hydro | 81.0191 | 87.391 | 83.6901
7657_G_5 | Auglaize Hydro | Hydro | 81.0191 | 87.391 | 83.6901
7657_G_6 | Auglaize Hydro | Hydro | 81.0191 | 87.391 | 83.6901
7690_G_1 | Pennsbury | Landfill Gas | 90 | 90 | 90
7690_G_2 | Pennsbury | Landfill Gas | 90 | 90 | 90
7693_G_1 | Anaheim GT | Combustion Turbine | 88.1508 | 89.9672 | 88.9122
7697_G_1 | Washington County Cogeneration Facility | Combined Cycle | 84.4893 | 90.1371 | 86.8567
7697_G_2 | Washington County Cogeneration Facility | Combined Cycle | 84.4893 | 90.1371 | 86.8567
7698_G_1 | General Electric Plastic | Combined Cycle | 84.4893 | 90.1371 | 86.8567
7698_G_2 | General Electric Plastic | Combined Cycle | 84.4893 | 90.1371 | 86.8567
7699_G_CT1 | Tiger Bay | Combined Cycle | 84.4893 | 90.1371 | 86.8567
7699_G_CW1 | Tiger Bay | Combined Cycle | 84.4893 | 90.1371 | 86.8567
7705_G_1 | Girvin Landfill | Landfill Gas | 90 | 90 | 90
7709_G_1 | Dahlberg | Combustion Turbine | 89.6928 | 92.6015 | 90.9121
7709_G_10 | Dahlberg | Combustion Turbine | 89.6928 | 92.6015 | 90.9121
7709_G_2 | Dahlberg | Combustion Turbine | 89.6928 | 92.6015 | 90.9121
7709_G_3 | Dahlberg | Combustion Turbine | 89.6928 | 92.6015 | 90.9121
7709_G_4 | Dahlberg | Combustion Turbine | 89.6928 | 92.6015 | 90.9121
7709_G_5 | Dahlberg | Combustion Turbine | 89.6928 | 92.6015 | 90.9121
7709_G_6 | Dahlberg | Combustion Turbine | 89.6928 | 92.6015 | 90.9121
7709_G_7 | Dahlberg | Combustion Turbine | 89.6928 | 92.6015 | 90.9121
7709_G_8 | Dahlberg | Combustion Turbine | 89.6928 | 92.6015 | 90.9121
7709_G_9 | Dahlberg | Combustion Turbine | 89.6928 | 92.6015 | 90.9121
7710_G_CT1A | H Allen Franklin Combined Cycle | Combined Cycle | 84.4893 | 90.1371 | 86.8567
7710_G_CT1B | H Allen Franklin Combined Cycle | Combined Cycle | 84.4893 | 90.1371 | 86.8567
7710_G_CT2A | H Allen Franklin Combined Cycle | Combined Cycle | 84.4893 | 90.1371 | 86.8567
7710_G_CT2B | H Allen Franklin Combined Cycle | Combined Cycle | 84.4893 | 90.1371 | 86.8567
7710_G_CT3A | H Allen Franklin Combined Cycle | Combined Cycle | 84.4893 | 90.1371 | 86.8567
7710_G_CT3B | H Allen Franklin Combined Cycle | Combined Cycle | 84.4893 | 90.1371 | 86.8567
7710_G_ST1 | H Allen Franklin Combined Cycle | Combined Cycle | 84.4893 | 90.1371 | 86.8567
7710_G_ST2 | H Allen Franklin Combined Cycle | Combined Cycle | 84.4893 | 90.1371 | 86.8567
7710_G_ST3 | H Allen Franklin Combined Cycle | Combined Cycle | 84.4893 | 90.1371 | 86.8567
7715_G_1 | Pea Ridge | Combustion Turbine | 84.7073 | 87.0873 | 85.7049
7715_G_2 | Pea Ridge | Combustion Turbine | 84.7073 | 87.0873 | 85.7049
7715_G_3 | Pea Ridge | Combustion Turbine | 84.7073 | 87.0873 | 85.7049
7719_G_1 | Meridian | Combustion Turbine | 84.7073 | 87.0873 | 85.7049
7719_G_2 | Meridian | Combustion Turbine | 84.7073 | 87.0873 | 85.7049
7719_G_3 | Meridian | Combustion Turbine | 84.7073 | 87.0873 | 85.7049
7719_G_4 | Meridian | Combustion Turbine | 84.7073 | 87.0873 | 85.7049
7719_G_5 | Meridian | Combustion Turbine | 84.7073 | 87.0873 | 85.7049
7721_G_1 | Theodore Cogen Facility | Combined Cycle | 84.4893 | 90.1371 | 86.8567
7721_G_2 | Theodore Cogen Facility | Combined Cycle | 84.4893 | 90.1371 | 86.8567
7722_G_1 | Watts Bar Nuclear Plant | Nuclear | 87.3289 | 93.7012 | 90
7722_G_2 | Watts Bar Nuclear Plant | Nuclear | 87.3289 | 93.7012 | 90
7725_G_1 | Coffin Butte | Landfill Gas | 90 | 90 | 90
7725_G_2 | Coffin Butte | Landfill Gas | 90 | 90 | 90
7725_G_3 | Coffin Butte | Landfill Gas | 90 | 90 | 90
7725_G_4 | Coffin Butte | Landfill Gas | 90 | 90 | 90
7725_G_5 | Coffin Butte | Landfill Gas | 90 | 90 | 90
7730_G_1 | SECC | Combustion Turbine | 84.7073 | 87.0873 | 85.7049
7749_G_1 | Essex | Combustion Turbine | 89.6928 | 92.6015 | 90.9121
7754_G_1 | Nodaway | Combustion Turbine | 89.6928 | 92.6015 | 90.9121
7754_G_2 | Nodaway | Combustion Turbine | 89.6928 | 92.6015 | 90.9121
7757_G_1 | Chouteau | Combined Cycle | 84.4893 | 90.1371 | 86.8567
7757_G_2 | Chouteau | Combined Cycle | 84.4893 | 90.1371 | 86.8567
7757_G_3 | Chouteau | Combined Cycle | 84.4893 | 90.1371 | 86.8567
7757_G_4 | Chouteau | Combined Cycle | 84.4893 | 90.1371 | 86.8567
7757_G_5 | Chouteau | Combined Cycle | 84.4893 | 90.1371 | 86.8567
7757_G_6 | Chouteau | Combined Cycle | 84.4893 | 90.1371 | 86.8567
7758_G_1 | South Plant | Combustion Turbine | 84.7073 | 87.0873 | 85.7049
7758_G_2 | South Plant | Combustion Turbine | 84.7073 | 87.0873 | 85.7049
7758_G_3 | South Plant | Combustion Turbine | 84.7073 | 87.0873 | 85.7049
7758_G_4 | South Plant | Combustion Turbine | 84.7073 | 87.0873 | 85.7049
7758_G_5 | South Plant | Combustion Turbine | 84.7073 | 87.0873 | 85.7049
7758_G_6 | South Plant | Combustion Turbine | 84.7073 | 87.0873 | 85.7049
7759_G_GT1 | Georgetown | Combustion Turbine | 89.6928 | 92.6015 | 90.9121
7759_G_GT2 | Georgetown | Combustion Turbine | 89.6928 | 92.6015 | 90.9121
7759_G_GT3 | Georgetown | Combustion Turbine | 89.6928 | 92.6015 | 90.9121
7759_G_GT4 | Georgetown | Combustion Turbine | 89.6928 | 92.6015 | 90.9121
776_G_1 | Sly Creek | Hydro | 81.0191 | 87.391 | 83.6901
7760_G_1 | Tilton | Combustion Turbine | 88.1508 | 89.9672 | 88.9122
7760_G_2 | Tilton | Combustion Turbine | 88.1508 | 89.9672 | 88.9122
7760_G_3 | Tilton | Combustion Turbine | 88.1508 | 89.9672 | 88.9122
7760_G_4 | Tilton | Combustion Turbine | 88.1508 | 89.9672 | 88.9122
7763_G_1 | Henry County | Combustion Turbine | 88.1508 | 89.9672 | 88.9122
7763_G_2 | Henry County | Combustion Turbine | 88.1508 | 89.9672 | 88.9122
7763_G_3 | Henry County | Combustion Turbine | 88.1508 | 89.9672 | 88.9122
7764_G_1 | MPC Generating | Combustion Turbine | 89.6928 | 92.6015 | 90.9121
7764_G_2 | MPC Generating | Combustion Turbine | 89.6928 | 92.6015 | 90.9121
7766_G_1 | Erie Energy Center | Combustion Turbine | 84.7073 | 87.0873 | 85.7049
7766_G_2 | Erie Energy Center | Combustion Turbine | 84.7073 | 87.0873 | 85.7049
7766_G_3 | Erie Energy Center | Combustion Turbine | 84.7073 | 87.0873 | 85.7049
7766_G_4 | Erie Energy Center | Combustion Turbine | 84.7073 | 87.0873 | 85.7049
7766_G_5 | Erie Energy Center | Combustion Turbine | 84.7073 | 87.0873 | 85.7049
7766_G_6 | Erie Energy Center | Combustion Turbine | 84.7073 | 87.0873 | 85.7049
7766_G_7 | Erie Energy Center | Combustion Turbine | 84.7073 | 87.0873 | 85.7049
7766_G_8 | Erie Energy Center | Combustion Turbine | 84.7073 | 87.0873 | 85.7049
7767_G_1 | Bloomington Power Plant | Combustion Turbine | 84.7073 | 87.0873 | 85.7049
7767_G_2 | Bloomington Power Plant | Combustion Turbine | 84.7073 | 87.0873 | 85.7049
7767_G_3 | Bloomington Power Plant | Combustion Turbine | 84.7073 | 87.0873 | 85.7049
7767_G_4 | Bloomington Power Plant | Combustion Turbine | 84.7073 | 87.0873 | 85.7049
7767_G_5 | Bloomington Power Plant | Combustion Turbine | 84.7073 | 87.0873 | 85.7049
7767_G_6 | Bloomington Power Plant | Combustion Turbine | 84.7073 | 87.0873 | 85.7049
7768_G_CTG2 | Sowega Power | Combustion Turbine | 88.1508 | 89.9672 | 88.9122
7768_G_CTG3 | Sowega Power | Combustion Turbine | 88.1508 | 89.9672 | 88.9122
7770_G_GT1 | 1515 S Caron Road | Combustion Turbine | 84.7073 | 87.0873 | 85.7049
7774_G_1 | Cleveland Peaking | Combustion Turbine | 84.7073 | 87.0873 | 85.7049
7774_G_2 | Cleveland Peaking | Combustion Turbine | 84.7073 | 87.0873 | 85.7049
7774_G_3 | Cleveland Peaking | Combustion Turbine | 84.7073 | 87.0873 | 85.7049
7774_G_4 | Cleveland Peaking | Combustion Turbine | 84.7073 | 87.0873 | 85.7049
7774_G_5 | Cleveland Peaking | Combustion Turbine | 84.7073 | 87.0873 | 85.7049
7774_G_6 | Cleveland Peaking | Combustion Turbine | 84.7073 | 87.0873 | 85.7049
7775_G_1 | Versailles Peaking | Combustion Turbine | 84.7073 | 87.0873 | 85.7049
7775_G_2 | Versailles Peaking | Combustion Turbine | 84.7073 | 87.0873 | 85.7049
7775_G_3 | Versailles Peaking | Combustion Turbine | 84.7073 | 87.0873 | 85.7049
7776_G_4 | Napoleon Peaking | Combustion Turbine | 84.7073 | 87.0873 | 85.7049
7776_G_5 | Napoleon Peaking | Combustion Turbine | 84.7073 | 87.0873 | 85.7049
7776_G_6 | Napoleon Peaking | Combustion Turbine | 84.7073 | 87.0873 | 85.7049
7777_G_1 | Dover Peaking | Combustion Turbine | 84.7073 | 87.0873 | 85.7049
7777_G_2 | Dover Peaking | Combustion Turbine | 84.7073 | 87.0873 | 85.7049
7777_G_3 | Dover Peaking | Combustion Turbine | 84.7073 | 87.0873 | 85.7049
7777_G_4 | Dover Peaking | Combustion Turbine | 84.7073 | 87.0873 | 85.7049
7777_G_5 | Dover Peaking | Combustion Turbine | 84.7073 | 87.0873 | 85.7049
7777_G_6 | Dover Peaking | Combustion Turbine | 84.7073 | 87.0873 | 85.7049
7778_G_1 | Orrville Peaking | Combustion Turbine | 84.7073 | 87.0873 | 85.7049
7778_G_2 | Orrville Peaking | Combustion Turbine | 84.7073 | 87.0873 | 85.7049
7778_G_3 | Orrville Peaking | Combustion Turbine | 84.7073 | 87.0873 | 85.7049
7779_G_1 | Bryan Peaking | Combustion Turbine | 84.7073 | 87.0873 | 85.7049
7779_G_2 | Bryan Peaking | Combustion Turbine | 84.7073 | 87.0873 | 85.7049
7779_G_3 | Bryan Peaking | Combustion Turbine | 84.7073 | 87.0873 | 85.7049
7779_G_4 | Bryan Peaking | Combustion Turbine | 84.7073 | 87.0873 | 85.7049
7779_G_5 | Bryan Peaking | Combustion Turbine | 84.7073 | 87.0873 | 85.7049
7779_G_6 | Bryan Peaking | Combustion Turbine | 84.7073 | 87.0873 | 85.7049
7780_G_1 | Jackson Cntr Peaking | Combustion Turbine | 84.7073 | 87.0873 | 85.7049
7781_G_1 | Arcanum Peaking | Combustion Turbine | 84.7073 | 87.0873 | 85.7049
7782_G_1 | Hamilton Peaking | Combustion Turbine | 88.1508 | 89.9672 | 88.9122
7783_G_1 | Bowling Green Peaking | Combustion Turbine | 88.1508 | 89.9672 | 88.9122
7784_G_1 | Allegany Cogen | Combined Cycle | 84.4893 | 90.1371 | 86.8567
7784_G_2 | Allegany Cogen | Combined Cycle | 84.4893 | 90.1371 | 86.8567
7789_G_1 | Abiquiu Dam | Hydro | 81.0191 | 87.391 | 83.6901
7789_G_2 | Abiquiu Dam | Hydro | 81.0191 | 87.391 | 83.6901
7789_G_3 | Abiquiu Dam | Hydro | 81.0191 | 87.391 | 83.6901
7791_G_1 | Montpelier | Combustion Turbine | 84.7073 | 87.0873 | 85.7049
7791_G_2 | Montpelier | Combustion Turbine | 84.7073 | 87.0873 | 85.7049
7791_G_3 | Montpelier | Combustion Turbine | 84.7073 | 87.0873 | 85.7049
7791_G_4 | Montpelier | Combustion Turbine | 84.7073 | 87.0873 | 85.7049
7791_G_5 | Montpelier | Combustion Turbine | 84.7073 | 87.0873 | 85.7049
7791_G_6 | Montpelier | Combustion Turbine | 84.7073 | 87.0873 | 85.7049
7795_G_1 | Custer Energy Center | Combustion Turbine | 88.1508 | 89.9672 | 88.9122
7797_G_DOM1 | Dominion/Lo Mar | Combustion Turbine | 84.7073 | 87.0873 | 85.7049
7797_G_DOM2 | Dominion/Lo Mar | Combustion Turbine | 84.7073 | 87.0873 | 85.7049
7797_G_LOM1 | Dominion/Lo Mar | Combustion Turbine | 84.7073 | 87.0873 | 85.7049
7797_G_LOM2 | Dominion/Lo Mar | Combustion Turbine | 84.7073 | 87.0873 | 85.7049
7797_G_LOM3 | Dominion/Lo Mar | Combustion Turbine | 84.7073 | 87.0873 | 85.7049
7798_G_1 | Gateway Gen | Combustion Turbine | 84.7073 | 87.0873 | 85.7049
7798_G_2 | Gateway Gen | Combustion Turbine | 84.7073 | 87.0873 | 85.7049
7799_G_34 | West Marinette 34 | Combustion Turbine | 89.6928 | 92.6015 | 90.9121
7805_G_001 | Richmond | Combustion Turbine | 89.6928 | 92.6015 | 90.9121
7805_G_002 | Richmond | Combustion Turbine | 89.6928 | 92.6015 | 90.9121
7805_G_003 | Richmond | Combustion Turbine | 89.6928 | 92.6015 | 90.9121
7805_G_004 | Richmond | Combustion Turbine | 89.6928 | 92.6015 | 90.9121
7805_G_10 | Richmond | Combined Cycle | 84.4893 | 90.1371 | 86.8567
7805_G_6 | Richmond | Combustion Turbine | 89.6928 | 92.6015 | 90.9121
7805_G_7 | Richmond | Combined Cycle | 84.4893 | 90.1371 | 86.8567
7805_G_8 | Richmond | Combined Cycle | 84.4893 | 90.1371 | 86.8567
7805_G_9 | Richmond | Combined Cycle | 84.4893 | 90.1371 | 86.8567
7805_G_ST4 | Richmond | Combined Cycle | 84.4893 | 90.1371 | 86.8567
7805_G_ST5 | Richmond | Combined Cycle | 84.4893 | 90.1371 | 86.8567
7806_G_1 | Pine Street | Combustion Turbine | 84.7073 | 87.0873 | 85.7049
7806_G_2 | Pine Street | Combustion Turbine | 84.7073 | 87.0873 | 85.7049
7806_G_3 | Pine Street | Combustion Turbine | 84.7073 | 87.0873 | 85.7049
7806_G_4 | Pine Street | Combustion Turbine | 84.7073 | 87.0873 | 85.7049
7806_G_5 | Pine Street | Combustion Turbine | 84.7073 | 87.0873 | 85.7049
7806_G_6 | Pine Street | Combustion Turbine | 84.7073 | 87.0873 | 85.7049
7807_G_3 | Hamilton Hydro | Hydro | 81.0191 | 87.391 | 83.6901
7807_G_4 | Hamilton Hydro | Hydro | 81.0191 | 87.391 | 83.6901
7810_G_3 | Argyle | Hydro | 81.0191 | 87.391 | 83.6901
7810_G_5 | Argyle | Combustion Turbine | 84.7073 | 87.0873 | 85.7049
7813_G_1 | Sewell Creek Energy | Combustion Turbine | 89.6928 | 92.6015 | 90.9121
7813_G_2 | Sewell Creek Energy | Combustion Turbine | 89.6928 | 92.6015 | 90.9121
7813_G_3 | Sewell Creek Energy | Combustion Turbine | 89.6928 | 92.6015 | 90.9121
7813_G_4 | Sewell Creek Energy | Combustion Turbine | 89.6928 | 92.6015 | 90.9121
7814_G_1 | Webb Forging | Combustion Turbine | 84.7073 | 87.0873 | 85.7049
7814_G_2 | Webb Forging | Combustion Turbine | 84.7073 | 87.0873 | 85.7049
7818_G_1 | Alsey | Combustion Turbine | 88.1508 | 89.9672 | 88.9122
7818_G_2 | Alsey | Combustion Turbine | 88.1508 | 89.9672 | 88.9122
7818_G_3 | Alsey | Combustion Turbine | 84.7073 | 87.0873 | 85.7049
7818_G_4 | Alsey | Combustion Turbine | 84.7073 | 87.0873 | 85.7049
7818_G_5 | Alsey | Combustion Turbine | 88.1508 | 89.9672 | 88.9122
7820_G_1 | Big Quinnesec 92 | Hydro | 81.0191 | 87.391 | 83.6901
7820_G_2 | Big Quinnesec 92 | Hydro | 81.0191 | 87.391 | 83.6901
7821_G_4 | Big Quinnesec 61 | Hydro | 81.0191 | 87.391 | 83.6901
7821_G_5 | Big Quinnesec 61 | Hydro | 81.0191 | 87.391 | 83.6901
7822_G_1 | Kaukauna City Hydro | Hydro | 81.0191 | 87.391 | 83.6901
7822_G_2 | Kaukauna City Hydro | Hydro | 81.0191 | 87.391 | 83.6901
7824_G_1 | Rockwood | Combustion Turbine | 88.1508 | 89.9672 | 88.9122
7824_G_2 | Rockwood | Combustion Turbine | 88.1508 | 89.9672 | 88.9122
7825_G_1 | Fulton | Combustion Turbine | 89.6928 | 92.6015 | 90.9121
7826_G_001 | Rowan | Combustion Turbine | 89.6928 | 92.6015 | 90.9121
7826_G_002 | Rowan | Combustion Turbine | 89.6928 | 92.6015 | 90.9121
7826_G_003 | Rowan | Combustion Turbine | 89.6928 | 92.6015 | 90.9121
7826_G_4 | Rowan | Combined Cycle | 84.4893 | 90.1371 | 86.8567
7826_G_5 | Rowan | Combined Cycle | 84.4893 | 90.1371 | 86.8567
7826_G_STG | Rowan | Combined Cycle | 84.4893 | 90.1371 | 86.8567
7827_G_1 | Shelby North | Combustion Turbine | 84.7073 | 87.0873 | 85.7049
7828_G_1 | Shelby South | Combustion Turbine | 84.7073 | 87.0873 | 85.7049
7829_G_1 | Smarr Energy Center | Combustion Turbine | 89.6928 | 92.6015 | 90.9121
7829_G_2 | Smarr Energy Center | Combustion Turbine | 89.6928 | 92.6015 | 90.9121
7831_G_1 | Beaver Island | Combustion Turbine | 84.7073 | 87.0873 | 85.7049
7831_G_2 | Beaver Island | Combustion Turbine | 84.7073 | 87.0873 | 85.7049
7831_G_3 | Beaver Island | Combustion Turbine | 84.7073 | 87.0873 | 85.7049
7832_G_1 | Roosevelt Biogas 1 | Landfill Gas | 90 | 90 | 90
7832_G_2 | Roosevelt Biogas 1 | Landfill Gas | 90 | 90 | 90
7832_G_3 | Roosevelt Biogas 1 | Landfill Gas | 90 | 90 | 90
7832_G_4 | Roosevelt Biogas 1 | Landfill Gas | 90 | 90 | 90
7832_G_5 | Roosevelt Biogas 1 | Landfill Gas | 90 | 90 | 90
7834_G_CT1A | John S Rainey | Combined Cycle | 84.4893 | 90.1371 | 86.8567
7834_G_CT1B | John S Rainey | Combined Cycle | 84.4893 | 90.1371 | 86.8567
7834_G_CT2A | John S Rainey | Combustion Turbine | 89.6928 | 92.6015 | 90.9121
7834_G_CT2B | John S Rainey | Combustion Turbine | 89.6928 | 92.6015 | 90.9121
7834_G_CT3A | John S Rainey | Combustion Turbine | 89.6928 | 92.6015 | 90.9121
7834_G_CT3B | John S Rainey | Combustion Turbine | 89.6928 | 92.6015 | 90.9121
7834_G_CT4A | John S Rainey | Combustion Turbine | 89.6928 | 92.6015 | 90.9121
7834_G_ST1S | John S Rainey | Combined Cycle | 84.4893 | 90.1371 | 86.8567
7835_G_1 | NAEA Rock Springs LLC | Combustion Turbine | 89.6928 | 92.6015 | 90.9121
7835_G_2 | NAEA Rock Springs LLC | Combustion Turbine | 89.6928 | 92.6015 | 90.9121
7835_G_3 | NAEA Rock Springs LLC | Combustion Turbine | 89.6928 | 92.6015 | 90.9121
7835_G_4 | NAEA Rock Springs LLC | Combustion Turbine | 89.6928 | 92.6015 | 90.9121
7836_G_1 | Marsh Run Generating | Combustion Turbine | 89.6928 | 92.6015 | 90.9121
7836_G_2 | Marsh Run Generating | Combustion Turbine | 89.6928 | 92.6015 | 90.9121
7836_G_3 | Marsh Run Generating | Combustion Turbine | 89.6928 | 92.6015 | 90.9121
7837_G_1 | Louisa Generating | Combustion Turbine | 89.6928 | 92.6015 | 90.9121
7837_G_2 | Louisa Generating | Combustion Turbine | 89.6928 | 92.6015 | 90.9121
7837_G_3 | Louisa Generating | Combustion Turbine | 89.6928 | 92.6015 | 90.9121
7837_G_4 | Louisa Generating | Combustion Turbine | 89.6928 | 92.6015 | 90.9121
7837_G_5 | Louisa Generating | Combustion Turbine | 89.6928 | 92.6015 | 90.9121
7838_G_1 | Remington | Combustion Turbine | 89.6928 | 92.6015 | 90.9121
7838_G_2 | Remington | Combustion Turbine | 89.6928 | 92.6015 | 90.9121
7838_G_3 | Remington | Combustion Turbine | 89.6928 | 92.6015 | 90.9121
7838_G_4 | Remington | Combustion Turbine | 89.6928 | 92.6015 | 90.9121
7839_G_1 | Ladysmith | Combustion Turbine | 89.6928 | 92.6015 | 90.9121
7839_G_2 | Ladysmith | Combustion Turbine | 89.6928 | 92.6015 | 90.9121
7839_G_3 | Ladysmith | Combustion Turbine | 89.6928 | 92.6015 | 90.9121
7839_G_4 | Ladysmith | Combustion Turbine | 89.6928 | 92.6015 | 90.9121
7839_G_5 | Ladysmith | Combustion Turbine | 89.6928 | 92.6015 | 90.9121
7842_G_CT1 | Freedom Power Project | Combustion Turbine | 88.1508 | 89.9672 | 88.9122
7843_G_11 | Pleasant Valley | Combustion Turbine | 89.6928 | 92.6015 | 90.9121
7843_G_12 | Pleasant Valley | Combustion Turbine | 89.6928 | 92.6015 | 90.9121
7843_G_13 | Pleasant Valley | Combustion Turbine | 89.6928 | 92.6015 | 90.9121
7844_G_UOO1 | Minnesota River | Combustion Turbine | 88.1508 | 89.9672 | 88.9122
7845_G_CTG1 | Lagoon Creek | Combined Cycle | 84.4893 | 90.1371 | 86.8567
7845_G_CTG2 | Lagoon Creek | Combined Cycle | 84.4893 | 90.1371 | 86.8567
7845_G_GT1 | Lagoon Creek | Combustion Turbine | 89.6928 | 92.6015 | 90.9121
7845_G_GT10 | Lagoon Creek | Combustion Turbine | 89.6928 | 92.6015 | 90.9121
7845_G_GT11 | Lagoon Creek | Combustion Turbine | 89.6928 | 92.6015 | 90.9121
7845_G_GT12 | Lagoon Creek | Combustion Turbine | 89.6928 | 92.6015 | 90.9121
7845_G_GT2 | Lagoon Creek | Combustion Turbine | 89.6928 | 92.6015 | 90.9121
7845_G_GT3 | Lagoon Creek | Combustion Turbine | 89.6928 | 92.6015 | 90.9121
7845_G_GT4 | Lagoon Creek | Combustion Turbine | 89.6928 | 92.6015 | 90.9121
7845_G_GT5 | Lagoon Creek | Combustion Turbine | 89.6928 | 92.6015 | 90.9121
7845_G_GT6 | Lagoon Creek | Combustion Turbine | 89.6928 | 92.6015 | 90.9121
7845_G_GT7 | Lagoon Creek | Combustion Turbine | 89.6928 | 92.6015 | 90.9121
7845_G_GT8 | Lagoon Creek | Combustion Turbine | 89.6928 | 92.6015 | 90.9121
7845_G_GT9 | Lagoon Creek | Combustion Turbine | 89.6928 | 92.6015 | 90.9121
7845_G_STG1 | Lagoon Creek | Combined Cycle | 84.4893 | 90.1371 | 86.8567
7846_G_001 | Brandy Branch | Combustion Turbine | 89.6928 | 92.6015 | 90.9121
7846_G_002 | Brandy Branch | Combined Cycle | 84.4893 | 90.1371 | 86.8567
7846_G_003 | Brandy Branch | Combined Cycle | 84.4893 | 90.1371 | 86.8567
7846_G_004 | Brandy Branch | Combined Cycle | 84.4893 | 90.1371 | 86.8567
7847_G_1 | Coon Rapids II | Combustion Turbine | 84.7073 | 87.0873 | 85.7049
7847_G_2 | Coon Rapids II | Combustion Turbine | 84.7073 | 87.0873 | 85.7049
7847_G_3 | Coon Rapids II | Combustion Turbine | 84.7073 | 87.0873 | 85.7049
7848_G_11 | Holden | Combustion Turbine | 89.6928 | 92.6015 | 90.9121
7848_G_12 | Holden | Combustion Turbine | 89.6928 | 92.6015 | 90.9121
7848_G_13 | Holden | Combustion Turbine | 89.6928 | 92.6015 | 90.9121
7849_G_1 | Knoxville Industrial | Combustion Turbine | 84.7073 | 87.0873 | 85.7049
7849_G_2 | Knoxville Industrial | Combustion Turbine | 84.7073 | 87.0873 | 85.7049
7849_G_3 | Knoxville Industrial | Combustion Turbine | 84.7073 | 87.0873 | 85.7049
7849_G_4 | Knoxville Industrial | Combustion Turbine | 84.7073 | 87.0873 | 85.7049
7849_G_5 | Knoxville Industrial | Combustion Turbine | 84.7073 | 87.0873 | 85.7049
7849_G_6 | Knoxville Industrial | Combustion Turbine | 84.7073 | 87.0873 | 85.7049
7849_G_7 | Knoxville Industrial | Combustion Turbine | 84.7073 | 87.0873 | 85.7049
7849_G_8 | Knoxville Industrial | Combustion Turbine | 84.7073 | 87.0873 | 85.7049
785_G_1 | Kingsley | Hydro | 83.3856 | 90.5577 | 86.392
7850_G_1 | Shenandoah | Combustion Turbine | 84.7073 | 87.0873 | 85.7049
7850_G_10 | Shenandoah | Combustion Turbine | 84.7073 | 87.0873 | 85.7049
7850_G_2 | Shenandoah | Combustion Turbine | 84.7073 | 87.0873 | 85.7049
7850_G_3 | Shenandoah | Combustion Turbine | 84.7073 | 87.0873 | 85.7049
7850_G_4 | Shenandoah | Combustion Turbine | 84.7073 | 87.0873 | 85.7049
7850_G_5 | Shenandoah | Combustion Turbine | 84.7073 | 87.0873 | 85.7049
7850_G_6 | Shenandoah | Combustion Turbine | 84.7073 | 87.0873 | 85.7049
7850_G_7 | Shenandoah | Combustion Turbine | 84.7073 | 87.0873 | 85.7049
7850_G_8 | Shenandoah | Combustion Turbine | 84.7073 | 87.0873 | 85.7049
7850_G_9 | Shenandoah | Combustion Turbine | 84.7073 | 87.0873 | 85.7049
7851_G_1 | Waterloo Lundquist | Combustion Turbine | 84.7073 | 87.0873 | 85.7049
7851_G_2 | Waterloo Lundquist | Combustion Turbine | 84.7073 | 87.0873 | 85.7049
7851_G_3 | Waterloo Lundquist | Combustion Turbine | 84.7073 | 87.0873 | 85.7049
7851_G_4 | Waterloo Lundquist | Combustion Turbine | 84.7073 | 87.0873 | 85.7049
7851_G_5 | Waterloo Lundquist | Combustion Turbine | 84.7073 | 87.0873 | 85.7049
7851_G_6 | Waterloo Lundquist | Combustion Turbine | 84.7073 | 87.0873 | 85.7049
7851_G_7 | Waterloo Lundquist | Combustion Turbine | 84.7073 | 87.0873 | 85.7049
7851_G_8 | Waterloo Lundquist | Combustion Turbine | 84.7073 | 87.0873 | 85.7049
7851_G_9 | Waterloo Lundquist | Combustion Turbine | 84.7073 | 87.0873 | 85.7049
7853_G_1 | West Receiving | Combustion Turbine | 84.7073 | 87.0873 | 85.7049
7854_G_1 | Avenue A Generator Sets | Combustion Turbine | 84.7073 | 87.0873 | 85.7049
7854_G_2 | Avenue A Generator Sets | Combustion Turbine | 84.7073 | 87.0873 | 85.7049
7855_G_8 | Wind Turbine | Wind | 95 | 95 | 95
7855_G_9 | Wind Turbine | Wind | 95 | 95 | 95
7856_G_1 | North | Combustion Turbine | 84.7073 | 87.0873 | 85.7049
7856_G_2 | North | Combustion Turbine | 84.7073 | 87.0873 | 85.7049
7857_G_1 | Gilliam South | Combustion Turbine | 84.7073 | 87.0873 | 85.7049
7858_G_1 | MEPI GT Facility | Combustion Turbine | 89.6928 | 92.6015 | 90.9121
7858_G_2 | MEPI GT Facility | Combustion Turbine | 89.6928 | 92.6015 | 90.9121
7858_G_3 | MEPI GT Facility | Combustion Turbine | 89.6928 | 92.6015 | 90.9121
7858_G_4 | MEPI GT Facility | Combustion Turbine | 88.1508 | 89.9672 | 88.9122
7858_G_5 | MEPI GT Facility | Combustion Turbine | 88.1508 | 89.9672 | 88.9122
7860_G_G7 | Shelbina Power #3 | Combustion Turbine | 84.7073 | 87.0873 | 85.7049
7860_G_G8 | Shelbina Power #3 | Combustion Turbine | 84.7073 | 87.0873 | 85.7049
7863_G_1 | Elk Mound | Combustion Turbine | 88.1508 | 89.9672 | 88.9122
7863_G_2 | Elk Mound | Combustion Turbine | 88.1508 | 89.9672 | 88.9122
7865_G_1 | Earlville | Combustion Turbine | 84.7073 | 87.0873 | 85.7049
7867_G_6 | Snoqualmie 2 | Hydro | 85.5621 | 81.0962 | 83.6901
7867_G_7 | Snoqualmie 2 | Hydro | 85.5621 | 81.0962 | 83.6901
7869_G_GT1 | Glenwood Landing | Combustion Turbine | 84.7073 | 87.0873 | 85.7049
7869_G_GT4 | Glenwood Landing | Combustion Turbine | 88.1508 | 89.9672 | 88.9122
7869_G_GT5 | Glenwood Landing | Combustion Turbine | 88.1508 | 89.9672 | 88.9122
7870_G_CTG1 | Encogen | Combined Cycle | 88.516 | 84.5576 | 86.8567
7870_G_CTG2 | Encogen | Combined Cycle | 88.516 | 84.5576 | 86.8567
7870_G_CTG3 | Encogen | Combined Cycle | 88.516 | 84.5576 | 86.8567
7870_G_STG | Encogen | Combined Cycle | 88.516 | 84.5576 | 86.8567
7872_G_1 | Robert P Mone Plant | Combustion Turbine | 89.6928 | 92.6015 | 90.9121
7872_G_2 | Robert P Mone Plant | Combustion Turbine | 89.6928 | 92.6015 | 90.9121
7872_G_3 | Robert P Mone Plant | Combustion Turbine | 89.6928 | 92.6015 | 90.9121
7873_G_1A | H L Culbreath Bayside Power Station | Combined Cycle | 84.4893 | 90.1371 | 86.8567
7873_G_1B | H L Culbreath Bayside Power Station | Combined Cycle | 84.4893 | 90.1371 | 86.8567
7873_G_1C | H L Culbreath Bayside Power Station | Combined Cycle | 84.4893 | 90.1371 | 86.8567
7873_G_1ST | H L Culbreath Bayside Power Station | Combined Cycle | 84.4893 | 90.1371 | 86.8567
7873_G_2A | H L Culbreath Bayside Power Station | Combined Cycle | 84.4893 | 90.1371 | 86.8567
7873_G_2B | H L Culbreath Bayside Power Station | Combined Cycle | 84.4893 | 90.1371 | 86.8567
7873_G_2C | H L Culbreath Bayside Power Station | Combined Cycle | 84.4893 | 90.1371 | 86.8567
7873_G_2D | H L Culbreath Bayside Power Station | Combined Cycle | 84.4893 | 90.1371 | 86.8567
7873_G_2ST | H L Culbreath Bayside Power Station | Combined Cycle | 84.4893 | 90.1371 | 86.8567
7873_G_3 | H L Culbreath Bayside Power Station | Combustion Turbine | 89.6928 | 92.6015 | 90.9121
7873_G_4 | H L Culbreath Bayside Power Station | Combustion Turbine | 89.6928 | 92.6015 | 90.9121
7873_G_5 | H L Culbreath Bayside Power Station | Combustion Turbine | 89.6928 | 92.6015 | 90.9121
7873_G_6 | H L Culbreath Bayside Power Station | Combustion Turbine | 89.6928 | 92.6015 | 90.9121
7874_G_1 | Edgerton | Combustion Turbine | 84.7073 | 87.0873 | 85.7049
7874_G_2 | Edgerton | Combustion Turbine | 84.7073 | 87.0873 | 85.7049
7878_G_1 | Wellington | Combustion Turbine | 84.7073 | 87.0873 | 85.7049
788_G_1 | East Barnet | Hydro | 81.0191 | 87.391 | 83.6901
7882_G_1 | Glenmore Turbines | Wind | 95 | 95 | 95
7883_G_1 | Powell Valley | Combustion Turbine | 84.7073 | 87.0873 | 85.7049
7883_G_10 | Powell Valley | Combustion Turbine | 84.7073 | 87.0873 | 85.7049
7883_G_11 | Powell Valley | Combustion Turbine | 84.7073 | 87.0873 | 85.7049
7883_G_2 | Powell Valley | Combustion Turbine | 84.7073 | 87.0873 | 85.7049
7883_G_3 | Powell Valley | Combustion Turbine | 84.7073 | 87.0873 | 85.7049
7883_G_4 | Powell Valley | Combustion Turbine | 84.7073 | 87.0873 | 85.7049
7883_G_5 | Powell Valley | Combustion Turbine | 84.7073 | 87.0873 | 85.7049
7883_G_6 | Powell Valley | Combustion Turbine | 84.7073 | 87.0873 | 85.7049
7883_G_7 | Powell Valley | Combustion Turbine | 84.7073 | 87.0873 | 85.7049
7883_G_8 | Powell Valley | Combustion Turbine | 84.7073 | 87.0873 | 85.7049
7883_G_9 | Powell Valley | Combustion Turbine | 84.7073 | 87.0873 | 85.7049
7884_G_1 | Dakota Magic | Combustion Turbine | 84.7073 | 87.0873 | 85.7049
7886_G_1 | Wind Turbine | Wind | 95 | 95 | 95
7887_G_1 | Terry Bundy Generating Station | Combined Cycle | 84.4893 | 90.1371 | 86.8567
7887_G_2 | Terry Bundy Generating Station | Combined Cycle | 84.4893 | 90.1371 | 86.8567
7887_G_3 | Terry Bundy Generating Station | Combined Cycle | 84.4893 | 90.1371 | 86.8567
7887_G_4 | Terry Bundy Generating Station | Combined Cycle | 84.4893 | 90.1371 | 86.8567
7887_G_BSU | Terry Bundy Generating Station | Combustion Turbine | 84.7073 | 87.0873 | 85.7049
7888_G_2 | Parkside | Combustion Turbine | 84.7073 | 87.0873 | 85.7049
7888_G_3 | Parkside | Combustion Turbine | 84.7073 | 87.0873 | 85.7049
7888_G_4 | Parkside | Combustion Turbine | 84.7073 | 87.0873 | 85.7049
7891_G_1 | Gillum | Combustion Turbine | 84.7073 | 87.0873 | 85.7049
7891_G_2 | Gillum | Combustion Turbine | 84.7073 | 87.0873 | 85.7049
7897_G_CT1A | E B Harris Electric Generating Plant | Combined Cycle | 84.4893 | 90.1371 | 86.8567
7897_G_CT1B | E B Harris Electric Generating Plant | Combined Cycle | 84.4893 | 90.1371 | 86.8567
7897_G_CT2A | E B Harris Electric Generating Plant | Combined Cycle | 84.4893 | 90.1371 | 86.8567
7897_G_CT2B | E B Harris Electric Generating Plant | Combined Cycle | 84.4893 | 90.1371 | 86.8567
7897_G_ST1 | E B Harris Electric Generating Plant | Combined Cycle | 84.4893 | 90.1371 | 86.8567
7897_G_ST2 | E B Harris Electric Generating Plant | Combined Cycle | 84.4893 | 90.1371 | 86.8567
7898_G_1 | New Knoxville | Combustion Turbine | 84.7073 | 87.0873 | 85.7049
790_G_1 | Gem State | Hydro | 81.0191 | 87.391 | 83.6901
7900_G_5A | Sand Hill | Combined Cycle | 84.4893 | 90.1371 | 86.8567
7900_G_5C | Sand Hill | Combined Cycle | 84.4893 | 90.1371 | 86.8567
7900_G_SH1 | Sand Hill | Combustion Turbine | 88.1508 | 89.9672 | 88.9122
7900_G_SH2 | Sand Hill | Combustion Turbine | 88.1508 | 89.9672 | 88.9122
7900_G_SH3 | Sand Hill | Combustion Turbine | 88.1508 | 89.9672 | 88.9122
7900_G_SH4 | Sand Hill | Combustion Turbine | 88.1508 | 89.9672 | 88.9122
7900_G_SH6 | Sand Hill | Combustion Turbine | 88.1508 | 89.9672 | 88.9122
7900_G_SH7 | Sand Hill | Combustion Turbine | 88.1508 | 89.9672 | 88.9122
7901_G_1 | Byron | Wind | 95 | 95 | 95
7901_G_2 | Byron | Wind | 95 | 95 | 95
7903_G_MGS1 | McCartney | Combustion Turbine | 89.6928 | 92.6015 | 90.9121
7903_G_MSG2 | McCartney | Combustion Turbine | 89.6928 | 92.6015 | 90.9121
7907_G_1 | Pine Flat | Hydro | 83.3856 | 90.5577 | 86.392
7907_G_2 | Pine Flat | Hydro | 83.3856 | 90.5577 | 86.392
7907_G_3 | Pine Flat | Hydro | 83.3856 | 90.5577 | 86.392
7909_G_VG02 | Vernon Boulevard | Combustion Turbine | 88.1508 | 89.9672 | 88.9122
7909_G_VG03 | Vernon Boulevard | Combustion Turbine | 88.1508 | 89.9672 | 88.9122
791_G_1 | Canyon | Hydro | 81.0191 | 87.391 | 83.6901
791_G_2 | Canyon | Hydro | 81.0191 | 87.391 | 83.6901
7910_G_1 | Joseph J Seymour Power Project | Combustion Turbine | 88.1508 | 89.9672 | 88.9122
7910_G_2 | Joseph J Seymour Power Project | Combustion Turbine | 88.1508 | 89.9672 | 88.9122
7911_G_1 | Kern Canyon | Hydro | 81.0191 | 87.391 | 83.6901
7912_G_1 | Brentwood | Combustion Turbine | 88.1508 | 89.9672 | 88.9122
7913_G_HG01 | Hell Gate | Combustion Turbine | 88.1508 | 89.9672 | 88.9122
7913_G_HG02 | Hell Gate | Combustion Turbine | 88.1508 | 89.9672 | 88.9122
7914_G_HR01 | Harlem River Yard | Combustion Turbine | 88.1508 | 89.9672 | 88.9122
7914_G_HR02 | Harlem River Yard | Combustion Turbine | 88.1508 | 89.9672 | 88.9122
7915_G_N01 | North 1st | Combustion Turbine | 88.1508 | 89.9672 | 88.9122
7916_G_1 | Talbot County Energy | Combustion Turbine | 89.6928 | 92.6015 | 90.9121
7916_G_2 | Talbot County Energy | Combustion Turbine | 89.6928 | 92.6015 | 90.9121
7916_G_3 | Talbot County Energy | Combustion Turbine | 89.6928 | 92.6015 | 90.9121
7916_G_4 | Talbot County Energy | Combustion Turbine | 89.6928 | 92.6015 | 90.9121
7916_G_5 | Talbot County Energy | Combustion Turbine | 89.6928 | 92.6015 | 90.9121
7916_G_6 | Talbot County Energy | Combustion Turbine | 89.6928 | 92.6015 | 90.9121
7917_G_1 | Chattahoochee Energy Facility | Combined Cycle | 84.4893 | 90.1371 | 86.8567
7917_G_2 | Chattahoochee Energy Facility | Combined Cycle | 84.4893 | 90.1371 | 86.8567
7917_G_3 | Chattahoochee Energy Facility | Combined Cycle | 84.4893 | 90.1371 | 86.8567
7918_G_1 | Galion | Combustion Turbine | 84.7073 | 87.0873 | 85.7049
7918_G_2 | Galion | Combustion Turbine | 84.7073 | 87.0873 | 85.7049
7918_G_3 | Galion | Combustion Turbine | 84.7073 | 87.0873 | 85.7049
7919_G_1 | Seville | Combustion Turbine | 84.7073 | 87.0873 | 85.7049
7919_G_2 | Seville | Combustion Turbine | 84.7073 | 87.0873 | 85.7049
7919_G_3 | Seville | Combustion Turbine | 84.7073 | 87.0873 | 85.7049
7920_G_5 | Traer South | Combustion Turbine | 84.7073 | 87.0873 | 85.7049
7921_G_11 | Maquoketa 2 | Combustion Turbine | 84.7073 | 87.0873 | 85.7049
7921_G_12 | Maquoketa 2 | Combustion Turbine | 84.7073 | 87.0873 | 85.7049
7921_G_13 | Maquoketa 2 | Combustion Turbine | 84.7073 | 87.0873 | 85.7049
7921_G_14 | Maquoketa 2 | Combustion Turbine | 84.7073 | 87.0873 | 85.7049
7922_G_6 | Brooklyn City North Plant | Combustion Turbine | 84.7073 | 87.0873 | 85.7049
7924_G_DG1 | Albertville | Combustion Turbine | 84.7073 | 87.0873 | 85.7049
7924_G_DG2 | Albertville | Combustion Turbine | 84.7073 | 87.0873 | 85.7049
7924_G_DG3 | Albertville | Combustion Turbine | 84.7073 | 87.0873 | 85.7049
7924_G_DG4 | Albertville | Combustion Turbine | 84.7073 | 87.0873 | 85.7049
7925_G_1 | Lakefield Junction | Combustion Turbine | 89.6928 | 92.6015 | 90.9121
7925_G_2 | Lakefield Junction | Combustion Turbine | 89.6928 | 92.6015 | 90.9121
7925_G_3 | Lakefield Junction | Combustion Turbine | 89.6928 | 92.6015 | 90.9121
7925_G_4 | Lakefield Junction | Combustion Turbine | 89.6928 | 92.6015 | 90.9121
7925_G_5 | Lakefield Junction | Combustion Turbine | 89.6928 | 92.6015 | 90.9121
7925_G_6 | Lakefield Junction | Combustion Turbine | 89.6928 | 92.6015 | 90.9121
7925_G_7 | Lakefield Junction | Combustion Turbine | 84.7073 | 87.0873 | 85.7049
7926_G_1A | South Strawberry | Combustion Turbine | 84.7073 | 87.0873 | 85.7049
7926_G_2A | South Strawberry | Combustion Turbine | 84.7073 | 87.0873 | 85.7049
7927_G_1 | Buffalo Mountain | Wind | 95 | 95 | 95
7927_G_2 | Buffalo Mountain | Wind | 95 | 95 | 95
7927_G_3 | Buffalo Mountain | Wind | 95 | 95 | 95
7928_G_1 | Osawatomie | Combustion Turbine | 89.6928 | 92.6015 | 90.9121
7929_G_1 | West Gardner | Combustion Turbine | 89.6928 | 92.6015 | 90.9121
7929_G_2 | West Gardner | Combustion Turbine | 89.6928 | 92.6015 | 90.9121
7929_G_3 | West Gardner | Combustion Turbine | 89.6928 | 92.6015 | 90.9121
7929_G_4 | West Gardner | Combustion Turbine | 89.6928 | 92.6015 | 90.9121
7930_G_T-1 | Russell Energy Center | Combustion Turbine | 84.7073 | 87.0873 | 85.7049
7930_G_T-2 | Russell Energy Center | Combustion Turbine | 84.7073 | 87.0873 | 85.7049
7931_G_1 | Coyote Springs II | Combined Cycle | 88.516 | 84.5576 | 86.8567
7931_G_2 | Coyote Springs II | Combined Cycle | 88.516 | 84.5576 | 86.8567
7932_G_1 | Gaylord | Combustion Turbine | 88.1508 | 89.9672 | 88.9122
7932_G_2 | Gaylord | Combustion Turbine | 88.1508 | 89.9672 | 88.9122
7932_G_3 | Gaylord | Combustion Turbine | 84.7073 | 87.0873 | 85.7049
7934_G_3 | Industrial Park | Combustion Turbine | 84.7073 | 87.0873 | 85.7049
7934_G_4 | Industrial Park | Combustion Turbine | 84.7073 | 87.0873 | 85.7049
7934_G_5 | Industrial Park | Combustion Turbine | 84.7073 | 87.0873 | 85.7049
7934_G_6 | Industrial Park | Combustion Turbine | 84.7073 | 87.0873 | 85.7049
7934_G_7 | Industrial Park | Combustion Turbine | 84.7073 | 87.0873 | 85.7049
7935_G_1 | Trenton South | Combustion Turbine | 84.7073 | 87.0873 | 85.7049
7935_G_2 | Trenton South | Combustion Turbine | 84.7073 | 87.0873 | 85.7049
7935_G_3 | Trenton South | Combustion Turbine | 84.7073 | 87.0873 | 85.7049
7935_G_4 | Trenton South | Combustion Turbine | 84.7073 | 87.0873 | 85.7049
7935_G_5 | Trenton South | Combustion Turbine | 84.7073 | 87.0873 | 85.7049
7935_G_6 | Trenton South | Combustion Turbine | 84.7073 | 87.0873 | 85.7049
7935_G_7 | Trenton South | Combustion Turbine | 84.7073 | 87.0873 | 85.7049
7936_G_1 | Nine Canyon | Wind | 95 | 95 | 95
7937_G_30 | Ponnequin | Wind | 95 | 95 | 95
7937_G_8 | Ponnequin | Wind | 95 | 95 | 95
7939_G_1 | Diesel Group 1 | Combustion Turbine | 84.7073 | 87.0873 | 85.7049
794_G_1 | Lewisville | Hydro | 81.0191 | 87.391 | 83.6901
7940_G_1 | Diesel Group 2 | Combustion Turbine | 84.7073 | 87.0873 | 85.7049
7941_G_1 | Diesel Group 3 | Combustion Turbine | 84.7073 | 87.0873 | 85.7049
7942_G_10 | Diamond Valley Lake | Hydro | 81.0191 | 87.391 | 83.6901
7942_G_11 | Diamond Valley Lake | Hydro | 81.0191 | 87.391 | 83.6901
7942_G_12 | Diamond Valley Lake | Hydro | 81.0191 | 87.391 | 83.6901
7942_G_2 | Diamond Valley Lake | Hydro | 81.0191 | 87.391 | 83.6901
7942_G_3 | Diamond Valley Lake | Hydro | 81.0191 | 87.391 | 83.6901
7942_G_4 | Diamond Valley Lake | Hydro | 81.0191 | 87.391 | 83.6901
7942_G_6 | Diamond Valley Lake | Hydro | 81.0191 | 87.391 | 83.6901
7942_G_7 | Diamond Valley Lake | Hydro | 81.0191 | 87.391 | 83.6901
7942_G_8 | Diamond Valley Lake | Hydro | 81.0191 | 87.391 | 83.6901
7944_G_9 | Bethany II | Combustion Turbine | 84.7073 | 87.0873 | 85.7049
7946_G_CT1 | Wansley Unit 9 | Combined Cycle | 84.4893 | 90.1371 | 86.8567
7946_G_CT2 | Wansley Unit 9 | Combined Cycle | 84.4893 | 90.1371 | 86.8567
7946_G_ST1 | Wansley Unit 9 | Combined Cycle | 84.4893 | 90.1371 | 86.8567
7947_G_1 | Solway CT | Combustion Turbine | 88.1508 | 89.9672 | 88.9122
7947_G_D1 | Solway CT | Combustion Turbine | 84.7073 | 87.0873 | 85.7049
7948_G_1 | Lawrence County Station | Combustion Turbine | 88.1508 | 89.9672 | 88.9122
7948_G_2 | Lawrence County Station | Combustion Turbine | 88.1508 | 89.9672 | 88.9122
7948_G_3 | Lawrence County Station | Combustion Turbine | 88.1508 | 89.9672 | 88.9122
7948_G_4 | Lawrence County Station | Combustion Turbine | 88.1508 | 89.9672 | 88.9122
7948_G_5 | Lawrence County Station | Combustion Turbine | 88.1508 | 89.9672 | 88.9122
7948_G_6 | Lawrence County Station | Combustion Turbine | 88.1508 | 89.9672 | 88.9122
7953_G_1 | Evander Andrews Power Complex | Combustion Turbine | 89.6928 | 92.6015 | 90.9121
7953_G_2 | Evander Andrews Power Complex | Combustion Turbine | 88.1508 | 89.9672 | 88.9122
7953_G_3 | Evander Andrews Power Complex | Combustion Turbine | 88.1508 | 89.9672 | 88.9122
7954_G_1 | Field Street | Combustion Turbine | 88.1508 | 89.9672 | 88.9122
7954_G_2 | Field Street | Combustion Turbine | 88.1508 | 89.9672 | 88.9122
7955_G_1 | Elk City Station | Landfill Gas | 90 | 90 | 90
7955_G_2 | Elk City Station | Landfill Gas | 90 | 90 | 90
7955_G_3 | Elk City Station | Landfill Gas | 90 | 90 | 90
7955_G_4 | Elk City Station | Landfill Gas | 90 | 90 | 90
7955_G_5 | Elk City Station | Landfill Gas | 90 | 90 | 90
7955_G_6 | Elk City Station | Landfill Gas | 90 | 90 | 90
7955_G_7 | Elk City Station | Landfill Gas | 90 | 90 | 90
7955_G_8 | Elk City Station | Landfill Gas | 90 | 90 | 90
7957_G_1 | Sediver | Combustion Turbine | 84.7073 | 87.0873 | 85.7049
7958_G_HG1 | Horry Land Fill Gas Site | Landfill Gas | 90 | 90 | 90
7958_G_HG2 | Horry Land Fill Gas Site | Landfill Gas | 90 | 90 | 90
7958_G_HG3 | Horry Land Fill Gas Site | Landfill Gas | 90 | 90 | 90
7960_G_GT1 | Kemper County | Combustion Turbine | 89.6928 | 92.6015 | 90.9121
7960_G_GT2 | Kemper County | Combustion Turbine | 89.6928 | 92.6015 | 90.9121
7960_G_GT3 | Kemper County | Combustion Turbine | 89.6928 | 92.6015 | 90.9121
7960_G_GT4 | Kemper County | Combustion Turbine | 89.6928 | 92.6015 | 90.9121
7962_G_001 | Warren F Sam Beasley Generation Station | Combustion Turbine | 88.1508 | 89.9672 | 88.9122
7964_G_GT1 | Peno Creek | Combustion Turbine | 88.1508 | 89.9672 | 88.9122
7964_G_GT2 | Peno Creek | Combustion Turbine | 88.1508 | 89.9672 | 88.9122
7964_G_GT3 | Peno Creek | Combustion Turbine | 88.1508 | 89.9672 | 88.9122
7964_G_GT4 | Peno Creek | Combustion Turbine | 88.1508 | 89.9672 | 88.9122
7965_G_G1 | Salt Valley Wind Plant | Wind | 95 | 95 | 95
7965_G_G2 | Salt Valley Wind Plant | Wind | 95 | 95 | 95
7966_G_IDWG | Iowa Distributed Wind Generation Project | Wind | 95 | 95 | 95
7967_G_GT1 | Lordsburg Generating | Combustion Turbine | 88.1508 | 89.9672 | 88.9122
7967_G_GT2 | Lordsburg Generating | Combustion Turbine | 88.1508 | 89.9672 | 88.9122
7970_G_1 | State St Generating | Combustion Turbine | 84.7073 | 87.0873 | 85.7049
7970_G_2 | State St Generating | Combustion Turbine | 84.7073 | 87.0873 | 85.7049
7970_G_3 | State St Generating | Combustion Turbine | 84.7073 | 87.0873 | 85.7049
7970_G_4 | State St Generating | Combustion Turbine | 84.7073 | 87.0873 | 85.7049
7970_G_5 | State St Generating | Combustion Turbine | 84.7073 | 87.0873 | 85.7049
7970_G_6 | State St Generating | Combustion Turbine | 84.7073 | 87.0873 | 85.7049
7970_G_7 | State St Generating | Combustion Turbine | 84.7073 | 87.0873 | 85.7049
7970_G_8 | State St Generating | Combustion Turbine | 84.7073 | 87.0873 | 85.7049
7970_G_9 | State St Generating | Combustion Turbine | 84.7073 | 87.0873 | 85.7049
7971_G_10 | Pella Peaking | Combustion Turbine | 84.7073 | 87.0873 | 85.7049
7971_G_11 | Pella Peaking | Combustion Turbine | 84.7073 | 87.0873 | 85.7049
7971_G_12 | Pella Peaking | Combustion Turbine | 84.7073 | 87.0873 | 85.7049
7971_G_13 | Pella Peaking | Combustion Turbine | 84.7073 | 87.0873 | 85.7049
7971_G_14 | Pella Peaking | Combustion Turbine | 84.7073 | 87.0873 | 85.7049
7971_G_15 | Pella Peaking | Combustion Turbine | 84.7073 | 87.0873 | 85.7049
7971_G_16 | Pella Peaking | Combustion Turbine | 84.7073 | 87.0873 | 85.7049
7971_G_3 | Pella Peaking | Combustion Turbine | 84.7073 | 87.0873 | 85.7049
7971_G_4 | Pella Peaking | Combustion Turbine | 84.7073 | 87.0873 | 85.7049
7971_G_5 | Pella Peaking | Combustion Turbine | 84.7073 | 87.0873 | 85.7049
7971_G_6 | Pella Peaking | Combustion Turbine | 84.7073 | 87.0873 | 85.7049
7971_G_7 | Pella Peaking | Combustion Turbine | 84.7073 | 87.0873 | 85.7049
7971_G_8 | Pella Peaking | Combustion Turbine | 84.7073 | 87.0873 | 85.7049
7971_G_9 | Pella Peaking | Combustion Turbine | 84.7073 | 87.0873 | 85.7049
7972_G_1 | Sumpter | Combustion Turbine | 89.6928 | 92.6015 | 90.9121
7972_G_2 | Sumpter | Combustion Turbine | 89.6928 | 92.6015 | 90.9121
7972_G_3 | Sumpter | Combustion Turbine | 89.6928 | 92.6015 | 90.9121
7972_G_4 | Sumpter | Combustion Turbine | 89.6928 | 92.6015 | 90.9121
7973_G_1 | Sharpe | Combustion Turbine | 84.7073 | 87.0873 | 85.7049
7973_G_10 | Sharpe | Combustion Turbine | 84.7073 | 87.0873 | 85.7049
7973_G_2 | Sharpe | Combustion Turbine | 84.7073 | 87.0873 | 85.7049
7973_G_3 | Sharpe | Combustion Turbine | 84.7073 | 87.0873 | 85.7049
7973_G_4 | Sharpe | Combustion Turbine | 84.7073 | 87.0873 | 85.7049
7973_G_5 | Sharpe | Combustion Turbine | 84.7073 | 87.0873 | 85.7049
7973_G_6 | Sharpe | Combustion Turbine | 84.7073 | 87.0873 | 85.7049
7973_G_7 | Sharpe | Combustion Turbine | 84.7073 | 87.0873 | 85.7049
7973_G_8 | Sharpe | Combustion Turbine | 84.7073 | 87.0873 | 85.7049
7973_G_9 | Sharpe | Combustion Turbine | 84.7073 | 87.0873 | 85.7049
7974_G_WTC1 | Chamberlain Wind Project | Wind | 95 | 95 | 95
7974_G_WTC2 | Chamberlain Wind Project | Wind | 95 | 95 | 95
7975_G_1 | Pyramid | Combustion Turbine | 88.1508 | 89.9672 | 88.9122
7975_G_2 | Pyramid | Combustion Turbine | 88.1508 | 89.9672 | 88.9122
7975_G_3 | Pyramid | Combustion Turbine | 88.1508 | 89.9672 | 88.9122
7975_G_4 | Pyramid | Combustion Turbine | 88.1508 | 89.9672 | 88.9122
7976_G_10 | Mulvane 2 | Combustion Turbine | 84.7073 | 87.0873 | 85.7049
7976_G_11 | Mulvane 2 | Combustion Turbine | 84.7073 | 87.0873 | 85.7049
7976_G_9 | Mulvane 2 | Combustion Turbine | 84.7073 | 87.0873 | 85.7049
7977_G_1 | Granite Falls 2 | Combustion Turbine | 84.7073 | 87.0873 | 85.7049
7977_G_2 | Granite Falls 2 | Combustion Turbine | 84.7073 | 87.0873 | 85.7049
7977_G_3 | Granite Falls 2 | Combustion Turbine | 84.7073 | 87.0873 | 85.7049
7981_G_1 | Mill Creek | Combustion Turbine | 89.6928 | 92.6015 | 90.9121
7981_G_2 | Mill Creek | Combustion Turbine | 89.6928 | 92.6015 | 90.9121
7981_G_3 | Mill Creek | Combustion Turbine | 89.6928 | 92.6015 | 90.9121
7981_G_4 | Mill Creek | Combustion Turbine | 89.6928 | 92.6015 | 90.9121
7981_G_5 | Mill Creek | Combustion Turbine | 89.6928 | 92.6015 | 90.9121
7981_G_6 | Mill Creek | Combustion Turbine | 89.6928 | 92.6015 | 90.9121
7981_G_7 | Mill Creek | Combustion Turbine | 89.6928 | 92.6015 | 90.9121
7981_G_8 | Mill Creek | Combustion Turbine | 89.6928 | 92.6015 | 90.9121
7982_G_3 | South Generation | Combustion Turbine | 84.7073 | 87.0873 | 85.7049
7982_G_4 | South Generation | Combustion Turbine | 84.7073 | 87.0873 | 85.7049
7982_G_5 | South Generation | Combustion Turbine | 84.7073 | 87.0873 | 85.7049
7984_G_001 | Kalkaska CT #1 | Combustion Turbine | 88.1508 | 89.9672 | 88.9122
7985_G_GT1 | Greater Des Moines | Combined Cycle | 84.4893 | 90.1371 | 86.8567
7985_G_GT2 | Greater Des Moines | Combined Cycle | 84.4893 | 90.1371 | 86.8567
7985_G_ST1 | Greater Des Moines | Combined Cycle | 84.4893 | 90.1371 | 86.8567
7987_G_L1 | Lake | Combustion Turbine | 88.1508 | 89.9672 | 88.9122
7988_G_1 | Silver Creek | Combustion Turbine | 89.6928 | 92.6015 | 90.9121
7988_G_2 | Silver Creek | Combustion Turbine | 89.6928 | 92.6015 | 90.9121
7988_G_3 | Silver Creek | Combustion Turbine | 89.6928 | 92.6015 | 90.9121
7989_G_1 | Sylvarena | Combustion Turbine | 88.1508 | 89.9672 | 88.9122
7989_G_2 | Sylvarena | Combustion Turbine | 88.1508 | 89.9672 | 88.9122
7989_G_3 | Sylvarena | Combustion Turbine | 88.1508 | 89.9672 | 88.9122
7990_G_1 | Altamont | Combustion Turbine | 84.7073 | 87.0873 | 85.7049
7990_G_2 | Altamont | Combustion Turbine | 84.7073 | 87.0873 | 85.7049
7990_G_3 | Altamont | Combustion Turbine | 84.7073 | 87.0873 | 85.7049
7990_G_4 | Altamont | Combustion Turbine | 84.7073 | 87.0873 | 85.7049
7991_G_1 | West Campus Cogeneration Facility | Combined Cycle | 84.4893 | 90.1371 | 86.8567
7991_G_CT2 | West Campus Cogeneration Facility | Combined Cycle | 84.4893 | 90.1371 | 86.8567
7991_G_STG1 | West Campus Cogeneration Facility | Combined Cycle | 84.4893 | 90.1371 | 86.8567
7995_G_IC1 | Airport Industrial | Combustion Turbine | 84.7073 | 87.0873 | 85.7049
7995_G_IC2 | Airport Industrial | Combustion Turbine | 84.7073 | 87.0873 | 85.7049
7995_G_IC3 | Airport Industrial | Combustion Turbine | 84.7073 | 87.0873 | 85.7049
7995_G_IC4 | Airport Industrial | Combustion Turbine | 84.7073 | 87.0873 | 85.7049
7997_G_WD01 | Winston | Combustion Turbine | 84.7073 | 87.0873 | 85.7049
7997_G_WD02 | Winston | Combustion Turbine | 84.7073 | 87.0873 | 85.7049
7997_G_WD03 | Winston | Combustion Turbine | 84.7073 | 87.0873 | 85.7049
7997_G_WD04 | Winston | Combustion Turbine | 84.7073 | 87.0873 | 85.7049
7997_G_WD05 | Winston | Combustion Turbine | 84.7073 | 87.0873 | 85.7049
7997_G_WD06 | Winston | Combustion Turbine | 84.7073 | 87.0873 | 85.7049
7997_G_WD07 | Winston | Combustion Turbine | 84.7073 | 87.0873 | 85.7049
7997_G_WD08 | Winston | Combustion Turbine | 84.7073 | 87.0873 | 85.7049
7997_G_WD09 | Winston | Combustion Turbine | 84.7073 | 87.0873 | 85.7049
7997_G_WD10 | Winston | Combustion Turbine | 84.7073 | 87.0873 | 85.7049
7997_G_WD11 | Winston | Combustion Turbine | 84.7073 | 87.0873 | 85.7049
7997_G_WD12 | Winston | Combustion Turbine | 84.7073 | 87.0873 | 85.7049
7997_G_WD13 | Winston | Combustion Turbine | 84.7073 | 87.0873 | 85.7049
7997_G_WD14 | Winston | Combustion Turbine | 84.7073 | 87.0873 | 85.7049
7997_G_WD15 | Winston | Combustion Turbine | 84.7073 | 87.0873 | 85.7049
7997_G_WD16 | Winston | Combustion Turbine | 84.7073 | 87.0873 | 85.7049
7997_G_WD17 | Winston | Combustion Turbine | 84.7073 | 87.0873 | 85.7049
7997_G_WD18 | Winston | Combustion Turbine | 84.7073 | 87.0873 | 85.7049
7997_G_WD19 | Winston | Combustion Turbine | 84.7073 | 87.0873 | 85.7049
7997_G_WD20 | Winston | Combustion Turbine | 84.7073 | 87.0873 | 85.7049
7998_G_TC1 | Tri Cities | Landfill Gas | 90 | 90 | 90
7998_G_TC2 | Tri Cities | Landfill Gas | 90 | 90 | 90
7998_G_TC3 | Tri Cities | Landfill Gas | 90 | 90 | 90
7998_G_TC4 | Tri Cities | Landfill Gas | 90 | 90 | 90
7998_G_TC5 | Tri Cities | Landfill Gas | 90 | 90 | 90
7999_G_CT1 | Grays Harbor Energy Facility | Combined Cycle | 88.516 | 84.5576 | 86.8567
7999_G_CT2 | Grays Harbor Energy Facility | Combined Cycle | 88.516 | 84.5576 | 86.8567
7999_G_ST1 | Grays Harbor Energy Facility | Combined Cycle | 88.516 | 84.5576 | 86.8567
8000_G_CT1 | Beatrice | Combined Cycle | 84.4893 | 90.1371 | 86.8567
8000_G_CT2 | Beatrice | Combined Cycle | 84.4893 | 90.1371 | 86.8567
8000_G_ST1 | Beatrice | Combined Cycle | 84.4893 | 90.1371 | 86.8567
8004_G_GEN1 | Fife Brook | Hydro | 81.0191 | 87.391 | 83.6901
8005_G_GEN1 | Bear Swamp | Pumped Storage | 82.7612 | 89.89 | 85.7494
8005_G_GEN2 | Bear Swamp | Pumped Storage | 82.7612 | 89.89 | 85.7494
8007_G_1 | Holtsville | Combustion Turbine | 89.6928 | 92.6015 | 90.9121
8007_G_10 | Holtsville | Combustion Turbine | 89.6928 | 92.6015 | 90.9121
8007_G_2 | Holtsville | Combustion Turbine | 88.1508 | 89.9672 | 88.9122
8007_G_3 | Holtsville | Combustion Turbine | 88.1508 | 89.9672 | 88.9122
8007_G_4 | Holtsville | Combustion Turbine | 89.6928 | 92.6015 | 90.9121
8007_G_5 | Holtsville | Combustion Turbine | 89.6928 | 92.6015 | 90.9121
8007_G_6 | Holtsville | Combustion Turbine | 89.6928 | 92.6015 | 90.9121
8007_G_7 | Holtsville | Combustion Turbine | 89.6928 | 92.6015 | 90.9121
8007_G_8 | Holtsville | Combustion Turbine | 89.6928 | 92.6015 | 90.9121
8007_G_9 | Holtsville | Combustion Turbine | 89.6928 | 92.6015 | 90.9121
8008_G_MICK | Mickleton Station | Combustion Turbine | 89.6928 | 92.6015 | 90.9121
8009_G_1 | Auburn State Street | Combustion Turbine | 84.7073 | 87.0873 | 85.7049
8010_G_1 | Murray Turbine | Combustion Turbine | 84.7073 | 87.0873 | 85.7049
8010_G_2 | Murray Turbine | Combustion Turbine | 84.7073 | 87.0873 | 85.7049
8010_G_3 | Murray Turbine | Combustion Turbine | 84.7073 | 87.0873 | 85.7049
8011_G_1 | Three Mile Island | Nuclear | 95.2408 | 90.6108 | 93.3
8012_G_11 | Croydon CT Generating Station | Combustion Turbine | 88.1508 | 89.9672 | 88.9122
8012_G_12 | Croydon CT Generating Station | Combustion Turbine | 88.1508 | 89.9672 | 88.9122
8012_G_21 | Croydon CT Generating Station | Combustion Turbine | 88.1508 | 89.9672 | 88.9122
8012_G_22 | Croydon CT Generating Station | Combustion Turbine | 88.1508 | 89.9672 | 88.9122
8012_G_31 | Croydon CT Generating Station | Combustion Turbine | 88.1508 | 89.9672 | 88.9122
8012_G_32 | Croydon CT Generating Station | Combustion Turbine | 88.1508 | 89.9672 | 88.9122
8012_G_41 | Croydon CT Generating Station | Combustion Turbine | 88.1508 | 89.9672 | 88.9122
8012_G_42 | Croydon CT Generating Station | Combustion Turbine | 88.1508 | 89.9672 | 88.9122
8013_G_IC 1 | Winter | Combustion Turbine | 84.7073 | 87.0873 | 85.7049
8013_G_IC 2 | Winter | Combustion Turbine | 84.7073 | 87.0873 | 85.7049
8015_G_011 | Paragould Reciprocating | Combustion Turbine | 84.7073 | 87.0873 | 85.7049
8015_G_021 | Paragould Reciprocating | Combustion Turbine | 84.7073 | 87.0873 | 85.7049
8015_G_031 | Paragould Reciprocating | Combustion Turbine | 84.7073 | 87.0873 | 85.7049
8016_G_1 | Factory | Combustion Turbine | 84.7073 | 87.0873 | 85.7049
8019_G_1 | Portage | Combustion Turbine | 84.7073 | 87.0873 | 85.7049
8020_G_7 | Baldwin City | Combustion Turbine | 84.7073 | 87.0873 | 85.7049
8020_G_8 | Baldwin City | Combustion Turbine | 84.7073 | 87.0873 | 85.7049
8022_G_1 | Boulder Park | Combustion Turbine | 86.4041 | 84.7361 | 85.7049
8022_G_2 | Boulder Park | Combustion Turbine | 86.4041 | 84.7361 | 85.7049
8022_G_3 | Boulder Park | Combustion Turbine | 86.4041 | 84.7361 | 85.7049
8022_G_4 | Boulder Park | Combustion Turbine | 86.4041 | 84.7361 | 85.7049
8022_G_5 | Boulder Park | Combustion Turbine | 86.4041 | 84.7361 | 85.7049
8022_G_6 | Boulder Park | Combustion Turbine | 86.4041 | 84.7361 | 85.7049
8026_G_1 | Hartzog | Combustion Turbine | 84.7073 | 87.0873 | 85.7049
8026_G_2 | Hartzog | Combustion Turbine | 84.7073 | 87.0873 | 85.7049
8026_G_3 | Hartzog | Combustion Turbine | 84.7073 | 87.0873 | 85.7049
8027_G_1 | Blue Lake | Combustion Turbine | 88.1508 | 89.9672 | 88.9122
8027_G_2 | Blue Lake | Combustion Turbine | 88.1508 | 89.9672 | 88.9122
8027_G_3 | Blue Lake | Combustion Turbine | 88.1508 | 89.9672 | 88.9122
8027_G_4 | Blue Lake | Combustion Turbine | 88.1508 | 89.9672 | 88.9122
8027_G_7 | Blue Lake | Combustion Turbine | 89.6928 | 92.6015 | 90.9121
8027_G_8 | Blue Lake | Combustion Turbine | 89.6928 | 92.6015 | 90.9121
8028_G_1 | Arvada | Combustion Turbine | 84.7073 | 87.0873 | 85.7049
8028_G_2 | Arvada | Combustion Turbine | 84.7073 | 87.0873 | 85.7049
8028_G_3 | Arvada | Combustion Turbine | 84.7073 | 87.0873 | 85.7049
8029_G_1 | Sycamore | Combustion Turbine | 89.6928 | 92.6015 | 90.9121
8029_G_2 | Sycamore | Combustion Turbine | 89.6928 | 92.6015 | 90.9121
8030_G_1 | Barber Creek | Combustion Turbine | 84.7073 | 87.0873 | 85.7049
8030_G_2 | Barber Creek | Combustion Turbine | 84.7073 | 87.0873 | 85.7049
8030_G_3 | Barber Creek | Combustion Turbine | 84.7073 | 87.0873 | 85.7049
8031_G_11 | Emery Station | Combined Cycle | 84.4893 | 90.1371 | 86.8567
8031_G_12 | Emery Station | Combined Cycle | 84.4893 | 90.1371 | 86.8567
8031_G_ST1 | Emery Station | Combined Cycle | 84.4893 | 90.1371 | 86.8567
8034_G_1 | Yankton | Combustion Turbine | 84.7073 | 87.0873 | 85.7049
8034_G_2 | Yankton | Combustion Turbine | 84.7073 | 87.0873 | 85.7049
8034_G_3 | Yankton | Combustion Turbine | 84.7073 | 87.0873 | 85.7049
8034_G_4 | Yankton | Combustion Turbine | 84.7073 | 87.0873 | 85.7049
8036_G_1 | Cooper | Nuclear | 86.2615 | 92.5559 | 88.9
8037_G_1 | Clifton | Combustion Turbine | 89.6928 | 92.6015 | 90.9121
8037_G_2 | Clifton | Combustion Turbine | 84.7073 | 87.0873 | 85.7049
8049_G_P1 | Intercession City | Combustion Turbine | 88.1508 | 89.9672 | 88.9122
8049_G_P10 | Intercession City | Combustion Turbine | 89.6928 | 92.6015 | 90.9121
8049_G_P11 | Intercession City | Combustion Turbine | 89.6928 | 92.6015 | 90.9121
8049_G_P12 | Intercession City | Combustion Turbine | 89.6928 | 92.6015 | 90.9121
8049_G_P13 | Intercession City | Combustion Turbine | 89.6928 | 92.6015 | 90.9121
8049_G_P14 | Intercession City | Combustion Turbine | 89.6928 | 92.6015 | 90.9121
8049_G_P2 | Intercession City | Combustion Turbine | 88.1508 | 89.9672 | 88.9122
8049_G_P3 | Intercession City | Combustion Turbine | 88.1508 | 89.9672 | 88.9122
8049_G_P4 | Intercession City | Combustion Turbine | 88.1508 | 89.9672 | 88.9122
8049_G_P5 | Intercession City | Combustion Turbine | 88.1508 | 89.9672 | 88.9122
8049_G_P6 | Intercession City | Combustion Turbine | 88.1508 | 89.9672 | 88.9122
8049_G_P7 | Intercession City | Combustion Turbine | 89.6928 | 92.6015 | 90.9121
8049_G_P8 | Intercession City | Combustion Turbine | 89.6928 | 92.6015 | 90.9121
8049_G_P9 | Intercession City | Combustion Turbine | 89.6928 | 92.6015 | 90.9121
805_G_M-1 | Charles E Monty | Hydro | 81.0191 | 87.391 | 83.6901
805_G_M2 | Charles E Monty | Hydro | 81.0191 | 87.391 | 83.6901
8050_G_31 | Juneau | Combustion Turbine | 84.7073 | 87.0873 | 85.7049
8053_G_N01 | Pouch | Combustion Turbine | 88.1508 | 89.9672 | 88.9122
8055_G_1 | Arkansas Nuclear One | Nuclear | 86.2615 | 92.5559 | 88.9
8055_G_2 | Arkansas Nuclear One | Nuclear | 89.0754 | 95.5752 | 91.8
8056_G_4 | Waterford 1 & 2 | Combustion Turbine | 88.1508 | 89.9672 | 88.9122
8059_G_1G1 | Comanche | Combined Cycle | 84.4893 | 90.1371 | 86.8567
8059_G_1G2 | Comanche | Combined Cycle | 84.4893 | 90.1371 | 86.8567
8059_G_1S | Comanche | Combined Cycle | 84.4893 | 90.1371 | 86.8567
8059_G_IC1 | Comanche | Combustion Turbine | 84.7073 | 87.0873 | 85.7049
8063_G_CT1 | DeCordova Power Company LLC | Combustion Turbine | 89.6928 | 92.6015 | 90.9121
8063_G_CT2 | DeCordova Power Company LLC | Combustion Turbine | 89.6928 | 92.6015 | 90.9121
8063_G_CT3 | DeCordova Power Company LLC | Combustion Turbine | 89.6928 | 92.6015 | 90.9121
8063_G_CT4 | DeCordova Power Company LLC | Combustion Turbine | 89.6928 | 92.6015 | 90.9121
8067_G_1 | Fort Lupton | Combustion Turbine | 88.1508 | 89.9672 | 88.9122
8067_G_2 | Fort Lupton | Combustion Turbine | 88.1508 | 89.9672 | 88.9122
8068_G_ST1 | Santan | Combined Cycle | 84.4893 | 90.1371 | 86.8567
8068_G_ST2 | Santan | Combined Cycle | 84.4893 | 90.1371 | 86.8567
8068_G_ST3 | Santan | Combined Cycle | 84.4893 | 90.1371 | 86.8567
8068_G_ST4 | Santan | Combined Cycle | 84.4893 | 90.1371 | 86.8567
8068_G_ST5A | Santan | Combined Cycle | 84.4893 | 90.1371 | 86.8567
8068_G_ST5B | Santan | Combined Cycle | 84.4893 | 90.1371 | 86.8567
8068_G_ST5S | Santan | Combined Cycle | 84.4893 | 90.1371 | 86.8567
8068_G_ST6A | Santan | Combined Cycle | 84.4893 | 90.1371 | 86.8567
8068_G_ST6S | Santan | Combined Cycle | 84.4893 | 90.1371 | 86.8567
8073_G_1 | Beaver | Combined Cycle | 88.516 | 84.5576 | 86.8567
8073_G_2 | Beaver | Combined Cycle | 88.516 | 84.5576 | 86.8567
8073_G_3 | Beaver | Combined Cycle | 88.516 | 84.5576 | 86.8567
8073_G_4 | Beaver | Combined Cycle | 88.516 | 84.5576 | 86.8567
8073_G_5 | Beaver | Combined Cycle | 88.516 | 84.5576 | 86.8567
8073_G_6 | Beaver | Combined Cycle | 88.516 | 84.5576 | 86.8567
8073_G_7 | Beaver | Combined Cycle | 88.516 | 84.5576 | 86.8567
8073_G_8 | Beaver | Combustion Turbine | 89.4459 | 88.1728 | 88.9122
8076_G_01 | Ellwood | Combustion Turbine | 89.6928 | 92.6015 | 90.9121
808_G_1 | Jarvis (Hinckley) | Hydro | 81.0191 | 87.391 | 83.6901
808_G_2 | Jarvis (Hinckley) | Hydro | 81.0191 | 87.391 | 83.6901
809_G_1 | American Falls | Hydro | 83.3856 | 90.5577 | 86.392
809_G_2 | American Falls | Hydro | 83.3856 | 90.5577 | 86.392
809_G_3 | American Falls | Hydro | 83.3856 | 90.5577 | 86.392
810_G_1 | Bliss | Hydro | 81.0191 | 87.391 | 83.6901
810_G_2 | Bliss | Hydro | 81.0191 | 87.391 | 83.6901
810_G_3 | Bliss | Hydro | 81.0191 | 87.391 | 83.6901
8100_G_1 | Springfield | Combustion Turbine | 84.7073 | 87.0873 | 85.7049
8100_G_2 | Springfield | Combustion Turbine | 84.7073 | 87.0873 | 85.7049
8100_G_IC4 | Springfield | Combustion Turbine | 84.7073 | 87.0873 | 85.7049
8100_G_IC5 | Springfield | Combustion Turbine | 84.7073 | 87.0873 | 85.7049
8105_G_4 | Halstad | Combustion Turbine | 84.7073 | 87.0873 | 85.7049
8105_G_5 | Halstad | Combustion Turbine | 84.7073 | 87.0873 | 85.7049
8106_G_1A | Tipton | Combustion Turbine | 84.7073 | 87.0873 | 85.7049
8106_G_2 | Tipton | Combustion Turbine | 84.7073 | 87.0873 | 85.7049
8106_G_3 | Tipton | Combustion Turbine | 84.7073 | 87.0873 | 85.7049
8106_G_4 | Tipton | Combustion Turbine | 84.7073 | 87.0873 | 85.7049
8106_G_5 | Tipton | Combustion Turbine | 84.7073 | 87.0873 | 85.7049
8106_G_6 | Tipton | Combustion Turbine | 84.7073 | 87.0873 | 85.7049
8108_G_1 | Hopkinton | Combustion Turbine | 84.7073 | 87.0873 | 85.7049
8108_G_CAT | Hopkinton | Combustion Turbine | 84.7073 | 87.0873 | 85.7049
811_G_1 | Brownlee | Hydro | 83.3856 | 90.5577 | 86.392
811_G_2 | Brownlee | Hydro | 83.3856 | 90.5577 | 86.392
811_G_3 | Brownlee | Hydro | 83.3856 | 90.5577 | 86.392
811_G_4 | Brownlee | Hydro | 83.3856 | 90.5577 | 86.392
811_G_5 | Brownlee | Hydro | 83.3856 | 90.5577 | 86.392
8110_G_1 | Stanberry | Combustion Turbine | 84.7073 | 87.0873 | 85.7049
8110_G_2 | Stanberry | Combustion Turbine | 84.7073 | 87.0873 | 85.7049
8110_G_IC5 | Stanberry | Combustion Turbine | 84.7073 | 87.0873 | 85.7049
8110_G_IC6 | Stanberry | Combustion Turbine | 84.7073 | 87.0873 | 85.7049
812_G_1 | C J Strike | Hydro | 83.3856 | 90.5577 | 86.392
812_G_2 | C J Strike | Hydro | 83.3856 | 90.5577 | 86.392
812_G_3 | C J Strike | Hydro | 83.3856 | 90.5577 | 86.392
813_G_1 | Cascade | Hydro | 81.0191 | 87.391 | 83.6901
813_G_2 | Cascade | Hydro | 81.0191 | 87.391 | 83.6901
814_G_1 | Clear Lake | Hydro | 81.0191 | 87.391 | 83.6901
815_G_1 | Lower Malad | Hydro | 81.0191 | 87.391 | 83.6901
816_G_1 | Lower Salmon | Hydro | 81.0191 | 87.391 | 83.6901
816_G_2 | Lower Salmon | Hydro | 81.0191 | 87.391 | 83.6901
816_G_3 | Lower Salmon | Hydro | 81.0191 | 87.391 | 83.6901
816_G_4 | Lower Salmon | Hydro | 81.0191 | 87.391 | 83.6901
817_G_1 | Salmon Diesel | Combustion Turbine | 84.7073 | 87.0873 | 85.7049
817_G_2 | Salmon Diesel | Combustion Turbine | 84.7073 | 87.0873 | 85.7049
818_G_1 | Shoshone Falls | Hydro | 81.0191 | 87.391 | 83.6901
818_G_2 | Shoshone Falls | Hydro | 81.0191 | 87.391 | 83.6901
818_G_3 | Shoshone Falls | Hydro | 81.0191 | 87.391 | 83.6901
819_G_1 | Swan Falls | Hydro | 81.0191 | 87.391 | 83.6901
819_G_2 | Swan Falls | Hydro | 81.0191 | 87.391 | 83.6901
820_G_3 | Thousand Springs | Hydro | 81.0191 | 87.391 | 83.6901
821_G_1 | Twin Falls | Hydro | 81.0191 | 87.391 | 83.6901
821_G_2 | Twin Falls | Hydro | 83.3856 | 90.5577 | 86.392
8219_G_GT1 | Ray D Nixon | Combustion Turbine | 88.1508 | 89.9672 | 88.9122
8219_G_GT2 | Ray D Nixon | Combustion Turbine | 88.1508 | 89.9672 | 88.9122
822_G_1 | Upper Salmon A | Hydro | 81.0191 | 87.391 | 83.6901
822_G_2 | Upper Salmon A | Hydro | 81.0191 | 87.391 | 83.6901
8223_G_SGSS | Springerville | Solar PV | 90 | 90 | 90
8223_G_SGSS1 | Springerville | Solar PV | 90 | 90 | 90
8225_G_1 | FirstEnergy Seneca | Pumped Storage | 82.7612 | 89.89 | 85.7494
8225_G_2 | FirstEnergy Seneca | Pumped Storage | 82.7612 | 89.89 | 85.7494
8225_G_3 | FirstEnergy Seneca | Pumped Storage | 82.7612 | 89.89 | 85.7494
823_G_1 | Upper Malad | Hydro | 81.0191 | 87.391 | 83.6901
825_G_1 | Ashton | Hydro | 81.0191 | 87.391 | 83.6901
825_G_2 | Ashton | Hydro | 81.0191 | 87.391 | 83.6901
825_G_3 | Ashton | Hydro | 81.0191 | 87.391 | 83.6901
827_G_3 | Grace | Hydro | 81.0191 | 87.391 | 83.6901
827_G_4 | Grace | Hydro | 81.0191 | 87.391 | 83.6901
827_G_5 | Grace | Hydro | 81.0191 | 87.391 | 83.6901
829_G_1 | Oneida | Hydro | 81.0191 | 87.391 | 83.6901
829_G_2 | Oneida | Hydro | 81.0191 | 87.391 | 83.6901
829_G_3 | Oneida | Hydro | 81.0191 | 87.391 | 83.6901
831_G_1 | Soda | Hydro | 81.0191 | 87.391 | 83.6901
831_G_2 | Soda | Hydro | 81.0191 | 87.391 | 83.6901
833_G_1 | Cabinet Gorge | Hydro | 88.4991 | 83.4724 | 86.392
833_G_2 | Cabinet Gorge | Hydro | 88.4991 | 83.4724 | 86.392
833_G_3 | Cabinet Gorge | Hydro | 88.4991 | 83.4724 | 86.392
833_G_4 | Cabinet Gorge | Hydro | 88.4991 | 83.4724 | 86.392
835_G_1 | Post Falls | Hydro | 85.5621 | 81.0962 | 83.6901
835_G_2 | Post Falls | Hydro | 85.5621 | 81.0962 | 83.6901
835_G_3 | Post Falls | Hydro | 85.5621 | 81.0962 | 83.6901
835_G_4 | Post Falls | Hydro | 85.5621 | 81.0962 | 83.6901
835_G_5 | Post Falls | Hydro | 85.5621 | 81.0962 | 83.6901
835_G_6 | Post Falls | Hydro | 85.5621 | 81.0962 | 83.6901
839_G_7P | Scott Flat | Hydro | 81.0191 | 87.391 | 83.6901
840_G_1 | Dworshak | Hydro | 88.4991 | 83.4724 | 86.392
840_G_2 | Dworshak | Hydro | 88.4991 | 83.4724 | 86.392
840_G_3 | Dworshak | Hydro | 88.4991 | 83.4724 | 86.392
841_G_3 | City Power Plant | Hydro | 81.0191 | 87.391 | 83.6901
843_G_1 | Lower No 2 | Hydro | 81.0191 | 87.391 | 83.6901
844_G_4 | Upper Power Plant | Hydro | 81.0191 | 87.391 | 83.6901
846_G_1 | Combie South | Hydro | 81.0191 | 87.391 | 83.6901
846_G_2 | Combie South | Hydro | 81.0191 | 87.391 | 83.6901
846_G_3 | Combie South | Hydro | 81.0191 | 87.391 | 83.6901
850_G_1 | Palisades | Hydro | 83.3856 | 90.5577 | 86.392
850_G_2 | Palisades | Hydro | 83.3856 | 90.5577 | 86.392
850_G_3 | Palisades | Hydro | 83.3856 | 90.5577 | 86.392
850_G_4 | Palisades | Hydro | 83.3856 | 90.5577 | 86.392
851_G_1 | Albeni Falls | Hydro | 85.5621 | 81.0962 | 83.6901
851_G_2 | Albeni Falls | Hydro | 85.5621 | 81.0962 | 83.6901
851_G_3 | Albeni Falls | Hydro | 85.5621 | 81.0962 | 83.6901
862_G_1 | Grand Tower | Combined Cycle | 84.4893 | 90.1371 | 86.8567
862_G_2 | Grand Tower | Combined Cycle | 84.4893 | 90.1371 | 86.8567
862_G_3 | Grand Tower | Combined Cycle | 84.4893 | 90.1371 | 86.8567
862_G_4 | Grand Tower | Combined Cycle | 84.4893 | 90.1371 | 86.8567
863_G_D1 | Hutsonville | Combustion Turbine | 84.7073 | 87.0873 | 85.7049
869_G_2 | Dresden Generating Station | Nuclear | 93.4419 | 100 | 96.1909
869_G_3 | Dresden Generating Station | Nuclear | 91.5012 | 98.178 | 94.3
88_G_1 | Ashokan | Hydro | 81.0191 | 87.391 | 83.6901
88_G_2 | Ashokan | Hydro | 81.0191 | 87.391 | 83.6901
880_G_1 | Quad Cities Generating Station | Nuclear | 91.0161 | 97.6575 | 93.8
880_G_2 | Quad Cities Generating Station | Nuclear | 91.9864 | 98.6986 | 94.8
883_G_311 | Waukegan | Combustion Turbine | 88.1508 | 89.9672 | 88.9122
883_G_312 | Waukegan | Combustion Turbine | 88.1508 | 89.9672 | 88.9122
883_G_321 | Waukegan | Combustion Turbine | 88.1508 | 89.9672 | 88.9122
883_G_322 | Waukegan | Combustion Turbine | 88.1508 | 89.9672 | 88.9122
886_G_311 | Fisk Street | Combustion Turbine | 88.1508 | 89.9672 | 88.9122
886_G_312 | Fisk Street | Combustion Turbine | 88.1508 | 89.9672 | 88.9122
886_G_321 | Fisk Street | Combustion Turbine | 88.1508 | 89.9672 | 88.9122
886_G_322 | Fisk Street | Combustion Turbine | 88.1508 | 89.9672 | 88.9122
886_G_331 | Fisk Street | Combustion Turbine | 88.1508 | 89.9672 | 88.9122
886_G_332 | Fisk Street | Combustion Turbine | 88.1508 | 89.9672 | 88.9122
886_G_341 | Fisk Street | Combustion Turbine | 88.1508 | 89.9672 | 88.9122
886_G_342 | Fisk Street | Combustion Turbine | 88.1508 | 89.9672 | 88.9122
8902_G_A0 | Hoover Dam | Hydro | 81.0191 | 87.391 | 83.6901
8902_G_A1 | Hoover Dam | Hydro | 83.3856 | 90.5577 | 86.392
8902_G_A2 | Hoover Dam | Hydro | 83.3856 | 90.5577 | 86.392
8902_G_A3 | Hoover Dam | Hydro | 83.3856 | 90.5577 | 86.392
8902_G_A4 | Hoover Dam | Hydro | 83.3856 | 90.5577 | 86.392
8902_G_A5 | Hoover Dam | Hydro | 83.3856 | 90.5577 | 86.392
8902_G_A6 | Hoover Dam | Hydro | 83.3856 | 90.5577 | 86.392
8902_G_A7 | Hoover Dam | Hydro | 83.3856 | 90.5577 | 86.392
8902_G_A8 | Hoover Dam | Hydro | 83.3856 | 90.5577 | 86.392
8902_G_A9 | Hoover Dam | Hydro | 83.3856 | 90.5577 | 86.392
8906_G_1 | Astoria Generating Station | Combustion Turbine | 84.7073 | 87.0873 | 85.7049
8907_G_3 | Indian Point 3 | Nuclear | 90.5309 | 97.1369 | 93.3
894_G_1 | Oglesby | Combustion Turbine | 84.7073 | 87.0873 | 85.7049
894_G_2 | Oglesby | Combustion Turbine | 84.7073 | 87.0873 | 85.7049
894_G_3 | Oglesby | Combustion Turbine | 84.7073 | 87.0873 | 85.7049
894_G_4 | Oglesby | Combustion Turbine | 84.7073 | 87.0873 | 85.7049
895_G_1 | Stallings | Combustion Turbine | 88.1508 | 89.9672 | 88.9122
895_G_2 | Stallings | Combustion Turbine | 88.1508 | 89.9672 | 88.9122
895_G_3 | Stallings | Combustion Turbine | 88.1508 | 89.9672 | 88.9122
895_G_4 | Stallings | Combustion Turbine | 88.1508 | 89.9672 | 88.9122
899_G_GT1 | Moline | Combustion Turbine | 84.7073 | 87.0873 | 85.7049
899_G_GT2 | Moline | Combustion Turbine | 84.7073 | 87.0873 | 85.7049
899_G_GT3 | Moline | Combustion Turbine | 84.7073 | 87.0873 | 85.7049
899_G_GT4 | Moline | Combustion Turbine | 84.7073 | 87.0873 | 85.7049
899_G_HY1 | Moline | Hydro | 81.0191 | 87.391 | 83.6901
899_G_HY2 | Moline | Hydro | 81.0191 | 87.391 | 83.6901
899_G_HY3 | Moline | Hydro | 81.0191 | 87.391 | 83.6901
899_G_HY4 | Moline | Hydro | 81.0191 | 87.391 | 83.6901
9_G_1 | Copper | Combustion Turbine | 89.6928 | 92.6015 | 90.9121
902_G_1 | Bottle Rock Power | Geothermal | 96.5697 | 97.5257 | 96.9704
903_G_1 | Rockton | Hydro | 81.0191 | 87.391 | 83.6901
903_G_2 | Rockton | Hydro | 81.0191 | 87.391 | 83.6901
9038_G_10 | Cherry Street | Combustion Turbine | 84.7073 | 87.0873 | 85.7049
9038_G_11 | Cherry Street | Combustion Turbine | 84.7073 | 87.0873 | 85.7049
9038_G_12 | Cherry Street | Combustion Turbine | 84.7073 | 87.0873 | 85.7049
9038_G_7 | Cherry Street | Combustion Turbine | 84.7073 | 87.0873 | 85.7049
9038_G_8 | Cherry Street | Combustion Turbine | 84.7073 | 87.0873 | 85.7049
905_G_1 | Alamo | Hydro | 81.0191 | 87.391 | 83.6901
9095_G_6 | Monroe Street | Hydro | 85.5621 | 81.0962 | 83.6901
9096_G_1 | Upper Falls | Hydro | 85.5621 | 81.0962 | 83.6901
913_G_GT2 | Venice | Combustion Turbine | 88.1508 | 89.9672 | 88.9122
913_G_GT3 | Venice | Combustion Turbine | 89.6928 | 92.6015 | 90.9121
913_G_GT4 | Venice | Combustion Turbine | 89.6928 | 92.6015 | 90.9121
913_G_GT5 | Venice | Combustion Turbine | 89.6928 | 92.6015 | 90.9121
917_G_1 | Quincy Chute | Hydro | 85.5621 | 81.0962 | 83.6901
925_G_2 | Hydro Plant No 3 | Hydro | 81.0191 | 87.391 | 83.6901
925_G_3 | Hydro Plant No 3 | Hydro | 81.0191 | 87.391 | 83.6901
934_G_2 | Breese | Combustion Turbine | 84.7073 | 87.0873 | 85.7049
934_G_5 | Breese | Combustion Turbine | 84.7073 | 87.0873 | 85.7049
934_G_6 | Breese | Combustion Turbine | 84.7073 | 87.0873 | 85.7049
934_G_7 | Breese | Combustion Turbine | 84.7073 | 87.0873 | 85.7049
934_G_IC1 | Breese | Combustion Turbine | 84.7073 | 87.0873 | 85.7049
934_G_IC3 | Breese | Combustion Turbine | 84.7073 | 87.0873 | 85.7049
935_G_1 | Bushnell | Combustion Turbine | 84.7073 | 87.0873 | 85.7049
935_G_2 | Bushnell | Combustion Turbine | 84.7073 | 87.0873 | 85.7049
935_G_3 | Bushnell | Combustion Turbine | 84.7073 | 87.0873 | 85.7049
935_G_4 | Bushnell | Combustion Turbine | 84.7073 | 87.0873 | 85.7049
935_G_5 | Bushnell | Combustion Turbine | 84.7073 | 87.0873 | 85.7049
935_G_6 | Bushnell | Combustion Turbine | 84.7073 | 87.0873 | 85.7049
935_G_7 | Bushnell | Combustion Turbine | 84.7073 | 87.0873 | 85.7049
936_G_1 | Carlyle | Combustion Turbine | 84.7073 | 87.0873 | 85.7049
936_G_10 | Carlyle | Combustion Turbine | 84.7073 | 87.0873 | 85.7049
936_G_7 | Carlyle | Combustion Turbine | 84.7073 | 87.0873 | 85.7049
936_G_8 | Carlyle | Combustion Turbine | 84.7073 | 87.0873 | 85.7049
936_G_9 | Carlyle | Combustion Turbine | 84.7073 | 87.0873 | 85.7049
937_G_10 | Carmi | Combustion Turbine | 84.7073 | 87.0873 | 85.7049
937_G_11 | Carmi | Combustion Turbine | 84.7073 | 87.0873 | 85.7049
937_G_12 | Carmi | Combustion Turbine | 84.7073 | 87.0873 | 85.7049
937_G_13 | Carmi | Combustion Turbine | 84.7073 | 87.0873 | 85.7049
937_G_5 | Carmi | Combustion Turbine | 84.7073 | 87.0873 | 85.7049
937_G_6 | Carmi | Combustion Turbine | 84.7073 | 87.0873 | 85.7049
937_G_7 | Carmi | Combustion Turbine | 84.7073 | 87.0873 | 85.7049
937_G_8 | Carmi | Combustion Turbine | 84.7073 | 87.0873 | 85.7049
937_G_9 | Carmi | Combustion Turbine | 84.7073 | 87.0873 | 85.7049
940_G_IC5 | Fairfield | Combustion Turbine | 84.7073 | 87.0873 | 85.7049
940_G_IC6 | Fairfield | Combustion Turbine | 84.7073 | 87.0873 | 85.7049
940_G_IC7 | Fairfield | Combustion Turbine | 84.7073 | 87.0873 | 85.7049
941_G_1 | Farmer City | Combustion Turbine | 84.7073 | 87.0873 | 85.7049
941_G_2 | Farmer City | Combustion Turbine | 84.7073 | 87.0873 | 85.7049
941_G_4 | Farmer City | Combustion Turbine | 84.7073 | 87.0873 | 85.7049
941_G_5 | Farmer City | Combustion Turbine | 84.7073 | 87.0873 | 85.7049
943_G_1 | Freeburg | Combustion Turbine | 84.7073 | 87.0873 | 85.7049
943_G_10 | Freeburg | Combustion Turbine | 84.7073 | 87.0873 | 85.7049
943_G_11 | Freeburg | Combustion Turbine | 84.7073 | 87.0873 | 85.7049
943_G_12 | Freeburg | Combustion Turbine | 84.7073 | 87.0873 | 85.7049
943_G_2 | Freeburg | Combustion Turbine | 84.7073 | 87.0873 | 85.7049
943_G_3 | Freeburg | Combustion Turbine | 84.7073 | 87.0873 | 85.7049
943_G_4 | Freeburg | Combustion Turbine | 84.7073 | 87.0873 | 85.7049
943_G_6 | Freeburg | Combustion Turbine | 84.7073 | 87.0873 | 85.7049
943_G_7 | Freeburg | Combustion Turbine | 84.7073 | 87.0873 | 85.7049
943_G_8 | Freeburg | Combustion Turbine | 84.7073 | 87.0873 | 85.7049
943_G_9 | Freeburg | Combustion Turbine | 84.7073 | 87.0873 | 85.7049
944_G_1 | Geneseo | Combustion Turbine | 84.7073 | 87.0873 | 85.7049
944_G_10 | Geneseo | Wind | 95 | 95 | 95
944_G_11 | Geneseo | Wind | 95 | 95 | 95
944_G_2 | Geneseo | Combustion Turbine | 84.7073 | 87.0873 | 85.7049
944_G_3 | Geneseo | Combustion Turbine | 84.7073 | 87.0873 | 85.7049
944_G_4 | Geneseo | Combustion Turbine | 84.7073 | 87.0873 | 85.7049
944_G_5A | Geneseo | Combustion Turbine | 84.7073 | 87.0873 | 85.7049
944_G_6A | Geneseo | Combustion Turbine | 84.7073 | 87.0873 | 85.7049
944_G_7 | Geneseo | Combustion Turbine | 84.7073 | 87.0873 | 85.7049
944_G_9 | Geneseo | Combustion Turbine | 84.7073 | 87.0873 | 85.7049
946_G_IC1 | Highland | Combustion Turbine | 84.7073 | 87.0873 | 85.7049
946_G_IC2 | Highland | Combustion Turbine | 84.7073 | 87.0873 | 85.7049
946_G_IC3 | Highland | Combustion Turbine | 84.7073 | 87.0873 | 85.7049
946_G_IC5 | Highland | Combustion Turbine | 84.7073 | 87.0873 | 85.7049
946_G_IC6 | Highland | Combustion Turbine | 84.7073 | 87.0873 | 85.7049
946_G_IC7 | Highland | Combustion Turbine | 84.7073 | 87.0873 | 85.7049
946_G_IC8 | Highland | Combustion Turbine | 84.7073 | 87.0873 | 85.7049
948_G_2 | McLeansboro | Combustion Turbine | 84.7073 | 87.0873 | 85.7049
948_G_5 | McLeansboro | Combustion Turbine | 84.7073 | 87.0873 | 85.7049
948_G_6 | McLeansboro | Combustion Turbine | 84.7073 | 87.0873 | 85.7049
948_G_7 | McLeansboro | Combustion Turbine | 84.7073 | 87.0873 | 85.7049
948_G_8 | McLeansboro | Combustion Turbine | 84.7073 | 87.0873 | 85.7049
948_G_9 | McLeansboro | Combustion Turbine | 84.7073 | 87.0873 | 85.7049
949_G_10 | Marshall | Combustion Turbine | 84.7073 | 87.0873 | 85.7049
949_G_11 | Marshall | Combustion Turbine | 84.7073 | 87.0873 | 85.7049
949_G_12 | Marshall | Combustion Turbine | 84.7073 | 87.0873 | 85.7049
949_G_13 | Marshall | Combustion Turbine | 84.7073 | 87.0873 | 85.7049
949_G_5 | Marshall | Combustion Turbine | 84.7073 | 87.0873 | 85.7049
949_G_6 | Marshall | Combustion Turbine | 84.7073 | 87.0873 | 85.7049
949_G_7 | Marshall | Combustion Turbine | 84.7073 | 87.0873 | 85.7049
949_G_8 | Marshall | Combustion Turbine | 84.7073 | 87.0873 | 85.7049
949_G_9 | Marshall | Combustion Turbine | 84.7073 | 87.0873 | 85.7049
950_G_IC1 | Mascoutah | Combustion Turbine | 84.7073 | 87.0873 | 85.7049
950_G_IC2 | Mascoutah | Combustion Turbine | 84.7073 | 87.0873 | 85.7049
950_G_IC3 | Mascoutah | Combustion Turbine | 84.7073 | 87.0873 | 85.7049
950_G_IC4 | Mascoutah | Combustion Turbine | 84.7073 | 87.0873 | 85.7049
950_G_IC5 | Mascoutah | Combustion Turbine | 84.7073 | 87.0873 | 85.7049
955_G_10 | Peru | Combustion Turbine | 84.7073 | 87.0873 | 85.7049
955_G_3 | Peru | Combustion Turbine | 84.7073 | 87.0873 | 85.7049
955_G_7 | Peru | Combustion Turbine | 84.7073 | 87.0873 | 85.7049
955_G_8 | Peru | Combustion Turbine | 84.7073 | 87.0873 | 85.7049
955_G_9 | Peru | Combustion Turbine | 84.7073 | 87.0873 | 85.7049
955_G_GT1 | Peru | Combustion Turbine | 84.7073 | 87.0873 | 85.7049
955_G_HC1 | Peru | Hydro | 81.0191 | 87.391 | 83.6901
955_G_HC2 | Peru | Hydro | 81.0191 | 87.391 | 83.6901
955_G_HC3 | Peru | Hydro | 81.0191 | 87.391 | 83.6901
955_G_HC4 | Peru | Hydro | 81.0191 | 87.391 | 83.6901
955_G_IC1 | Peru | Combustion Turbine | 84.7073 | 87.0873 | 85.7049
955_G_IC2 | Peru | Combustion Turbine | 84.7073 | 87.0873 | 85.7049
955_G_IC3 | Peru | Combustion Turbine | 84.7073 | 87.0873 | 85.7049
956_G_1 | C H Corn Hydroelectric Facility | Hydro | 81.0191 | 87.391 | 83.6901
956_G_2 | C H Corn Hydroelectric Facility | Hydro | 81.0191 | 87.391 | 83.6901
956_G_3 | C H Corn Hydroelectric Facility | Hydro | 81.0191 | 87.391 | 83.6901
957_G_1 | Princeton | Combustion Turbine | 84.7073 | 87.0873 | 85.7049
957_G_2 | Princeton | Combustion Turbine | 84.7073 | 87.0873 | 85.7049
957_G_3 | Princeton | Combustion Turbine | 84.7073 | 87.0873 | 85.7049
957_G_4 | Princeton | Combustion Turbine | 84.7073 | 87.0873 | 85.7049
957_G_5 | Princeton | Combustion Turbine | 84.7073 | 87.0873 | 85.7049
957_G_6 | Princeton | Combustion Turbine | 84.7073 | 87.0873 | 85.7049
957_G_7 | Princeton | Combustion Turbine | 84.7073 | 87.0873 | 85.7049
957_G_8 | Princeton | Combustion Turbine | 84.7073 | 87.0873 | 85.7049
958_G_1 | Rantoul | Combustion Turbine | 84.7073 | 87.0873 | 85.7049
958_G_10 | Rantoul | Combustion Turbine | 84.7073 | 87.0873 | 85.7049
958_G_11 | Rantoul | Combustion Turbine | 84.7073 | 87.0873 | 85.7049
958_G_12 | Rantoul | Combustion Turbine | 84.7073 | 87.0873 | 85.7049
958_G_13 | Rantoul | Combustion Turbine | 84.7073 | 87.0873 | 85.7049
958_G_14 | Rantoul | Combustion Turbine | 84.7073 | 87.0873 | 85.7049
958_G_15 | Rantoul | Combustion Turbine | 84.7073 | 87.0873 | 85.7049
958_G_16 | Rantoul | Combustion Turbine | 84.7073 | 87.0873 | 85.7049
958_G_2 | Rantoul | Combustion Turbine | 84.7073 | 87.0873 | 85.7049
958_G_3 | Rantoul | Combustion Turbine | 84.7073 | 87.0873 | 85.7049
958_G_4 | Rantoul | Combustion Turbine | 84.7073 | 87.0873 | 85.7049
958_G_5 | Rantoul | Combustion Turbine | 84.7073 | 87.0873 | 85.7049
958_G_7 | Rantoul | Combustion Turbine | 84.7073 | 87.0873 | 85.7049
958_G_8 | Rantoul | Combustion Turbine | 84.7073 | 87.0873 | 85.7049
958_G_9 | Rantoul | Combustion Turbine | 84.7073 | 87.0873 | 85.7049
959_G_1 | Red Bud | Combustion Turbine | 84.7073 | 87.0873 | 85.7049
959_G_2 | Red Bud | Combustion Turbine | 84.7073 | 87.0873 | 85.7049
959_G_3 | Red Bud | Combustion Turbine | 84.7073 | 87.0873 | 85.7049
959_G_4 | Red Bud | Combustion Turbine | 84.7073 | 87.0873 | 85.7049
959_G_7 | Red Bud | Combustion Turbine | 84.7073 | 87.0873 | 85.7049
959_G_8 | Red Bud | Combustion Turbine | 84.7073 | 87.0873 | 85.7049
960_G_1 | North Ninth Street | Combustion Turbine | 84.7073 | 87.0873 | 85.7049
960_G_10 | North Ninth Street | Combustion Turbine | 84.7073 | 87.0873 | 85.7049
960_G_3 | North Ninth Street | Combustion Turbine | 84.7073 | 87.0873 | 85.7049
960_G_4 | North Ninth Street | Combustion Turbine | 84.7073 | 87.0873 | 85.7049
960_G_6 | North Ninth Street | Combustion Turbine | 84.7073 | 87.0873 | 85.7049
960_G_7 | North Ninth Street | Combustion Turbine | 84.7073 | 87.0873 | 85.7049
960_G_8 | North Ninth Street | Combustion Turbine | 84.7073 | 87.0873 | 85.7049
960_G_9 | North Ninth Street | Combustion Turbine | 84.7073 | 87.0873 | 85.7049
961_G_1 | South Main Street | Combustion Turbine | 84.7073 | 87.0873 | 85.7049
961_G_2 | South Main Street | Combustion Turbine | 84.7073 | 87.0873 | 85.7049
964_G_D1 | Lakeside | Combustion Turbine | 84.7073 | 87.0873 | 85.7049
964_G_D2 | Lakeside | Combustion Turbine | 84.7073 | 87.0873 | 85.7049
964_G_D3 | Lakeside | Combustion Turbine | 84.7073 | 87.0873 | 85.7049
965_G_1 | Reynolds | Combustion Turbine | 84.7073 | 87.0873 | 85.7049
9674_G_GT1 | Nine Springs | Combustion Turbine | 84.7073 | 87.0873 | 85.7049
969_G_1 | Sullivan | Combustion Turbine | 84.7073 | 87.0873 | 85.7049
969_G_10 | Sullivan | Combustion Turbine | 84.7073 | 87.0873 | 85.7049
969_G_11 | Sullivan | Combustion Turbine | 84.7073 | 87.0873 | 85.7049
969_G_12 | Sullivan | Combustion Turbine | 84.7073 | 87.0873 | 85.7049
969_G_2 | Sullivan | Combustion Turbine | 84.7073 | 87.0873 | 85.7049
969_G_3 | Sullivan | Combustion Turbine | 84.7073 | 87.0873 | 85.7049
969_G_4 | Sullivan | Combustion Turbine | 84.7073 | 87.0873 | 85.7049
969_G_5 | Sullivan | Combustion Turbine | 84.7073 | 87.0873 | 85.7049
969_G_6 | Sullivan | Combustion Turbine | 84.7073 | 87.0873 | 85.7049
969_G_9 | Sullivan | Combustion Turbine | 84.7073 | 87.0873 | 85.7049
971_G_1 | Waterloo | Combustion Turbine | 84.7073 | 87.0873 | 85.7049
971_G_12 | Waterloo | Combustion Turbine | 84.7073 | 87.0873 | 85.7049
971_G_2 | Waterloo | Combustion Turbine | 84.7073 | 87.0873 | 85.7049
971_G_3 | Waterloo | Combustion Turbine | 84.7073 | 87.0873 | 85.7049
971_G_4 | Waterloo | Combustion Turbine | 84.7073 | 87.0873 | 85.7049
971_G_5 | Waterloo | Combustion Turbine | 84.7073 | 87.0873 | 85.7049
971_G_6 | Waterloo | Combustion Turbine | 84.7073 | 87.0873 | 85.7049
971_G_7 | Waterloo | Combustion Turbine | 84.7073 | 87.0873 | 85.7049
971_G_8 | Waterloo | Combustion Turbine | 84.7073 | 87.0873 | 85.7049
972_G_8 | Winnetka | Combustion Turbine | 84.7073 | 87.0873 | 85.7049
972_G_9 | Winnetka | Combustion Turbine | 84.7073 | 87.0873 | 85.7049
976_G_5 | Marion | Combustion Turbine | 89.6928 | 92.6015 | 90.9121
976_G_6 | Marion | Combustion Turbine | 89.6928 | 92.6015 | 90.9121
9842_G_20 | Newhalem | Hydro | 85.5621 | 81.0962 | 83.6901
986_G_1 | Elkhart | Hydro | 81.0191 | 87.391 | 83.6901
986_G_2 | Elkhart | Hydro | 81.0191 | 87.391 | 83.6901
986_G_3 | Elkhart | Hydro | 81.0191 | 87.391 | 83.6901
9864_G_1 | Cabot Holyoke | Hydro | 81.0191 | 87.391 | 83.6901
9864_G_2 | Cabot Holyoke | Hydro | 81.0191 | 87.391 | 83.6901
9864_G_3 | Cabot Holyoke | Hydro | 81.0191 | 87.391 | 83.6901
9864_G_4 | Cabot Holyoke | Hydro | 81.0191 | 87.391 | 83.6901
987_G_1 | Last Chance | Hydro | 81.0191 | 87.391 | 83.6901
987_G_2 | Last Chance | Hydro | 81.0191 | 87.391 | 83.6901
987_G_3 | Last Chance | Hydro | 81.0191 | 87.391 | 83.6901
989_G_H1E | Twin Branch | Hydro | 81.0191 | 87.391 | 83.6901
989_G_H1W | Twin Branch | Hydro | 81.0191 | 87.391 | 83.6901
989_G_H2W | Twin Branch | Hydro | 81.0191 | 87.391 | 83.6901
989_G_H3W | Twin Branch | Hydro | 81.0191 | 87.391 | 83.6901
989_G_H4W | Twin Branch | Hydro | 81.0191 | 87.391 | 83.6901
989_G_H5W | Twin Branch | Hydro | 81.0191 | 87.391 | 83.6901
989_G_H6E | Twin Branch | Hydro | 81.0191 | 87.391 | 83.6901
989_G_H6W | Twin Branch | Hydro | 81.0191 | 87.391 | 83.6901
99_G_1 | Frederickson | Combustion Turbine | 91.7667 | 89.728 | 90.9121
99_G_2 | Frederickson | Combustion Turbine | 91.7667 | 89.728 | 90.9121
990_G_3 | Harding Street | O/G Steam | 86.8517 | 91.6567 | 88.8659
990_G_GT1 | Harding Street | Combustion Turbine | 88.1508 | 89.9672 | 88.9122
990_G_GT2 | Harding Street | Combustion Turbine | 88.1508 | 89.9672 | 88.9122
990_G_GT3 | Harding Street | Combustion Turbine | 88.1508 | 89.9672 | 88.9122
990_G_GT4 | Harding Street | Combustion Turbine | 89.6928 | 92.6015 | 90.9121
990_G_GT5 | Harding Street | Combustion Turbine | 89.6928 | 92.6015 | 90.9121
990_G_GT6 | Harding Street | Combustion Turbine | 89.6928 | 92.6015 | 90.9121
990_G_IC1 | Harding Street | Combustion Turbine | 84.7073 | 87.0873 | 85.7049
991_G_2 | Eagle Valley | O/G Steam | 86.8517 | 91.6567 | 88.8659
991_G_IC1 | Eagle Valley | Combustion Turbine | 84.7073 | 87.0873 | 85.7049
991_G_ST1 | Eagle Valley | O/G Steam | 86.8517 | 91.6567 | 88.8659
994_G_IC1 | AES Petersburg | Combustion Turbine | 84.7073 | 87.0873 | 85.7049
994_G_IC2 | AES Petersburg | Combustion Turbine | 84.7073 | 87.0873 | 85.7049
994_G_IC3 | AES Petersburg | Combustion Turbine | 84.7073 | 87.0873 | 85.7049
995_G_10 | Bailly | Combustion Turbine | 88.1508 | 89.9672 | 88.9122
998_G_1 | Norway | Hydro | 81.0191 | 87.391 | 83.6901
998_G_2 | Norway | Hydro | 81.0191 | 87.391 | 83.6901
998_G_3 | Norway | Hydro | 81.0191 | 87.391 | 83.6901
998_G_4 | Norway | Hydro | 81.0191 | 87.391 | 83.6901
999_G_1 | Oakdale | Hydro | 81.0191 | 87.391 | 83.6901
999_G_2 | Oakdale | Hydro | 81.0191 | 87.391 | 83.6901
999_G_3 | Oakdale | Hydro | 81.0191 | 87.391 | 83.6901
10_B_1 | Greene County | Coal Steam | 79.8779 | 86.3762 | 82.6018
10_B_2 | Greene County | Coal Steam | 79.8779 | 86.3762 | 82.6018
10003_B_BLR1 | Colorado Energy Nations Company | Coal Steam | 82.3378 | 86.374 | 84.0297
10003_B_BLR2 | Colorado Energy Nations Company | Coal Steam | 82.3378 | 86.374 | 84.0297
10003_B_BLR3 | Colorado Energy Nations Company | Coal Steam | 82.3378 | 86.374 | 84.0297
10003_B_BLR4 | Colorado Energy Nations Company | Coal Steam | 82.3378 | 86.374 | 84.0297
10003_B_BLR5 | Colorado Energy Nations Company | Coal Steam | 82.3378 | 86.374 | 84.0297
1001_B_1 | Cayuga | Coal Steam | 79.0862 | 85.7989 | 81.9
1001_B_2 | Cayuga | Coal Steam | 79.0862 | 85.7989 | 81.9
10012_B_1 | Covanta Warren Energy | Municipal Solid Waste | 90 | 90 | 90
10012_B_2 | Covanta Warren Energy | Municipal Solid Waste | 90 | 90 | 90
10013_B_1 | Covanta Hennepin Energy | Municipal Solid Waste | 90 | 90 | 90
10013_B_2 | Covanta Hennepin Energy | Municipal Solid Waste | 90 | 90 | 90
10030_B_COGEN1 | NRG Energy Center Dover | O/G Steam | 87.925 | 90.7796 | 89.1216
10033_B_11 | Greater Detroit Resource Recovery | Municipal Solid Waste | 90 | 90 | 90
10033_B_12 | Greater Detroit Resource Recovery | Municipal Solid Waste | 90 | 90 | 90
10033_B_13 | Greater Detroit Resource Recovery | Municipal Solid Waste | 90 | 90 | 90
10043_B_B01 | Logan Generating Company LP | Coal Steam | 79.8779 | 86.3762 | 82.6018
10052_B_BLR1 | Fairhaven Power | Biomass | 83 | 83 | 83
10062_B_BLR1 | Miami Dade County Resource Recovery Fac | Municipal Solid Waste | 90 | 90 | 90
10062_B_BLR2 | Miami Dade County Resource Recovery Fac | Municipal Solid Waste | 90 | 90 | 90
10062_B_BLR3 | Miami Dade County Resource Recovery Fac | Municipal Solid Waste | 90 | 90 | 90
10062_B_BLR4 | Miami Dade County Resource Recovery Fac | Municipal Solid Waste | 90 | 90 | 90
10071_B_1A | Portsmouth Genco LLC | Coal Steam | 82.3378 | 86.374 | 84.0297
10071_B_1B | Portsmouth Genco LLC | Coal Steam | 82.3378 | 86.374 | 84.0297
10071_B_1C | Portsmouth Genco LLC | Coal Steam | 82.3378 | 86.374 | 84.0297
10071_B_2A | Portsmouth Genco LLC | Coal Steam | 82.3378 | 86.374 | 84.0297
10071_B_2B | Portsmouth Genco LLC | Coal Steam | 82.3378 | 86.374 | 84.0297
10071_B_2C | Portsmouth Genco LLC | Coal Steam | 82.3378 | 86.374 | 84.0297
10072_B_WHBOIL | Engineered Carbons Borger Cogen | Fossil Waste | 90 | 90 | 90
10075_B_1 | Taconite Harbor Energy Center | Coal Steam | 82.3378 | 86.374 | 84.0297
10075_B_2 | Taconite Harbor Energy Center | Coal Steam | 82.3378 | 86.374 | 84.0297
1008_B_2 | R Gallagher | Coal Steam | 82.661 | 88.2085 | 84.9864
1008_B_4 | R Gallagher | Coal Steam | 82.661 | 88.2085 | 84.9864
10090_B_SMB001 | Commerce Refuse To Energy | Municipal Solid Waste | 90 | 90 | 90
1010_B_6 | Wabash River | Coal Steam | 81.9672 | 87.8036 | 84.4137
10113_B_CFB1 | John B Rich Memorial Power Station | Coal Steam | 85.2155 | 82.3866 | 84.0297
10113_B_CFB2 | John B Rich Memorial Power Station | Coal Steam | 85.2155 | 82.3866 | 84.0297
10118_B_1 | Harrisburg Facility | Municipal Solid Waste | 90 | 90 | 90
10118_B_2 | Harrisburg Facility | Municipal Solid Waste | 90 | 90 | 90
10118_B_3 | Harrisburg Facility | Municipal Solid Waste | 90 | 90 | 90
1012_B_2 | F B Culley | Coal Steam | 82.3378 | 86.374 | 84.0297
1012_B_3 | F B Culley | Coal Steam | 79.8779 | 86.3762 | 82.6018
10143_B_ABB01 | Colver Power Project | Coal Steam | 82.661 | 88.2085 | 84.9864
10144_B_BLR3 | Sierra Pacific Lincoln Facility | Biomass | 83 | 83 | 83
10148_B_BLR 1 | White Pine Electric Power | Coal Steam | 82.3378 | 86.374 | 84.0297
10148_B_BLR 2 | White Pine Electric Power | Coal Steam | 82.3378 | 86.374 | 84.0297
10151_B_BLR1A | Grant Town Power Plant | Coal Steam | 85.2155 | 82.3866 | 84.0297
10151_B_BLR1B | Grant Town Power Plant | Coal Steam | 85.2155 | 82.3866 | 84.0297
10187_B_COBOIL | Engineered Carbons Echo Cogeneration | Fossil Waste | 90 | 90 | 90
10216_B_PB1 | Alabama River Pulp | Non-Fossil Waste | 90 | 90 | 90
10216_B_RB1 | Alabama River Pulp | Non-Fossil Waste | 90 | 90 | 90
10233_B_PB | Leaf River Cellulose LLC | O/G Steam | 87.925 | 90.7796 | 89.1216
10233_B_RB | Leaf River Cellulose LLC | O/G Steam | 87.925 | 90.7796 | 89.1216
1024_B_5 | Crawfordsville | Coal Steam | 82.3378 | 86.374 | 84.0297
1024_B_6 | Crawfordsville | Coal Steam | 82.3378 | 86.374 | 84.0297
10290_B_EU1 | Bridgewater Power LP | Biomass | 83 | 83 | 83
10300_B_BLR1 | Mecca Plant | Biomass | 83 | 83 | 83
10300_B_BLR2 | Mecca Plant | Biomass | 83 | 83 | 83
1032_B_5 | Logansport | Coal Steam | 82.3378 | 86.374 | 84.0297
1032_B_6 | Logansport | Coal Steam | 82.3378 | 86.374 | 84.0297
10328_B_BLR1 | T B Simon Power Plant | Coal Steam | 82.3378 | 86.374 | 84.0297
10328_B_BLR2 | T B Simon Power Plant | Coal Steam | 82.3378 | 86.374 | 84.0297
10328_B_BLR3 | T B Simon Power Plant | Coal Steam | 82.3378 | 86.374 | 84.0297
10328_B_BLR4 | T B Simon Power Plant | Coal Steam | 82.3378 | 86.374 | 84.0297
10328_B_BLR6 | T B Simon Power Plant | Coal Steam | 82.3378 | 86.374 | 84.0297
10333_B_1 | Central Power & Lime | Coal Steam | 82.661 | 88.2085 | 84.9864
10343_B_SG-101 | Foster Wheeler Mt Carmel Cogen | Coal Steam | 85.2155 | 82.3866 | 84.0297
10346_B_BOIL01 | Hillman Power LLC | Biomass | 83 | 83 | 83
10354_B_1 | Boralex Beaver Livermore Falls | Biomass | 83 | 83 | 83
10356_B_BOIL1 | Boralex Ashland | Biomass | 83 | 83 | 83
1037_B_2 | Peru | Coal Steam | 82.3378 | 86.374 | 84.0297
1037_B_5 | Peru | Coal Steam | 82.3378 | 86.374 | 84.0297
10377_B_1A | James River Genco LLC | Coal Steam | 82.3378 | 86.374 | 84.0297
10377_B_1B | James River Genco LLC | Coal Steam | 82.3378 | 86.374 | 84.0297
10377_B_1C | James River Genco LLC | Coal Steam | 82.3378 | 86.374 | 84.0297
10377_B_2A | James River Genco LLC | Coal Steam | 82.3378 | 86.374 | 84.0297
10377_B_2B | James River Genco LLC | Coal Steam | 82.3378 | 86.374 | 84.0297
10377_B_2C | James River Genco LLC | Coal Steam | 82.3378 | 86.374 | 84.0297
10378_B_1A | CPI USA NC Southport | Coal Steam | 82.3378 | 86.374 | 84.0297
10378_B_1B | CPI USA NC Southport | Coal Steam | 82.3378 | 86.374 | 84.0297
10378_B_1C | CPI USA NC Southport | Coal Steam | 82.3378 | 86.374 | 84.0297
10378_B_2A | CPI USA NC Southport | Coal Steam | 82.3378 | 86.374 | 84.0297
10378_B_2B | CPI USA NC Southport | Coal Steam | 82.3378 | 86.374 | 84.0297
10378_B_2C | CPI USA NC Southport | Coal Steam | 82.3378 | 86.374 | 84.0297
10379_B_1A | CPI USA NC Roxboro | Biomass | 83 | 83 | 83
10379_B_1B | CPI USA NC Roxboro | Biomass | 83 | 83 | 83
10379_B_1C | CPI USA NC Roxboro | Biomass | 83 | 83 | 83
10380_B_A BLR | Elizabethtown Power LLC | Coal Steam | 82.3378 | 86.374 | 84.0297
10380_B_B BLR | Elizabethtown Power LLC | Coal Steam | 82.3378 | 86.374 | 84.0297
10381_B_1A | Coastal Carolina Clean Power | Biomass | 83 | 83 | 83
10381_B_1B | Coastal Carolina Clean Power | Biomass | 83 | 83 | 83
10382_B_UNIT1 | Lumberton | Coal Steam | 82.3378 | 86.374 | 84.0297
10382_B_UNIT2 | Lumberton | Coal Steam | 82.3378 | 86.374 | 84.0297
10384_B_1A | Edgecombe Genco LLC | Coal Steam | 82.3378 | 86.374 | 84.0297
10384_B_1B | Edgecombe Genco LLC | Coal Steam | 82.3378 | 86.374 | 84.0297
10384_B_2A | Edgecombe Genco LLC | Coal Steam | 82.3378 | 86.374 | 84.0297
10384_B_2B | Edgecombe Genco LLC | Coal Steam | 82.3378 | 86.374 | 84.0297
10395_B_1 | Coyote Canyon Steam Plant | Landfill Gas | 90 | 90 | 90
1040_B_1 | Whitewater Valley | Coal Steam | 82.3378 | 86.374 | 84.0297
1040_B_2 | Whitewater Valley | Coal Steam | 82.3378 | 86.374 | 84.0297
10416_B_BO4 | Pensacola Florida Plant | O/G Steam | 87.925 | 90.7796 | 89.1216
10416_B_BO5 | Pensacola Florida Plant | O/G Steam | 87.925 | 90.7796 | 89.1216
10416_B_BO6 | Pensacola Florida Plant | O/G Steam | 87.925 | 90.7796 | 89.1216
10416_B_BO7 | Pensacola Florida Plant | O/G Steam | 87.925 | 90.7796 | 89.1216
10416_B_BO8 | Pensacola Florida Plant | O/G Steam | 87.925 | 90.7796 | 89.1216
10416_B_BO9 | Pensacola Florida Plant | O/G Steam | 87.925 | 90.7796 | 89.1216
10435_B_SG101A | Camden Resource Recovery Facility | Municipal Solid Waste | 90 | 90 | 90
10435_B_SG101B | Camden Resource Recovery Facility | Municipal Solid Waste | 90 | 90 | 90
10435_B_SG101C | Camden Resource Recovery Facility | Municipal Solid Waste | 90 | 90 | 90
10437_B_1SH | SEGS I | Solar Thermal | 90 | 90 | 90
10438_B_2U100 | SEGS II | Solar Thermal | 90 | 90 | 90
10439_B_3U100 | SEGS III | Solar Thermal | 90 | 90 | 90
10440_B_4U100 | SEGS IV | Solar Thermal | 90 | 90 | 90
10441_B_5U100 | SEGS V | Solar Thermal | 90 | 90 | 90
10442_B_6U100 | SEGS VI | Solar Thermal | 90 | 90 | 90
10443_B_7U100 | SEGS VII | Solar Thermal | 90 | 90 | 90
10444_B_HTFHTR | SEGS VIII | Solar Thermal | 90 | 90 | 90
10446_B_HTFHTR | SEGS IX | Solar Thermal | 90 | 90 | 90
10464_B_E0001 | Black River Generation | Coal Steam | 82.3378 | 86.374 | 84.0297
10464_B_E0002 | Black River Generation | Coal Steam | 82.3378 | 86.374 | 84.0297
10464_B_E0003 | Black River Generation | Coal Steam | 82.3378 | 86.374 | 84.0297
1047_B_4 | Lansing | Coal Steam | 79.8779 | 86.3762 | 82.6018
10471_B_SMB001 | Spadra Landfill Gas to Energy | Landfill Gas | 90 | 90 | 90
10472_B_B300 | Puente Hills Energy Recovery | Landfill Gas | 90 | 90 | 90
10472_B_B400 | Puente Hills Energy Recovery | Landfill Gas | 90 | 90 | 90
10473_B_B501 | Palos Verdes Gas to Energy | Landfill Gas | 90 | 90 | 90
10473_B_B502 | Palos Verdes Gas to Energy | Landfill Gas | 90 | 90 | 90
10477_B_P1 | Wisconsin Rapids Pulp Mill | Non-Fossil Waste | 90 | 90 | 90
10477_B_P2 | Wisconsin Rapids Pulp Mill | Non-Fossil Waste | 90 | 90 | 90
10477_B_P3 | Wisconsin Rapids Pulp Mill | Non-Fossil Waste | 90 | 90 | 90
10477_B_R1 | Wisconsin Rapids Pulp Mill | Non-Fossil Waste | 90 | 90 | 90
10477_B_R2 | Wisconsin Rapids Pulp Mill | Non-Fossil Waste | 90 | 90 | 90
10477_B_R3 | Wisconsin Rapids Pulp Mill | Non-Fossil Waste | 90 | 90 | 90
1048_B_2 | Milton L Kapp | Coal Steam | 79.8779 | 86.3762 | 82.6018
10495_B_6 | Rumford Cogeneration | Coal Steam | 82.3378 | 86.374 | 84.0297
10495_B_7 | Rumford Cogeneration | Coal Steam | 82.3378 | 86.374 | 84.0297
10495_B_CRECV | Rumford Cogeneration | Non-Fossil Waste | 90 | 90 | 90
10502_B_02 | Thermal Energy Dev Partnshp LP | Biomass | 83 | 83 | 83
10503_B_SG201A | Wheelabrator Hudson Falls | Municipal Solid Waste | 90 | 90 | 90
10503_B_SG201B | Wheelabrator Hudson Falls | Municipal Solid Waste | 90 | 90 | 90
10525_B_4A | Craven County Wood Energy LP | Biomass | 83 | 83 | 83
10566_B_BOIL1 | Chambers Cogeneration LP | Coal Steam | 82.661 | 88.2085 | 84.9864
10566_B_BOIL2 | Chambers Cogeneration LP | Coal Steam | 82.661 | 88.2085 | 84.9864
10593_B_BLR1 | Agrilectric Power Partners Ltd | Biomass | 83 | 83 | 83
10603_B_031 | Ebensburg Power | Coal Steam | 82.3378 | 86.374 | 84.0297
10613_B_3RB | Domtar - Woodland Mill | Non-Fossil Waste | 90 | 90 | 90
10613_B_9PB | Domtar - Woodland Mill | Non-Fossil Waste | 90 | 90 | 90
10629_B_BLR1 | Wheelabrator Baltimore Refuse | Municipal Solid Waste | 90 | 90 | 90
10629_B_BLR2 | Wheelabrator Baltimore Refuse | Municipal Solid Waste | 90 | 90 | 90
10629_B_BLR3 | Wheelabrator Baltimore Refuse | Municipal Solid Waste | 90 | 90 | 90
10640_B_BLR1 | Stockton Cogen | Coal Steam | 82.3378 | 86.374 | 84.0297
10641_B_B1 | Cambria Cogen | Coal Steam | 82.3378 | 86.374 | 84.0297
10641_B_B2 | Cambria Cogen | Coal Steam | 82.3378 | 86.374 | 84.0297
10642_B_1 | Covanta Hempstead | Municipal Solid Waste | 90 | 90 | 90
10642_B_2 | Covanta Hempstead | Municipal Solid Waste | 90 | 90 | 90
10642_B_3 | Covanta Hempstead | Municipal Solid Waste | 90 | 90 | 90
10643_B_1 | Covanta Essex Company | Municipal Solid Waste | 90 | 90 | 90
10643_B_2 | Covanta Essex Company | Municipal Solid Waste | 90 | 90 | 90
10643_B_3 | Covanta Essex Company | Municipal Solid Waste | 90 | 90 | 90
10646_B_BLR1 | American Ref-Fuel of SE CT | Municipal Solid Waste | 90 | 90 | 90
10646_B_BLR2 | American Ref-Fuel of SE CT | Municipal Solid Waste | 90 | 90 | 90
10652_B_BLR1 | Burney Forest Products | Biomass | 83 | 83 | 83
10652_B_BLR2 | Burney Forest Products | Biomass | 83 | 83 | 83
10661_B_4 | Collins Pine Project | Biomass | 83 | 83 | 83
10670_B_AAB001 | AES Deepwater | Coal Steam | 82.661 | 88.2085 | 84.9864
10671_B_1A | AES Shady Point LLC | Coal Steam | 82.3378 | 86.374 | 84.0297
10671_B_1B | AES Shady Point LLC | Coal Steam | 82.3378 | 86.374 | 84.0297
10671_B_2A | AES Shady Point LLC | Coal Steam | 82.3378 | 86.374 | 84.0297
10671_B_2B | AES Shady Point LLC | Coal Steam | 82.3378 | 86.374 | 84.0297
10672_B_CBA | Cedar Bay Generating Company LP | Coal Steam | 82.3378 | 86.374 | 84.0297
10672_B_CBB | Cedar Bay Generating Company LP | Coal Steam | 82.3378 | 86.374 | 84.0297
10672_B_CBC | Cedar Bay Generating Company LP | Coal Steam | 82.3378 | 86.374 | 84.0297
10676_B_2 | AES Beaver Valley Partners Beaver Valley | Coal Steam | 82.3378 | 86.374 | 84.0297
10676_B_3 | AES Beaver Valley Partners Beaver Valley | Coal Steam | 82.3378 | 86.374 | 84.0297
10676_B_4 | AES Beaver Valley Partners Beaver Valley | Coal Steam | 82.3378 | 86.374 | 84.0297
10676_B_5 | AES Beaver Valley Partners Beaver Valley | Coal Steam | 82.3378 | 86.374 | 84.0297
10678_B_BLR1 | AES Warrior Run Cogeneration Facility | Coal Steam | 86.6162 | 82.7281 | 84.9864
10684_B_BLR25 | Argus Cogen Plant | Coal Steam | 82.3378 | 86.374 | 84.0297
10684_B_BLR26 | Argus Cogen Plant | Coal Steam | 82.3378 | 86.374 | 84.0297
10686_B_5 | Rapids Energy Center | Biomass | 83 | 83 | 83
10686_B_6 | Rapids Energy Center | Biomass | 83 | 83 | 83
10686_B_7 | Rapids Energy Center | Biomass | 83 | 83 | 83
10686_B_8 | Rapids Energy Center | Biomass | 83 | 83 | 83
1073_B_1 | Prairie Creek | Coal Steam | 82.3378 | 86.374 | 84.0297
1073_B_3 | Prairie Creek | Coal Steam | 82.3378 | 86.374 | 84.0297
1073_B_4 | Prairie Creek | Coal Steam | 82.661 | 88.2085 | 84.9864
10731_B_1 | Koppers Susquehanna Plant | Biomass | 83 | 83 | 83
10743_B_CFB1 | Morgantown Energy Facility | Coal Steam | 85.2155 | 82.3866 | 84.0297
10743_B_CFB2 | Morgantown Energy Facility | Coal Steam | 85.2155 | 82.3866 | 84.0297
10746_B_BLR1 | American Ref-Fuel of Delaware Valley | Municipal Solid Waste | 90 | 90 | 90
10746_B_BLR2 | American Ref-Fuel of Delaware Valley | Municipal Solid Waste | 90 | 90 | 90
10746_B_BLR3 | American Ref-Fuel of Delaware Valley | Municipal Solid Waste | 90 | 90 | 90
10746_B_BLR4 | American Ref-Fuel of Delaware Valley | Municipal Solid Waste | 90 | 90 | 90
10746_B_BLR5 | American Ref-Fuel of Delaware Valley | Municipal Solid Waste | 90 | 90 | 90
10746_B_BLR6 | American Ref-Fuel of Delaware Valley | Municipal Solid Waste | 90 | 90 | 90
10764_B_Zurn | Blue Lake Power LLC | Biomass | 83 | 83 | 83
10765_B_CFB002 | Indeck Jonesboro Energy Center | Biomass | 83 | 83 | 83
10766_B_CFB001 | Indeck West Enfield Energy Center | Biomass | 83 | 83 | 83
10767_B_CFB | Rio Bravo Fresno | Biomass | 83 | 83 | 83
10768_B_CFB | Rio Bravo Jasmin | Coal Steam | 82.3378 | 86.374 | 84.0297
10769_B_CFB | Rio Bravo Poso | Coal Steam | 82.3378 | 86.374 | 84.0297
10771_B_1 | Hopewell Power Station | Biomass | 82.3378 | 86.374 | 84.0297
10771_B_2 | Hopewell Power Station | Biomass | 82.3378 | 86.374 | 84.0297
10772_B_CFB | Rio Bravo Rocklin | Biomass | 83 | 83 | 83
10773_B_1 | Altavista Power Station | Biomass | 82.3378 | 86.374 | 84.0297
10773_B_2 | Altavista Power Station | Biomass | 82.3378 | 86.374 | 84.0297
10774_B_1 | Southampton Power Station | Biomass | 82.3378 | 86.374 | 84.0297
10774_B_2 | Southampton Power Station | Biomass | 82.3378 | 86.374 | 84.0297
10777_B_ZURN1 | HL Power | Biomass | 83 | 83 | 83
10784_B_BLR1 | Colstrip Energy LP | Coal Steam | 82.3378 | 86.374 | 84.0297
10793_B_BLR5 | Seaford Delaware Plant | O/G Steam | 87.925 | 90.7796 | 89.1216
108_B_SGU1 | Holcomb | Coal Steam | 81.9672 | 87.8036 | 84.4137
10803_B_HRSG A | Ogdensburg Power | Biomass | 83 | 83 | 83
1081_B_7 | Riverside | Coal Steam | 82.3378 | 86.374 | 84.0297
1081_B_8 | Riverside | Coal Steam | 82.3378 | 86.374 | 84.0297
1081_B_9 | Riverside | Coal Steam | 82.661 | 88.2085 | 84.9864
1082_B_3 | Walter Scott Jr Energy Center | Coal Steam | 80.2874 | 87.3117 | 83.2318
1082_B_4 | Walter Scott Jr Energy Center | Coal Steam | 82.9222 | 89.7194 | 85.7715
10822_B_BOIL1 | Grayling Generating Station | Biomass | 83 | 83 | 83
10836_B_BLR1 | Woodland Biomass Power Ltd | Biomass | 83 | 83 | 83
10837_B_B1 | Covanta Mendota | Biomass | 83 | 83 | 83
10838_B_BLR1 | Springfield Power LLC | Biomass | 83 | 83 | 83
10839_B_BLR1 | DG Whitefield LLC | Biomass | 83 | 83 | 83
10840_B_U1 | Delano Energy | Biomass | 83 | 83 | 83
10840_B_U2 | Delano Energy | Biomass | 83 | 83 | 83
10849_B_BLR1 | Silver Bay Power | Coal Steam | 82.3378 | 86.374 | 84.0297
10849_B_BLR2 | Silver Bay Power | Coal Steam | 82.3378 | 86.374 | 84.0297
10869_B_NORTH | Biomass One LP | Biomass | 83 | 83 | 83
10869_B_SOUTH | Biomass One LP | Biomass | 83 | 83 | 83
10883_B_GTHSG1 | Medical Area Total Energy Plant | O/G Steam | 87.925 | 90.7796 | 89.1216
10883_B_GTHSG2 | Medical Area Total Energy Plant | O/G Steam | 87.925 | 90.7796 | 89.1216
10883_B_HSG1 | Medical Area Total Energy Plant | O/G Steam | 87.925 | 90.7796 | 89.1216
10883_B_HSG2 | Medical Area Total Energy Plant | O/G Steam | 87.925 | 90.7796 | 89.1216
10883_B_PSG1 | Medical Area Total Energy Plant | O/G Steam | 87.925 | 90.7796 | 89.1216
10883_B_PSG2 | Medical Area Total Energy Plant | O/G Steam | 87.925 | 90.7796 | 89.1216
10883_B_PSG3 | Medical Area Total Energy Plant | O/G Steam | 87.925 | 90.7796 | 89.1216
1091_B_3 | George Neal North | Coal Steam | 79.0862 | 85.7989 | 81.9
1104_B_1 | Burlington | Coal Steam | 82.661 | 88.2085 | 84.9864
1122_B_7 | Ames Electric Services Power Plant | Coal Steam | 82.3378 | 86.374 | 84.0297
1122_B_8 | Ames Electric Services Power Plant | Coal Steam | 82.3378 | 86.374 | 84.0297
113_B_1 | Cholla | Coal Steam | 82.661 | 88.2085 | 84.9864
113_B_2 | Cholla | Coal Steam | 79.8779 | 86.3762 | 82.6018
113_B_3 | Cholla | Coal Steam | 79.8779 | 86.3762 | 82.6018
113_B_4 | Cholla | Coal Steam | 81.9672 | 87.8036 | 84.4137
1131_B_6 | Streeter Station | Coal Steam | 82.3378 | 86.374 | 84.0297
1131_B_7 | Streeter Station | Coal Steam | 82.3378 | 86.374 | 84.0297
116_B_1 | Ocotillo | O/G Steam | 85.0458 | 91.0047 | 87.5437
116_B_2 | Ocotillo | O/G Steam | 85.0458 | 91.0047 | 87.5437
1167_B_7 | Muscatine Plant #1 | Coal Steam | 82.3378 | 86.374 | 84.0297
1167_B_8 | Muscatine Plant #1 | Coal Steam | 82.3378 | 86.374 | 84.0297
1167_B_9 | Muscatine Plant #1 | Coal Steam | 82.661 | 88.2085 | 84.9864
118_B_1 | Saguaro | O/G Steam | 85.0458 | 91.0047 | 87.5437
118_B_2 | Saguaro | O/G Steam | 85.0458 | 91.0047 | 87.5437
120_B_1 | Yucca | O/G Steam | 87.3884 | 91.2182 | 88.9937
1217_B_1 | Earl F Wisdom | Coal Steam | 82.3378 | 86.374 | 84.0297
1218_B_1 | Fair Station | Coal Steam | 82.3378 | 86.374 | 84.0297
1218_B_2 | Fair Station | Coal Steam | 82.3378 | 86.374 | 84.0297
1230_B_1 | Cimarron River | O/G Steam | 87.925 | 90.7796 | 89.1216
1233_B_4 | Fort Dodge | O/G Steam | 85.0341 | 90.6824 | 87.4017
1235_B_3 | Great Bend | O/G Steam | 87.925 | 90.7796 | 89.1216
1240_B_1 | Gordon Evans Energy Center | O/G Steam | 85.0458 | 91.0047 | 87.5437
1240_B_2 | Gordon Evans Energy Center | O/G Steam | 81.0785 | 89.5384 | 84.6247
1241_B_1 | La Cygne | Coal Steam | 80.2874 | 87.3117 | 83.2318
1241_B_2 | La Cygne | Coal Steam | 80.2874 | 87.3117 | 83.2318
1242_B_1 | Murray Gill | O/G Steam | 87.925 | 90.7796 | 89.1216
1242_B_2 | Murray Gill | O/G Steam | 87.925 | 90.7796 | 89.1216
1242_B_3 | Murray Gill | O/G Steam | 85.0458 | 91.0047 | 87.5437
1242_B_4 | Murray Gill | O/G Steam | 87.3884 | 91.2182 | 88.9937
1248_B_4 | Hutchinson Energy Center | O/G Steam | 85.0458 | 91.0047 | 87.5437
1250_B_3 | Lawrence Energy Center | Coal Steam | 82.3378 | 86.374 | 84.0297
1250_B_4 | Lawrence Energy Center | Coal Steam | 82.661 | 88.2085 | 84.9864
1250_B_5 | Lawrence Energy Center | Coal Steam | 81.9672 | 87.8036 | 84.4137
1252_B_10 | Tecumseh Energy Center | Coal Steam | 82.661 | 88.2085 | 84.9864
1252_B_9 | Tecumseh Energy Center | Coal Steam | 82.3378 | 86.374 | 84.0297
126_B_1 | H Wilson Sundt Generating Station | O/G Steam | 87.3884 | 91.2182 | 88.9937
126_B_2 | H Wilson Sundt Generating Station | O/G Steam | 87.3884 | 91.2182 | 88.9937
126_B_3 | H Wilson Sundt Generating Station | O/G Steam | 85.0458 | 91.0047 | 87.5437
126_B_4 | H Wilson Sundt Generating Station | Coal Steam | 82.661 | 88.2085 | 84.9864
127_B_1 | Oklaunion | Coal Steam | 80.2874 | 87.3117 | 83.2318
1271_B_4 | Coffeyville | O/G Steam | 87.925 | 90.7796 | 89.1216
1271_B_5 | Coffeyville | O/G Steam | 87.925 | 90.7796 | 89.1216
1295_B_1 | Quindaro | Coal Steam | 82.3378 | 86.374 | 84.0297
1295_B_2 | Quindaro | Coal Steam | 82.661 | 88.2085 | 84.9864
130_B_1 | Cross | Coal Steam | 79.0862 | 85.7989 | 81.9
130_B_2 | Cross | Coal Steam | 79.0862 | 85.7989 | 81.9
130_B_3 | Cross | Coal Steam | 80.2874 | 87.3117 | 83.2318
130_B_4 | Cross | Coal Steam | 80.2874 | 87.3117 | 83.2318
1317_B_4 | Pratt | O/G Steam | 87.925 | 90.7796 | 89.1216
1317_B_5 | Pratt | O/G Steam | 87.3884 | 91.2182 | 88.9937
1330_B_4 | Wellington 1 | O/G Steam | 87.925 | 90.7796 | 89.1216
1336_B_GC3 | Garden City | O/G Steam | 87.925 | 90.7796 | 89.1216
1336_B_S-2 | Garden City | O/G Steam | 87.925 | 90.7796 | 89.1216
1355_B_1 | E W Brown | Coal Steam | 82.661 | 88.2085 | 84.9864
1355_B_2 | E W Brown | Coal Steam | 82.661 | 88.2085 | 84.9864
1355_B_3 | E W Brown | Coal Steam | 79.0862 | 85.7989 | 81.9
1356_B_1 | Ghent | Coal Steam | 79.0862 | 85.7989 | 81.9
1356_B_2 | Ghent | Coal Steam | 79.0862 | 85.7989 | 81.9
1356_B_3 | Ghent | Coal Steam | 79.0862 | 85.7989 | 81.9
1356_B_4 | Ghent | Coal Steam | 79.0862 | 85.7989 | 81.9
136_B_1 | Seminole | Coal Steam | 80.2874 | 87.3117 | 83.2318
136_B_2 | Seminole | Coal Steam | 80.2874 | 87.3117 | 83.2318
1364_B_1 | Mill Creek | Coal Steam | 81.9672 | 87.8036 | 84.4137
1364_B_2 | Mill Creek | Coal Steam | 81.9672 | 87.8036 | 84.4137
1364_B_3 | Mill Creek | Coal Steam | 81.9672 | 87.8036 | 84.4137
1364_B_4 | Mill Creek | Coal Steam | 79.0862 | 85.7989 | 81.9
1374_B_1 | Elmer Smith | Coal Steam | 82.661 | 88.2085 | 84.9864
1374_B_2 | Elmer Smith | Coal Steam | 79.8779 | 86.3762 | 82.6018
1378_B_1 | Paradise | Coal Steam | 80.2874 | 87.3117 | 83.2318
1378_B_2 | Paradise | Coal Steam | 80.2874 | 87.3117 | 83.2318
1378_B_3 | Paradise | Coal Steam | 82.9222 | 89.7194 | 85.7715
1379_B_1 | Shawnee | Coal Steam | 82.661 | 88.2085 | 84.9864
1379_B_10 | Shawnee | Coal Steam | 82.661 | 88.2085 | 84.9864
1379_B_2 | Shawnee | Coal Steam | 82.661 | 88.2085 | 84.9864
1379_B_3 | Shawnee | Coal Steam | 82.661 | 88.2085 | 84.9864
1379_B_4 | Shawnee | Coal Steam | 82.661 | 88.2085 | 84.9864
1379_B_5 | Shawnee | Coal Steam | 82.661 | 88.2085 | 84.9864
1379_B_6 | Shawnee | Coal Steam | 82.661 | 88.2085 | 84.9864
1379_B_7 | Shawnee | Coal Steam | 82.661 | 88.2085 | 84.9864
1379_B_8 | Shawnee | Coal Steam | 82.661 | 88.2085 | 84.9864
1379_B_9 | Shawnee | Coal Steam | 82.661 | 88.2085 | 84.9864
1381_B_C1 | Kenneth C Coleman | Coal Steam | 82.661 | 88.2085 | 84.9864
1381_B_C2 | Kenneth C Coleman | Coal Steam | 82.661 | 88.2085 | 84.9864
1381_B_C3 | Kenneth C Coleman | Coal Steam | 82.661 | 88.2085 | 84.9864
1382_B_H1 | HMP&L Station Two Henderson | Coal Steam | 82.661 | 88.2085 | 84.9864
1382_B_H2 | HMP&L Station Two Henderson | Coal Steam | 82.661 | 88.2085 | 84.9864
1383_B_R1 | Robert A Reid | Coal Steam | 82.3378 | 86.374 | 84.0297
1384_B_1 | Cooper | Coal Steam | 82.661 | 88.2085 | 84.9864
1384_B_2 | Cooper | Coal Steam | 79.8779 | 86.3762 | 82.6018
1385_B_1 | Dale | Coal Steam | 82.3378 | 86.374 | 84.0297
1385_B_2 | Dale | Coal Steam | 82.3378 | 86.374 | 84.0297
1385_B_3 | Dale | Coal Steam | 82.3378 | 86.374 | 84.0297
1385_B_4 | Dale | Coal Steam | 82.3378 | 86.374 | 84.0297
1392_B_10 | Louisiana 2 | O/G Steam | 87.925 | 90.7796 | 89.1216
1392_B_11 | Louisiana 2 | O/G Steam | 87.925 | 90.7796 | 89.1216
1392_B_12 | Louisiana 2 | O/G Steam | 87.925 | 90.7796 | 89.1216
1393_B_1A | R S Nelson | Coal Steam | 82.661 | 88.2085 | 84.9864
1393_B_2A | R S Nelson | Coal Steam | 82.661 | 88.2085 | 84.9864
1393_B_3 | R S Nelson | O/G Steam | 85.0341 | 90.6824 | 87.4017
1393_B_4 | R S Nelson | O/G Steam | 79.6985 | 86.7416 | 82.6508
1393_B_6 | R S Nelson | Coal Steam | 79.0862 | 85.7989 | 81.9
1394_B_1 | Willow Glen | O/G Steam | 85.0341 | 90.6824 | 87.4017
1394_B_2 | Willow Glen | O/G Steam | 85.0341 | 90.6824 | 87.4017
1394_B_3 | Willow Glen | O/G Steam | 79.6985 | 86.7416 | 82.6508
1394_B_4 | Willow Glen | O/G Steam | 79.6985 | 86.7416 | 82.6508
1394_B_5 | Willow Glen | O/G Steam | 79.6985 | 86.7416 | 82.6508
1400_B_1 | Teche | O/G Steam | 87.925 | 90.7796 | 89.1216
1400_B_3 | Teche | O/G Steam | 81.0785 | 89.5384 | 84.6247
1402_B_1 | Little Gypsy | O/G Steam | 81.1407 | 88.6506 | 84.2887
1402_B_2 | Little Gypsy | O/G Steam | 79.6985 | 86.7416 | 82.6508
1402_B_3 | Little Gypsy | O/G Steam | 79.6985 | 86.7416 | 82.6508
1403_B_1 | Nine Mile Point | O/G Steam | 87.925 | 90.7796 | 89.1216
1403_B_2 | Nine Mile Point | O/G Steam | 85.0458 | 91.0047 | 87.5437
1403_B_3 | Nine Mile Point | O/G Steam | 85.0341 | 90.6824 | 87.4017
1403_B_4 | Nine Mile Point | O/G Steam | 75.3904 | 82.9858 | 78.5742
1403_B_5 | Nine Mile Point | O/G Steam | 75.3904 | 82.9858 | 78.5742
1404_B_10 | Sterlington | O/G Steam | 81.1407 | 88.6506 | 84.2887
1409_B_1 | Michoud | O/G Steam | 87.925 | 90.7796 | 89.1216
1409_B_2 | Michoud | O/G Steam | 81.1407 | 88.6506 | 84.2887
1409_B_3 | Michoud | O/G Steam | 81.5054 | 88.7817 | 84.5555
141_B_1 | Agua Fria | O/G Steam | 85.0458 | 91.0047 | 87.5437
141_B_2 | Agua Fria | O/G Steam | 85.0458 | 91.0047 | 87.5437
141_B_3 | Agua Fria | O/G Steam | 85.0458 | 91.0047 | 87.5437
1416_B_5A | Arsenal Hill | O/G Steam | 85.0341 | 90.6824 | 87.4017
1417_B_1 | Lieberman | O/G Steam | 87.925 | 90.7796 | 89.1216
1417_B_2 | Lieberman | O/G Steam | 87.925 | 90.7796 | 89.1216
1417_B_3 | Lieberman | O/G Steam | 85.0458 | 91.0047 | 87.5437
1417_B_4 | Lieberman | O/G Steam | 85.0458 | 91.0047 | 87.5437
1439_B_14 | Houma | O/G Steam | 87.925 | 90.7796 | 89.1216
1439_B_15 | Houma | O/G Steam | 87.925 | 90.7796 | 89.1216
1439_B_16 | Houma | O/G Steam | 87.925 | 90.7796 | 89.1216
1443_B_1 | Louis Doc Bonin | O/G Steam | 87.925 | 90.7796 | 89.1216
1443_B_2 | Louis Doc Bonin | O/G Steam | 87.925 | 90.7796 | 89.1216
1443_B_3 | Louis Doc Bonin | O/G Steam | 85.0341 | 90.6824 | 87.4017
1447_B_1 | Minden | O/G Steam | 87.925 | 90.7796 | 89.1216
1447_B_2 | Minden | O/G Steam | 87.925 | 90.7796 | 89.1216
1448_B_10 | Monroe | O/G Steam | 87.925 | 90.7796 | 89.1216
1448_B_11 | Monroe | O/G Steam | 87.925 | 90.7796 | 89.1216
1448_B_12 | Monroe | O/G Steam | 87.925 | 90.7796 | 89.1216
1449_B_3 | Morgan City | O/G Steam | 87.925 | 90.7796 | 89.1216
1449_B_4 | Morgan City | O/G Steam | 87.925 | 90.7796 | 89.1216
1455_B_1 | Plaquemine | O/G Steam | 87.925 | 90.7796 | 89.1216
1455_B_2 | Plaquemine | O/G Steam | 87.925 | 90.7796 | 89.1216
1464_B_1B1 | Big Cajun 1 | O/G Steam | 85.0341 | 90.6824 | 87.4017
1464_B_1B2 | Big Cajun 1 | O/G Steam | 85.0341 | 90.6824 | 87.4017
147_B_K-1 | Kyrene | O/G Steam | 87.925 | 90.7796 | 89.1216
147_B_K-2 | Kyrene | O/G Steam | 87.925 | 90.7796 | 89.1216
1507_B_1 | William F Wyman | O/G Steam | 86.8517 | 91.6567 | 88.8659
1507_B_2 | William F Wyman | O/G Steam | 86.8517 | 91.6567 | 88.8659
1507_B_3 | William F Wyman | O/G Steam | 85.0576 | 91.3271 | 87.6856
1507_B_4 | William F Wyman | O/G Steam | 69.9875 | 77.4054 | 73.0969
1513_B_2 | Caribou Generation Station | O/G Steam | 86.8517 | 91.6567 | 88.8659
1552_B_1 | C P Crane | Coal Steam | 82.661 | 88.2085 | 84.9864
1552_B_2 | C P Crane | Coal Steam | 82.661 | 88.2085 | 84.9864
1554_B_3 | Herbert A Wagner | Coal Steam | 81.9672 | 87.8036 | 84.4137
1554_B_4 | Herbert A Wagner | O/G Steam | 77.5918 | 88.2168 | 82.0455
1559_B_4 | Riverside | O/G Steam | 87.925 | 90.7796 | 89.1216
1564_B_8 | Vienna Operations | O/G Steam | 85.0576 | 91.3271 | 87.6856
1571_B_1 | Chalk Point LLC | Coal Steam | 81.9672 | 87.8036 | 84.4137
1571_B_2 | Chalk Point LLC | Coal Steam | 81.9672 | 87.8036 | 84.4137
1571_B_3 | Chalk Point LLC | O/G Steam | 83.3123 | 90.8219 | 86.4602
1571_B_4 | Chalk Point LLC | O/G Steam | 83.3123 | 90.8219 | 86.4602
1572_B_1 | Dickerson | Coal Steam | 82.661 | 88.2085 | 84.9864
1572_B_2 | Dickerson | Coal Steam | 82.661 | 88.2085 | 84.9864
1572_B_3 | Dickerson | Coal Steam | 82.661 | 88.2085 | 84.9864
1573_B_1 | Morgantown Generating Plant | Coal Steam | 80.2874 | 87.3117 | 83.2318
1573_B_2 | Morgantown Generating Plant | Coal Steam | 80.2874 | 87.3117 | 83.2318
1588_B_7 | Mystic Generating Station | O/G Steam | 81.5054 | 88.7817 | 84.5555
1599_B_1 | Canal | O/G Steam | 83.3123 | 90.8219 | 86.4602
1599_B_2 | Canal | O/G Steam | 81.5054 | 88.7817 | 84.5555
160_B_2 | Apache Station | Coal Steam | 82.661 | 88.2085 | 84.9864
160_B_3 | Apache Station | Coal Steam | 82.661 | 88.2085 | 84.9864
1619_B_1 | Brayton Point | Coal Steam | 79.8779 | 86.3762 | 82.6018
1619_B_2 | Brayton Point | Coal Steam | 79.8779 | 86.3762 | 82.6018
1619_B_3 | Brayton Point | Coal Steam | 80.2874 | 87.3117 | 83.2318
1619_B_4 | Brayton Point | O/G Steam | 81.5054 | 88.7817 | 84.5555
1642_B_3 | NAEA Energy Massachusetts LLC | O/G Steam | 85.0458 | 91.0047 | 87.5437
165_B_1 | GRDA | Coal Steam | 79.0862 | 85.7989 | 81.9
165_B_2 | GRDA | Coal Steam | 79.0862 | 85.7989 | 81.9
167_B_2 | Cecil Lynch | O/G Steam | 87.925 | 90.7796 | 89.1216
167_B_3 | Cecil Lynch | O/G Steam | 85.0341 | 90.6824 | 87.4017
168_B_1 | Hamilton Moses | O/G Steam | 87.3884 | 91.2182 | 88.9937
168_B_2 | Hamilton Moses | O/G Steam | 87.3884 | 91.2182 | 88.9937
1682_B_8 | Cleary Flood | O/G Steam | 86.8517 | 91.6567 | 88.8659
169_B_2 | Harvey Couch | O/G Steam | 85.0341 | 90.6824 | 87.4017
170_B_1 | Lake Catherine | O/G Steam | 87.925 | 90.7796 | 89.1216
170_B_2 | Lake Catherine | O/G Steam | 87.925 | 90.7796 | 89.1216
170_B_3 | Lake Catherine | O/G Steam | 87.925 | 90.7796 | 89.1216
170_B_4 | Lake Catherine | O/G Steam | 79.6985 | 86.7416 | 82.6508
1702_B_1 | Dan E Karn | Coal Steam | 79.8779 | 86.3762 | 82.6018
1702_B_2 | Dan E Karn | Coal Steam | 79.8779 | 86.3762 | 82.6018
1702_B_3 | Dan E Karn | O/G Steam | 75.3904 | 82.9858 | 78.5742
1702_B_4 | Dan E Karn | O/G Steam | 75.3904 | 82.9858 | 78.5742
1710_B_1 | J H Campbell | Coal Steam | 79.8779 | 86.3762 | 82.6018
1710_B_2 | J H Campbell | Coal Steam | 81.9672 | 87.8036 | 84.4137
1710_B_3 | J H Campbell | Coal Steam | 82.9222 | 89.7194 | 85.7715
173_B_1 | Robert E Ritchie | O/G Steam | 84.5652 | 90.8601 | 87.2039
173_B_2 | Robert E Ritchie | O/G Steam | 79.6985 | 86.7416 | 82.6508
1733_B_1 | Monroe | Coal Steam | 80.2874 | 87.3117 | 83.2318
1733_B_2 | Monroe | Coal Steam | 80.2874 | 87.3117 | 83.2318
1733_B_3 | Monroe | Coal Steam | 80.2874 | 87.3117 | 83.2318
1733_B_4 | Monroe | Coal Steam | 80.2874 | 87.3117 | 83.2318
1740_B_1 | River Rouge | O/G Steam | 81.1407 | 88.6506 | 84.2887
1740_B_2 | River Rouge | Coal Steam | 79.8779 | 86.3762 | 82.6018
1740_B_3 | River Rouge | Coal Steam | 79.8779 | 86.3762 | 82.6018
1743_B_1 | St Clair | Coal Steam | 82.661 | 88.2085 | 84.9864
1743_B_2 | St Clair | Coal Steam | 82.661 | 88.2085 | 84.9864
1743_B_3 | St Clair | Coal Steam | 82.661 | 88.2085 | 84.9864
1743_B_4 | St Clair | Coal Steam | 82.661 | 88.2085 | 84.9864
1743_B_6 | St Clair | Coal Steam | 81.9672 | 87.8036 | 84.4137
1743_B_7 | St Clair | Coal Steam | 79.0862 | 85.7989 | 81.9
1745_B_16 | Trenton Channel | Coal Steam | 82.3378 | 86.374 | 84.0297
1745_B_17 | Trenton Channel | Coal Steam | 82.3378 | 86.374 | 84.0297
1745_B_18 | Trenton Channel | Coal Steam | 82.3378 | 86.374 | 84.0297
1745_B_19 | Trenton Channel | Coal Steam | 82.3378 | 86.374 | 84.0297
1745_B_9A | Trenton Channel | Coal Steam | 79.0862 | 85.7989 | 81.9
1769_B_5 | Presque Isle | Coal Steam | 82.3378 | 86.374 | 84.0297
1769_B_6 | Presque Isle | Coal Steam | 82.3378 | 86.374 | 84.0297
1769_B_7 | Presque Isle | Coal Steam | 82.3378 | 86.374 | 84.0297
1769_B_8 | Presque Isle | Coal Steam | 82.3378 | 86.374 | 84.0297
1769_B_9 | Presque Isle | Coal Steam | 82.3378 | 86.374 | 84.0297
1771_B_1 | Escanaba | Coal Steam | 82.3378 | 86.374 | 84.0297
1771_B_2 | Escanaba | Coal Steam | 82.3378 | 86.374 | 84.0297
1772_B_1 | John H Warden | Biomass | 83 | 83 | 83
1822_B_7 | Mistersky | O/G Steam | 87.925 | 90.7796 | 89.1216
1825_B_3 | J B Sims | Coal Steam | 82.3378 | 86.374 | 84.0297
1830_B_3 | James De Young | Coal Steam | 82.3378 | 86.374 | 84.0297
1830_B_4 | James De Young | Coal Steam | 82.3378 | 86.374 | 84.0297
1830_B_5 | James De Young | Coal Steam | 82.3378 | 86.374 | 84.0297
1831_B_1 | Eckert Station | Coal Steam | 82.3378 | 86.374 | 84.0297
1831_B_2 | Eckert Station | Coal Steam | 82.3378 | 86.374 | 84.0297
1831_B_3 | Eckert Station | Coal Steam | 82.3378 | 86.374 | 84.0297
1831_B_4 | Eckert Station | Coal Steam | 82.3378 | 86.374 | 84.0297
1831_B_5 | Eckert Station | Coal Steam | 82.3378 | 86.374 | 84.0297
1831_B_6 | Eckert Station | Coal Steam | 82.3378 | 86.374 | 84.0297
1832_B_1 | Erickson Station | Coal Steam | 82.661 | 88.2085 | 84.9864
1843_B_1 | Shiras | Coal Steam | 82.3378 | 86.374 | 84.0297
1843_B_2 | Shiras | Coal Steam | 82.3378 | 86.374 | 84.0297
1843_B_3 | Shiras | Coal Steam | 82.3378 | 86.374 | 84.0297
1866_B_5 | Wyandotte | Coal Steam | 82.3378 | 86.374 | 84.0297
1866_B_7 | Wyandotte | Coal Steam | 82.3378 | 86.374 | 84.0297
1866_B_8 | Wyandotte | Coal Steam | 82.3378 | 86.374 | 84.0297
1888_B_3 | Fox Lake | O/G Steam | 87.3884 | 91.2182 | 88.9937
1891_B_1 | Syl Laskin | Coal Steam | 82.3378 | 86.374 | 84.0297
1891_B_2 | Syl Laskin | Coal Steam | 82.3378 | 86.374 | 84.0297
1893_B_1 | Clay Boswell | Coal Steam | 82.3378 | 86.374 | 84.0297
1893_B_2 | Clay Boswell | Coal Steam | 82.3378 | 86.374 | 84.0297
1893_B_3 | Clay Boswell | Coal Steam | 81.9672 | 87.8036 | 84.4137
1893_B_4 | Clay Boswell | Coal Steam | 79.0862 | 85.7989 | 81.9
1897_B_3 | M L Hibbard | Biomass | 83 | 83 | 83
1897_B_4 | M L Hibbard | Biomass | 83 | 83 | 83
1915_B_1 | Allen S King | Coal Steam | 79.0862 | 85.7989 | 81.9
1926_B_1 | Red Wing | Municipal Solid Waste | 90 | 90 | 90
1926_B_2 | Red Wing | Municipal Solid Waste | 90 | 90 | 90
1934_B_1 | Wilmarth | Municipal Solid Waste | 90 | 90 | 90
1934_B_2 | Wilmarth | Municipal Solid Waste | 90 | 90 | 90
1960_B_3 | Austin DT | O/G Steam | 87.925 | 90.7796 | 89.1216
1960_B_4 | Austin DT | O/G Steam | 87.925 | 90.7796 | 89.1216
1960_B_5 | Austin DT | O/G Steam | 87.925 | 90.7796 | 89.1216
1961_B_NEPP | Austin Northeast | Coal Steam | 82.3378 | 86.374 | 84.0297
1979_B_1 | Hibbing | Coal Steam | 82.3378 | 86.374 | 84.0297
1979_B_2 | Hibbing | Coal Steam | 82.3378 | 86.374 | 84.0297
1979_B_3 | Hibbing | Coal Steam | 82.3378 | 86.374 | 84.0297
1979_B_4 | Hibbing | Coal Steam | 82.3378 | 86.374 | 84.0297
2001_B_1 | New Ulm | O/G Steam | 87.925 | 90.7796 | 89.1216
2001_B_2 | New Ulm | O/G Steam | 87.925 | 90.7796 | 89.1216
2001_B_4 | New Ulm | O/G Steam | 87.925 | 90.7796 | 89.1216
2003_B_6 | Owatonna | O/G Steam | 87.925 | 90.7796 | 89.1216
2008_B_1 | Silver Lake | Coal Steam | 82.3378 | 86.374 | 84.0297
2008_B_2 | Silver Lake | Coal Steam | 82.3378 | 86.374 | 84.0297
2008_B_3 | Silver Lake | Coal Steam | 82.3378 | 86.374 | 84.0297
2008_B_4 | Silver Lake | Coal Steam | 82.3378 | 86.374 | 84.0297
2018_B_10 | Virginia | Coal Steam | 82.3378 | 86.374 | 84.0297
2018_B_11 | Virginia | Coal Steam | 82.3378 | 86.374 | 84.0297
2018_B_7 | Virginia | Coal Steam | 82.3378 | 86.374 | 84.0297
2018_B_9 | Virginia | Coal Steam | 82.3378 | 86.374 | 84.0297
202_B_01 | Carl Bailey | O/G Steam | 85.0458 | 91.0047 | 87.5437
2022_B_2 | Willmar | O/G Steam | 87.925 | 90.7796 | 89.1216
2022_B_3 | Willmar | Coal Steam | 82.3378 | 86.374 | 84.0297
203_B_01 | McClellan | O/G Steam | 85.0458 | 91.0047 | 87.5437
2039_B_1 | Elk River | Municipal Solid Waste | 90 | 90 | 90
2039_B_2 | Elk River | Municipal Solid Waste | 90 | 90 | 90
2039_B_3 | Elk River | Municipal Solid Waste | 90 | 90 | 90
2048_B_1 | Sweatt | O/G Steam | 87.925 | 90.7796 | 89.1216
2048_B_2 | Sweatt | O/G Steam | 87.925 | 90.7796 | 89.1216
2049_B_4 | Jack Watson | Coal Steam | 79.8779 | 86.3762 | 82.6018
2049_B_5 | Jack Watson | Coal Steam | 79.0862 | 85.7989 | 81.9
2050_B_1 | Baxter Wilson | O/G Steam | 81.5054 | 88.7817 | 84.5555
2050_B_2 | Baxter Wilson | O/G Steam | 75.3904 | 82.9858 | 78.5742
2051_B_1 | Delta | O/G Steam | 87.3884 | 91.2182 | 88.9937
2051_B_2 | Delta | O/G Steam | 87.3884 | 91.2182 | 88.9937
2052_B_1 | Natchez | O/G Steam | 87.925 | 90.7796 | 89.1216
2053_B_1A | Rex Brown | O/G Steam | 87.3884 | 91.2182 | 88.9937
2053_B_1B | Rex Brown | O/G Steam | 87.925 | 90.7796 | 89.1216
2053_B_3 | Rex Brown | O/G Steam | 87.3884 | 91.2182 | 88.9937
2053_B_4 | Rex Brown | O/G Steam | 81.3488 | 89.0171 | 84.5632
2059_B_7 | L L Wilkins | O/G Steam | 87.3884 | 91.2182 | 88.9937
2062_B_H1 | Henderson | O/G Steam | 87.925 | 90.7796 | 89.1216
2062_B_H3 | Henderson | O/G Steam | 87.925 | 90.7796 | 89.1216
2063_B_W1 | Wright | O/G Steam | 87.3884 | 91.2182 | 88.9937
2063_B_W3 | Wright | O/G Steam | 87.3884 | 91.2182 | 88.9937
207_B_1 | St Johns River Power Park | Coal Steam | 80.2874 | 87.3117 | 83.2318
207_B_2 | St Johns River Power Park | Coal Steam | 80.2874 | 87.3117 | 83.2318
2070_B_1 | Moselle | O/G Steam | 87.3884 | 91.2182 | 88.9937
2070_B_2 | Moselle | O/G Steam | 87.3884 | 91.2182 | 88.9937
2070_B_3 | Moselle | O/G Steam | 87.3884 | 91.2182 | 88.9937
2076_B_1 | Asbury | Coal Steam | 79.8779 | 86.3762 | 82.6018
2079_B_5A | Hawthorn | Coal Steam | 79.0862 | 85.7989 | 81.9
2080_B_1 | Montrose | Coal Steam | 82.661 | 88.2085 | 84.9864
2080_B_2 | Montrose | Coal Steam | 82.661 | 88.2085 | 84.9864
2080_B_3 | Montrose | Coal Steam | 82.661 | 88.2085 | 84.9864
2094_B_1 | Sibley | Coal Steam | 82.3378 | 86.374 | 84.0297
2094_B_2 | Sibley | Coal Steam | 82.3378 | 86.374 | 84.0297
2094_B_3 | Sibley | Coal Steam | 81.9672 | 87.8036 | 84.4137
2098_B_1 | Lake Road | O/G Steam | 87.3884 | 91.2182 | 88.9937
2098_B_2 | Lake Road | O/G Steam | 87.3884 | 91.2182 | 88.9937
2098_B_3 | Lake Road | O/G Steam | 87.925 | 90.7796 | 89.1216
2098_B_4 | Lake Road | O/G Steam | 87.3884 | 91.2182 | 88.9937
2098_B_5 | Lake Road | O/G Steam | 87.925 | 90.7796 | 89.1216
2098_B_6 | Lake Road | Coal Steam | 82.3378 | 86.374 | 84.0297
2098_B_8 | Lake Road | O/G Steam | 87.925 | 90.7796 | 89.1216
2103_B_1 | Labadie | Coal Steam | 80.2874 | 87.3117 | 83.2318
2103_B_2 | Labadie | Coal Steam | 79.0862 | 85.7989 | 81.9
2103_B_3 | Labadie | Coal Steam | 80.2874 | 87.3117 | 83.2318
2103_B_4 | Labadie | Coal Steam | 80.2874 | 87.3117 | 83.2318
2104_B_1 | Meramec | Coal Steam | 82.661 | 88.2085 | 84.9864
2104_B_2 | Meramec | Coal Steam | 82.661 | 88.2085 | 84.9864
2104_B_3 | Meramec | Coal Steam | 79.8779 | 86.3762 | 82.6018
2104_B_4 | Meramec | Coal Steam | 81.9672 | 87.8036 | 84.4137
2107_B_1 | Sioux | Coal Steam | 79.0862 | 85.7989 | 81.9
2107_B_2 | Sioux | Coal Steam | 79.0862 | 85.7989 | 81.9
2123_B_6 | Columbia | Coal Steam | 82.3378 | 86.374 | 84.0297
2123_B_7 | Columbia | Coal Steam | 82.3378 | 86.374 | 84.0297
2123_B_8 | Columbia | Coal Steam | 82.3378 | 86.374 | 84.0297
2132_B_1 | Blue Valley | Coal Steam | 82.3378 | 86.374 | 84.0297
2132_B_2 | Blue Valley | Coal Steam | 82.3378 | 86.374 | 84.0297
2132_B_3 | Blue Valley | Coal Steam | 82.3378 | 86.374 | 84.0297
2144_B_3 | Marshall | Coal Steam | 82.3378 | 86.374 | 84.0297
2144_B_4 | Marshall | Coal Steam | 82.3378 | 86.374 | 84.0297
2144_B_5 | Marshall | Coal Steam | 82.3378 | 86.374 | 84.0297
2161_B_1 | James River Power Station | Coal Steam | 82.3378 | 86.374 | 84.0297
2161_B_2 | James River Power Station | Coal Steam | 82.3378 | 86.374 | 84.0297
2161_B_3 | James River Power Station | Coal Steam | 82.3378 | 86.374 | 84.0297
2161_B_4 | James River Power Station | Coal Steam | 82.3378 | 86.374 | 84.0297
2161_B_5 | James River Power Station | Coal Steam | 82.3378 | 86.374 | 84.0297
2167_B_1 | New Madrid | Coal Steam | 80.2874 | 87.3117 | 83.2318
2167_B_2 | New Madrid | Coal Steam | 80.2874 | 87.3117 | 83.2318
2168_B_MB1 | Thomas Hill | Coal Steam | 82.661 | 88.2085 | 84.9864
2168_B_MB2 | Thomas Hill | Coal Steam | 79.8779 | 86.3762 | 82.6018
2168_B_MB3 | Thomas Hill | Coal Steam | 80.2874 | 87.3117 | 83.2318
2171_B_1 | Missouri City | Coal Steam | 82.3378 | 86.374 | 84.0297
2171_B_2 | Missouri City | Coal Steam | 82.3378 | 86.374 | 84.0297
2187_B_2 | J E Corette Plant | Coal Steam | 82.661 | 88.2085 | 84.9864
2226_B_1 | Canaday | O/G Steam | 85.0458 | 91.0047 | 87.5437
2236_B_1 | Fairbury | O/G Steam | 87.925 | 90.7796 | 89.1216
2240_B_6 | Lon Wright | Coal Steam | 82.3378 | 86.374 | 84.0297
2240_B_7 | Lon Wright | Coal Steam | 82.3378 | 86.374 | 84.0297
2240_B_8 | Lon Wright | Coal Steam | 82.3378 | 86.374 | 84.0297
2241_B_B-1 | C W Burdick | O/G Steam | 87.3884 | 91.2182 | 88.9937
2241_B_B-2 | C W Burdick | O/G Steam | 87.3884 | 91.2182 | 88.9937
2241_B_B-3 | C W Burdick | O/G Steam | 87.3884 | 91.2182 | 88.9937
2244_B_4 | North Denver | O/G Steam | 87.3884 | 91.2182 | 88.9937
2244_B_5 | North Denver | O/G Steam | 87.3884 | 91.2182 | 88.9937
2277_B_1 | Sheldon | Coal Steam | 82.661 | 88.2085 | 84.9864
2277_B_2 | Sheldon | Coal Steam | 82.661 | 88.2085 | 84.9864
2291_B_1 | North Omaha | Coal Steam | 82.3378 | 86.374 | 84.0297
2291_B_2 | North Omaha | Coal Steam | 82.661 | 88.2085 | 84.9864
2291_B_3 | North Omaha | Coal Steam | 82.661 | 88.2085 | 84.9864
2291_B_4 | North Omaha | Coal Steam | 82.661 | 88.2085 | 84.9864
2291_B_5 | North Omaha | Coal Steam | 79.8779 | 86.3762 | 82.6018
2324_B_4 | Reid Gardner | Coal Steam | 79.8779 | 86.3762 | 82.6018
2326_B_1 | Sunrise | O/G Steam | 87.3884 | 91.2182 | 88.9937
2330_B_1 | Fort Churchill | O/G Steam | 85.0458 | 91.0047 | 87.5437
2330_B_2 | Fort Churchill | O/G Steam | 85.0458 | 91.0047 | 87.5437
2336_B_1 | Tracy | O/G Steam | 87.3884 | 91.2182 | 88.9937
2336_B_2 | Tracy | O/G Steam | 87.3884 | 91.2182 | 88.9937
2336_B_3 | Tracy | O/G Steam | 85.0458 | 91.0047 | 87.5437
2364_B_1 | Merrimack | Coal Steam | 82.661 | 88.2085 | 84.9864
2364_B_2 | Merrimack | Coal Steam | 81.9672 | 87.8036 | 84.4137
2367_B_4 | Schiller | Coal Steam | 82.3378 | 86.374 | 84.0297
2367_B_5W | Schiller | Biomass | 83 | 83 | 83
2367_B_6 | Schiller | Coal Steam | 82.3378 | 86.374 | 84.0297
2378_B_3 | B L England | O/G Steam | 85.0576 | 91.3271 | 87.6856
2403_B_2 | PSEG Hudson Generating Station | Coal Steam | 80.2874 | 87.3117 | 83.2318
2408_B_1 | PSEG Mercer Generating Station | Coal Steam | 81.9672 | 87.8036 | 84.4137
2408_B_2 | PSEG Mercer Generating Station | Coal Steam | 81.9672 | 87.8036 | 84.4137
2442_B_1 | Four Corners | Coal Steam | 82.661 | 88.2085 | 84.9864
2442_B_2 | Four Corners | Coal Steam | 82.661 | 88.2085 | 84.9864
2442_B_3 | Four Corners | Coal Steam | 79.8779 | 86.3762 | 82.6018
2442_B_4 | Four Corners | Coal Steam | 80.2874 | 87.3117 | 83.2318
2442_B_5 | Four Corners | Coal Steam | 80.2874 | 87.3117 | 83.2318
2444_B_7 | Rio Grande | O/G Steam | 87.925 | 90.7796 | 89.1216
2444_B_8 | Rio Grande | O/G Steam | 85.0341 | 90.6824 | 87.4017
2446_B_051B | Maddox | O/G Steam | 85.0341 | 90.6824 | 87.4017
2450_B_1 | Reeves | O/G Steam | 87.925 | 90.7796 | 89.1216
2450_B_2 | Reeves | O/G Steam | 87.925 | 90.7796 | 89.1216
2450_B_3 | Reeves | O/G Steam | 87.925 | 90.7796 | 89.1216
2451_B_1 | San Juan | Coal Steam | 81.9672 | 87.8036 | 84.4137
2451_B_2 | San Juan | Coal Steam | 81.9672 | 87.8036 | 84.4137
2451_B_3 | San Juan | Coal Steam | 79.0862 | 85.7989 | 81.9
2451_B_4 | San Juan | Coal Steam | 79.0862 | 85.7989 | 81.9
2454_B_122B | Cunningham | O/G Steam | 85.0341 | 90.6824 | 87.4017
2465_B_3 | Animas | O/G Steam | 87.925 | 90.7796 | 89.1216
2475_B_1 | Algodones | O/G Steam | 87.925 | 90.7796 | 89.1216
2475_B_2 | Algodones | O/G Steam | 87.925 | 90.7796 | 89.1216
2475_B_3 | Algodones | O/G Steam | 87.925 | 90.7796 | 89.1216
2490_B_20 | Arthur Kill Generating Station | O/G Steam | 84.5652 | 90.8601 | 87.2039
2490_B_30 | Arthur Kill Generating Station | O/G Steam | 79.6985 | 86.7416 | 82.6508
2493_B_60 | East River | O/G Steam | 85.0458 | 91.0047 | 87.5437
2493_B_70 | East River | O/G Steam | 85.0458 | 91.0047 | 87.5437
2500_B_10 | Ravenswood | O/G Steam | 81.0785 | 89.5384 | 84.6247
2500_B_20 | Ravenswood | O/G Steam | 81.0785 | 89.5384 | 84.6247
2500_B_30 | Ravenswood | O/G Steam | 79.5883 | 88.681 | 83.3998
2511_B_10 | E F Barrett | O/G Steam | 85.0458 | 91.0047 | 87.5437
2511_B_20 | E F Barrett | O/G Steam | 85.0458 | 91.0047 | 87.5437
2513_B_40 | Far Rockaway | O/G Steam | 85.0341 | 90.6824 | 87.4017
2514_B_40 | National Grid Glenwood Energy Center | O/G Steam | 85.0341 | 90.6824 | 87.4017
2514_B_50 | National Grid Glenwood Energy Center | O/G Steam | 85.0341 | 90.6824 | 87.4017
2516_B_1 | Northport | O/G Steam | 81.0785 | 89.5384 | 84.6247
2516_B_2 | Northport | O/G Steam | 81.0785 | 89.5384 | 84.6247
2516_B_3 | Northport | O/G Steam | 81.0785 | 89.5384 | 84.6247
2516_B_4 | Northport | O/G Steam | 81.0785 | 89.5384 | 84.6247
2517_B_3 | Port Jefferson | O/G Steam | 85.0458 | 91.0047 | 87.5437
2517_B_4 | Port Jefferson | O/G Steam | 85.0458 | 91.0047 | 87.5437
2535_B_1 | AES Cayuga | Coal Steam | 82.661 | 88.2085 | 84.9864
2535_B_2 | AES Cayuga | Coal Steam | 82.661 | 88.2085 | 84.9864
2549_B_67 | C R Huntley Generating Station | Coal Steam | 79.8779 | 86.3762 | 82.6018
2549_B_68 | C R Huntley Generating Station | Coal Steam | 79.8779 | 86.3762 | 82.6018
2554_B_1 | Dunkirk Generating Plant | Coal Steam | 82.3378 | 86.374 | 84.0297
2554_B_2 | Dunkirk Generating Plant | Coal Steam | 82.3378 | 86.374 | 84.0297
2554_B_3 | Dunkirk Generating Plant | Coal Steam | 82.661 | 88.2085 | 84.9864
2554_B_4 | Dunkirk Generating Plant | Coal Steam | 82.661 | 88.2085 | 84.9864
259_B_1 | Dynegy Morro Bay LLC | O/G Steam | 85.0341 | 90.6824 | 87.4017
259_B_2 | Dynegy Morro Bay LLC | O/G Steam | 85.0341 | 90.6824 | 87.4017
259_B_3 | Dynegy Morro Bay LLC | O/G Steam | 84.5652 | 90.8601 | 87.2039
259_B_4 | Dynegy Morro Bay LLC | O/G Steam | 84.5652 | 90.8601 | 87.2039
2594_B_5 | Oswego Harbor Power | O/G Steam | 72.018 | 85.1806 | 77.5355
2594_B_6 | Oswego Harbor Power | O/G Steam | 79.5883 | 88.681 | 83.3998
26_B_1 | E C Gaston | Coal Steam | 79.8779 | 86.3762 | 82.6018
26_B_2 | E C Gaston | Coal Steam | 79.8779 | 86.3762 | 82.6018
26_B_3 | E C Gaston | Coal Steam | 79.8779 | 86.3762 | 82.6018
26_B_4 | E C Gaston | Coal Steam | 79.8779 | 86.3762 | 82.6018
26_B_5 | E C Gaston | Coal Steam | 82.9222 | 89.7194 | 85.7715
260_B_6-1 | Dynegy Moss Landing Power Plant | O/G Steam | 80.7933 | 88.5661 | 84.0515
260_B_7-1 | Dynegy Moss Landing Power Plant | O/G Steam | 80.7933 | 88.5661 | 84.0515
2625_B_1 | Bowline Point | O/G Steam | 81.5054 | 88.7817 | 84.5555
2625_B_2 | Bowline Point | O/G Steam | 81.5054 | 88.7817 | 84.5555
2706_B_1 | Asheville | Coal Steam | 82.661 | 88.2085 | 84.9864
2706_B_2 | Asheville | Coal Steam | 82.661 | 88.2085 | 84.9864
271_B_5 | Pittsburg Power | O/G Steam | 84.5652 | 90.8601 | 87.2039
271_B_6 | Pittsburg Power | O/G Steam | 84.5652 | 90.8601 | 87.2039
271_B_7 | Pittsburg Power | O/G Steam | 80.7933 | 88.5661 | 84.0515
2712_B_1 | Roxboro | Coal Steam | 81.9672 | 87.8036 | 84.4137
2712_B_2 | Roxboro | Coal Steam | 80.2874 | 87.3117 | 83.2318
2712_B_3A | Roxboro | Coal Steam | 81.9672 | 87.8036 | 84.4137
2712_B_3B | Roxboro | Coal Steam | 81.9672 | 87.8036 | 84.4137
2712_B_4A | Roxboro | Coal Steam | 81.9672 | 87.8036 | 84.4137
2712_B_4B | Roxboro | Coal Steam | 81.9672 | 87.8036 | 84.4137
2718_B_1 | G G Allen | Coal Steam | 82.661 | 88.2085 | 84.9864
2718_B_2 | G G Allen | Coal Steam | 82.661 | 88.2085 | 84.9864
2718_B_3 | G G Allen | Coal Steam | 79.8779 | 86.3762 | 82.6018
2718_B_4 | G G Allen | Coal Steam | 79.8779 | 86.3762 | 82.6018
2718_B_5 | G G Allen | Coal Steam | 79.8779 | 86.3762 | 82.6018
2721_B_5 | Cliffside | Coal Steam | 79.0862 | 85.7989 | 81.9
2721_B_6 | Cliffside | Coal Steam | 82.9222 | 89.7194 | 85.7715
2727_B_1 | Marshall | Coal Steam | 81.9672 | 87.8036 | 84.4137
2727_B_2 | Marshall | Coal Steam | 81.9672 | 87.8036 | 84.4137
2727_B_3 | Marshall | Coal Steam | 80.2874 | 87.3117 | 83.2318
2727_B_4 | Marshall | Coal Steam | 80.2874 | 87.3117 | 83.2318
2790_B_B1 | R M Heskett | Coal Steam | 82.3378 | 86.374 | 84.0297
2790_B_B2 | R M Heskett | Coal Steam | 82.3378 | 86.374 | 84.0297
2817_B_1 | Leland Olds | Coal Steam | 79.8779 | 86.3762 | 82.6018
2817_B_2 | Leland Olds | Coal Steam | 79.0862 | 85.7989 | 81.9
2823_B_B1 | Milton R Young | Coal Steam | 79.8779 | 86.3762 | 82.6018
2823_B_B2 | Milton R Young | Coal Steam | 79.0862 | 85.7989 | 81.9
2824_B_1 | Stanton | Coal Steam | 82.661 | 88.2085 | 84.9864
2824_B_10 | Stanton | Coal Steam | 82.3378 | 86.374 | 84.0297
2828_B_1 | Cardinal | Coal Steam | 79.0862 | 85.7989 | 81.9
2828_B_2 | Cardinal | Coal Steam | 79.0862 | 85.7989 | 81.9
2828_B_3 | Cardinal | Coal Steam | 80.2874 | 87.3117 | 83.2318
2836_B_10 | Avon Lake | Coal Steam | 82.3378 | 86.374 | 84.0297
2836_B_12 | Avon Lake | Coal Steam | 80.2874 | 87.3117 | 83.2318
2840_B_4 | Conesville | Coal Steam | 80.2874 | 87.3117 | 83.2318
2840_B_5 | Conesville | Coal Steam | 81.9672 | 87.8036 | 84.4137
2840_B_6 | Conesville | Coal Steam | 81.9672 | 87.8036 | 84.4137
2850_B_1 | J M Stuart | Coal Steam | 79.0862 | 85.7989 | 81.9
2850_B_2 | J M Stuart | Coal Steam | 79.0862 | 85.7989 | 81.9
2850_B_3 | J M Stuart | Coal Steam | 79.0862 | 85.7989 | 81.9
2850_B_4 | J M Stuart | Coal Steam | 79.0862 | 85.7989 | 81.9
2866_B_1 | FirstEnergy W H Sammis | Coal Steam | 82.661 | 88.2085 | 84.9864
2866_B_2 | FirstEnergy W H Sammis | Coal Steam | 82.661 | 88.2085 | 84.9864
2866_B_3 | FirstEnergy W H Sammis | Coal Steam | 82.661 | 88.2085 | 84.9864
2866_B_4 | FirstEnergy W H Sammis | Coal Steam | 82.661 | 88.2085 | 84.9864
2866_B_5 | FirstEnergy W H Sammis | Coal Steam | 81.9672 | 87.8036 | 84.4137
2866_B_6 | FirstEnergy W H Sammis | Coal Steam | 80.2874 | 87.3117 | 83.2318
2866_B_7 | FirstEnergy W H Sammis | Coal Steam | 80.2874 | 87.3117 | 83.2318
2876_B_1 | Kyger Creek | Coal Steam | 82.661 | 88.2085 | 84.9864
2876_B_2 | Kyger Creek | Coal Steam | 82.661 | 88.2085 | 84.9864
2876_B_3 | Kyger Creek | Coal Steam | 82.661 | 88.2085 | 84.9864
2876_B_4 | Kyger Creek | Coal Steam | 82.661 | 88.2085 | 84.9864
2876_B_5 | Kyger Creek | Coal Steam | 82.661 | 88.2085 | 84.9864
2878_B_1 | FirstEnergy Bay Shore | Coal Steam | 82.661 | 88.2085 | 84.9864
2914_B_4 | Dover | Coal Steam | 82.3378 | 86.374 | 84.0297
2917_B_1 | Hamilton | O/G Steam | 87.925 | 90.7796 | 89.1216
2917_B_7 | Hamilton | O/G Steam | 87.925 | 90.7796 | 89.1216
2917_B_8 | Hamilton | Coal Steam | 82.3378 | 86.374 | 84.0297
2917_B_9 | Hamilton | Coal Steam | 82.3378 | 86.374 | 84.0297
2917_B_HRB | Hamilton | O/G Steam | 87.925 | 90.7796 | 89.1216
2935_B_10 | Orrville | Coal Steam | 82.3378 | 86.374 | 84.0297
2935_B_11 | Orrville | Coal Steam | 82.3378 | 86.374 | 84.0297
2935_B_12 | Orrville | Coal Steam | 82.3378 | 86.374 | 84.0297
2935_B_13 | Orrville | Coal Steam | 82.3378 | 86.374 | 84.0297
2936_B_3 | Painesville | Coal Steam | 82.3378 | 86.374 | 84.0297
2936_B_4 | Painesville | Coal Steam | 82.3378 | 86.374 | 84.0297
2936_B_5 | Painesville | Coal Steam | 82.3378 | 86.374 | 84.0297
2943_B_4 | Shelby Municipal Light Plant | Coal Steam | 82.3378 | 86.374 | 84.0297
2951_B_6 | Horseshoe Lake | O/G Steam | 85.0458 | 91.0047 | 87.5437
2951_B_8 | Horseshoe Lake | O/G Steam | 84.5652 | 90.8601 | 87.2039
2952_B_4 | Muskogee | Coal Steam | 79.0862 | 85.7989 | 81.9
2952_B_5 | Muskogee | Coal Steam | 79.0862 | 85.7989 | 81.9
2952_B_6 | Muskogee | Coal Steam | 79.0862 | 85.7989 | 81.9
2953_B_1 | Mustang | O/G Steam | 87.925 | 90.7796 | 89.1216
2953_B_2 | Mustang | O/G Steam | 87.925 | 90.7796 | 89.1216
2953_B_3 | Mustang | O/G Steam | 85.0341 | 90.6824 | 87.4017
2953_B_4 | Mustang | O/G Steam | 81.1407 | 88.6506 | 84.2887
2956_B_1 | Seminole | O/G Steam | 79.6985 | 86.7416 | 82.6508
2956_B_2 | Seminole | O/G Steam | 79.6985 | 86.7416 | 82.6508
2956_B_3 | Seminole | O/G Steam | 81.5054 | 88.7817 | 84.5555
2963_B_3302 | Northeastern | O/G Steam | 79.6985 | 86.7416 | 82.6508
2963_B_3313 | Northeastern | Coal Steam | 79.0862 | 85.7989 | 81.9
2963_B_3314 | Northeastern | Coal Steam | 79.0862 | 85.7989 | 81.9
2964_B_8002 | Southwestern | O/G Steam | 87.925 | 90.7796 | 89.1216
2964_B_8003 | Southwestern | O/G Steam | 81.1407 | 88.6506 | 84.2887
2964_B_801N | Southwestern | O/G Steam | 87.925 | 90.7796 | 89.1216
2964_B_801S | Southwestern | O/G Steam | 87.925 | 90.7796 | 89.1216
2965_B_1402 | Tulsa | O/G Steam | 85.0341 | 90.6824 | 87.4017
2965_B_1404 | Tulsa | O/G Steam | 85.0341 | 90.6824 | 87.4017
298_B_LIM1 | Limestone | Coal Steam | 82.9222 | 89.7194 | 85.7715
298_B_LIM2 | Limestone | Coal Steam | 82.9222 | 89.7194 | 85.7715
299_B_1 | Blundell | Geothermal | 96.5697 | 97.5257 | 96.9704
299_B_2 | Blundell | Geothermal | 96.5697 | 97.5257 | 96.9704
3_B_1 | Barry | Coal Steam | 82.661 | 88.2085 | 84.9864
3_B_2 | Barry | Coal Steam | 82.661 | 88.2085 | 84.9864
3_B_3 | Barry | Coal Steam | 79.8779 | 86.3762 | 82.6018
3_B_4 | Barry | Coal Steam | 81.9672 | 87.8036 | 84.4137
3_B_5 | Barry | Coal Steam | 80.2874 | 87.3117 | 83.2318
3000_B_1 | Boomer Lake Station | O/G Steam | 87.925 | 90.7796 | 89.1216
3000_B_2 | Boomer Lake Station | O/G Steam | 87.925 | 90.7796 | 89.1216
3006_B_1 | Anadarko Plant | O/G Steam | 87.925 | 90.7796 | 89.1216
3006_B_2 | Anadarko Plant | O/G Steam | 87.925 | 90.7796 | 89.1216
3006_B_3 | Anadarko Plant | O/G Steam | 87.925 | 90.7796 | 89.1216
3008_B_1 | Mooreland | O/G Steam | 87.925 | 90.7796 | 89.1216
3008_B_2 | Mooreland | O/G Steam | 85.0341 | 90.6824 | 87.4017
3008_B_3 | Mooreland | O/G Steam | 85.0341 | 90.6824 | 87.4017
302_B_1 | Encina | O/G Steam | 85.0341 | 90.6824 | 87.4017
302_B_2 | Encina | O/G Steam | 85.0341 | 90.6824 | 87.4017
302_B_3 | Encina | O/G Steam | 85.0341 | 90.6824 | 87.4017
302_B_4 | Encina | O/G Steam | 84.5652 | 90.8601 | 87.2039
302_B_5 | Encina | O/G Steam | 84.5652 | 90.8601 | 87.2039
3118_B_1 | Conemaugh | Coal Steam | 82.9222 | 89.7194 | 85.7715
3118_B_2 | Conemaugh | Coal Steam | 82.9222 | 89.7194 | 85.7715
3122_B_1 | Homer City Station | Coal Steam | 80.2874 | 87.3117 | 83.2318
3122_B_2 | Homer City Station | Coal Steam | 80.2874 | 87.3117 | 83.2318
3122_B_3 | Homer City Station | Coal Steam | 80.2874 | 87.3117 | 83.2318
3130_B_1 | Seward | Coal Steam | 79.8779 | 86.3762 | 82.6018
3130_B_2 | Seward | Coal Steam | 79.8779 | 86.3762 | 82.6018
3136_B_1 | Keystone | Coal Steam | 82.9222 | 89.7194 | 85.7715
3136_B_2 | Keystone | Coal Steam | 82.9222 | 89.7194 | 85.7715
3138_B_3 | New Castle Plant | Coal Steam | 82.3378 | 86.374 | 84.0297
3138_B_4 | New Castle Plant | Coal Steam | 82.3378 | 86.374 | 84.0297
3138_B_5 | New Castle Plant | Coal Steam | 82.661 | 88.2085 | 84.9864
3140_B_1 | PPL Brunner Island | Coal Steam | 86.1284 | 82.0378 | 84.4137
3140_B_2 | PPL Brunner Island | Coal Steam | 86.1284 | 82.0378 | 84.4137
3140_B_3 | PPL Brunner Island | Coal Steam | 85.2955 | 80.3724 | 83.2318
3148_B_3 | PPL Martins Creek | O/G Steam | 86.0711 | 79.6983 | 83.3998
3148_B_4 | PPL Martins Creek | O/G Steam | 86.0711 | 79.6983 | 83.3998
3149_B_1 | PPL Montour | Coal Steam | 85.2955 | 80.3724 | 83.2318
3149_B_2 | PPL Montour | Coal Steam | 85.2955 | 80.3724 | 83.2318
315_B_1 | AES Alamitos LLC | O/G Steam | 85.0341 | 90.6824 | 87.4017
315_B_2 | AES Alamitos LLC | O/G Steam | 85.0341 | 90.6824 | 87.4017
315_B_3 | AES Alamitos LLC | O/G Steam | 84.5652 | 90.8601 | 87.2039
315_B_4 | AES Alamitos LLC | O/G Steam | 84.5652 | 90.8601 | 87.2039
315_B_5 | AES Alamitos LLC | O/G Steam | 79.6985 | 86.7416 | 82.6508
315_B_6 | AES Alamitos LLC | O/G Steam | 79.6985 | 86.7416 | 82.6508
3152_B_1A | Sunbury Generation LP | Coal Steam | 85.2155 | 82.3866 | 84.0297
3152_B_1B | Sunbury Generation LP | Coal Steam | 85.2155 | 82.3866 | 84.0297
3152_B_2A | Sunbury Generation LP | Coal Steam | 85.2155 | 82.3866 | 84.0297
3152_B_2B | Sunbury Generation LP | Coal Steam | 85.2155 | 82.3866 | 84.0297
3152_B_3 | Sunbury Generation LP | Coal Steam | 85.2155 | 82.3866 | 84.0297
3152_B_4 | Sunbury Generation LP | Coal Steam | 86.6162 | 82.7281 | 84.9864
3161_B_3 | Eddystone Generating Station | O/G Steam | 81.0785 | 89.5384 | 84.6247
3161_B_4 | Eddystone Generating Station | O/G Steam | 81.0785 | 89.5384 | 84.6247
3287_B_MCM1 | McMeekin | Coal Steam | 82.661 | 88.2085 | 84.9864
3287_B_MCM2 | McMeekin | Coal Steam | 82.661 | 88.2085 | 84.9864
329_B_1 | Coolwater | O/G Steam | 87.925 | 90.7796 | 89.1216
329_B_2 | Coolwater | O/G Steam | 87.925 | 90.7796 | 89.1216
3295_B_URQ3 | Urquhart | Coal Steam | 82.3378 | 86.374 | 84.0297
3297_B_WAT1 | Wateree | Coal Steam | 81.9672 | 87.8036 | 84.4137
3297_B_WAT2 | Wateree | Coal Steam | 81.9672 | 87.8036 | 84.4137
3298_B_WIL1 | Williams | Coal Steam | 80.2874 | 87.3117 | 83.2318
330_B_4 | El Segundo Power | O/G Steam | 84.5652 | 90.8601 | 87.2039
331_B_3 | Etiwanda Generating Station | O/G Steam | 84.5652 | 90.8601 | 87.2039
331_B_4 | Etiwanda Generating Station | O/G Steam | 84.5652 | 90.8601 | 87.2039
335_B_1 | AES Huntington Beach LLC | O/G Steam | 81.1407 | 88.6506 | 84.2887
335_B_2 | AES Huntington Beach LLC | O/G Steam | 81.1407 | 88.6506 | 84.2887
335_B_3A | AES Huntington Beach LLC | O/G Steam | 81.1407 | 88.6506 | 84.2887
335_B_4A | AES Huntington Beach LLC | O/G Steam | 81.1407 | 88.6506 | 84.2887
3393_B_1 | Allen Steam Plant | Coal Steam | 79.8779 | 86.3762 | 82.6018
3393_B_2 | Allen Steam Plant | Coal Steam | 79.8779 | 86.3762 | 82.6018
3393_B_3 | Allen Steam Plant | Coal Steam | 79.8779 | 86.3762 | 82.6018
3396_B_1 | Bull Run | Coal Steam | 82.9222 | 89.7194 | 85.7715
3399_B_1 | Cumberland | Coal Steam | 76.6198 | 84.96 | 80.1159
3399_B_2 | Cumberland | Coal Steam | 76.6198 | 84.96 | 80.1159
3403_B_1 | Gallatin | Coal Steam | 79.8779 | 86.3762 | 82.6018
3403_B_2 | Gallatin | Coal Steam | 79.8779 | 86.3762 | 82.6018
3403_B_3 | Gallatin | Coal Steam | 79.8779 | 86.3762 | 82.6018
3403_B_4 | Gallatin | Coal Steam | 79.8779 | 86.3762 | 82.6018
3407_B_1 | Kingston | Coal Steam | 82.661 | 88.2085 | 84.9864
3407_B_2 | Kingston | Coal Steam | 82.661 | 88.2085 | 84.9864
3407_B_3 | Kingston | Coal Steam | 82.661 | 88.2085 | 84.9864
3407_B_4 | Kingston | Coal Steam | 82.661 | 88.2085 | 84.9864
3407_B_5 | Kingston | Coal Steam | 82.661 | 88.2085 | 84.9864
3407_B_6 | Kingston | Coal Steam | 82.661 | 88.2085 | 84.9864
3407_B_7 | Kingston | Coal Steam | 82.661 | 88.2085 | 84.9864
3407_B_8 | Kingston | Coal Steam | 82.661 | 88.2085 | 84.9864
3407_B_9 | Kingston | Coal Steam | 82.661 | 88.2085 | 84.9864
3436_B_1 | E S Joslin | O/G Steam | 81.1407 | 88.6506 | 84.2887
345_B_1 | Mandalay | O/G Steam | 81.1407 | 88.6506 | 84.2887
345_B_2 | Mandalay | O/G Steam | 81.1407 | 88.6506 | 84.2887
3452_B_1 | Lake Hubbard | O/G Steam | 84.5652 | 90.8601 | 87.2039
3452_B_2 | Lake Hubbard | O/G Steam | 79.6985 | 86.7416 | 82.6508
3453_B_6 | Mountain Creek | O/G Steam | 85.0341 | 90.6824 | 87.4017
3453_B_7 | Mountain Creek | O/G Steam | 85.0341 | 90.6824 | 87.4017
3453_B_8 | Mountain Creek | O/G Steam | 79.6985 | 86.7416 | 82.6508
3456_B_1 | Newman | O/G Steam | 87.3884 | 91.2182 | 88.9937
3456_B_3 | Newman | O/G Steam | 85.0458 | 91.0047 | 87.5437
3457_B_1 | Lewis Creek | O/G Steam | 81.1407 | 88.6506 | 84.2887
3457_B_2 | Lewis Creek | O/G Steam | 81.1407 | 88.6506 | 84.2887
3459_B_1 | Sabine | O/G Steam | 81.1407 | 88.6506 | 84.2887
3459_B_2 | Sabine | O/G Steam | 81.1407 | 88.6506 | 84.2887
3459_B_3 | Sabine | O/G Steam | 84.5652 | 90.8601 | 87.2039
3459_B_4 | Sabine | O/G Steam | 79.6985 | 86.7416 | 82.6508
3459_B_5 | Sabine | O/G Steam | 79.6985 | 86.7416 | 82.6508
3460_B_CBY1 | Cedar Bayou | O/G Steam | 80.7933 | 88.5661 | 84.0515
3460_B_CBY2 | Cedar Bayou | O/G Steam | 80.7933 | 88.5661 | 84.0515
3464_B_GBY5 | Greens Bayou | O/G Steam | 79.6985 | 86.7416 | 82.6508
3468_B_SRB1 | Sam Bertron | O/G Steam | 85.0341 | 90.6824 | 87.4017
3468_B_SRB2 | Sam Bertron | O/G Steam | 85.0341 | 90.6824 | 87.4017
3468_B_SRB3 | Sam Bertron | O/G Steam | 81.1407 | 88.6506 | 84.2887
3468_B_SRB4 | Sam Bertron | O/G Steam | 81.1407 | 88.6506 | 84.2887
3470_B_WAP1 | W A Parish | O/G Steam | 85.0341 | 90.6824 | 87.4017
3470_B_WAP2 | W A Parish | O/G Steam | 85.0341 | 90.6824 | 87.4017
3470_B_WAP3 | W A Parish | O/G Steam | 81.1407 | 88.6506 | 84.2887
3470_B_WAP4 | W A Parish | O/G Steam | 79.6985 | 86.7416 | 82.6508
3470_B_WAP5 | W A Parish | Coal Steam | 80.2874 | 87.3117 | 83.2318
3470_B_WAP6 | W A Parish | Coal Steam | 80.2874 | 87.3117 | 83.2318
3470_B_WAP7 | W A Parish | Coal Steam | 79.0862 | 85.7989 | 81.9
3470_B_WAP8 | W A Parish | Coal Steam | 80.2874 | 87.3117 | 83.2318
3476_B_2 | Knox Lee | O/G Steam | 87.925 | 90.7796 | 89.1216
3476_B_3 | Knox Lee | O/G Steam | 87.925 | 90.7796 | 89.1216
3476_B_4 | Knox Lee | O/G Steam | 87.925 | 90.7796 | 89.1216
3476_B_5 | Knox Lee | O/G Steam | 81.0785 | 89.5384 | 84.6247
3477_B_1 | Lone Star | O/G Steam | 87.3884 | 91.2182 | 88.9937
3478_B_1 | Wilkes | O/G Steam | 85.0458 | 91.0047 | 87.5437
3478_B_2 | Wilkes | O/G Steam | 84.5652 | 90.8601 | 87.2039
3478_B_3 | Wilkes | O/G Steam | 84.5652 | 90.8601 | 87.2039
3482_B_151B | Jones | O/G Steam | 81.3488 | 89.0171 | 84.5632
3482_B_152B | Jones | O/G Steam | 81.3488 | 89.0171 | 84.5632
3483_B_3 | Moore County | O/G Steam | 87.925 | 90.7796 | 89.1216
3484_B_141B | Nichols | O/G Steam | 85.0341 | 90.6824 | 87.4017
3484_B_142B | Nichols | O/G Steam | 85.0341 | 90.6824 | 87.4017
3484_B_143B | Nichols | O/G Steam | 81.1407 | 88.6506 | 84.2887
3485_B_113B | Plant X | O/G Steam | 87.925 | 90.7796 | 89.1216
3485_B_114B | Plant X | O/G Steam | 81.3488 | 89.0171 | 84.5632
3490_B_1 | Graham | O/G Steam | 81.1407 | 88.6506 | 84.2887
3490_B_2 | Graham | O/G Steam | 84.5652 | 90.8601 | 87.2039
3491_B_3 | Handley | O/G Steam | 84.5652 | 90.8601 | 87.2039
3491_B_4 | Handley | O/G Steam | 79.6985 | 86.7416 | 82.6508
3491_B_5 | Handley | O/G Steam | 79.6985 | 86.7416 | 82.6508
3494_B_6 | Permian Basin | O/G Steam | 79.6985 | 86.7416 | 82.6508
3497_B_1 | Big Brown Power Company LLC | Coal Steam | 80.2874 | 87.3117 | 83.2318
3497_B_2 | Big Brown Power Company LLC | Coal Steam | 79.0862 | 85.7989 | 81.9
350_B_1 | Ormond Beach | O/G Steam | 80.7933 | 88.5661 | 84.0515
350_B_2 | Ormond Beach | O/G Steam | 80.7933 | 88.5661 | 84.0515
3504_B_1 | Stryker Creek | O/G Steam | 85.0341 | 90.6824 | 87.4017
3504_B_2 | Stryker Creek | O/G Steam | 79.6985 | 86.7416 | 82.6508
3507_B_9 | Trinidad | O/G Steam | 81.1407 | 88.6506 | 84.2887
3508_B_1 | Valley NG Power Company LLC | O/G Steam | 85.0341 | 90.6824 | 87.4017
3508_B_2 | Valley NG Power Company LLC | O/G Steam | 79.6985 | 86.7416 | 82.6508
3508_B_3 | Valley NG Power Company LLC | O/G Steam | 84.5652 | 90.8601 | 87.2039
3548_B_1 | Decker Creek | O/G Steam | 81.0785 | 89.5384 | 84.6247
3548_B_2 | Decker Creek | O/G Steam | 81.5054 | 88.7817 | 84.5555
3559_B_SR5 | Silas Ray | O/G Steam | 87.925 | 90.7796 | 89.1216
356_B_5 | AES Redondo Beach LLC | O/G Steam | 85.0341 | 90.6824 | 87.4017
356_B_6 | AES Redondo Beach LLC | O/G Steam | 85.0341 | 90.6824 | 87.4017
356_B_7 | AES Redondo Beach LLC | O/G Steam | 79.6985 | 86.7416 | 82.6508
356_B_8 | AES Redondo Beach LLC | O/G Steam | 79.6985 | 86.7416 | 82.6508
3576_B_BW2 | Ray Olinger | O/G Steam | 85.0341 | 90.6824 | 87.4017
3576_B_BW3 | Ray Olinger | O/G Steam | 85.0341 | 90.6824 | 87.4017
3576_B_CE1 | Ray Olinger | O/G Steam | 87.925 | 90.7796 | 89.1216
3601_B_1 | Sim Gideon | O/G Steam | 85.0458 | 91.0047 | 87.5437
3601_B_2 | Sim Gideon | O/G Steam | 85.0458 | 91.0047 | 87.5437
3601_B_3 | Sim Gideon | O/G Steam | 81.0785 | 89.5384 | 84.6247
3602_B_1 | Ty Cooke | O/G Steam | 87.925 | 90.7796 | 89.1216
3602_B_2 | Ty Cooke | O/G Steam | 87.925 | 90.7796 | 89.1216
3604_B_4 | J Robert Massengale | O/G Steam | 87.925 | 90.7796 | 89.1216
3604_B_5 | J Robert Massengale | O/G Steam | 87.925 | 90.7796 | 89.1216
3609_B_3 | Leon Creek | O/G Steam | 87.925 | 90.7796 | 89.1216
3609_B_4 | Leon Creek | O/G Steam | 87.925 | 90.7796 | 89.1216
3611_B_1 | O W Sommers | O/G Steam | 79.6985 | 86.7416 | 82.6508
3611_B_2 | O W Sommers | O/G Steam | 79.6985 | 86.7416 | 82.6508
3612_B_1 | V H Braunig | O/G Steam | 81.1407 | 88.6506 | 84.2887
3612_B_2 | V H Braunig | O/G Steam | 81.1407 | 88.6506 | 84.2887
3612_B_3 | V H Braunig | O/G Steam | 79.6985 | 86.7416 | 82.6508
3627_B_1 | North Texas | O/G Steam | 87.3884 | 91.2182 | 88.9937
3627_B_2 | North Texas | O/G Steam | 87.3884 | 91.2182 | 88.9937
3628_B_1 | R W Miller | O/G Steam | 87.925 | 90.7796 | 89.1216
3628_B_2 | R W Miller | O/G Steam | 85.0458 | 91.0047 | 87.5437
3628_B_3 | R W Miller | O/G Steam | 81.3488 | 89.0171 | 84.5632
3630_B_1 | Pearsall | O/G Steam | 87.3884 | 91.2182 | 88.9937
3630_B_2 | Pearsall | O/G Steam | 87.3884 | 91.2182 | 88.9937
3630_B_3 | Pearsall | O/G Steam | 87.3884 | 91.2182 | 88.9937
3631_B_3 | Sam Rayburn | O/G Steam | 87.3884 | 91.2182 | 88.9937
3648_B_1 | Gadsby | O/G Steam | 87.925 | 90.7796 | 89.1216
3648_B_2 | Gadsby | O/G Steam | 87.925 | 90.7796 | 89.1216
3648_B_3 | Gadsby | O/G Steam | 85.0341 | 90.6824 | 87.4017
377_B_3 | Grayson | O/G Steam | 87.3884 | 91.2182 | 88.9937
377_B_4 | Grayson | O/G Steam | 87.925 | 90.7796 | 89.1216
377_B_5 | Grayson | O/G Steam | 87.3884 | 91.2182 | 88.9937
3775_B_1 | Clinch River | Coal Steam | 79.8779 | 86.3762 | 82.6018
3775_B_2 | Clinch River | Coal Steam | 79.8779 | 86.3762 | 82.6018
3796_B_3 | Bremo Bluff | Coal Steam | 82.3378 | 86.374 | 84.0297
3796_B_4 | Bremo Bluff | Coal Steam | 82.661 | 88.2085 | 84.9864
3797_B_3 | Chesterfield | Coal Steam | 82.3378 | 86.374 | 84.0297
3797_B_4 | Chesterfield | Coal Steam | 82.661 | 88.2085 | 84.9864
3797_B_5 | Chesterfield | Coal Steam | 81.9672 | 87.8036 | 84.4137
3797_B_6 | Chesterfield | Coal Steam | 80.2874 | 87.3117 | 83.2318
3804_B_3 | Possum Point | O/G Steam | 87.925 | 90.7796 | 89.1216
3804_B_4 | Possum Point | O/G Steam | 81.1407 | 88.6506 | 84.2887
3804_B_5 | Possum Point | O/G Steam | 69.9875 | 77.4054 | 73.0969
3809_B_2 | Yorktown | Coal Steam | 82.661 | 88.2085 | 84.9864
3809_B_3 | Yorktown | O/G Steam | 72.018 | 85.1806 | 77.5355
384_B_71 | Joliet 29 | Coal Steam | 79.8779 | 86.3762 | 82.6018
384_B_72 | Joliet 29 | Coal Steam | 79.8779 | 86.3762 | 82.6018
384_B_81 | Joliet 29 | Coal Steam | 79.8779 | 86.3762 | 82.6018
384_B_82 | Joliet 29 | Coal Steam | 79.8779 | 86.3762 | 82.6018
3845_B_BW21 | Transalta Centralia Generation | Coal Steam | 85.2955 | 80.3724 | 83.2318
3845_B_BW22 | Transalta Centralia Generation | Coal Steam | 85.2955 | 80.3724 | 83.2318
389_B_3 | El Centro | O/G Steam | 87.3884 | 91.2182 | 88.9937
389_B_4 | El Centro | O/G Steam | 87.3884 | 91.2182 | 88.9937
3935_B_1 | John E Amos | Coal Steam | 82.9222 | 89.7194 | 85.7715
3935_B_2 | John E Amos | Coal Steam | 82.9222 | 89.7194 | 85.7715
3935_B_3 | John E Amos | Coal Steam | 76.6198 | 84.96 | 80.1159
3943_B_1 | FirstEnergy Fort Martin Power Station | Coal Steam | 83.8722 | 79.1673 | 81.9
3943_B_2 | FirstEnergy Fort Martin Power Station | Coal Steam | 83.8722 | 79.1673 | 81.9
3944_B_1 | FirstEnergy Harrison Power Station | Coal Steam | 85.2955 | 80.3724 | 83.2318
3944_B_2 | FirstEnergy Harrison Power Station | Coal Steam | 85.2955 | 80.3724 | 83.2318
3944_B_3 | FirstEnergy Harrison Power Station | Coal Steam | 85.2955 | 80.3724 | 83.2318
3948_B_1 | Mitchell | Coal Steam | 80.2874 | 87.3117 | 83.2318
3948_B_2 | Mitchell | Coal Steam | 80.2874 | 87.3117 | 83.2318
3954_B_1 | Mt Storm | Coal Steam | 79.0862 | 85.7989 | 81.9
3954_B_2 | Mt Storm | Coal Steam | 79.0862 | 85.7989 | 81.9
3954_B_3 | Mt Storm | Coal Steam | 79.0862 | 85.7989 | 81.9
3982_B_1 | Bay Front | Biomass | 83 | 83 | 83
3982_B_2 | Bay Front | Biomass | 83 | 83 | 83
3982_B_5 | Bay Front | Biomass | 83 | 83 | 83
3992_B_8 | Blount Street | Coal Steam | 82.3378 | 86.374 | 84.0297
3992_B_9 | Blount Street | Coal Steam | 82.3378 | 86.374 | 84.0297
400_B_1 | Haynes | O/G Steam | 81.3488 | 89.0171 | 84.5632
400_B_2 | Haynes | O/G Steam | 81.3488 | 89.0171 | 84.5632
400_B_5 | Haynes | O/G Steam | 81.3488 | 89.0171 | 84.5632
400_B_6 | Haynes | O/G Steam | 81.3488 | 89.0171 | 84.5632
4005_B_1 | French Island | Biomass | 83 | 83 | 83
4005_B_2 | French Island | Biomass | 83 | 83 | 83
404_B_1 | Scattergood | O/G Steam | 85.0341 | 90.6824 | 87.4017
404_B_2 | Scattergood | O/G Steam | 85.0341 | 90.6824 | 87.4017
404_B_3 | Scattergood | O/G Steam | 79.6985 | 86.7416 | 82.6508
4041_B_5 | South Oak Creek | Coal Steam | 79.8779 | 86.3762 | 82.6018
4041_B_6 | South Oak Creek | Coal Steam | 79.8779 | 86.3762 | 82.6018
4041_B_7 | South Oak Creek | Coal Steam | 79.8779 | 86.3762 | 82.6018
4041_B_8 | South Oak Creek | Coal Steam | 81.9672 | 87.8036 | 84.4137
4042_B_1 | Valley | Coal Steam | 82.3378 | 86.374 | 84.0297
4042_B_2 | Valley | Coal Steam | 82.3378 | 86.374 | 84.0297
4042_B_3 | Valley | Coal Steam | 82.3378 | 86.374 | 84.0297
4042_B_4 | Valley | Coal Steam | 82.3378 | 86.374 | 84.0297
4050_B_4 | Edgewater | Coal Steam | 81.9672 | 87.8036 | 84.4137
4050_B_5 | Edgewater | Coal Steam | 79.0862 | 85.7989 | 81.9
4072_B_7 | Pulliam | Coal Steam | 82.3378 | 86.374 | 84.0297
4072_B_8 | Pulliam | Coal Steam | 82.661 | 88.2085 | 84.9864
4078_B_3 | Weston | Coal Steam | 81.9672 | 87.8036 | 84.4137
4078_B_4 | Weston | Coal Steam | 79.0862 | 85.7989 | 81.9
4125_B_8 | Manitowoc | Coal Steam | 82.3378 | 86.374 | 84.0297
4125_B_9 | Manitowoc | Coal Steam | 82.3378 | 86.374 | 84.0297
4127_B_B23 | Menasha | Coal Steam | 82.3378 | 86.374 | 84.0297
4127_B_B24 | Menasha | Coal Steam | 82.3378 | 86.374 | 84.0297
4143_B_1 | Genoa | Coal Steam | 81.9672 | 87.8036 | 84.4137
4146_B_B1 | E J Stoneman Station | Biomass | 83 | 83 | 83
4146_B_B2 | E J Stoneman Station | Biomass | 83 | 83 | 83
4158_B_BW41 | Dave Johnston | Coal Steam | 82.661 | 88.2085 | 84.9864
4158_B_BW42 | Dave Johnston | Coal Steam | 82.661 | 88.2085 | 84.9864
4158_B_BW43 | Dave Johnston | Coal Steam | 79.8779 | 86.3762 | 82.6018
4158_B_BW44 | Dave Johnston | Coal Steam | 81.9672 | 87.8036 | 84.4137
4162_B_1 | Naughton | Coal Steam | 82.661 | 88.2085 | 84.9864
4162_B_2 | Naughton | Coal Steam | 79.8779 | 86.3762 | 82.6018
4162_B_3 | Naughton | Coal Steam | 81.9672 | 87.8036 | 84.4137
4195_B_1 | Powerlane Plant | O/G Steam | 87.3884 | 91.2182 | 88.9937
4195_B_2 | Powerlane Plant | O/G Steam | 87.3884 | 91.2182 | 88.9937
4195_B_3 | Powerlane Plant | O/G Steam | 87.3884 | 91.2182 | 88.9937
420_B_B3 | Broadway | O/G Steam | 87.925 | 90.7796 | 89.1216
4259_B_1 | Endicott Station | Coal Steam | 82.3378 | 86.374 | 84.0297
4266_B_4 | Spencer | O/G Steam | 87.925 | 90.7796 | 89.1216
4266_B_5 | Spencer | O/G Steam | 87.925 | 90.7796 | 89.1216
4271_B_B1 | John P Madgett | Coal Steam | 81.9672 | 87.8036 | 84.4137
460_B_41 | Pueblo | O/G Steam | 87.925 | 90.7796 | 89.1216
460_B_49 | Pueblo | O/G Steam | 87.925 | 90.7796 | 89.1216
469_B_4 | Cherokee | Coal Steam | 81.9672 | 87.8036 | 84.4137
47_B_1 | Colbert | Coal Steam | 82.661 | 88.2085 | 84.9864
47_B_2 | Colbert | Coal Steam | 82.661 | 88.2085 | 84.9864
47_B_3 | Colbert | Coal Steam | 82.661 | 88.2085 | 84.9864
47_B_4 | Colbert | Coal Steam | 82.661 | 88.2085 | 84.9864
47_B_5 | Colbert | Coal Steam | 79.0862 | 85.7989 | 81.9
470_B_1 | Comanche | Coal Steam | 81.9672 | 87.8036 | 84.4137
470_B_2 | Comanche | Coal Steam | 81.9672 | 87.8036 | 84.4137
470_B_3 | Comanche | Coal Steam | 80.2874 | 87.3117 | 83.2318
477_B_5 | Valmont | Coal Steam | 82.661 | 88.2085 | 84.9864
492_B_5 | Martin Drake | Coal Steam | 82.3378 | 86.374 | 84.0297
492_B_6 | Martin Drake | Coal Steam | 82.3378 | 86.374 | 84.0297
492_B_7 | Martin Drake | Coal Steam | 82.661 | 88.2085 | 84.9864
493_B_1 | George Birdsall | O/G Steam | 87.925 | 90.7796 | 89.1216
493_B_2 | George Birdsall | O/G Steam | 87.925 | 90.7796 | 89.1216
493_B_3 | George Birdsall | O/G Steam | 87.925 | 90.7796 | 89.1216
4939_B_1 | Barney M Davis | O/G Steam | 84.5652 | 90.8601 | 87.2039
4940_B_1501 | Riverside | O/G Steam | 79.6985 | 86.7416 | 82.6508
4940_B_1502 | Riverside | O/G Steam | 79.6985 | 86.7416 | 82.6508
4941_B_1 | Navajo | Coal Steam | 80.2874 | 87.3117 | 83.2318
4941_B_2 | Navajo | Coal Steam | 80.2874 | 87.3117 | 83.2318
4941_B_3 | Navajo | Coal Steam | 80.2874 | 87.3117 | 83.2318
50_B_7 | Widows Creek | Coal Steam | 79.0862 | 85.7989 | 81.9
50_B_8 | Widows Creek | Coal Steam | 79.0862 | 85.7989 | 81.9
50039_B_1 | Kline Township Cogen Facility | Coal Steam | 85.2155 | 82.3866 | 84.0297
50049_B_BLRA | Pacific Lumber | Biomass | 83 | 83 | 83
50049_B_BLRB | Pacific Lumber | Biomass | 83 | 83 | 83
50049_B_BLRC | Pacific Lumber | Biomass | 83 | 83 | 83
50051_B_BLR A | Penobscot Energy Recovery | Municipal Solid Waste | 90 | 90 | 90
50051_B_BLR B | Penobscot Energy Recovery | Municipal Solid Waste | 90 | 90 | 90
50067_B_1 | Borger Plant | Fossil Waste | 90 | 90 | 90
50067_B_2 | Borger Plant | Fossil Waste | 90 | 90 | 90
50071_B_BLR1 | North County Regional Resource | Municipal Solid Waste | 90 | 90 | 90
50071_B_BLR2 | North County Regional Resource | Municipal Solid Waste | 90 | 90 | 90
50110_B_BLR1 | Sierra Pacific Burney Facility | Biomass | 83 | 83 | 83
50111_B_BLR1 | Sierra Pacific Loyalton Facility | Biomass | 83 | 83 | 83
50112_B_BLR1 | Sierra Pacific Quincy Facility | Biomass | 83 | 83 | 83
50112_B_BLR2 | Sierra Pacific Quincy Facility | Biomass | 83 | 83 | 83
50130_B_BLR1 | G F Weaton Power Station | Coal Steam | 82.3378 | 86.374 | 84.0297
50130_B_BLR2 | G F Weaton Power Station | Coal Steam | 82.3378 | 86.374 | 84.0297
50184_B_COMB | Weyerhaeuser Columbus MS | Biomass | 83 | 83 | 83
50184_B_PKG | Weyerhaeuser Columbus MS | O/G Steam | 87.925 | 90.7796 | 89.1216
50184_B_REC | Weyerhaeuser Columbus MS | Non-Fossil Waste | 90 | 90 | 90
50189_B_1HFB | Domtar Paper Co LLC Plymouth NC | Biomass | 83 | 83 | 83
50189_B_2HFB | Domtar Paper Co LLC Plymouth NC | Biomass | 83 | 83 | 83
50189_B_5REC | Domtar Paper Co LLC Plymouth NC | Non-Fossil Waste | 90 | 90 | 90
50189_B_PKG | Domtar Paper Co LLC Plymouth NC | O/G Steam | 86.8517 | 91.6567 | 88.8659
50201_B_WB1 | Rabun Gap Cogen Facility | Biomass | 83 | 83 | 83
50202_B_1 | WPS Power Niagara | Biomass | 83 | 83 | 83
50208_B_B1 | Pinetree Power | Biomass | 83 | 83 | 83
50215_B_101 | York County Resource Recovery | Municipal Solid Waste | 90 | 90 | 90
50215_B_102 | York County Resource Recovery | Municipal Solid Waste | 90 | 90 | 90
50215_B_103 | York County Resource Recovery | Municipal Solid Waste | 90 | 90 | 90
50225_B_1SG1A | Regional Waste Systems | Municipal Solid Waste | 90 | 90 | 90
50225_B_1SG1B | Regional Waste Systems | Municipal Solid Waste | 90 | 90 | 90
50229_B_TPCBLR | Texas Petrochemicals | O/G Steam | 87.925 | 90.7796 | 89.1216
50271_B_1A | New Hanover County WASTEC | Municipal Solid Waste | 90 | 90 | 90
50271_B_2A | New Hanover County WASTEC | Municipal Solid Waste | 90 | 90 | 90
50271_B_3A | New Hanover County WASTEC | Municipal Solid Waste | 90 | 90 | 90
50277_B_BLR1 | Boralex Chateaugay Power Station | Biomass | 83 | 83 | 83
50279_B_MAIN | Archbald Power Station | Landfill Gas | 90 | 90 | 90
50290_B_1 | SEMASS Resource Recovery | Municipal Solid Waste | 90 | 90 | 90
50290_B_2 | SEMASS Resource Recovery | Municipal Solid Waste | 90 | 90 | 90
50290_B_3 | SEMASS Resource Recovery | Municipal Solid Waste | 90 | 90 | 90
50293_B_BLR100 | Wadham Energy LP | Biomass | 83 | 83 | 83
50363_B_B201 | Mesquite Resource Recovery Project | Biomass | 83 | 83 | 83
50366_B_BLR1 | University of Notre Dame | Coal Steam | 82.3378 | 86.374 | 84.0297
50366_B_BLR2 | University of Notre Dame | Coal Steam | 82.3378 | 86.374 | 84.0297
50366_B_BLR3 | University of Notre Dame | Coal Steam | 82.3378 | 86.374 | 84.0297
50366_B_BLR4 | University of Notre Dame | Coal Steam | 82.3378 | 86.374 | 84.0297
50366_B_BLR5 | University of Notre Dame | Coal Steam | 82.3378 | 86.374 | 84.0297
50366_B_BLR6 | University of Notre Dame | Coal Steam | 82.3378 | 86.374 | 84.0297
50388_B_K1 | Phillips 66 Carbon Plant | Coal Steam | 82.3378 | 86.374 | 84.0297
50388_B_K2 | Phillips 66 Carbon Plant | Coal Steam | 82.3378 | 86.374 | 84.0297
50396_B_BLR1 | Dillard Complex | Biomass | 83 | 83 | 83
50396_B_BLR2 | Dillard Complex | Biomass | 83 | 83 | 83
50396_B_BLR6 | Dillard Complex | Biomass | 83 | 83 | 83
50397_B_1PB035 | P H Glatfelter | Coal Steam | 85.2155 | 82.3866 | 84.0297
50397_B_3PB033 | P H Glatfelter | Coal Steam | 85.2155 | 82.3866 | 84.0297
50397_B_4PB034 | P H Glatfelter | Coal Steam | 85.2155 | 82.3866 | 84.0297
50397_B_5PB036 | P H Glatfelter | Coal Steam | 85.2155 | 82.3866 | 84.0297
50397_B_REC037 | P H Glatfelter | Non-Fossil Waste | 90 | 90 | 90
50407_B_7PB | Mobile Energy Services LLC | Biomass | 83 | 83 | 83
50407_B_8PB | Mobile Energy Services LLC | O/G Steam | 87.925 | 90.7796 | 89.1216
50410_B_10 | Chester Operations | Coal Steam | 82.3378 | 86.374 | 84.0297
50447_B_17 | S D Warren Westbrook | Biomass | 83 | 83 | 83
50447_B_18 | S D Warren Westbrook | Biomass | 83 | 83 | 83
50447_B_20 | S D Warren Westbrook | Biomass | 83 | 83 | 83
50447_B_21 | S D Warren Westbrook | Biomass | 83 | 83 | 83
50472_B_BLR1 | American Ref-Fuel of Niagara | Municipal Solid Waste | 90 | 90 | 90
50472_B_BLR2 | American Ref-Fuel of Niagara | Municipal Solid Waste | 90 | 90 | 90
50472_B_BLR3 | American Ref-Fuel of Niagara | Municipal Solid Waste | 90 | 90 | 90
50472_B_BLR4 | American Ref-Fuel of Niagara | Municipal Solid Waste | 90 | 90 | 90
50482_B_B1 | Clewiston Sugar House | Biomass | 83 | 83 | 83
50482_B_B2 | Clewiston Sugar House | Biomass | 83 | 83 | 83
50482_B_B4 | Clewiston Sugar House | Biomass | 83 | 83 | 83
50482_B_B7 | Clewiston Sugar House | Biomass | 83 | 83 | 83
50482_B_B8 | Clewiston Sugar House | Biomass | 83 | 83 | 83
50560_B_B101 | Pacific-Ultrapower Chinese Station | Biomass | 83 | 83 | 83
50611_B_031 | WPS Westwood Generation LLC | Coal Steam | 85.2155 | 82.3866 | 84.0297
50625_B_24 | ExxonMobil Beaumont Refinery | O/G Steam | 87.925 | 90.7796 | 89.1216
50625_B_33 | ExxonMobil Beaumont Refinery | Fossil Waste | 90 | 90 | 90
50625_B_34 | ExxonMobil Beaumont Refinery | Fossil Waste | 90 | 90 | 90
50625_B_41 | ExxonMobil Beaumont Refinery | O/G Steam | 87.925 | 90.7796 | 89.1216
50625_B_42 | ExxonMobil Beaumont Refinery | O/G Steam | 87.925 | 90.7796 | 89.1216
50625_B_43 | ExxonMobil Beaumont Refinery | O/G Steam | 87.925 | 90.7796 | 89.1216
50629_B_1 | Covanta Lake County Energy | Municipal Solid Waste | 90 | 90 | 90
50629_B_2 | Covanta Lake County Energy | Municipal Solid Waste | 90 | 90 | 90
50630_B_BLR1 | Covanta Marion Inc | Municipal Solid Waste | 90 | 90 | 90
50630_B_BLR2 | Covanta Marion Inc | Municipal Solid Waste | 90 | 90 | 90
50632_B_1 | Covanta Stanislaus Energy | Municipal Solid Waste | 90 | 90 | 90
50632_B_2 | Covanta Stanislaus Energy | Municipal Solid Waste | 90 | 90 | 90
50637_B_1PWR | Clearwater Paper IPP Lewiston | O/G Steam | 89.9602 | 87.9595 | 89.1216
50637_B_2PWR | Clearwater Paper IPP Lewiston | O/G Steam | 89.9602 | 87.9595 | 89.1216
50637_B_4PWR | Clearwater Paper IPP Lewiston | Biomass | 83 | 83 | 83
50637_B_4REC | Clearwater Paper IPP Lewiston | Non-Fossil Waste | 90 | 90 | 90
50637_B_5REC | Clearwater Paper IPP Lewiston | Non-Fossil Waste | 90 | 90 | 90
50640_B_BLR1 | Warren Lumber Mill | Biomass | 83 | 83 | 83
50648_B_UNIT1 | Covanta Bristol Energy | Municipal Solid Waste | 90 | 90 | 90
50648_B_UNIT2 | Covanta Bristol Energy | Municipal Solid Waste | 90 | 90 | 90
50649_B_1 | Covanta Babylon Inc | Municipal Solid Waste | 90 | 90 | 90
50649_B_2 | Covanta Babylon Inc | Municipal Solid Waste | 90 | 90 | 90
50650_B_BLR1 | Boralex Stratton Energy | Biomass | 83 | 83 | 83
50656_B_UNIT1 | Huntington Resource Recovery Facility | Municipal Solid Waste | 90 | 90 | 90
50656_B_UNIT2 | Huntington Resource Recovery Facility | Municipal Solid Waste | 90 | 90 | 90
50656_B_UNIT3 | Huntington Resource Recovery Facility | Municipal Solid Waste | 90 | 90 | 90
50657_B_1 | Montgomery County Resource Recovery | Municipal Solid Waste | 90 | 90 | 90
50657_B_2 | Montgomery County Resource Recovery | Municipal Solid Waste | 90 | 90 | 90
50657_B_3 | Montgomery County Resource Recovery | Municipal Solid Waste | 90 | 90 | 90
50661_B_A | Covanta Haverhill | Municipal Solid Waste | 90 | 90 | 90
50661_B_B | Covanta Haverhill | Municipal Solid Waste | 90 | 90 | 90
50662_B_UNIT1 | Onondaga County Resource Recovery | Municipal Solid Waste | 90 | 90 | 90
50662_B_UNIT2 | Onondaga County Resource Recovery | Municipal Solid Waste | 90 | 90 | 90
50662_B_UNIT3 | Onondaga County Resource Recovery | Municipal Solid Waste | 90 | 90 | 90
50663_B_B100 | Covanta Alexandria/Arlington Energy | Municipal Solid Waste | 90 | 90 | 90
50663_B_B200 | Covanta Alexandria/Arlington Energy | Municipal Solid Waste | 90 | 90 | 90
50663_B_B300 | Covanta Alexandria/Arlington Energy | Municipal Solid Waste | 90 | 90 | 90
50664_B_B101 | Covanta Wallingford Energy | Municipal Solid Waste | 90 | 90 | 90
50664_B_B102 | Covanta Wallingford Energy | Municipal Solid Waste | 90 | 90 | 90
50664_B_B103 | Covanta Wallingford Energy | Municipal Solid Waste | 90 | 90 | 90
50666_B_B1 | Pasco Cnty Solid Waste Resource Recovery | Municipal Solid Waste | 90 | 90 | 90
50666_B_B2 | Pasco Cnty Solid Waste Resource Recovery | Municipal Solid Waste | 90 | 90 | 90
50666_B_B3 | Pasco Cnty Solid Waste Resource Recovery | Municipal Solid Waste | 90 | 90 | 90
50739_B_0100 | Pinetree Power Tamworth | Biomass | 83 | 83 | 83
50770_B_B1 | Viking Energy of McBain | Biomass | 83 | 83 | 83
50772_B_B1 | Viking Energy of Lincoln | Biomass | 83 | 83 | 83
50774_B_1 | Telogia Power | Biomass | 83 | 83 | 83
50776_B_BLR1 | Panther Creek Energy Facility | Coal Steam | 85.2155 | 82.3866 | 84.0297
50776_B_BLR2 | Panther Creek Energy Facility | Coal Steam | 85.2155 | 82.3866 | 84.0297
508_B_4 | Lamar Plant | Coal Steam | 82.3378 | 86.374 | 84.0297
50804_B_4 | Port Wentworth Mill | Non-Fossil Waste | 90 | 90 | 90
50804_B_RE01 | Port Wentworth Mill | Non-Fossil Waste | 90 | 90 | 90
50806_B_PB1 | Stone Container Florence Mill | O/G Steam | 87.3884 | 91.2182 | 88.9937
50806_B_PB3 | Stone Container Florence Mill | Biomass | 83 | 83 | 83
50806_B_PB4 | Stone Container Florence Mill | Coal Steam | 82.3378 | 86.374 | 84.0297
50806_B_RBF | Stone Container Florence Mill | Non-Fossil Waste | 90 | 90 | 90
50813_B_CB1 | Stone Container Hopewell Mill | Non-Fossil Waste | 90 | 90 | 90
50813_B_RB1 | Stone Container Hopewell Mill | Non-Fossil Waste | 90 | 90 | 90
50835_B_1 | TES Filer City Station | Coal Steam | 82.3378 | 86.374 | 84.0297
50835_B_2 | TES Filer City Station | Coal Steam | 82.3378 | 86.374 | 84.0297
50837_B_UNIT1 | Southeast Resource Recovery | Municipal Solid Waste | 90 | 90 | 90
50837_B_UNIT2 | Southeast Resource Recovery | Municipal Solid Waste | 90 | 90 | 90
50837_B_UNIT3 | Southeast Resource Recovery | Municipal Solid Waste | 90 | 90 | 90
50858_B_MWC1B | Hillsborough County Resource Recovery | Municipal Solid Waste | 90 | 90 | 90
50858_B_MWC2C | Hillsborough County Resource Recovery | Municipal Solid Waste | 90 | 90 | 90
50858_B_MWC3D | Hillsborough County Resource Recovery | Municipal Solid Waste | 90 | 90 | 90
50858_B_MWC4E | Hillsborough County Resource Recovery | Municipal Solid Waste | 90 | 90 | 90
50859_B_BLR1 | Lancaster County Resource Recovery | Municipal Solid Waste | 90 | 90 | 90
50859_B_BLR2 | Lancaster County Resource Recovery | Municipal Solid Waste | 90 | 90 | 90
50859_B_BLR3 | Lancaster County Resource Recovery | Municipal Solid Waste | 90 | 90 | 90
50860_B_BLR1 | Kent County Waste to Energy Facility | Municipal Solid Waste | 90 | 90 | 90
50860_B_BLR2 | Kent County Waste to Energy Facility | Municipal Solid Waste | 90 | 90 | 90
50873_B_B1 | Wheelabrator Concord Facility | Municipal Solid Waste | 90 | 90 | 90
50873_B_B2 | Wheelabrator Concord Facility | Municipal Solid Waste | 90 | 90 | 90
50874_B_19425 | Boralex Sherman LLC | Biomass | 83 | 83 | 83
50875_B_1 | McKay Bay Facility | Municipal Solid Waste | 90 | 90 | 90
50875_B_2 | McKay Bay Facility | Municipal Solid Waste | 90 | 90 | 90
50875_B_3 | McKay Bay Facility | Municipal Solid Waste | 90 | 90 | 90
50875_B_4 | McKay Bay Facility | Municipal Solid Waste | 90 | 90 | 90
50877_B_B1 | Wheelabrator North Andover | Municipal Solid Waste | 90 | 90 | 90
50877_B_B2 | Wheelabrator North Andover | Municipal Solid Waste | 90 | 90 | 90
50878_B_UNIT1 | Wheelabrator Millbury Facility | Municipal Solid Waste | 90 | 90 | 90
50878_B_UNIT2 | Wheelabrator Millbury Facility | Municipal Solid Waste | 90 | 90 | 90
50879_B_BLR1 | Wheelabrator Frackville Energy | Coal Steam | 85.2155 | 82.3866 | 84.0297
50880_B_UNIT1 | Wheelabrator Saugus | Municipal Solid Waste | 90 | 90 | 90
50880_B_UNIT2 | Wheelabrator Saugus | Municipal Solid Waste | 90 | 90 | 90
50881_B_BLR1 | Wheelabrator Shasta | Biomass | 83 | 83 | 83
50881_B_BLR2 | Wheelabrator Shasta | Biomass | 83 | 83 | 83
50881_B_BLR3 | Wheelabrator Shasta | Biomass | 83 | 83 | 83
50882_B_1 | Wheelabrator Westchester | Municipal Solid Waste | 90 | 90 | 90
50882_B_2 | Wheelabrator Westchester | Municipal Solid Waste | 90 | 90 | 90
50882_B_3 | Wheelabrator Westchester | Municipal Solid Waste | 90 | 90 | 90
50883_B_BLR1 | Wheelabrator Bridgeport | Municipal Solid Waste | 90 | 90 | 90
50883_B_BLR2 | Wheelabrator Bridgeport | Municipal Solid Waste | 90 | 90 | 90
50883_B_BLR3 | Wheelabrator Bridgeport | Municipal Solid Waste | 90 | 90 | 90
50884_B_B101 | Pinellas County Resource Recovery | Municipal Solid Waste | 90 | 90 | 90
50884_B_B102 | Pinellas County Resource Recovery | Municipal Solid Waste | 90 | 90 | 90
50884_B_B103 | Pinellas County Resource Recovery | Municipal Solid Waste | 90 | 90 | 90
50885_B_BLR1 | Wheelabrator Gloucester LP | Municipal Solid Waste | 90 | 90 | 90
50885_B_BLR2 | Wheelabrator Gloucester LP | Municipal Solid Waste | 90 | 90 | 90
50886_B_1-1A | Wheelabrator Spokane | Municipal Solid Waste | 90 | 90 | 90
50886_B_1-1B | Wheelabrator Spokane | Municipal Solid Waste | 90 | 90 | 90
50887_B_BLR1 | Wheelabrator South Broward | Municipal Solid Waste | 90 | 90 | 90
50887_B_BLR2 | Wheelabrator South Broward | Municipal Solid Waste | 90 | 90 | 90
50887_B_BLR3 | Wheelabrator South Broward | Municipal Solid Waste | 90 | 90 | 90
50888_B_BLR1 | Northampton Generating Company LP | Coal Steam | 86.6162 | 82.7281 | 84.9864
50931_B_BLR1 | Yellowstone Energy LP | Coal Steam | 82.3378 | 86.374 | 84.0297
50931_B_BLR2 | Yellowstone Energy LP | Coal Steam | 82.3378 | 86.374 | 84.0297
50951_B_1 | Sunnyside Cogen Associates | Coal Steam | 82.3378 | 86.374 | 84.0297
50960_B_UNIT1 | Union County Resource Recovery | Municipal Solid Waste | 90 | 90 | 90
50960_B_UNIT2 | Union County Resource Recovery | Municipal Solid Waste | 90 | 90 | 90
50960_B_UNIT3 | Union County Resource Recovery | Municipal Solid Waste | 90 | 90 | 90
50974_B_UNIT 1 | Scrubgrass Generating Company LP | Coal Steam | 82.3378 | 86.374 | 84.0297
50974_B_UNIT 2 | Scrubgrass Generating Company LP | Coal Steam | 82.3378 | 86.374 | 84.0297
50976_B_AAB01 | Indiantown Cogeneration LP | Coal Steam | 81.9672 | 87.8036 | 84.4137
51_B_1 | Dolet Hills | Coal Steam | 80.2874 | 87.3117 | 83.2318
51026_B_BLR1 | Ryegate Power Station | Biomass | 83 | 83 | 83
51038_B_B1 | MacArthur Waste to Energy Facility | Municipal Solid Waste | 90 | 90 | 90
51038_B_B2 | MacArthur Waste to Energy Facility | Municipal Solid Waste | 90 | 90 | 90
52007_B_BLR1 | Mecklenburg Power Station | Coal Steam | 82.3378 | 86.374 | 84.0297
52007_B_BLR2 | Mecklenburg Power Station | Coal Steam | 82.3378 | 86.374 | 84.0297
52010_B_BLR1 | Lee County Solid Waste Energy | Municipal Solid Waste | 90 | 90 | 90
52010_B_BLR2 | Lee County Solid Waste Energy | Municipal Solid Waste | 90 | 90 | 90
52010_B_BLR3 | Lee County Solid Waste Energy | Municipal Solid Waste | 90 | 90 | 90
52071_B_5A | Sandow Station | Coal Steam | 83.7912 | 88.7803 | 85.8825
52071_B_5B | Sandow Station | Coal Steam | 83.7912 | 88.7803 | 85.8825
52118_B_101 | Multitrade of Pittsylvania LP | Biomass | 83 | 83 | 83
52118_B_102 | Multitrade of Pittsylvania LP | Biomass | 83 | 83 | 83
52118_B_103 | Multitrade of Pittsylvania LP | Biomass | 83 | 83 | 83
52193_B_BLR1 | Delaware City Plant | Fossil Waste | 90 | 90 | 90
52193_B_BLR2 | Delaware City Plant | Fossil Waste | 90 | 90 | 90
52193_B_BLR3 | Delaware City Plant | Fossil Waste | 90 | 90 | 90
52193_B_BLR4 | Delaware City Plant | Fossil Waste | 90 | 90 | 90
52193_B_HRSG 1 | Delaware City Plant | O/G Steam | 87.925 | 90.7796 | 89.1216
52193_B_HRSG 2 | Delaware City Plant | O/G Steam | 87.925 | 90.7796 | 89.1216
525_B_H1 | Hayden | Coal Steam | 82.661 | 88.2085 | 84.9864
525_B_H2 | Hayden | Coal Steam | 79.8779 | 86.3762 | 82.6018
527_B_1 | Nucla | Coal Steam | 82.661 | 88.2085 | 84.9864
54033_B_BLR1 | Wheelabrator North Broward | Municipal Solid Waste | 90 | 90 | 90
54033_B_BLR2 | Wheelabrator North Broward | Municipal Solid Waste | 90 | 90 | 90
54033_B_BLR3 | Wheelabrator North Broward | Municipal Solid Waste | 90 | 90 | 90
54035_B_BLR1 | Roanoke Valley Energy Facililty I | Coal Steam | 82.661 | 88.2085 | 84.9864
54081_B_1A | Spruance Genco LLC | Coal Steam | 82.3378 | 86.374 | 84.0297
54081_B_1B | Spruance Genco LLC | Coal Steam | 82.3378 | 86.374 | 84.0297
54081_B_2A | Spruance Genco LLC | Coal Steam | 82.3378 | 86.374 | 84.0297
54081_B_2B | Spruance Genco LLC | Coal Steam | 82.3378 | 86.374 | 84.0297
54081_B_3A | Spruance Genco LLC | Coal Steam | 82.3378 | 86.374 | 84.0297
54081_B_3B | Spruance Genco LLC | Coal Steam | 82.3378 | 86.374 | 84.0297
54081_B_4A | Spruance Genco LLC | Coal Steam | 82.3378 | 86.374 | 84.0297
54081_B_4B | Spruance Genco LLC | Coal Steam | 82.3378 | 86.374 | 84.0297
54144_B_BRBR1 | Piney Creek Project | Coal Steam | 82.3378 | 86.374 | 84.0297
54219_B_BLR1 | Burney Mountain Power | Biomass | 83 | 83 | 83
54224_B_SG1 | Franklin Heating Station | O/G Steam | 87.3884 | 91.2182 | 88.9937
54224_B_SG2 | Franklin Heating Station | O/G Steam | 87.3884 | 91.2182 | 88.9937
54224_B_SG3 | Franklin Heating Station | O/G Steam | 87.3884 | 91.2182 | 88.9937
54224_B_SG4 | Franklin Heating Station | O/G Steam | 87.3884 | 91.2182 | 88.9937
54238_B_N64514 | Port of Stockton Energy Facility | Biomass | 83 | 83 | 83
54238_B_N64516 | Port of Stockton Energy Facility | Biomass | 83 | 83 | 83
54304_B_1A | Birchwood Power | Coal Steam | 79.8779 | 86.3762 | 82.6018
54321_B_3B101 | Goodyear Beaumont Chemical Plant | O/G Steam | 87.925 | 90.7796 | 89.1216
54321_B_3B102 | Goodyear Beaumont Chemical Plant | O/G Steam | 87.925 | 90.7796 | 89.1216
54321_B_3B103 | Goodyear Beaumont Chemical Plant | O/G Steam | 87.925 | 90.7796 | 89.1216
54321_B_3B104 | Goodyear Beaumont Chemical Plant | O/G Steam | 87.925 | 90.7796 | 89.1216
54321_B_3B105 | Goodyear Beaumont Chemical Plant | O/G Steam | 87.925 | 90.7796 | 89.1216
54321_B_3B106 | Goodyear Beaumont Chemical Plant | O/G Steam | 87.925 | 90.7796 | 89.1216
54321_B_3B107 | Goodyear Beaumont Chemical Plant | O/G Steam | 87.925 | 90.7796 | 89.1216
54321_B_3B108 | Goodyear Beaumont Chemical Plant | O/G Steam | 87.925 | 90.7796 | 89.1216
54408_B_B21 | UW Madison Charter Street Plant | Coal Steam | 82.3378 | 86.374 | 84.0297
54408_B_B22 | UW Madison Charter Street Plant | Coal Steam | 82.3378 | 86.374 | 84.0297
54408_B_B24 | UW Madison Charter Street Plant | Coal Steam | 82.3378 | 86.374 | 84.0297
54408_B_B25 | UW Madison Charter Street Plant | Coal Steam | 82.3378 | 86.374 | 84.0297
54415_B_101613 | Cadillac Renewable Energy | Biomass | 83 | 83 | 83
54429_B_PB2 | Alabama Pine Pulp | Non-Fossil Waste | 90 | 90 | 90
54429_B_RB2 | Alabama Pine Pulp | Non-Fossil Waste | 90 | 90 | 90
54468_B_BLR1 | Mt Lassen Power | Biomass | 83 | 83 | 83
54469_B_BLR1 | Pacific Oroville Power Inc | Biomass | 83 | 83 | 83
54469_B_BLR2 | Pacific Oroville Power Inc | Biomass | 83 | 83 | 83
54518_B_HRSG2 | Formosa Plastics | O/G Steam | 87.925 | 90.7796 | 89.1216
54518_B_HRSG3 | Formosa Plastics | O/G Steam | 87.925 | 90.7796 | 89.1216
54526_B_00001 | Lyonsdale Biomass LLC | Biomass | 83 | 83 | 83
54529_B_0001 | Wheelabrator Ridge Energy | Biomass | 83 | 83 | 83
54556_B_BLR10 | Corn Products Illinois | Coal Steam | 82.3378 | 86.374 | 84.0297
54556_B_BLR5 | Corn Products Illinois | Coal Steam | 82.3378 | 86.374 | 84.0297
54556_B_BLR6 | Corn Products Illinois | Coal Steam | 82.3378 | 86.374 | 84.0297
54556_B_BLR7 | Corn Products Illinois | Coal Steam | 82.3378 | 86.374 | 84.0297
546_B_5 | Montville Station | O/G Steam | 87.3884 | 91.2182 | 88.9937
546_B_6 | Montville Station | O/G Steam | 83.3123 | 90.8219 | 86.4602
54620_B_B1 | Pinetree Power Fitchburg | Biomass | 83 | 83 | 83
54625_B_1 | Montenay Montgomery LP | Municipal Solid Waste | 90 | 90 | 90
54625_B_2 | Montenay Montgomery LP | Municipal Solid Waste | 90 | 90 | 90
54626_B_BL01 | Mt Poso Cogeneration | Biomass | 83 | 83 | 83
54627_B_A | Okeelanta Cogeneration | Biomass | 83 | 83 | 83
54627_B_B | Okeelanta Cogeneration | Biomass | 83 | 83 | 83
54627_B_C | Okeelanta Cogeneration | Biomass | 83 | 83 | 83
54634_B_1 | St Nicholas Cogen Project | Coal Steam | 85.2155 | 82.3866 | 84.0297
54677_B_HRB | CII Carbon LLC | Coal Steam | 82.3378 | 86.374 | 84.0297
54746_B_1 | Wheelabrator Falls | Municipal Solid Waste | 90 | 90 | 90
54746_B_2 | Wheelabrator Falls | Municipal Solid Waste | 90 | 90 | 90
54755_B_BLR2 | Roanoke Valley Energy Facility II | Coal Steam | 82.3378 | 86.374 | 84.0297
54758_B_BW1 | Wheelabrator Lisbon | Municipal Solid Waste | 90 | 90 | 90
54758_B_BW2 | Wheelabrator Lisbon | Municipal Solid Waste | 90 | 90 | 90
54775_B_BLR10 | University of Iowa Main Power Plant | Coal Steam | 82.3378 | 86.374 | 84.0297
54775_B_BLR11 | University of Iowa Main Power Plant | Coal Steam | 82.3378 | 86.374 | 84.0297
54775_B_BLR7 | University of Iowa Main Power Plant | Coal Steam | 82.3378 | 86.374 | 84.0297
54775_B_BLR8 | University of Iowa Main Power Plant | Coal Steam | 82.3378 | 86.374 | 84.0297
548_B_1 | NRG Norwalk Harbor | O/G Steam | 85.0576 | 91.3271 | 87.6856
548_B_2 | NRG Norwalk Harbor | O/G Steam | 85.0576 | 91.3271 | 87.6856
54852_B_1 | Greenville Steam | Biomass | 83 | 83 | 83
54945_B_11 | Covanta Mid-Connecticut Energy | Municipal Solid Waste | 90 | 90 | 90
54945_B_12 | Covanta Mid-Connecticut Energy | Municipal Solid Waste | 90 | 90 | 90
54945_B_13 | Covanta Mid-Connecticut Energy | Municipal Solid Waste | 90 | 90 | 90
54998_B_12300 | Wheelabrator Portsmouth | Municipal Solid Waste | 90 | 90 | 90
54998_B_12400 | Wheelabrator Portsmouth | Municipal Solid Waste | 90 | 90 | 90
54998_B_12500 | Wheelabrator Portsmouth | Municipal Solid Waste | 90 | 90 | 90
54998_B_12600 | Wheelabrator Portsmouth | Municipal Solid Waste | 90 | 90 | 90
550_B_1 | Kettle Falls Generating Station | Biomass | 83 | 83 | 83
55076_B_AA001 | Red Hills Generating Facility | Coal Steam | 83.7912 | 88.7803 | 85.8825
55076_B_AA002 | Red Hills Generating Facility | Coal Steam | 83.7912 | 88.7803 | 85.8825
55174_B_1 | Geneva Energy LLC | Tires | 90 | 90 | 90
55318_B_1 | Indian River | O/G Steam | 87.3884 | 91.2182 | 88.9937
55318_B_2 | Indian River | O/G Steam | 85.0458 | 91.0047 | 87.5437
55318_B_3 | Indian River | O/G Steam | 81.0785 | 89.5384 | 84.6247
55479_B_3 | Wygen 1 | Coal Steam | 82.3378 | 86.374 | 84.0297
55611_B_BOIL1 | Mingo Junction Energy Center | Fossil Waste | 90 | 90 | 90
55611_B_BOIL2 | Mingo Junction Energy Center | Fossil Waste | 90 | 90 | 90
55611_B_BOIL3 | Mingo Junction Energy Center | Fossil Waste | 90 | 90 | 90
55611_B_BOIL4 | Mingo Junction Energy Center | Fossil Waste | 90 | 90 | 90
55708_B_BLR1 | Nacogdoches Power | Biomass | 83 | 83 | 83
55749_B_PC1 | Hardin Generator Project | Coal Steam | 82.661 | 88.2085 | 84.9864
55867_B_B1 | Fibrominn Biomass Power Plant | Biomass | 83 | 83 | 83
55882_B_BLR1 | Sierra Pacific Aberdeen | Biomass | 83 | 83 | 83
56_B_1 | Charles R Lowman | Coal Steam | 82.3378 | 86.374 | 84.0297
56_B_2 | Charles R Lowman | Coal Steam | 79.8779 | 86.3762 | 82.6018
56_B_3 | Charles R Lowman | Coal Steam | 79.8779 | 86.3762 | 82.6018
56068_B_18 | Elm Road Generating Station | Coal Steam | 80.2874 | 87.3117 | 83.2318
56068_B_19 | Elm Road Generating Station | Coal Steam | 80.2874 | 87.3117 | 83.2318
56079_B_North | STEC-S LLC | Biomass | 83 | 83 | 83
56079_B_South | STEC-S LLC | Biomass | 83 | 83 | 83
56124_B_10BLR | SP Newsprint- Newberg Cogen | Biomass | 83 | 83 | 83
56163_B_1 | KUCC | Coal Steam | 82.3378 | 86.374 | 84.0297
56163_B_2 | KUCC | Coal Steam | 82.3378 | 86.374 | 84.0297
56163_B_3 | KUCC | Coal Steam | 82.3378 | 86.374 | 84.0297
56163_B_4 | KUCC | Coal Steam | 82.3378 | 86.374 | 84.0297
562_B_2 | Middletown | O/G Steam | 85.0458 | 91.0047 | 87.5437
562_B_3 | Middletown | O/G Steam | 81.3488 | 89.0171 | 84.5632
562_B_4 | Middletown | O/G Steam | 83.3123 | 90.8219 | 86.4602
56224_B_BLR100 | TS Power Plant | Coal Steam | 79.8779 | 86.3762 | 82.6018
56309_B_HRSG1 | Trigen St.Louis | O/G Steam | 87.925 | 90.7796 | 89.1216
56309_B_HRSG2 | Trigen St.Louis | O/G Steam | 87.925 | 90.7796 | 89.1216
56319_B_1 | Wygen 2 | Coal Steam | 82.3378 | 86.374 | 84.0297
564_B_1 | Stanton Energy Center | Coal Steam | 79.0862 | 85.7989 | 81.9
564_B_2 | Stanton Energy Center | Coal Steam | 79.0862 | 85.7989 | 81.9
56405_B_HI | Nevada Solar One | Solar Thermal | 90 | 90 | 90
56406_B_BLR1 | Sierra Pacific Burlington Facility | Biomass | 83 | 83 | 83
56456_B_BLR1 | Plum Point Energy Station | Coal Steam | 80.2874 | 87.3117 | 83.2318
56469_B_FW-1 | Roseburg Forest Products Biomass | Biomass | 83 | 83 | 83
56596_B_1 | Wygen III | Coal Steam | 82.661 | 88.2085 | 84.9864
56609_B_1 | Dry Fork Station | Coal Steam | 81.9672 | 87.8036 | 84.4137
56611_B_S01 | Sandy Creek Energy Station | Coal Steam | 82.9222 | 89.7194 | 85.7715
56612_B_1 | Thompson River Power LLC | Biomass | 83 | 83 | 83
56616_B_4PB | Snowflake White Mountain Power LLC | Biomass | 83 | 83 | 83
56643_B_7 | St Paul Cogeneration | Biomass | 83 | 83 | 83
56671_B_UHA01 | Longview Power LLC | Coal Steam | 85.2955 | 80.3724 | 83.2318
56706_B_SD200 | Ampersand Chowchilla Biomass LLC | Biomass | 83 | 83 | 83
56707_B_SD200 | El Nido Facility | Biomass | 83 | 83 | 83
56708_B_H1101 | CFB Power Plant | Coal Steam | 82.661 | 88.2085 | 84.9864
56708_B_H1201 | CFB Power Plant | Coal Steam | 82.661 | 88.2085 | 84.9864
56781_B_3 | Evergreen BioPower LLC | Biomass | 83 | 83 | 83
56786_B_1 | Spiritwood Station | Coal Steam | 83.7912 | 88.7803 | 85.8825
568_B_BHB3 | Bridgeport Station | Coal Steam | 81.9672 | 87.8036 | 84.4137
56848_B_HRSG10 | Haverhill North Cogeneration Facility | Coal Steam | 82.3378 | 86.374 | 84.0297
56848_B_HRSG6 | Haverhill North Cogeneration Facility | Coal Steam | 82.3378 | 86.374 | 84.0297
56848_B_HRSG7 | Haverhill North Cogeneration Facility | Coal Steam | 82.3378 | 86.374 | 84.0297
56848_B_HRSG8 | Haverhill North Cogeneration Facility | Coal Steam | 82.3378 | 86.374 | 84.0297
56848_B_HRSG9 | Haverhill North Cogeneration Facility | Coal Steam | 82.3378 | 86.374 | 84.0297
56931_B_BoilA | Aspen Biomass Power Plant | Biomass | 83 | 83 | 83
57046_B_CFB1 | Archer Daniels Midland Columbus | Coal Steam | 82.3378 | 86.374 | 84.0297
57046_B_CFB2 | Archer Daniels Midland Columbus | Coal Steam | 82.3378 | 86.374 | 84.0297
57072_B_PB-1 | Granite City Works | Fossil Waste | 90 | 90 | 90
57099_B_4RB | Simpson Tacoma Kraft Biomass | Non-Fossil Waste | 90 | 90 | 90
57099_B_7PB | Simpson Tacoma Kraft Biomass | Non-Fossil Waste | 90 | 90 | 90
57105_B_6 | Grays Harbor Paper LP | Biomass | 83 | 83 | 83
57105_B_8 | Grays Harbor Paper LP | Biomass | 83 | 83 | 83
57119_B_1111 | Koda Biomass Plant | Biomass | 83 | 83 | 83
57138_B_HRSG1 | Savannah River Site Biomass Cogeneration | Biomass | 83 | 83 | 83
57138_B_HRSG2 | Savannah River Site Biomass Cogeneration | Biomass | 83 | 83 | 83
57154_B_B1 | Imperial Valley Resource Recovery | Biomass | 83 | 83 | 83
57457_B_1 | Seneca Sustainable Energy LLC | Biomass | 83 | 83 | 83
57470_B_RF-P1 | Marlboro Mill | Non-Fossil Waste | 90 | 90 | 90
57470_B_UA-P2 | Marlboro Mill | Non-Fossil Waste | 90 | 90 | 90
57684_B_1 | Goodsprings Waste Heat Recovery | Non-Fossil Waste | 90 | 90 | 90
57688_B_BOILER | Lakeview Biomass CoGen | Biomass | 83 | 83 | 83
589_B_1 | J C McNeil | Biomass | 83 | 83 | 83
59_B_1 | Platte | Coal Steam | 82.661 | 88.2085 | 84.9864
593_B_3 | Edge Moor | Coal Steam | 82.3378 | 86.374 | 84.0297
593_B_4 | Edge Moor | Coal Steam | 82.661 | 88.2085 | 84.9864
593_B_5 | Edge Moor | O/G Steam | 81.5054 | 88.7817 | 84.5555
594_B_4 | Indian River Generating Station | Coal Steam | 79.0862 | 85.7989 | 81.9
599_B_1 | McKee Run | O/G Steam | 87.3884 | 91.2182 | 88.9937
599_B_2 | McKee Run | O/G Steam | 87.3884 | 91.2182 | 88.9937
599_B_3 | McKee Run | O/G Steam | 85.0458 | 91.0047 | 87.5437
60_B_1 | Whelan Energy Center | Coal Steam | 82.3378 | 86.374 | 84.0297
60_B_2 | Whelan Energy Center | Coal Steam | 79.8779 | 86.3762 | 82.6018
6002_B_1 | James H Miller Jr | Coal Steam | 80.2874 | 87.3117 | 83.2318
6002_B_2 | James H Miller Jr | Coal Steam | 80.2874 | 87.3117 | 83.2318
6002_B_3 | James H Miller Jr | Coal Steam | 80.2874 | 87.3117 | 83.2318
6002_B_4 | James H Miller Jr | Coal Steam | 80.2874 | 87.3117 | 83.2318
6004_B_1 | FirstEnergy Pleasants Power Station | Coal Steam | 85.2955 | 80.3724 | 83.2318
6004_B_2 | FirstEnergy Pleasants Power Station | Coal Steam | 85.2955 | 80.3724 | 83.2318
6009_B_1 | White Bluff | Coal Steam | 82.9222 | 89.7194 | 85.7715
6009_B_2 | White Bluff | Coal Steam | 82.9222 | 89.7194 | 85.7715
6013_B_01 | Olive | O/G Steam | 87.925 | 90.7796 | 89.1216
6013_B_02 | Olive | O/G Steam | 87.925 | 90.7796 | 89.1216
6016_B_1 | Duck Creek | Coal Steam | 79.0862 | 85.7989 | 81.9
6017_B_1 | Newton | Coal Steam | 79.0862 | 85.7989 | 81.9
6017_B_2 | Newton | Coal Steam | 79.0862 | 85.7989 | 81.9
6018_B_2 | East Bend | Coal Steam | 80.2874 | 87.3117 | 83.2318
6019_B_1 | W H Zimmer | Coal Steam | 76.6198 | 84.96 | 80.1159
602_B_1 | Brandon Shores | Coal Steam | 80.2874 | 87.3117 | 83.2318
602_B_2 | Brandon Shores | Coal Steam | 80.2874 | 87.3117 | 83.2318
6021_B_C1 | Craig | Coal Steam | 79.0862 | 85.7989 | 81.9
6021_B_C2 | Craig | Coal Steam | 79.0862 | 85.7989 | 81.9
6021_B_C3 | Craig | Coal Steam | 79.0862 | 85.7989 | 81.9
6030_B_1 | Coal Creek | Coal Steam | 79.0862 | 85.7989 | 81.9
6030_B_2 | Coal Creek | Coal Steam | 79.0862 | 85.7989 | 81.9
6031_B_2 | Killen Station | Coal Steam | 80.2874 | 87.3117 | 83.2318
6034_B_1 | Belle River | Coal Steam | 80.2874 | 87.3117 | 83.2318
6034_B_2 | Belle River | Coal Steam | 80.2874 | 87.3117 | 83.2318
6035_B_1 | Greenwood | O/G Steam | 75.3904 | 82.9858 | 78.5742
6041_B_1 | H L Spurlock | Coal Steam | 81.9672 | 87.8036 | 84.4137
6041_B_2 | H L Spurlock | Coal Steam | 79.0862 | 85.7989 | 81.9
6041_B_3 | H L Spurlock | Coal Steam | 79.8779 | 86.3762 | 82.6018
6041_B_4 | H L Spurlock | Coal Steam | 79.8779 | 86.3762 | 82.6018
6042_B_PMT1 | Manatee | O/G Steam | 79.5883 | 88.681 | 83.3998
6042_B_PMT2 | Manatee | O/G Steam | 79.5883 | 88.681 | 83.3998
6043_B_PMR1 | Martin | O/G Steam | 79.5883 | 88.681 | 83.3998
6043_B_PMR2 | Martin | O/G Steam | 79.5883 | 88.681 | 83.3998
6052_B_1 | Wansley | Coal Steam | 82.9222 | 89.7194 | 85.7715
6052_B_2 | Wansley | Coal Steam | 82.9222 | 89.7194 | 85.7715
6055_B_2B1 | Big Cajun 2 | Coal Steam | 79.0862 | 85.7989 | 81.9
6055_B_2B2 | Big Cajun 2 | Coal Steam | 79.0862 | 85.7989 | 81.9
6055_B_2B3 | Big Cajun 2 | Coal Steam | 79.0862 | 85.7989 | 81.9
6061_B_1 | R D Morrow | Coal Steam | 82.661 | 88.2085 | 84.9864
6061_B_2 | R D Morrow | Coal Steam | 82.661 | 88.2085 | 84.9864
6064_B_N1 | Nearman Creek | Coal Steam | 79.8779 | 86.3762 | 82.6018
6065_B_1 | Iatan | Coal Steam | 80.2874 | 87.3117 | 83.2318
6065_B_2 | Iatan | Coal Steam | 82.9222 | 89.7194 | 85.7715
6068_B_1 | Jeffrey Energy Center | Coal Steam | 80.2874 | 87.3117 | 83.2318
6068_B_2 | Jeffrey Energy Center | Coal Steam | 80.2874 | 87.3117 | 83.2318
6068_B_3 | Jeffrey Energy Center | Coal Steam | 80.2874 | 87.3117 | 83.2318
6071_B_1 | Trimble County | Coal Steam | 79.0862 | 85.7989 | 81.9
6071_B_2 | Trimble County | Coal Steam | 80.2874 | 87.3117 | 83.2318
6073_B_1 | Victor J Daniel Jr | Coal Steam | 79.0862 | 85.7989 | 81.9
6073_B_2 | Victor J Daniel Jr | Coal Steam | 79.0862 | 85.7989 | 81.9
6076_B_1 | Colstrip | Coal Steam | 81.9672 | 87.8036 | 84.4137
6076_B_2 | Colstrip | Coal Steam | 81.9672 | 87.8036 | 84.4137
6076_B_3 | Colstrip | Coal Steam | 80.2874 | 87.3117 | 83.2318
6076_B_4 | Colstrip | Coal Steam | 80.2874 | 87.3117 | 83.2318
6077_B_1 | Gerald Gentleman | Coal Steam | 80.2874 | 87.3117 | 83.2318
6077_B_2 | Gerald Gentleman | Coal Steam | 80.2874 | 87.3117 | 83.2318
6082_B_1 | AES Somerset LLC | Coal Steam | 80.2874 | 87.3117 | 83.2318
6085_B_14 | R M Schahfer | Coal Steam | 79.0862 | 85.7989 | 81.9
6085_B_15 | R M Schahfer | Coal Steam | 79.0862 | 85.7989 | 81.9
6085_B_17 | R M Schahfer | Coal Steam | 81.9672 | 87.8036 | 84.4137
6085_B_18 | R M Schahfer | Coal Steam | 81.9672 | 87.8036 | 84.4137
6089_B_B1 | Lewis & Clark | Coal Steam | 82.3378 | 86.374 | 84.0297
6090_B_1 | Sherburne County | Coal Steam | 80.2874 | 87.3117 | 83.2318
6090_B_2 | Sherburne County | Coal Steam | 80.2874 | 87.3117 | 83.2318
6090_B_3 | Sherburne County | Coal Steam | 82.9222 | 89.7194 | 85.7715
6094_B_1 | FirstEnergy Bruce Mansfield | Coal Steam | 82.9222 | 89.7194 | 85.7715
6094_B_2 | FirstEnergy Bruce Mansfield | Coal Steam | 82.9222 | 89.7194 | 85.7715
6094_B_3 | FirstEnergy Bruce Mansfield | Coal Steam | 82.9222 | 89.7194 | 85.7715
6095_B_1 | Sooner | Coal Steam | 79.0862 | 85.7989 | 81.9
6095_B_2 | Sooner | Coal Steam | 79.0862 | 85.7989 | 81.9
6096_B_1 | Nebraska City | Coal Steam | 80.2874 | 87.3117 | 83.2318
6096_B_2 | Nebraska City | Coal Steam | 80.2874 | 87.3117 | 83.2318
6098_B_1 | Big Stone | Coal Steam | 79.0862 | 85.7989 | 81.9
6101_B_BW91 | Wyodak | Coal Steam | 81.9672 | 87.8036 | 84.4137
6106_B_1SG | Boardman | Coal Steam | 83.8722 | 79.1673 | 81.9
6113_B_1 | Gibson | Coal Steam | 80.2874 | 87.3117 | 83.2318
6113_B_2 | Gibson | Coal Steam | 80.2874 | 87.3117 | 83.2318
6113_B_3 | Gibson | Coal Steam | 80.2874 | 87.3117 | 83.2318
6113_B_4 | Gibson | Coal Steam | 80.2874 | 87.3117 | 83.2318
6113_B_5 | Gibson | Coal Steam | 80.2874 | 87.3117 | 83.2318
6136_B_1 | Gibbons Creek | Coal Steam | 79.0862 | 85.7989 | 81.9
6137_B_1 | A B Brown | Coal Steam | 79.8779 | 86.3762 | 82.6018
6137_B_2 | A B Brown | Coal Steam | 79.8779 | 86.3762 | 82.6018
6138_B_1 | Flint Creek | Coal Steam | 79.0862 | 85.7989 | 81.9
6139_B_1 | Welsh | Coal Steam | 79.0862 | 85.7989 | 81.9
6139_B_3 | Welsh | Coal Steam | 79.0862 | 85.7989 | 81.9
6146_B_1 | Martin Lake | Coal Steam | 82.9222 | 89.7194 | 85.7715
6146_B_2 | Martin Lake | Coal Steam | 82.9222 | 89.7194 | 85.7715
6146_B_3 | Martin Lake | Coal Steam | 82.9222 | 89.7194 | 85.7715
6147_B_1 | Monticello | Coal Steam | 79.0862 | 85.7989 | 81.9
6147_B_2 | Monticello | Coal Steam | 79.0862 | 85.7989 | 81.9
6147_B_3 | Monticello | Coal Steam | 80.2874 | 87.3117 | 83.2318
6155_B_1 | Rush Island | Coal Steam | 80.2874 | 87.3117 | 83.2318
6155_B_2 | Rush Island | Coal Steam | 80.2874 | 87.3117 | 83.2318
6156_B_NHB1 | New Haven Harbor | O/G Steam | 81.5054 | 88.7817 | 84.5555
6165_B_1 | Hunter | Coal Steam | 79.0862 | 85.7989 | 81.9
6165_B_2 | Hunter | Coal Steam | 79.0862 | 85.7989 | 81.9
6165_B_3 | Hunter | Coal Steam | 79.0862 | 85.7989 | 81.9
6166_B_MB1 | Rockport | Coal Steam | 76.6198 | 84.96 | 80.1159
6166_B_MB2 | Rockport | Coal Steam | 76.6198 | 84.96 | 80.1159
6170_B_1 | Pleasant Prairie | Coal Steam | 79.0862 | 85.7989 | 81.9
6170_B_2 | Pleasant Prairie | Coal Steam | 79.0862 | 85.7989 | 81.9
6177_B_U1B | Coronado | Coal Steam | 81.9672 | 87.8036 | 84.4137
6177_B_U2B | Coronado | Coal Steam | 81.9672 | 87.8036 | 84.4137
6178_B_1 | Coleto Creek | Coal Steam | 79.0862 | 85.7989 | 81.9
6179_B_1 | Fayette Power Project | Coal Steam | 79.0862 | 85.7989 | 81.9
6179_B_2 | Fayette Power Project | Coal Steam | 79.0862 | 85.7989 | 81.9
6179_B_3 | Fayette Power Project | Coal Steam | 79.0862 | 85.7989 | 81.9
6180_B_1 | Oak Grove | Coal Steam | 83.7912 | 88.7803 | 85.8825
6180_B_2 | Oak Grove | Coal Steam | 83.7912 | 88.7803 | 85.8825
6181_B_1 | J T Deely | Coal Steam | 79.0862 | 85.7989 | 81.9
6181_B_2 | J T Deely | Coal Steam | 79.0862 | 85.7989 | 81.9
6183_B_SM-1 | San Miguel | Coal Steam | 83.7912 | 88.7803 | 85.8825
6190_B_1 | Brame Energy Center | O/G Steam | 81.5054 | 88.7817 | 84.5555
6190_B_2 | Brame Energy Center | Coal Steam | 79.0862 | 85.7989 | 81.9
6190_B_3-1 | Brame Energy Center | Coal Steam | 79.8779 | 86.3762 | 82.6018
6190_B_3-2 | Brame Energy Center | Coal Steam | 79.8779 | 86.3762 | 82.6018
6193_B_061B | Harrington | Coal Steam | 81.9672 | 87.8036 | 84.4137
6193_B_062B | Harrington | Coal Steam | 81.9672 | 87.8036 | 84.4137
6193_B_063B | Harrington | Coal Steam | 81.9672 | 87.8036 | 84.4137
6194_B_171B | Tolk | Coal Steam | 79.0862 | 85.7989 | 81.9
6194_B_172B | Tolk | Coal Steam | 79.0862 | 85.7989 | 81.9
6195_B_1 | Southwest Power Station | Coal Steam | 82.661 | 88.2085 | 84.9864
6195_B_2 | Southwest Power Station | Coal Steam | 79.8779 | 86.3762 | 82.6018
620_B_PSN3 | Sanford | O/G Steam | 85.0458 | 91.0047 | 87.5437
6204_B_1 | Laramie River Station | Coal Steam | 79.0862 | 85.7989 | 81.9
6204_B_2 | Laramie River Station | Coal Steam | 79.0862 | 85.7989 | 81.9
6204_B_3 | Laramie River Station | Coal Steam | 79.0862 | 85.7989 | 81.9
621_B_PTP1 | Turkey Point | O/G Steam | 81.0785 | 89.5384 | 84.6247
6213_B_1SG1 | Merom | Coal Steam | 79.0862 | 85.7989 | 81.9
6213_B_2SG1 | Merom | Coal Steam | 79.0862 | 85.7989 | 81.9
6225_B_1 | Jasper 2 | Coal Steam | 82.3378 | 86.374 | 84.0297
6243_B_1 | Dansby | O/G Steam | 85.0341 | 90.6824 | 87.4017
6248_B_1 | Pawnee | Coal Steam | 79.0862 | 85.7989 | 81.9
6249_B_1 | Winyah | Coal Steam | 79.8779 | 86.3762 | 82.6018
6249_B_2 | Winyah | Coal Steam | 79.8779 | 86.3762 | 82.6018
6249_B_3 | Winyah | Coal Steam | 79.8779 | 86.3762 | 82.6018
6249_B_4 | Winyah | Coal Steam | 79.8779 | 86.3762 | 82.6018
6250_B_1A | Mayo | Coal Steam | 81.9672 | 87.8036 | 84.4137
6250_B_1B | Mayo | Coal Steam | 81.9672 | 87.8036 | 84.4137
6254_B_1 | Ottumwa | Coal Steam | 80.2874 | 87.3117 | 83.2318
6257_B_1 | Scherer | Coal Steam | 82.9222 | 89.7194 | 85.7715
6257_B_2 | Scherer | Coal Steam | 82.9222 | 89.7194 | 85.7715
6257_B_3 | Scherer | Coal Steam | 82.9222 | 89.7194 | 85.7715
6257_B_4 | Scherer | Coal Steam | 82.9222 | 89.7194 | 85.7715
6264_B_1 | Mountaineer | Coal Steam | 76.6198 | 84.96 | 80.1159
628_B_1 | Crystal River | Coal Steam | 81.9672 | 87.8036 | 84.4137
628_B_2 | Crystal River | Coal Steam | 79.0862 | 85.7989 | 81.9
628_B_4 | Crystal River | Coal Steam | 80.2874 | 87.3117 | 83.2318
628_B_5 | Crystal River | Coal Steam | 80.2874 | 87.3117 | 83.2318
638_B_1 | Suwannee River | O/G Steam | 87.3884 | 91.2182 | 88.9937
638_B_2 | Suwannee River | O/G Steam | 87.3884 | 91.2182 | 88.9937
638_B_3 | Suwannee River | O/G Steam | 87.3884 | 91.2182 | 88.9937
641_B_4 | Crist | Coal Steam | 82.3378 | 86.374 | 84.0297
641_B_5 | Crist | Coal Steam | 82.3378 | 86.374 | 84.0297
641_B_6 | Crist | Coal Steam | 79.8779 | 86.3762 | 82.6018
641_B_7 | Crist | Coal Steam | 79.0862 | 85.7989 | 81.9
642_B_1 | Scholz | Coal Steam | 82.3378 | 86.374 | 84.0297
642_B_2 | Scholz | Coal Steam | 82.3378 | 86.374 | 84.0297
643_B_1 | Lansing Smith | Coal Steam | 82.661 | 88.2085 | 84.9864
643_B_2 | Lansing Smith | Coal Steam | 82.661 | 88.2085 | 84.9864
645_B_BB01 | Big Bend | Coal Steam | 81.9672 | 87.8036 | 84.4137
645_B_BB02 | Big Bend | Coal Steam | 81.9672 | 87.8036 | 84.4137
645_B_BB03 | Big Bend | Coal Steam | 81.9672 | 87.8036 | 84.4137
645_B_BB04 | Big Bend | Coal Steam | 79.0862 | 85.7989 | 81.9
6469_B_B1 | Antelope Valley | Coal Steam | 79.0862 | 85.7989 | 81.9
6469_B_B2 | Antelope Valley | Coal Steam | 79.0862 | 85.7989 | 81.9
6481_B_1SGA | Intermountain Power Project | Coal Steam | 82.9222 | 89.7194 | 85.7715
6481_B_2SGA | Intermountain Power Project | Coal Steam | 82.9222 | 89.7194 | 85.7715
6558_B_3 | D G Hunter | O/G Steam | 87.925 | 90.7796 | 89.1216
6558_B_4 | D G Hunter | O/G Steam | 87.925 | 90.7796 | 89.1216
663_B_B1 | Deerhaven Generating Station | O/G Steam | 87.3884 | 91.2182 | 88.9937
663_B_B2 | Deerhaven Generating Station | Coal Steam | 79.8779 | 86.3762 | 82.6018
6639_B_G1 | R D Green | Coal Steam | 79.8779 | 86.3762 | 82.6018
6639_B_G2 | R D Green | Coal Steam | 79.8779 | 86.3762 | 82.6018
664_B_JRK7 | John R Kelly | O/G Steam | 87.3884 | 91.2182 | 88.9937
6641_B_1 | Independence | Coal Steam | 82.9222 | 89.7194 | 85.7715
6641_B_2 | Independence | Coal Steam | 82.9222 | 89.7194 | 85.7715
6648_B_4 | Sandow No 4 | Coal Steam | 83.7912 | 88.7803 | 85.8825
6664_B_101 | Louisa | Coal Steam | 80.2874 | 87.3117 | 83.2318
667_B_1 | Northside Generating Station | Coal Steam | 79.8779 | 86.3762 | 82.6018
667_B_2 | Northside Generating Station | Coal Steam | 79.8779 | 86.3762 | 82.6018
667_B_3 | Northside Generating Station | O/G Steam | 81.5054 | 88.7817 | 84.5555
6705_B_1 | Warrick | Coal Steam | 82.661 | 88.2085 | 84.9864
6705_B_2 | Warrick | Coal Steam | 82.661 | 88.2085 | 84.9864
6705_B_3 | Warrick | Coal Steam | 82.661 | 88.2085 | 84.9864
6705_B_4 | Warrick | Coal Steam | 81.9672 | 87.8036 | 84.4137
673_B_S-3 | Tom G Smith | O/G Steam | 87.3884 | 91.2182 | 88.9937
676_B_1 | C D McIntosh Jr | O/G Steam | 87.3884 | 91.2182 | 88.9937
676_B_2 | C D McIntosh Jr | O/G Steam | 85.0458 | 91.0047 | 87.5437
676_B_3 | C D McIntosh Jr | Coal Steam | 81.9672 | 87.8036 | 84.4137
6761_B_101 | Rawhide | Coal Steam | 79.8779 | 86.3762 | 82.6018
6768_B_1 | Sikeston Power Station | Coal Steam | 79.8779 | 86.3762 | 82.6018
6772_B_1 | Hugo | Coal Steam | 79.0862 | 85.7989 | 81.9
6823_B_W1 | D B Wilson | Coal Steam | 79.0862 | 85.7989 | 81.9
688_B_1 | Arvah B Hopkins | O/G Steam | 87.3884 | 91.2182 | 88.9937
693_B_1 | Vero Beach Municipal Power Plant | O/G Steam | 87.925 | 90.7796 | 89.1216
693_B_3 | Vero Beach Municipal Power Plant | O/G Steam | 87.3884 | 91.2182 | 88.9937
693_B_4 | Vero Beach Municipal Power Plant | O/G Steam | 87.3884 | 91.2182 | 88.9937
7013_B_4 | East 12th Street | O/G Steam | 87.3884 | 91.2182 | 88.9937
703_B_1BLR | Bowen | Coal Steam | 80.2874 | 87.3117 | 83.2318
703_B_2BLR | Bowen | Coal Steam | 80.2874 | 87.3117 | 83.2318
703_B_3BLR | Bowen | Coal Steam | 82.9222 | 89.7194 | 85.7715
703_B_4BLR | Bowen | Coal Steam | 82.9222 | 89.7194 | 85.7715
7030_B_U1 | Twin Oaks Power One | Coal Steam | 82.661 | 88.2085 | 84.9864
7030_B_U2 | Twin Oaks Power One | Coal Steam | 82.661 | 88.2085 | 84.9864
708_B_1 | Hammond | Coal Steam | 82.661 | 88.2085 | 84.9864
708_B_2 | Hammond | Coal Steam | 82.661 | 88.2085 | 84.9864
708_B_3 | Hammond | Coal Steam | 82.661 | 88.2085 | 84.9864
708_B_4 | Hammond | Coal Steam | 79.0862 | 85.7989 | 81.9
7097_B_BLR1 | J K Spruce | Coal Steam | 79.0862 | 85.7989 | 81.9
7097_B_BLR2 | J K Spruce | Coal Steam | 80.2874 | 87.3117 | 83.2318
715_B_1 | McManus | O/G Steam | 86.8517 | 91.6567 | 88.8659
715_B_2 | McManus | O/G Steam | 86.8517 | 91.6567 | 88.8659
7210_B_COP1 | Cope | Coal Steam | 79.0862 | 85.7989 | 81.9
7213_B_1 | Clover | Coal Steam | 79.0862 | 85.7989 | 81.9
7213_B_2 | Clover | Coal Steam | 79.0862 | 85.7989 | 81.9
727_B_3 | Mitchell | Coal Steam | 82.661 | 88.2085 | 84.9864
728_B_Y1BR | Yates | Coal Steam | 82.3378 | 86.374 | 84.0297
728_B_Y2BR | Yates | Coal Steam | 82.661 | 88.2085 | 84.9864
728_B_Y3BR | Yates | Coal Steam | 82.661 | 88.2085 | 84.9864
728_B_Y6BR | Yates | Coal Steam | 81.9672 | 87.8036 | 84.4137
728_B_Y7BR | Yates | Coal Steam | 81.9672 | 87.8036 | 84.4137
733_B_1 | Kraft | Coal Steam | 82.3378 | 86.374 | 84.0297
733_B_2 | Kraft | Coal Steam | 82.3378 | 86.374 | 84.0297
733_B_4 | Kraft | O/G Steam | 85.0458 | 91.0047 | 87.5437
7343_B_4 | George Neal South | Coal Steam | 80.2874 | 87.3117 | 83.2318
7384_B_1 | Indian Trails Cogen 1 | O/G Steam | 87.925 | 90.7796 | 89.1216
7384_B_2 | Indian Trails Cogen 1 | O/G Steam | 87.925 | 90.7796 | 89.1216
7384_B_3 | Indian Trails Cogen 1 | O/G Steam | 87.925 | 90.7796 | 89.1216
7504_B_2 | Neil Simpson II | Coal Steam | 82.3378 | 86.374 | 84.0297
7513_B_BOIL1 | Boralex Fort Fairfield | Biomass | 83 | 83 | 83
753_B_ST | Crisp Plant | Coal Steam | 82.3378 | 86.374 | 84.0297
7549_B_1 | Milwaukee County | Coal Steam | 82.3378 | 86.374 | 84.0297
7549_B_2 | Milwaukee County | Coal Steam | 82.3378 | 86.374 | 84.0297
7549_B_3 | Milwaukee County | Coal Steam | 82.3378 | 86.374 | 84.0297
762_B_2 | Ponca | O/G Steam | 87.925 | 90.7796 | 89.1216
7627_B_14 | Everett Cogen | Biomass | 83 | 83 | 83
7701_B_4 | Fairless Hills | Landfill Gas | 90 | 90 | 90
7701_B_5 | Fairless Hills | Landfill Gas | 90 | 90 | 90
7737_B_B001 | Cogen South | Coal Steam | 82.3378 | 86.374 | 84.0297
7737_B_RB01 | Cogen South | Coal Steam | 82.3378 | 86.374 | 84.0297
7790_B_1-1 | Bonanza | Coal Steam | 79.0862 | 85.7989 | 81.9
7902_B_1 | Pirkey | Coal Steam | 80.2874 | 87.3117 | 83.2318
8_B_10 | Gorgas | Coal Steam | 80.2874 | 87.3117 | 83.2318
8_B_6 | Gorgas | Coal Steam | 82.661 | 88.2085 | 84.9864
8_B_7 | Gorgas | Coal Steam | 82.661 | 88.2085 | 84.9864
8_B_8 | Gorgas | Coal Steam | 82.661 | 88.2085 | 84.9864
8_B_9 | Gorgas | Coal Steam | 82.661 | 88.2085 | 84.9864
8002_B_1 | Newington | O/G Steam | 81.5054 | 88.7817 | 84.5555
8006_B_1 | Roseton Generating Station | O/G Steam | 75.3904 | 82.9858 | 78.5742
8006_B_2 | Roseton Generating Station | O/G Steam | 75.3904 | 82.9858 | 78.5742
8023_B_1 | Columbia | Coal Steam | 79.0862 | 85.7989 | 81.9
8023_B_2 | Columbia | Coal Steam | 79.0862 | 85.7989 | 81.9
8042_B_1 | Belews Creek | Coal Steam | 76.6198 | 84.96 | 80.1159
8042_B_2 | Belews Creek | Coal Steam | 76.6198 | 84.96 | 80.1159
8048_B_1 | Anclote | O/G Steam | 81.5054 | 88.7817 | 84.5555
8048_B_2 | Anclote | O/G Steam | 81.5054 | 88.7817 | 84.5555
8054_B_1 | Gerald Andrus | O/G Steam | 75.3904 | 82.9858 | 78.5742
8056_B_1 | Waterford 1 & 2 | O/G Steam | 81.5054 | 88.7817 | 84.5555
8056_B_2 | Waterford 1 & 2 | O/G Steam | 81.5054 | 88.7817 | 84.5555
8066_B_BW71 | Jim Bridger | Coal Steam | 79.0862 | 85.7989 | 81.9
8066_B_BW72 | Jim Bridger | Coal Steam | 79.0862 | 85.7989 | 81.9
8066_B_BW73 | Jim Bridger | Coal Steam | 79.0862 | 85.7989 | 81.9
8066_B_BW74 | Jim Bridger | Coal Steam | 79.0862 | 85.7989 | 81.9
8069_B_1 | Huntington | Coal Steam | 79.0862 | 85.7989 | 81.9
8069_B_2 | Huntington | Coal Steam | 79.0862 | 85.7989 | 81.9
8102_B_1 | General James M Gavin | Coal Steam | 76.6198 | 84.96 | 80.1159
8102_B_2 | General James M Gavin | Coal Steam | 76.6198 | 84.96 | 80.1159
8219_B_1 | Ray D Nixon | Coal Steam | 79.8779 | 86.3762 | 82.6018
8222_B_B1 | Coyote | Coal Steam | 83.7912 | 88.7803 | 85.8825
8223_B_1 | Springerville | Coal Steam | 81.9672 | 87.8036 | 84.4137
8223_B_2 | Springerville | Coal Steam | 81.9672 | 87.8036 | 84.4137
8223_B_3 | Springerville | Coal Steam | 79.0862 | 85.7989 | 81.9
8223_B_4 | Springerville | Coal Steam | 79.0862 | 85.7989 | 81.9
8224_B_1 | North Valmy | Coal Steam | 79.8779 | 86.3762 | 82.6018
8224_B_2 | North Valmy | Coal Steam | 79.8779 | 86.3762 | 82.6018
8226_B_1 | Cheswick Power Plant | Coal Steam | 79.0862 | 85.7989 | 81.9
856_B_1 | E D Edwards | Coal Steam | 82.661 | 88.2085 | 84.9864
856_B_2 | E D Edwards | Coal Steam | 79.8779 | 86.3762 | 82.6018
856_B_3 | E D Edwards | Coal Steam | 81.9672 | 87.8036 | 84.4137
861_B_01 | Coffeen | Coal Steam | 81.9672 | 87.8036 | 84.4137
861_B_02 | Coffeen | Coal Steam | 79.0862 | 85.7989 | 81.9
87_B_1 | Escalante | Coal Steam | 79.8779 | 86.3762 | 82.6018
874_B_5 | Joliet 9 | Coal Steam | 81.9672 | 87.8036 | 84.4137
876_B_1 | Kincaid Generation LLC | Coal Steam | 79.0862 | 85.7989 | 81.9
876_B_2 | Kincaid Generation LLC | Coal Steam | 79.0862 | 85.7989 | 81.9
879_B_51 | Powerton | Coal Steam | 81.9672 | 87.8036 | 84.4137
879_B_52 | Powerton | Coal Steam | 81.9672 | 87.8036 | 84.4137
879_B_61 | Powerton | Coal Steam | 81.9672 | 87.8036 | 84.4137
879_B_62 | Powerton | Coal Steam | 81.9672 | 87.8036 | 84.4137
883_B_7 | Waukegan | Coal Steam | 81.9672 | 87.8036 | 84.4137
883_B_8 | Waukegan | Coal Steam | 81.9672 | 87.8036 | 84.4137
884_B_3 | Will County | Coal Steam | 79.8779 | 86.3762 | 82.6018
884_B_4 | Will County | Coal Steam | 79.0862 | 85.7989 | 81.9
887_B_1 | Joppa Steam | Coal Steam | 82.661 | 88.2085 | 84.9864
887_B_2 | Joppa Steam | Coal Steam | 82.661 | 88.2085 | 84.9864
887_B_3 | Joppa Steam | Coal Steam | 82.661 | 88.2085 | 84.9864
887_B_4 | Joppa Steam | Coal Steam | 82.661 | 88.2085 | 84.9864
887_B_5 | Joppa Steam | Coal Steam | 82.661 | 88.2085 | 84.9864
887_B_6 | Joppa Steam | Coal Steam | 82.661 | 88.2085 | 84.9864
889_B_1 | Baldwin Energy Complex | Coal Steam | 79.0862 | 85.7989 | 81.9
889_B_2 | Baldwin Energy Complex | Coal Steam | 79.0862 | 85.7989 | 81.9
889_B_3 | Baldwin Energy Complex | Coal Steam | 80.2874 | 87.3117 | 83.2318
8906_B_30 | Astoria Generating Station | O/G Steam | 81.0785 | 89.5384 | 84.6247
8906_B_40 | Astoria Generating Station | O/G Steam | 81.0785 | 89.5384 | 84.6247
8906_B_50 | Astoria Generating Station | O/G Steam | 81.0785 | 89.5384 | 84.6247
891_B_1 | Havana | O/G Steam | 86.8517 | 91.6567 | 88.8659
891_B_2 | Havana | O/G Steam | 86.8517 | 91.6567 | 88.8659
891_B_3 | Havana | O/G Steam | 86.8517 | 91.6567 | 88.8659
891_B_4 | Havana | O/G Steam | 86.8517 | 91.6567 | 88.8659
891_B_5 | Havana | O/G Steam | 86.8517 | 91.6567 | 88.8659
891_B_6 | Havana | O/G Steam | 86.8517 | 91.6567 | 88.8659
891_B_7 | Havana | O/G Steam | 86.8517 | 91.6567 | 88.8659
891_B_8 | Havana | O/G Steam | 86.8517 | 91.6567 | 88.8659
891_B_9 | Havana | Coal Steam | 79.0862 | 85.7989 | 81.9
892_B_1 | Hennepin Power Station | Coal Steam | 82.3378 | 86.374 | 84.0297
892_B_2 | Hennepin Power Station | Coal Steam | 79.8779 | 86.3762 | 82.6018
898_B_1 | Wood River | O/G Steam | 87.925 | 90.7796 | 89.1216
898_B_2 | Wood River | O/G Steam | 87.925 | 90.7796 | 89.1216
898_B_3 | Wood River | O/G Steam | 87.925 | 90.7796 | 89.1216
898_B_4 | Wood River | Coal Steam | 82.3378 | 86.374 | 84.0297
898_B_5 | Wood River | Coal Steam | 81.9672 | 87.8036 | 84.4137
963_B_31 | Dallman | Coal Steam | 82.3378 | 86.374 | 84.0297
963_B_32 | Dallman | Coal Steam | 82.3378 | 86.374 | 84.0297
963_B_33 | Dallman | Coal Steam | 82.661 | 88.2085 | 84.9864
963_B_41 | Dallman | Coal Steam | 79.8779 | 86.3762 | 82.6018
972_B_4 | Winnetka | O/G Steam | 87.925 | 90.7796 | 89.1216
972_B_5 | Winnetka | O/G Steam | 87.925 | 90.7796 | 89.1216
972_B_7 | Winnetka | O/G Steam | 87.925 | 90.7796 | 89.1216
972_B_8 | Winnetka | O/G Steam | 87.925 | 90.7796 | 89.1216
976_B_123 | Marion | Coal Steam | 82.661 | 88.2085 | 84.9864
976_B_4 | Marion | Coal Steam | 82.661 | 88.2085 | 84.9864
983_B_1 | Clifty Creek | Coal Steam | 82.661 | 88.2085 | 84.9864
983_B_2 | Clifty Creek | Coal Steam | 82.661 | 88.2085 | 84.9864
983_B_3 | Clifty Creek | Coal Steam | 82.661 | 88.2085 | 84.9864
983_B_4 | Clifty Creek | Coal Steam | 82.661 | 88.2085 | 84.9864
983_B_5 | Clifty Creek | Coal Steam | 82.661 | 88.2085 | 84.9864
983_B_6 | Clifty Creek | Coal Steam | 82.661 | 88.2085 | 84.9864
990_B_10 | Harding Street | O/G Steam | 86.8517 | 91.6567 | 88.8659
990_B_50 | Harding Street | Coal Steam | 82.661 | 88.2085 | 84.9864
990_B_60 | Harding Street | Coal Steam | 82.661 | 88.2085 | 84.9864
990_B_70 | Harding Street | Coal Steam | 79.0862 | 85.7989 | 81.9
991_B_6 | Eagle Valley | Coal Steam | 82.3378 | 86.374 | 84.0297
994_B_1 | AES Petersburg | Coal Steam | 79.8779 | 86.3762 | 82.6018
994_B_2 | AES Petersburg | Coal Steam | 79.0862 | 85.7989 | 81.9
994_B_3 | AES Petersburg | Coal Steam | 79.0862 | 85.7989 | 81.9
994_B_4 | AES Petersburg | Coal Steam | 79.0862 | 85.7989 | 81.9
995_B_7 | Bailly | Coal Steam | 82.661 | 88.2085 | 84.9864
995_B_8 | Bailly | Coal Steam | 81.9672 | 87.8036 | 84.4137
997_B_12 | Michigan City | Coal Steam | 79.0862 | 85.7989 | 81.9
83551_G_1 | Plant Ratcliffe - the Kemper IGCC Project | IGCC | 79.0862 | 85.7989 | 81.9
83698_C_1 | PJM_EMAC_NJ_Solar PV | Solar PV | 90 | 90 | 90
83833_C_1 | WECC_SCE_CA_Solar Thermal | Solar Thermal | 90 | 90 | 90
83614_C_1 | MAP_WAUE_SD_Combustion Turbine | Combustion Turbine | 89.6928 | 92.6015 | 90.9121
83736_C_1 | S_C_TVA_TN_Solar PV | Solar PV | 90 | 90 | 90
83725_C_1 | PJM_WMAC_PA_Solar PV | Solar PV | 90 | 90 | 90
83710_C_1 | PJM_PENE_PA_Wind | Wind | 95 | 95 | 95
83834_C_1 | WECC_SCE_CA_Wind | Wind | 95 | 95 | 95
83604_C_1 | ERC_REST_TX_Non-Fossil Waste | Non-Fossil Waste | 90 | 90 | 90
83763_C_1 | SPP_SPS_NM_Wind | Wind | 95 | 95 | 95
83634_C_1 | MIS_MNWI_MN_Wind | Wind | 95 | 95 | 95
83782_C_1 | WEC_LADW_CA_Solar PV | Solar PV | 90 | 90 | 90
83765_C_1 | SPP_SPS_TX_Combustion Turbine | Combustion Turbine | 89.6928 | 92.6015 | 90.9121
83842_C_1 | WECC_SNV_NV_Landfill Gas | Landfill Gas | 90 | 90 | 90
83704_C_1 | PJM_EMAC_PA_Solar PV | Solar PV | 90 | 90 | 90
83768_C_1 | SPP_WEST_OK_Wind | Wind | 95 | 95 | 95
83790_C_1 | WECC_AZ_AZ_Solar PV | Solar PV | 90 | 90 | 90
83822_C_1 | WECC_PNW_OR_Solar PV | Solar PV | 90 | 90 | 90
83688_C_1 | PJM_Dom_VA_Combustion Turbine | Combustion Turbine | 88.1508 | 89.9672 | 88.9122
83600_C_1 | ERC_REST_TX_Biomass | Biomass | 83 | 83 | 83
83740_C_1 | S_SOU_GA_Landfill Gas | Landfill Gas | 90 | 90 | 90
83703_C_1 | PJM_EMAC_PA_Non-Fossil Waste | Non-Fossil Waste | 90 | 90 | 90
83607_C_1 | ERC_WEST_TX_Wind | Wind | 95 | 95 | 95
83633_C_1 | MIS_MNWI_MN_Non-Fossil Waste | Non-Fossil Waste | 90 | 90 | 90
83641_C_1 | NENG_ME_ME_Hydro | Hydro | 81.0191 | 87.391 | 83.6901
83766_C_1 | SPP_SPS_TX_Wind | Wind | 95 | 95 | 95
83753_C_1 | S_VACA_SC_Solar PV | Solar PV | 90 | 90 | 90
83679_C_1 | PJM_ATSI_OH_Landfill Gas | Landfill Gas | 90 | 90 | 90
83809_C_1 | WECC_NM_NM_Solar PV | Solar PV | 90 | 90 | 90
83620_C_1 | MIS_INKY_IN_Solar PV | Solar PV | 90 | 90 | 90
83752_C_1 | S_VACA_SC_Landfill Gas | Landfill Gas | 90 | 90 | 90
83656_C_1 | NENGREST_VT_Hydro | Hydro | 81.0191 | 87.391 | 83.6901
83751_C_1 | S_VACA_SC_Biomass | Biomass | 83 | 83 | 83
83647_C_1 | NENGREST_MA_Solar PV | Solar PV | 90 | 90 | 90
83648_C_1 | NENGREST_MA_Wind | Wind | 95 | 95 | 95
83750_C_1 | S_VACA_NC_Solar PV | Solar PV | 90 | 90 | 90
83631_C_1 | MIS_MIDA_IL_Wind | Wind | 95 | 95 | 95
83629_C_1 | MIS_MAPP_ND_Wind | Wind | 95 | 95 | 95
83618_C_1 | MIS_INKY_IN_Landfill Gas | Landfill Gas | 90 | 90 | 90
83729_C_1 | S_C_TVA_GA_Solar PV | Solar PV | 90 | 90 | 90
83675_C_1 | PJM_AP_PA_Landfill Gas | Landfill Gas | 90 | 90 | 90
83787_C_1 | WEC_SDGE_CA_Solar PV | Solar PV | 90 | 90 | 90
83796_C_1 | WECC_CO_CO_Solar PV | Solar PV | 90 | 90 | 90
83798_C_1 | WECC_CO_CO_Wind | Wind | 95 | 95 | 95
83803_C_1 | WECC_IID_CA_Geothermal | Geothermal | 96.5697 | 97.5257 | 96.9704
83747_C_1 | S_VACA_NC_Hydro | Hydro | 83.3856 | 90.5577 | 86.392
83630_C_1 | MIS_MIDA_IA_Wind | Wind | 95 | 95 | 95
83726_C_1 | PJM_WMAC_PA_Wind | Wind | 95 | 95 | 95
83653_C_1 | NENGREST_RI_Landfill Gas | Landfill Gas | 90 | 90 | 90
83760_C_1 | SPP_NEBR_NE_Wind | Wind | 95 | 95 | 95
83671_C_1 | NY_Z_K_NY_Solar PV | Solar PV | 90 | 90 | 90
83681_C_1 | PJM_ATSI_OH_Solar PV | Solar PV | 90 | 90 | 90
83769_C_1 | WEC_CALN_CA_Biomass | Biomass | 83 | 83 | 83
83748_C_1 | S_VACA_NC_Landfill Gas | Landfill Gas | 90 | 90 | 90
83649_C_1 | NENGREST_NH_Biomass | Biomass | 83 | 83 | 83
83775_C_1 | WEC_CALN_CA_Solar PV | Solar PV | 90 | 90 | 90
83773_C_1 | WEC_CALN_CA_Landfill Gas | Landfill Gas | 90 | 90 | 90
83780_C_1 | WEC_LADW_CA_Fuel Cell | Fuel Cell | 87 | 87 | 87
83617_C_1 | MIS_IL_IL_Wind | Wind | 95 | 95 | 95
83797_C_1 | WECC_CO_CO_Solar Thermal | Solar Thermal | 90 | 90 | 90
83756_C_1 | SPP_N_KS_Wind | Wind | 95 | 95 | 95
83609_C_1 | FRCC_FL_Combined Cycle | Combined Cycle | 84.4893 | 90.1371 | 86.8567
83840_C_1 | WECC_SF_CA_Solar PV | Solar PV | 90 | 90 | 90
83794_C_1 | WECC_CO_CO_Hydro | Hydro | 81.0191 | 87.391 | 83.6901
83733_C_1 | S_C_TVA_NC_Hydro | Hydro | 81.0191 | 87.391 | 83.6901
83623_C_1 | MIS_LMI_MI_Solar PV | Solar PV | 90 | 90 | 90
83832_C_1 | WECC_SCE_CA_Solar PV | Solar PV | 90 | 90 | 90
83776_C_1 | WEC_CALN_CA_Solar Thermal | Solar Thermal | 90 | 90 | 90
83810_C_1 | WECC_NM_NM_Solar Thermal | Solar Thermal | 90 | 90 | 90
83689_C_1 | PJM_Dom_VA_Landfill Gas | Landfill Gas | 90 | 90 | 90
83719_C_1 | PJM_West_OH_Solar PV | Solar PV | 90 | 90 | 90
83697_C_1 | PJM_EMAC_NJ_Landfill Gas | Landfill Gas | 90 | 90 | 90
83682_C_1 | PJM_ATSI_OH_Wind | Wind | 95 | 95 | 95
83678_C_1 | PJM_ATSI_OH_Fossil Waste | Fossil Waste | 90 | 90 | 90
83828_C_1 | WECC_PNW_WA_Wind | Wind | 95 | 95 | 95
83779_C_1 | WEC_LADW_CA_Combustion Turbine | Combustion Turbine | 89.6928 | 92.6015 | 90.9121
83657_C_1 | NENGREST_VT_Landfill Gas | Landfill Gas | 90 | 90 | 90
83785_C_1 | WEC_SDGE_CA_Fuel Cell | Fuel Cell | 87 | 87 | 87
83830_C_1 | WECC_SCE_CA_Fuel Cell | Fuel Cell | 87 | 87 | 87
83642_C_1 | NENG_ME_ME_Landfill Gas | Landfill Gas | 90 | 90 | 90
83734_C_1 | S_C_TVA_NC_Solar PV | Solar PV | 90 | 90 | 90
83612_C_1 | FRCC_FL_Solar PV | Solar PV | 90 | 90 | 90
83702_C_1 | PJM_EMAC_PA_Landfill Gas | Landfill Gas | 90 | 90 | 90
83728_C_1 | S_C_TVA_AL_Landfill Gas | Landfill Gas | 90 | 90 | 90
83646_C_1 | NENGREST_MA_Non-Fossil Waste | Non-Fossil Waste | 90 | 90 | 90
83640_C_1 | NENG_CT_CT_Combustion Turbine | Combustion Turbine | 89.6928 | 92.6015 | 90.9121
83625_C_1 | MIS_MAPP_MT_Wind | Wind | 95 | 95 | 95
83638_C_1 | MIS_WUMS_WI_Biomass | Biomass | 83 | 83 | 83
83755_C_1 | SPP_N_KS_Municipal Solid Waste | Municipal Solid Waste | 90 | 90 | 90
83661_C_1 | NY_Z_A&B_NY_Biomass | Biomass | 83 | 83 | 83
83616_C_1 | MIS_IL_IL_Biomass | Biomass | 83 | 83 | 83
83823_C_1 | WECC_PNW_OR_Wind | Wind | 95 | 95 | 95
83615_C_1 | MIS_IA_IA_Wind | Wind | 95 | 95 | 95
83685_C_1 | PJM_Dom_NC_Combustion Turbine | Combustion Turbine | 84.7073 | 87.0873 | 85.7049
83802_C_1 | WECC_IID_CA_Combined Cycle | Combined Cycle | 84.4893 | 90.1371 | 86.8567
83843_C_1 | WECC_SNV_NV_Solar PV | Solar PV | 90 | 90 | 90
83778_C_1 | WEC_LADW_CA_Combined Cycle | Combined Cycle | 84.4893 | 90.1371 | 86.8567
83815_C_1 | WECC_NNV_NV_Solar PV | Solar PV | 90 | 90 | 90
83812_C_1 | WECC_NNV_NV_Combustion Turbine | Combustion Turbine | 84.7073 | 87.0873 | 85.7049
83686_C_1 | PJM_Dom_NC_Solar PV | Solar PV | 90 | 90 | 90
83825_C_1 | WECC_PNW_WA_Hydro | Hydro | 85.5621 | 81.0962 | 83.6901
83741_C_1 | S_SOU_GA_Non-Fossil Waste | Non-Fossil Waste | 90 | 90 | 90
83806_C_1 | WECC_MT_MT_Wind | Wind | 95 | 95 | 95
83824_C_1 | WECC_PNW_WA_Biomass | Biomass | 83 | 83 | 83
83818_C_1 | WECC_PNW_OR_Biomass | Biomass | 83 | 83 | 83
83711_C_1 | PJM_SMAC_MD_Combustion Turbine | Combustion Turbine | 88.1508 | 89.9672 | 88.9122
83658_C_1 | NENGREST_VT_Solar PV | Solar PV | 90 | 90 | 90
83817_C_1 | WECC_PNW_ID_Landfill Gas | Landfill Gas | 90 | 90 | 90
83774_C_1 | WEC_CALN_CA_Non-Fossil Waste | Non-Fossil Waste | 90 | 90 | 90
83804_C_1 | WECC_IID_CA_Solar PV | Solar PV | 90 | 90 | 90
83805_C_1 | WECC_MT_MT_Landfill Gas | Landfill Gas | 90 | 90 | 90
83777_C_1 | WEC_CALN_CA_Wind | Wind | 95 | 95 | 95
83841_C_1 | WECC_SF_CA_Wind | Wind | 95 | 95 | 95
83636_C_1 | MIS_MO_MO_Landfill Gas | Landfill Gas | 90 | 90 | 90
83795_C_1 | WECC_CO_CO_Landfill Gas | Landfill Gas | 90 | 90 | 90
83837_C_1 | WECC_SF_CA_Fuel Cell | Fuel Cell | 87 | 87 | 87
83608_C_1 | FRCC_FL_Biomass | Biomass | 83 | 83 | 83
83746_C_1 | S_VACA_NC_Combustion Turbine | Combustion Turbine | 84.7073 | 87.0873 | 85.7049
83714_C_1 | PJM_SMAC_MD_Solar PV | Solar PV | 90 | 90 | 90
83788_C_1 | WECC_AZ_AZ_Landfill Gas | Landfill Gas | 90 | 90 | 90
83724_C_1 | PJM_WMAC_PA_Landfill Gas | Landfill Gas | 90 | 90 | 90
83683_C_1 | PJM_COMD_IL_Solar PV | Solar PV | 90 | 90 | 90
83800_C_1 | WECC_ID_ID_Solar PV | Solar PV | 90 | 90 | 90
83652_C_1 | NENGREST_NH_Wind | Wind | 95 | 95 | 95
83758_C_1 | SPP_N_MO_Solar PV | Solar PV | 90 | 90 | 90
83759_C_1 | SPP_N_MO_Wind | Wind | 95 | 95 | 95
83727_C_1 | S_C_KY_KY_Landfill Gas | Landfill Gas | 90 | 90 | 90
83684_C_1 | PJM_COMD_IL_Wind | Wind | 95 | 95 | 95
83712_C_1 | PJM_SMAC_MD_Landfill Gas | Landfill Gas | 90 | 90 | 90
83601_C_1 | ERC_REST_TX_Combustion Turbine | Combustion Turbine | 89.6928 | 92.6015 | 90.9121
83606_C_1 | ERC_REST_TX_Wind | Wind | 95 | 95 | 95
83650_C_1 | NENGREST_NH_Hydro | Hydro | 81.0191 | 87.391 | 83.6901
83632_C_1 | MIS_MNWI_MN_Hydro | Hydro | 81.0191 | 87.391 | 83.6901
83639_C_1 | MIS_WUMS_WI_Landfill Gas | Landfill Gas | 90 | 90 | 90
83742_C_1 | S_SOU_GA_Solar PV | Solar PV | 90 | 90 | 90
83771_C_1 | WEC_CALN_CA_Combustion Turbine | Combustion Turbine | 84.7073 | 87.0873 | 85.7049
83701_C_1 | PJM_EMAC_PA_Hydro | Hydro | 83.3856 | 90.5577 | 86.392
83801_C_1 | WECC_ID_ID_Wind | Wind | 95 | 95 | 95
83666_C_1 | NY_Z_C&E_NY_Wind | Wind | 95 | 95 | 95
83692_C_1 | PJM_EMAC_DE_Wind | Wind | 95 | 95 | 95
83621_C_1 | MIS_LMI_MI_Landfill Gas | Landfill Gas | 90 | 90 | 90
83644_C_1 | NENGREST_MA_Hydro | Hydro | 81.0191 | 87.391 | 83.6901
83789_C_1 | WECC_AZ_AZ_Non-Fossil Waste | Non-Fossil Waste | 90 | 90 | 90
83820_C_1 | WECC_PNW_OR_Hydro | Hydro | 85.5621 | 81.0962 | 83.6901
83670_C_1 | NY_Z_K_NY_Combustion Turbine | Combustion Turbine | 84.7073 | 87.0873 | 85.7049
83807_C_1 | WECC_NM_NM_Fossil Waste | Fossil Waste | 90 | 90 | 90
83829_C_1 | WECC_SCE_CA_Combustion Turbine | Combustion Turbine | 89.6928 | 92.6015 | 90.9121
83754_C_1 | SPP_N_KS_Hydro | Hydro | 81.0191 | 87.391 | 83.6901
83659_C_1 | NENGREST_VT_Wind | Wind | 95 | 95 | 95
83791_C_1 | WECC_AZ_AZ_Wind | Wind | 95 | 95 | 95
83731_C_1 | S_C_TVA_MS_Biomass | Biomass | 83 | 83 | 83
83783_C_1 | WEC_SDGE_CA_Biomass | Biomass | 83 | 83 | 83
83745_C_1 | S_VACA_NC_Combined Cycle | Combined Cycle | 84.4893 | 90.1371 | 86.8567
83738_C_1 | S_D_WOTA_TX_Hydro | Hydro | 81.0191 | 87.391 | 83.6901
83696_C_1 | PJM_EMAC_NJ_Hydro | Hydro | 81.0191 | 87.391 | 83.6901
83624_C_1 | MIS_LMI_MI_Wind | Wind | 95 | 95 | 95
83808_C_1 | WECC_NM_NM_Geothermal | Geothermal | 96.5697 | 97.5257 | 96.9704
83814_C_1 | WECC_NNV_NV_Landfill Gas | Landfill Gas | 90 | 90 | 90
83770_C_1 | WEC_CALN_CA_Combined Cycle | Combined Cycle | 84.4893 | 90.1371 | 86.8567
83826_C_1 | WECC_PNW_WA_Landfill Gas | Landfill Gas | 90 | 90 | 90
83835_C_1 | WECC_SF_CA_Combined Cycle | Combined Cycle | 84.4893 | 90.1371 | 86.8567
83737_C_1 | S_D_AMSO_LA_Municipal Solid Waste | Municipal Solid Waste | 90 | 90 | 90
83811_C_1 | WECC_NM_NM_Wind | Wind | 95 | 95 | 95
83665_C_1 | NY_Z_C&E_NY_Landfill Gas | Landfill Gas | 90 | 90 | 90
83693_C_1 | PJM_EMAC_MD_Solar PV | Solar PV | 90 | 90 | 90
83744_C_1 | S_VACA_NC_Biomass | Biomass | 83 | 83 | 83
83695_C_1 | PJM_EMAC_NJ_Combustion Turbine | Combustion Turbine | 89.6928 | 92.6015 | 90.9121
83602_C_1 | ERC_REST_TX_Hydro | Hydro | 81.0191 | 87.391 | 83.6901
83743_C_1 | S_SOU_MS_Combined Cycle | Combined Cycle | 84.4893 | 90.1371 | 86.8567
83694_C_1 | PJM_EMAC_NJ_Biomass | Biomass | 83 | 83 | 83
83673_C_1 | PJM_AP_MD_Solar PV | Solar PV | 90 | 90 | 90
83819_C_1 | WECC_PNW_OR_Geothermal | Geothermal | 97.2513 | 96.5813 | 96.9704
83784_C_1 | WEC_SDGE_CA_Combustion Turbine | Combustion Turbine | 88.1508 | 89.9672 | 88.9122
83654_C_1 | NENGREST_RI_Wind | Wind | 95 | 95 | 95
83708_C_1 | PJM_PENE_PA_Landfill Gas | Landfill Gas | 90 | 90 | 90
83764_C_1 | SPP_SPS_OK_Wind | Wind | 95 | 95 | 95
83720_C_1 | PJM_West_OH_Wind | Wind | 95 | 95 | 95
83831_C_1 | WECC_SCE_CA_Landfill Gas | Landfill Gas | 90 | 90 | 90
83786_C_1 | WEC_SDGE_CA_Pumped Storage | Pumped Storage | 82.7612 | 89.89 | 85.7494
83749_C_1 | S_VACA_NC_Non-Fossil Waste | Non-Fossil Waste | 90 | 90 | 90
83626_C_1 | MIS_MAPP_ND_Geothermal | Geothermal | 96.5697 | 97.5257 | 96.9704
83767_C_1 | SPP_WEST_AR_Hydro | Hydro | 81.0191 | 87.391 | 83.6901
83813_C_1 | WECC_NNV_NV_Geothermal | Geothermal | 96.5697 | 97.5257 | 96.9704
83739_C_1 | S_SOU_GA_Biomass | Biomass | 83 | 83 | 83
83691_C_1 | PJM_EMAC_DE_Solar PV | Solar PV | 90 | 90 | 90
83619_C_1 | MIS_INKY_IN_Non-Fossil Waste | Non-Fossil Waste | 90 | 90 | 90
83605_C_1 | ERC_REST_TX_Solar PV | Solar PV | 90 | 90 | 90
83705_C_1 | PJM_EMAC_PA_Wind | Wind | 95 | 95 | 95
83628_C_1 | MIS_MAPP_ND_Solar PV | Solar PV | 90 | 90 | 90
83655_C_1 | NENGREST_VT_Combustion Turbine | Combustion Turbine | 88.1508 | 89.9672 | 88.9122
83793_C_1 | WECC_CO_CO_Combustion Turbine | Combustion Turbine | 89.6928 | 92.6015 | 90.9121
83792_C_1 | WECC_CO_CO_Combined Cycle | Combined Cycle | 84.4893 | 90.1371 | 86.8567
83717_C_1 | PJM_West_OH_Landfill Gas | Landfill Gas | 90 | 90 | 90
83723_C_1 | PJM_WMAC_PA_Combustion Turbine | Combustion Turbine | 86.4041 | 84.7361 | 85.7049
83722_C_1 | PJM_WMAC_PA_Biomass | Biomass | 83 | 83 | 83
83761_C_1 | SPP_SE_LA_Non-Fossil Waste | Non-Fossil Waste | 90 | 90 | 90
83672_C_1 | PJM_AP_MD_Landfill Gas | Landfill Gas | 90 | 90 | 90
83844_C_1 | WECC_UT_UT_Geothermal | Geothermal | 96.5697 | 97.5257 | 96.9704
83690_C_1 | PJM_Dom_VA_Solar PV | Solar PV | 90 | 90 | 90
83799_C_1 | WECC_ID_ID_Non-Fossil Waste | Non-Fossil Waste | 90 | 90 | 90
83816_C_1 | WECC_PNW_CA_Biomass | Biomass | 83 | 83 | 83
83838_C_1 | WECC_SF_CA_Landfill Gas | Landfill Gas | 90 | 90 | 90
83836_C_1 | WECC_SF_CA_Combustion Turbine | Combustion Turbine | 88.1508 | 89.9672 | 88.9122
83622_C_1 | MIS_LMI_MI_Non-Fossil Waste | Non-Fossil Waste | 90 | 90 | 90
83707_C_1 | PJM_PENE_PA_Combustion Turbine | Combustion Turbine | 84.7073 | 87.0873 | 85.7049
83709_C_1 | PJM_PENE_PA_O/G Steam | O/G Steam | 87.925 | 90.7796 | 89.1216
83730_C_1 | S_C_TVA_KY_Solar PV | Solar PV | 90 | 90 | 90
83637_C_1 | MIS_MO_MO_Non-Fossil Waste | Non-Fossil Waste | 90 | 90 | 90
83718_C_1 | PJM_West_OH_Non-Fossil Waste | Non-Fossil Waste | 90 | 90 | 90
83687_C_1 | PJM_Dom_VA_Biomass | Biomass | 83 | 83 | 83
83645_C_1 | NENGREST_MA_Landfill Gas | Landfill Gas | 90 | 90 | 90
83716_C_1 | PJM_West_MI_Landfill Gas | Landfill Gas | 90 | 90 | 90
83643_C_1 | NENG_ME_ME_Wind | Wind | 95 | 95 | 95
83664_C_1 | NY_Z_C&E_NY_Combustion Turbine | Combustion Turbine | 84.7073 | 87.0873 | 85.7049
83757_C_1 | SPP_N_MO_Landfill Gas | Landfill Gas | 90 | 90 | 90
83821_C_1 | WECC_PNW_OR_Non-Fossil Waste | Non-Fossil Waste | 90 | 90 | 90
83667_C_1 | NY_Z_F_NY_Hydro | Hydro | 81.0191 | 87.391 | 83.6901
83662_C_1 | NY_Z_A&B_NY_Landfill Gas | Landfill Gas | 90 | 90 | 90
83845_C_1 | WECC_UT_UT_Wind | Wind | 95 | 95 | 95
83706_C_1 | PJM_PENE_PA_Biomass | Biomass | 83 | 83 | 83
83603_C_1 | ERC_REST_TX_Landfill Gas | Landfill Gas | 90 | 90 | 90
83772_C_1 | WEC_CALN_CA_Hydro | Hydro | 81.0191 | 87.391 | 83.6901
83674_C_1 | PJM_AP_PA_Hydro | Hydro | 85.5621 | 81.0962 | 83.6901
83610_C_1 | FRCC_FL_Combustion Turbine | Combustion Turbine | 84.7073 | 87.0873 | 85.7049
83680_C_1 | PJM_ATSI_OH_Non-Fossil Waste | Non-Fossil Waste | 90 | 90 | 90
83700_C_1 | PJM_EMAC_PA_Combustion Turbine | Combustion Turbine | 84.7073 | 87.0873 | 85.7049
83846_C_1 | WECC_WY_WY_Wind | Wind | 95 | 95 | 95
83735_C_1 | S_C_TVA_TN_Landfill Gas | Landfill Gas | 90 | 90 | 90
83663_C_1 | NY_Z_A&B_NY_Wind | Wind | 95 | 95 | 95
83635_C_1 | MIS_MNWI_SD_Wind | Wind | 95 | 95 | 95
83715_C_1 | PJM_West_IN_Wind | Wind | 95 | 95 | 95
83721_C_1 | PJM_West_WV_Hydro | Hydro | 83.3856 | 90.5577 | 86.392
83613_C_1 | MAP_WAUE_ND_Wind | Wind | 95 | 95 | 95
83627_C_1 | MIS_MAPP_ND_Non-Fossil Waste | Non-Fossil Waste | 90 | 90 | 90
83669_C_1 | NY_Z_J_NY_Fuel Cell | Fuel Cell | 87 | 87 | 87
83839_C_1 | WECC_SF_CA_Non-Fossil Waste | Non-Fossil Waste | 90 | 90 | 90
83762_C_1 | SPP_SPS_NM_Solar PV | Solar PV | 90 | 90 | 90
83611_C_1 | FRCC_FL_Landfill Gas | Landfill Gas | 90 | 90 | 90
10869_G_GE-2 | Biomass One LP | Biomass | 83 | 83 | 83
50858_G_GEN2 | Hillsborough County Resource Recovery | Municipal Solid Waste | 90 | 90 | 90
54338_G_GEND | Rio Grande Valley Sugar Growers | Biomass | 83 | 83 | 83
57470_G_MG1 | Marlboro Mill | Non-Fossil Waste | 90 | 90 | 90
50466_G_GEN6 | Buckeye Florida LP | Non-Fossil Waste | 90 | 90 | 90
54899_G_1A | Cheoah | Hydro | 81.0191 | 87.391 | 83.6901
54899_G_2A | Cheoah | Hydro | 81.0191 | 87.391 | 83.6901
57027_G_CPP1 | Canyon Power Plant | Combustion Turbine | 89.6928 | 92.6015 | 90.9121
57027_G_CPP2 | Canyon Power Plant | Combustion Turbine | 89.6928 | 92.6015 | 90.9121
57027_G_CPP3 | Canyon Power Plant | Combustion Turbine | 89.6928 | 92.6015 | 90.9121
57027_G_CPP4 | Canyon Power Plant | Combustion Turbine | 89.6928 | 92.6015 | 90.9121
56608_G_SD1 | Prairie Winds SD1 | Wind | 95 | 95 | 95
3665_G_2A | Bountiful City | Combustion Turbine | 84.7073 | 87.0873 | 85.7049
3665_G_3A | Bountiful City | Combustion Turbine | 84.7073 | 87.0873 | 85.7049
57372_G_INV-1 | Bellevue Solar Project | Solar PV | 90 | 90 | 90
57586_G_1 | Shiloh III Wind Project LLC | Wind | 95 | 95 | 95
57652_G_1 | Yamhill Solar LLC | Solar PV | 90 | 90 | 90
56893_G_1 | Chester Diversion Hydroelectric Project | Hydro | 81.0191 | 87.391 | 83.6901
56893_G_2 | Chester Diversion Hydroelectric Project | Hydro | 81.0191 | 87.391 | 83.6901
56893_G_3 | Chester Diversion Hydroelectric Project | Hydro | 81.0191 | 87.391 | 83.6901
55774_G_MO4 | Morris Genco LLC | Landfill Gas | 90 | 90 | 90
55774_G_MO5 | Morris Genco LLC | Landfill Gas | 90 | 90 | 90
57305_G_1 | Adelanto Solar Project | Solar PV | 90 | 90 | 90
57265_G_1 | Dorchester Solar Site | Solar PV | 90 | 90 | 90
56501_G_PWF4 | Pomeroy Wind Farm | Wind | 95 | 95 | 95
57500_G_LWF | Laurel Wind Farm | Wind | 95 | 95 | 95
57501_G_RHWF | Rolling Hills Wind Farm | Wind | 95 | 95 | 95
57038_G_PHS2 | Bison I Wind Energy Center | Wind | 95 | 95 | 95
57432_G_1 | Oak Glen Wind Farm | Wind | 95 | 95 | 95
50271_G_1TGB | New Hanover County WASTEC | Municipal Solid Waste | 90 | 90 | 90
57042_G_1 | CSU East Bay | Fuel Cell | 87 | 87 | 87
57043_G_1 | SF State University | Fuel Cell | 87 | 87 | 87
57043_G_2 | SF State University | Fuel Cell | 87 | 87 | 87
57497_G_1 | Stroud Solar Station | Solar PV | 90 | 90 | 90
57498_G_1 | Five Points Solar Station | Solar PV | 90 | 90 | 90
57499_G_1 | Westside Solar Station | Solar PV | 90 | 90 | 90
57522_G_1 | Cantua Solar Station | Solar PV | 90 | 90 | 90
57523_G_1 | Huron Solar Station | Solar PV | 90 | 90 | 90
56796_G_1 | South Chestnutt Wind LLC | Wind | 95 | 95 | 95
57609_G_1 | New Harvest Wind Project LLC | Wind | 95 | 95 | 95
3145_G_HW11 | PPL Holtwood | Hydro | 81.0191 | 87.391 | 83.6901
3145_G_HW13 | PPL Holtwood | Hydro | 81.0191 | 87.391 | 83.6901
57195_G_LSR 1 | Lower Snake River Wind Energy Project | Wind | 95 | 95 | 95
7526_G_3 | Solano Wind | Wind | 95 | 95 | 95
57225_G_S011A | Solar Photovoltaic Project #11 | Solar PV | 90 | 90 | 90
57225_G_S011B | Solar Photovoltaic Project #11 | Solar PV | 90 | 90 | 90
57225_G_S011C | Solar Photovoltaic Project #11 | Solar PV | 90 | 90 | 90
57225_G_S011D | Solar Photovoltaic Project #11 | Solar PV | 90 | 90 | 90
57225_G_S011E | Solar Photovoltaic Project #11 | Solar PV | 90 | 90 | 90
57225_G_S011F | Solar Photovoltaic Project #11 | Solar PV | 90 | 90 | 90
57225_G_S011G | Solar Photovoltaic Project #11 | Solar PV | 90 | 90 | 90
57227_G_S013A | Solar Photovoltaic Project #13 | Solar PV | 90 | 90 | 90
57227_G_S013B | Solar Photovoltaic Project #13 | Solar PV | 90 | 90 | 90
57227_G_S013C | Solar Photovoltaic Project #13 | Solar PV | 90 | 90 | 90
57227_G_S013D | Solar Photovoltaic Project #13 | Solar PV | 90 | 90 | 90
57227_G_S013E | Solar Photovoltaic Project #13 | Solar PV | 90 | 90 | 90
57227_G_S013F | Solar Photovoltaic Project #13 | Solar PV | 90 | 90 | 90
57227_G_S013G | Solar Photovoltaic Project #13 | Solar PV | 90 | 90 | 90
57534_G_S32A | Solar Photovoltaic Project #32 | Solar PV | 90 | 90 | 90
57534_G_S32B | Solar Photovoltaic Project #32 | Solar PV | 90 | 90 | 90
57534_G_S32C | Solar Photovoltaic Project #32 | Solar PV | 90 | 90 | 90
57535_G_S33A | Solar Photovoltaic Project #33 | Solar PV | 90 | 90 | 90
57535_G_S33B | Solar Photovoltaic Project #33 | Solar PV | 90 | 90 | 90
54262_G_7 | Saint Marys Hospital Power Plant | Combustion Turbine | 84.7073 | 87.0873 | 85.7049
969_G_13 | Sullivan | Combustion Turbine | 84.7073 | 87.0873 | 85.7049
969_G_14 | Sullivan | Combustion Turbine | 84.7073 | 87.0873 | 85.7049
969_G_15 | Sullivan | Combustion Turbine | 84.7073 | 87.0873 | 85.7049
7315_G_2 | Almond Power Plant | Combustion Turbine | 89.6928 | 92.6015 | 90.9121
7315_G_3 | Almond Power Plant | Combustion Turbine | 89.6928 | 92.6015 | 90.9121
7315_G_4 | Almond Power Plant | Combustion Turbine | 89.6928 | 92.6015 | 90.9121
57556_G_1 | La Senita | Solar PV | 90 | 90 | 90
2434_G_11 | Howard Down | Combustion Turbine | 89.6928 | 92.6015 | 90.9121
971_G_13 | Waterloo | Combustion Turbine | 84.7073 | 87.0873 | 85.7049
54858_G_E/G6 | Southwestern Bell Telephone | Combustion Turbine | 84.7073 | 87.0873 | 85.7049
54858_G_E/G7 | Southwestern Bell Telephone | Combustion Turbine | 84.7073 | 87.0873 | 85.7049
57446_G_1 | McGinness Hills | Geothermal | 96.5697 | 97.5257 | 96.9704
57446_G_2 | McGinness Hills | Geothermal | 96.5697 | 97.5257 | 96.9704
57446_G_3 | McGinness Hills | Geothermal | 96.5697 | 97.5257 | 96.9704
57451_G_G9200 | Tuscarora Geothermal Power Plant | Geothermal | 96.5697 | 97.5257 | 96.9704
57451_G_G9250 | Tuscarora Geothermal Power Plant | Geothermal | 96.5697 | 97.5257 | 96.9704
56163_G_MCHP | KUCC | Combustion Turbine | 84.7073 | 87.0873 | 85.7049
56436_G_LBWP | Lava Beds Wind Park LLC | Wind | 95 | 95 | 95
56438_G_NBWP | Notch Butte Wind Park | Wind | 95 | 95 | 95
57142_G_CM | Chapin Mountain | Wind | 95 | 95 | 95
57144_G_JR20 | Cottonwood Wind Park | Wind | 95 | 95 | 95
57145_G_RF | Rogerson Flats | Wind | 95 | 95 | 95
57146_G_JR1 | Deep Creek Wind Park | Wind | 95 | 95 | 95
57147_G_CR | Conner Ridge | Wind | 95 | 95 | 95
57148_G_BP | Badger Peak | Wind | 95 | 95 | 95
57149_G_BBAR | Bonanza Bar | Wind | 95 | 95 | 95
57150_G_SC | Salmon Creek | Wind | 95 | 95 | 95
57289_G_BBWP | Big Blue | Wind | 95 | 95 | 95
57186_G_GEN5 | Chautauqua LFGTE Facility | Landfill Gas | 90 | 90 | 90
57186_G_GEN6 | Chautauqua LFGTE Facility | Landfill Gas | 90 | 90 | 90
50570_G_GEN5 | Chestnut Ridge Gas Recovery | Landfill Gas | 90 | 90 | 90
57404_G_GEN1 | Oneida Herkimer | Landfill Gas | 90 | 90 | 90
56576_G_1 | Robbins Community Power LLC | Biomass | 83 | 83 | 83
56576_G_2 | Robbins Community Power LLC | Biomass | 83 | 83 | 83
56665_G_DR | Dempsey Ridge Wind Farm | Wind | 95 | 95 | 95
57415_G_1 | Sherbino II | Wind | 95 | 95 | 95
57520_G_1 | Trinity Hills | Wind | 95 | 95 | 95
56957_G_LFG5 | Pioneer Crossing Landfill Gas to Energy | Landfill Gas | 90 | 90 | 90
56957_G_LFG6 | Pioneer Crossing Landfill Gas to Energy | Landfill Gas | 90 | 90 | 90
57078_G_1 | Steel Winds II | Wind | 95 | 95 | 95
57192_G_WTG | Spring Valley Wind Project | Wind | 95 | 95 | 95
57215_G_G-01 | Orange County Biomass LLC | Biomass | 83 | 83 | 83
56435_G_GVWP | Golden Valley Wind Park LLC | Wind | 95 | 95 | 95
57517_G_FRISC | DeWind Frisco | Wind | 95 | 95 | 95
57267_G_1 | Marsh Landing Generating Station | Combustion Turbine | 89.6928 | 92.6015 | 90.9121
57267_G_2 | Marsh Landing Generating Station | Combustion Turbine | 89.6928 | 92.6015 | 90.9121
57267_G_3 | Marsh Landing Generating Station | Combustion Turbine | 89.6928 | 92.6015 | 90.9121
57267_G_4 | Marsh Landing Generating Station | Combustion Turbine | 89.6928 | 92.6015 | 90.9121
57275_G_TSE-1 | Crescent Dunes Solar Energy | Solar Thermal | 90 | 90 | 90
57295_G_1 | Alpine Solar | Solar PV | 90 | 90 | 90
57321_G_1PV | Mayberry Solar LLC | Solar PV | 90 | 90 | 90
57337_G_1 | Dover Sun Park | Solar PV | 90 | 90 | 90
57362_G_1 | Morgantown Solar Park | Solar PV | 90 | 90 | 90
57363_G_1 | 510 REPP One | Solar PV | 90 | 90 | 90
57389_G_1 | Avery Solar | Solar PV | 90 | 90 | 90
57397_G_PV02 | Dow Jones South Brunswick Solar | Solar PV | 90 | 90 | 90
57419_G_0001 | RPI Fuel Cell LLC | Fuel Cell | 87 | 87 | 87
57420_G_0001 | UTS SJ1 LLC | Fuel Cell | 87 | 87 | 87
57435_G_1 | Solar Star North Carolina II LLC | Solar PV | 90 | 90 | 90
57435_G_2 | Solar Star North Carolina II LLC | Solar PV | 90 | 90 | 90
57435_G_3 | Solar Star North Carolina II LLC | Solar PV | 90 | 90 | 90
57435_G_4 | Solar Star North Carolina II LLC | Solar PV | 90 | 90 | 90
57435_G_5 | Solar Star North Carolina II LLC | Solar PV | 90 | 90 | 90
57439_G_HPR2A | California Valley Solar Ranch | Solar PV | 90 | 90 | 90
57439_G_HPR2B | California Valley Solar Ranch | Solar PV | 90 | 90 | 90
57439_G_HPR2C | California Valley Solar Ranch | Solar PV | 90 | 90 | 90
57462_G_1 | Napoleon Solar I | Solar PV | 90 | 90 | 90
57463_G_1 | Bishop Hill Energy LLC | Wind | 95 | 95 | 95
57474_G_1 | Ralls Wind Farm | Wind | 95 | 95 | 95
57494_G_MFRS | Masser Farms Realty Solar | Solar PV | 90 | 90 | 90
57515_G_GT1 | Walnut Creek Energy Park | Combustion Turbine | 89.6928 | 92.6015 | 90.9121
57515_G_GT2 | Walnut Creek Energy Park | Combustion Turbine | 89.6928 | 92.6015 | 90.9121
57515_G_GT3 | Walnut Creek Energy Park | Combustion Turbine | 89.6928 | 92.6015 | 90.9121
57515_G_GT4 | Walnut Creek Energy Park | Combustion Turbine | 89.6928 | 92.6015 | 90.9121
57515_G_GT5 | Walnut Creek Energy Park | Combustion Turbine | 89.6928 | 92.6015 | 90.9121
57530_G_1 | Palouse | Wind | 95 | 95 | 95
57620_G_GEN1 | Paulding Wind Farm II | Wind | 95 | 95 | 95
57615_G_GEN1 | Antelope Ridge Wind Power | Wind | 95 | 95 | 95
57625_G_BOS2 | Bos Dairy, LLC | Non-Fossil Waste | 90 | 90 | 90
57626_G_WTG1 | Foundation ST | Wind | 95 | 95 | 95
57639_G_1 | Ironwood Wind | Wind | 95 | 95 | 95
57640_G_1 | 500 Virginia Solar | Solar PV | 90 | 90 | 90
57654_G_WIND2 | Town of Falmouth WWTP | Wind | 95 | 95 | 95
57656_G_1 | Temescal Canyon RV, LLC | Solar PV | 90 | 90 | 90
57663_G_1 | Cimarron Windpower II | Wind | 95 | 95 | 95
57665_G_1 | SAF Hydroelectric LLC | Hydro | 81.0191 | 87.391 | 83.6901
57665_G_10 | SAF Hydroelectric LLC | Hydro | 81.0191 | 87.391 | 83.6901
57665_G_11 | SAF Hydroelectric LLC | Hydro | 81.0191 | 87.391 | 83.6901
57665_G_12 | SAF Hydroelectric LLC | Hydro | 81.0191 | 87.391 | 83.6901
57665_G_13 | SAF Hydroelectric LLC | Hydro | 81.0191 | 87.391 | 83.6901
57665_G_14 | SAF Hydroelectric LLC | Hydro | 81.0191 | 87.391 | 83.6901
57665_G_15 | SAF Hydroelectric LLC | Hydro | 81.0191 | 87.391 | 83.6901
57665_G_16 | SAF Hydroelectric LLC | Hydro | 81.0191 | 87.391 | 83.6901
57665_G_2 | SAF Hydroelectric LLC | Hydro | 81.0191 | 87.391 | 83.6901
57665_G_3 | SAF Hydroelectric LLC | Hydro | 81.0191 | 87.391 | 83.6901
57665_G_4 | SAF Hydroelectric LLC | Hydro | 81.0191 | 87.391 | 83.6901
57665_G_5 | SAF Hydroelectric LLC | Hydro | 81.0191 | 87.391 | 83.6901
57665_G_6 | SAF Hydroelectric LLC | Hydro | 81.0191 | 87.391 | 83.6901
57665_G_7 | SAF Hydroelectric LLC | Hydro | 81.0191 | 87.391 | 83.6901
57665_G_8 | SAF Hydroelectric LLC | Hydro | 81.0191 | 87.391 | 83.6901
57665_G_9 | SAF Hydroelectric LLC | Hydro | 81.0191 | 87.391 | 83.6901
57679_G_AVSE1 | Arlington Valley Solar Energy I | Solar PV | 90 | 90 | 90
57680_G_AVSE2 | Arlington Valley Solar Energy II | Solar PV | 90 | 90 | 90
57685_G_1 | Rinehart | Solar PV | 90 | 90 | 90
57686_G_1 | Sorrento | Solar PV | 90 | 90 | 90
649_G_3 | Vogtle | Nuclear | 87.3289 | 93.7012 | 90
649_G_4 | Vogtle | Nuclear | 87.3289 | 93.7012 | 90
6127_G_2 | V C Summer | Nuclear | 87.3289 | 93.7012 | 90
6127_G_3 | V C Summer | Nuclear | 87.3289 | 93.7012 | 90
1353_B_BSU1 | Big Sandy | Coal Steam | 79.8779 | 86.3762 | 82.6018
58125_G_6 | Tucumcari station | Combustion Turbine | 88.1508 | 89.9672 | 88.9122
Note: All the units have same availability from 2016-2054 except following units:
UniqueID | Plant Name | PlantType | 2018-2054 Winter Availability | 2018-2054 Winter Availability | Annual Availability
1729_G_2 | Fermi | Nuclear | 87.3289 | 93.7012 | 90
6020_G_1 | Perry | Nuclear | 86.8437 | 93.1806 | 89.5
6115_G_1 | Seabrook | Nuclear | 87.3289 | 93.7012 | 90