## Summary
Base Case
EPA IPM Run Results
All costs and prices are in 2011-year dollars |  | Values in red are rounded to zero, not equal to zero
NATIONWIDE EMISSIONS |  | 2016 | 2018 | 2020 | 2025 | 2030 | 2040 | 2050
SO2 (million tons) |  | 1.237 | 1.2511 | 1.3106 | 1.2748 | 1.3141 | 1.1506 | 1.1391
NOx (million tons) |  | 1.383 | 1.3016 | 1.3327 | 1.3023 | 1.293 | 1.167 | 1.1656
CO2 (million metric tons) |  | 1911.3016 | 1929.5969 | 1954.5803 | 1964.3505 | 2020.6288 | 1968.3765 | 2136.1107
CO2 (million tons) |  | 2106.8488 | 2127.0158 | 2154.5553 | 2165.3252 | 2227.3613 | 2169.7631 | 2354.6584
Hg (tons) |  | 6.0665 | 6.1489 | 6.575 | 6.6375 | 6.8234 | 6.3445 | 6.4337
HCL (Mtons) |  | 5.1477 | 8.152 | 7.693 | 7.4707 | 7.8717 | 6.9128 | 6.6019
TOTAL COSTS |  | 2016 | 2018 | 2020 | 2025 | 2030 | 2040 | 2050
Total Costs (billion $) |  | 146.4664 | 156.425 | 166.4776 | 178.347 | 201.3014 | 219.4 | 258.8152
PRICES |  | 2016 | 2018 | 2020 | 2025 | 2030 | 2040 | 2050
National Wholesale Electricity Price (mills/kWh) |  | 38.5178 | 40.5422 | 44.9153 | 48.0929 | 56.0014 | 54.8894 | 59.9556
Natural Gas Prices (2011 $/MMBtu)
Henry Hub |  | 3.9931 | 4.4561 | 5.1972 | 5.1193 | 6.007 | 5.6729 | 6.4365
Delivered |  | 4.373 | 4.6505 | 5.2488 | 5.166 | 5.9846 | 5.5894 | 6.3059
Minemouth Coal Prices (2011 $/MMBtu)
Appalachia |  | 2.1815 | 2.2371 | 2.3249 | 2.5107 | 2.7055 | 3.0842 | 3.6328
Imports |  | 5.1208 |  |  | 3.1292 | 3.2308 | 3.3896 | 3.3896
Interior |  | 1.9398 | 1.9169 | 1.9437 | 2.0574 | 2.1595 | 2.4301 | 2.9262
Waste Coal |  | 1.3422 | 1.3892 | 1.4513 | 1.5283 | 1.5492 | 1.6934 | 1.6934
West |  | 0.8462 | 0.86383 | 0.90525 | 1.0198 | 1.1466 | 1.4435 | 1.8639
National |  | 1.5134 | 1.5116 | 1.5525 | 1.6653 | 1.793 | 2.0826 | 2.5491
EMISSION ALLOWANCE PRICES ($/Ton) |  | 2016 | 2018 | 2020 | 2025 | 2030 | 2040 | 2050
SO2 Annual - Region 1 (CSAPR) |  | 0 | 0 | 0 | 0 | 0 | 0 | 0
SO2 Annual - Region 2 (CSAPR) |  | 0 | 0 | 0 | 0 | 0 | 0 | 0
NOx Annual (CSAPR) |  | 0 | 0 | 0 | 0 | 0 | 0 | 0
NOx Ozone Season (CSAPR) |  | 0 | 0 | 0 | 0 | 0 | 0 | 0
EMISSIONS (Mtons) |  | 2016 | 2018 | 2020 | 2025 | 2030 | 2040 | 2050
SO2 Annual - Region 1 (CSAPR) |  | 625.9873 | 637.9023 | 660.7258 | 639.9352 | 653.1342 | 606.6906 | 602.1395
SO2 Annual - Region 2 (CSAPR) |  | 234.4434 | 251.3423 | 270.6468 | 264.2254 | 278.2989 | 225.8946 | 211.9406
NOx Annual (CSAPR) |  | 868.1287 | 848.0326 | 864.459 | 842.4476 | 842.1671 | 758.359 | 748.7181
NOx Ozone Season (CSAPR) |  | 433.1402 | 421.833 | 426.5164 | 420.9057 | 410.5374 | 357.6281 | 358.9555
TOTAL CAPACITY (Cumulative GW) |  | 2016 | 2018 | 2020 | 2025 | 2030 | 2040 | 2050
Hydro |  | 101.2408 | 101.4648 | 106.3008 | 112.1263 | 112.1263 | 112.1263 | 112.1263
Non-Hydro Renewables |  | 102.1878 | 124.26 | 130.3669 | 138.8083 | 153.7716 | 378.045 | 461.422
Biomass |  | 4.3883 | 4.3883 | 4.3883 | 4.3883 | 4.3883 | 4.3883 | 4.3883
Other |  | 20.5043 | 20.7743 | 26.4145 | 31.6322 | 46.0519 | 270.0817 | 352.7634
Wind |  | 77.2952 | 99.0974 | 99.5641 | 102.7878 | 103.3315 | 103.575 | 104.2703
Coal |  | 213.5411 | 207.8394 | 207.8394 | 207.5752 | 207.1008 | 202.9056 | 202.3056
PC |  | 211.9394 | 205.9077 | 205.9077 | 205.6435 | 205.1691 | 200.9739 | 200.3739
IGCC |  | 1.6017 | 1.6017 | 1.6017 | 1.6017 | 1.6017 | 1.6017 | 1.6017
IGCC - CCS |  | 0 | 0.33 | 0.33 | 0.33 | 0.33 | 0.33 | 0.33
New Future Technology |  | 0 | 0 | 0 | 0 | 0 | 0 | 0
Nuclear |  | 96.5107 | 96.0317 | 100.4317 | 100.4317 | 98.5287 | 59.3048 | 7.8501
Natural Gas |  | 371.6078 | 375.7805 | 377.8908 | 390.8505 | 423.5513 | 498.1466 | 599.5122
CC |  | 231.2709 | 235.3636 | 237.3741 | 247.9035 | 276.9764 | 333.7722 | 419.1874
CC - CCS |  | 0 | 0 | 0 | 0 | 0 | 0 | 0
CT |  | 140.3369 | 140.4169 | 140.5167 | 142.947 | 146.5749 | 164.3744 | 180.3248
Oil/Gas Steam |  | 91.845 | 91.6025 | 87.9135 | 82.3767 | 82.3118 | 82.3118 | 82.3118
Other |  | 5.0538 | 5.0538 | 5.0538 | 5.0538 | 5.0538 | 5.0538 | 5.0538
Grand Total |  | 981.9871 | 1002.0328 | 1015.797 | 1037.2226 | 1082.4444 | 1337.8939 | 1470.5818
NEW CAPACITY (Cumulative GW) |  | 2016 | 2018 | 2020 | 2025 | 2030 | 2040 | 2050
Non-Hydro Renewables |  | 1.8646 | 23.6768 | 34.2197 | 48.4866 | 63.4499 | 287.7233 | 371.1003
Biomass |  | 0 | 0 | 0 | 0 | 0 | 0 | 0
Other |  | 0.9939 | 1.0039 | 11.4801 | 22.5233 | 36.943 | 260.9728 | 343.6545
Wind |  | 0.87074 | 22.6729 | 22.7396 | 25.9633 | 26.5069 | 26.7505 | 27.4458
Coal |  | 0 | 0.33 | 0.33 | 0.33 | 0.33 | 0.33 | 0.33
PC |  | 0 | 0 | 0 | 0 | 0 | 0 | 0
IGCC |  | 0 | 0 | 0 | 0 | 0 | 0 | 0
IGCC - CCS |  | 0 | 0.33 | 0.33 | 0.33 | 0.33 | 0.33 | 0.33
New Future Technology |  | 0 | 0 | 0 | 0 | 0 | 0 | 0
Nuclear |  | 0 | 0 | 0 | 0 | 0 | 0 | 0
Natural Gas |  | 2.0017 | 4.3504 | 6.4607 | 19.4204 | 52.4433 | 127.0385 | 228.4041
CC |  | 0 | 2.3487 | 4.3592 | 14.8886 | 43.9615 | 100.7573 | 186.1725
CC - CCS |  | 0 | 0 | 0 | 0 | 0 | 0 | 0
CT |  | 2.0017 | 2.0017 | 2.1015 | 4.5318 | 8.4817 | 26.2812 | 42.2316
Other |  | 0 | 0 | 0 | 0 | 0 | 0 | 0
Grand Total |  | 3.8664 | 28.3572 | 41.0104 | 68.237 | 116.2232 | 415.0918 | 599.8344
RETIREMENTS (GW) |  | 2016 | 2018 | 2020 | 2025 | 2030 | 2040 | 2050
CC Retirements |  | 6.659 | 6.77 | 6.77 | 6.77 | 6.77 | 6.77 | 6.77
Coal Retirements |  | 60.1022 | 63.6213 | 65.8153 | 69.154 | 69.6787 | 73.8739 | 74.4739
CT Retirements |  | 5.4582 | 5.4582 | 5.4582 | 5.4582 | 5.7802 | 5.7802 | 5.7802
Nuclear Retirements |  | 2.6193 | 3.1733 | 3.1733 | 3.1733 | 5.0763 | 44.3002 | 95.7549
O/G Retirements |  | 6.329 | 9.0175 | 10.5125 | 12.9727 | 12.9727 | 12.9727 | 12.9727
IGCC Retirements |  | 0.045 | 0.045 | 0.045 | 0.045 | 0.045 | 0.045 | 0.045
Non-Fossil Retirements |  | 0.1017 | 0.1017 | 0.1017 | 0.1017 | 0.1017 | 0.1017 | 0.1017
Grand Total |  | 81.3143 | 88.187 | 91.876 | 97.6748 | 100.4245 | 143.8436 | 195.8984
GENERATION MIX (thousand GWh) |  | 2016 | 2018 | 2020 | 2025 | 2030 | 2040 | 2050
Hydro |  | 282.5713 | 284.1913 | 310.1604 | 339.6251 | 340.4363 | 336.0575 | 335.7634
Non-Hydro Renewables |  | 315.6467 | 387.7091 | 406.4791 | 435.5654 | 472.8625 | 904.9087 | 1073.4828
Biomass |  | 23.2859 | 20.7732 | 22.3653 | 23.0147 | 24.5826 | 22.0859 | 24.1836
Other |  | 56.9531 | 57.5667 | 71.4102 | 84.6297 | 113.6358 | 544.3569 | 705.7301
Wind |  | 216.3057 | 297.2259 | 298.8363 | 309.4607 | 311.5552 | 312.7085 | 315.3619
Biomass Co-firing |  | 19.102 | 12.1432 | 13.8672 | 18.4604 | 23.0889 | 25.7573 | 28.2072
Coal |  | 1354.3771 | 1400.8785 | 1462.2713 | 1428.4477 | 1466.1002 | 1315.627 | 1286.3836
PC (Biomass Co-firing is included) |  | 1343.7332 | 1387.0101 | 1447.9974 | 1414.171 | 1451.8236 | 1301.5815 | 1272.1069
IGCC |  | 10.6439 | 11.4112 | 11.8167 | 11.8194 | 11.8194 | 11.5884 | 11.8194
IGCC - CCS |  | 0 | 2.4572 | 2.4572 | 2.4572 | 2.4572 | 2.4572 | 2.4572
New Future Technology |  | 0 | 0 | 0 | 0 | 0 | 0 | 0
Nuclear |  | 766.8461 | 763.8918 | 797.7829 | 798.5814 | 782.9599 | 475.2421 | 62.3414
Natural Gas |  | 1271.348 | 1231.3182 | 1158.1114 | 1287.8269 | 1388.646 | 1717.6173 | 2298.0926
CC |  | 1249.0815 | 1213.05 | 1143.4319 | 1264.7761 | 1366.7599 | 1700.6358 | 2281.6113
CC - CCS |  | 0 | 0 | 0 | 0 | 0 | 0 | 0
CT |  | 22.2666 | 18.2681 | 14.6795 | 23.0508 | 21.886 | 16.9815 | 16.4813
Oil/Gas Steam |  | 67.3178 | 61.7038 | 50.6156 | 39.3996 | 22.1601 | 5.6186 | 4.8023
Other |  | 18.2399 | 18.2259 | 17.9839 | 17.4589 | 17.2372 | 17.2097 | 17.2114
Grand Total |  | 4057.245 | 4135.7754 | 4189.5372 | 4328.4446 | 4467.3133 | 4746.5236 | 5049.8703
TOTAL CONTROLS (Cumulative GW) |  | 2016 | 2018 | 2020 | 2025 | 2030 | 2040 | 2050
FGD |  | 181.909 | 180.5848 | 180.5848 | 180.3206 | 180.3059 | 178.2354 | 177.6354
Existing Scrubber |  | 175.3215 | 171.2795 | 171.2795 | 171.0152 | 171.0152 | 168.9447 | 168.3447
Existing Wet Scrubber |  | 141.342 | 138.2224 | 138.2224 | 138.2201 | 138.2201 | 136.5226 | 135.9226
Existing Dry Scrubber |  | 33.9795 | 33.0571 | 33.0571 | 32.7951 | 32.7951 | 32.4221 | 32.4221
Retrofit Scrubber |  | 6.5875 | 9.3053 | 9.3053 | 9.3053 | 9.2907 | 9.2907 | 9.2907
Retrofit Wet Scrubber |  | 4.9572 | 6.9944 | 6.9944 | 6.9944 | 6.9797 | 6.9797 | 6.9797
Retrofit Dry Scrubber |  | 1.6303 | 2.311 | 2.311 | 2.311 | 2.311 | 2.311 | 2.311
New Scrubber |  | 0 | 0 | 0 | 0 | 0 | 0 | 0
New Wet Scrubber |  | 0 | 0 | 0 | 0 | 0 | 0 | 0
New Dry Scrubber |  | 0 | 0 | 0 | 0 | 0 | 0 | 0
SCR |  | 127.1641 | 128.9386 | 128.9408 | 129.3283 | 131.8576 | 130.1315 | 129.5315
Existing SCR |  | 120.8802 | 117.6056 | 117.6056 | 117.6056 | 117.6056 | 115.8796 | 115.2796
Retrofit SCR |  | 6.2839 | 11.333 | 11.3351 | 11.7226 | 14.2519 | 14.2519 | 14.2519
New SCR |  | 0 | 0 | 0 | 0 | 0 | 0 | 0
SNCR |  | 15.8735 | 14.4111 | 14.4111 | 14.4111 | 14.4111 | 14.1095 | 14.1095
Existing SNCR |  | 15.8735 | 14.4111 | 14.4111 | 14.4111 | 14.4111 | 14.1095 | 14.1095
Retrofit SNCR |  | 0 | 0 | 0 | 0 | 0 | 0 | 0
ACI |  | 116.347 | 116.0286 | 116.0285 | 116.0285 | 115.5541 | 113.3501 | 112.7501
Existing ACI |  | 71.4333 | 71.1592 | 71.1592 | 71.1592 | 70.6848 | 70.3987 | 69.7987
Retrofit ACI |  | 44.9137 | 44.8693 | 44.8693 | 44.8693 | 44.8693 | 42.9513 | 42.9513
New ACI |  | 0 | 0 | 0 | 0 | 0 | 0 | 0
CCS |  | 0 | 0.33 | 0.33 | 0.33 | 0.33 | 0.33 | 0.33
Hardwired CCS |  | 0 | 0 | 0 | 0 | 0 | 0 | 0
Retrofit CCS |  | 0 | 0 | 0 | 0 | 0 | 0 | 0
New CCS |  | 0 | 0.33 | 0.33 | 0.33 | 0.33 | 0.33 | 0.33
FF |  | 118.0462 | 116.7232 | 117.3112 | 117.6732 | 117.2782 | 114.8812 | 114.8812
Existing FF |  | 105.1692 | 103.1655 | 103.7535 | 104.1155 | 103.7206 | 101.3235 | 101.3235
Retrofit FF* |  | 12.877 | 13.5577 | 13.5577 | 13.5577 | 13.5577 | 13.5577 | 13.5577
DSI |  | 30.4407 | 30.4405 | 30.4405 | 30.4405 | 29.9661 | 28.3867 | 28.3867
Existing DSI |  | 13.0236 | 13.0235 | 13.0235 | 13.0235 | 12.549 | 12.549 | 12.549
Retrofit DSI |  | 17.4171 | 17.4171 | 17.4171 | 17.4171 | 17.4171 | 15.8377 | 15.8377
C2G |  | 8.926 | 11.3721 | 9.1781 | 6.1014 | 6.0365 | 6.0365 | 6.0365
HRI |  | 0 | 0 | 0 | 0 | 0 | 0 | 0
* includes upgrades of existing fabric filters through dry FGD retrofits
RETROFITS (Cumulative GW) |  | 2016 | 2018 | 2020 | 2025 | 2030 | 2040 | 2050
FGD |  | 6.5875 | 9.3053 | 9.3053 | 9.3053 | 9.2907 | 9.2907 | 9.2907
SCR |  | 6.2839 | 11.333 | 11.3351 | 11.7226 | 14.2519 | 14.2519 | 14.2519
SNCR |  | 0 | 0 | 0 | 0 | 0 | 0 | 0
ACI |  | 44.9137 | 44.8693 | 44.8693 | 44.8693 | 44.8693 | 42.9513 | 42.9513
CCS |  | 0 | 0 | 0 | 0 | 0 | 0 | 0
FF |  | 12.877 | 13.5577 | 13.5577 | 13.5577 | 13.5577 | 13.5577 | 13.5577
DSI |  | 17.4171 | 17.4171 | 17.4171 | 17.4171 | 17.4171 | 15.8377 | 15.8377
C2G |  | 8.926 | 11.3721 | 9.1781 | 6.1014 | 6.0365 | 6.0365 | 6.0365
HRI |  | 0 | 0 | 0 | 0 | 0 | 0 | 0
TOTAL CONTROLS IN NEEDS
FGD |  | 211.1123
SCR |  | 143.3669
SNCR |  | 31.5105
ACI |  | 96.4694
FUEL SUPPLY AND CONSUMPTION |  | 2016 | 2018 | 2020 | 2025 | 2030 | 2040 | 2050
Coal Use by Region (million tons) |  | 771.4047 | 803.072 | 838.6872 | 834.985 | 866.3923 | 820.4579 | 801.5969
Power Sector |  | 684.8515 | 713.7431 | 745.3345 | 728.9374 | 745.9589 | 670.5687 | 651.7076
Appalachia |  | 122.3636 | 112.2677 | 112.8626 | 92.1897 | 90.4839 | 75.1896 | 76.9015
Imports |  | 1.5 |  |  | 1.4833 | 0.99389 | 4.238 | 7.4703
Interior |  | 202.6808 | 226.962 | 239.4896 | 250.1713 | 263.4304 | 234.7848 | 214.9731
Waste Coal |  | 6.307 | 6.307 | 6.307 | 6.307 | 6.307 | 5.9751 | 5.9751
West |  | 352.0001 | 368.2064 | 386.6753 | 378.7861 | 384.7437 | 350.3811 | 346.3877
Non-Power Sector |  | 86.5532 | 89.3289 | 93.3527 | 106.0476 | 120.4335 | 149.8892 | 149.8892
Appalachia |  | 30.3134 | 30.28 | 30.2266 | 29.3502 | 29.5122 | 29.1918 | 29.1918
Interior |  | 25.0714 | 26.7306 | 28.6105 | 34.1388 | 41.1524 | 54.1412 | 54.1412
West |  | 31.1684 | 32.3183 | 34.5157 | 42.5586 | 49.7688 | 66.5562 | 66.5562
Power Sector Coal Use by Rank (TBtu) |  | 13525.6813 | 14104.3776 | 14710.9814 | 14277.4748 | 14603.4151 | 13058.8849 | 12715.3431
Bituminous |  | 7373.3549 | 7623.7547 | 7905.5798 | 7587.5127 | 7809.9166 | 6916.7641 | 6748.8087
Subbituminous |  | 5148.537 | 5475.5824 | 5768.8879 | 5663.6883 | 5747.0403 | 5107.3658 | 5032.2133
Lignite |  | 1003.7894 | 1005.0404 | 1036.5137 | 1026.2738 | 1046.4582 | 1034.755 | 934.3211
Natural Gas Use (Trillion cubic feet) |  | 9.6901 | 9.2954 | 8.6232 | 9.3762 | 9.7155 | 11.4736 | 15.0319
Note on A3: ICFI: All tons are SHORT tons, unless otherwise noted as metric Mtons : thousand tons

## All Constraints
Constraint Name | Constraint # | Constraint ID | Constraint Type | Neutralized | LimitType | Constraint Time Frame | Data Field | Unit of Measure | 2016-2017(RY 2016) | 2018-2018(RY 2018) | 2019-2022(RY 2020) | 2023-2027(RY 2025) | 2028-2033(RY 2030) | 2034-2045(RY 2040) | 2046-2054(RY 2050)
#1 - SO2 Title IV Annual Constraint v5.14 | 1 | 6321 | Rate Constraint in MTons | FALSE | L | Annual | Seasons Included | Seasons | Winter, Summer | Winter, Summer | Winter, Summer | Winter, Summer | Winter, Summer | Winter, Summer | Winter, Summer
#1 - SO2 Title IV Annual Constraint v5.14 | 1 | 6321 | Rate Constraint in MTons | FALSE | L | Annual | Standard | Thousand Tons | 17214.9068 | 8040.2852 | 7978.0881 | 7973.0011 | 7973.0011 | 7973.0011 | 7973.0011
#1 - SO2 Title IV Annual Constraint v5.14 | 1 | 6321 | Rate Constraint in MTons | FALSE | L | Annual | Standard SO2 | Thousand Tons | 17214.9068 | 8040.2852 | 7978.0881 | 7973.0011 | 7973.0011 | 7973.0011 | 7973.0011
#1 - SO2 Title IV Annual Constraint v5.14 | 1 | 6321 | Rate Constraint in MTons | FALSE | L | Annual | Emissions at Affected Plants SO2 | Thousand Tons | 1143.1678 | 1141.0173 | 1201.4924 | 1172.3 | 1206.3465 | 1066.1247 | 1052.8624
#1 - SO2 Title IV Annual Constraint v5.14 | 1 | 6321 | Rate Constraint in MTons | FALSE | L | Annual | Allowances Purchased SO2 | Thousand Tons | 0 | 0 | 0 | 0 | 0 | 0 | 0
#1 - SO2 Title IV Annual Constraint v5.14 | 1 | 6321 | Rate Constraint in MTons | FALSE | L | Annual | Allowances Sold SO2 | Thousand Tons | 0 | 0 | 0 | 0 | 0 | 0 | 0
#1 - SO2 Title IV Annual Constraint v5.14 | 1 | 6321 | Rate Constraint in MTons | FALSE | L | Annual | Allowances Banked | Thousand Tons | 0 | 0 | 0 | 0 | 0 | 0 | 0
#1 - SO2 Title IV Annual Constraint v5.14 | 1 | 6321 | Rate Constraint in MTons | FALSE | L | Annual | Allowances Withdrawn (1:1) | Thousand Tons | 0 | 0 | 0 | 0 | 0 | 0 | 0
#1 - SO2 Title IV Annual Constraint v5.14 | 1 | 6321 | Rate Constraint in MTons | FALSE | L | Annual | Allowances Withdrawn (n:1) | Thousand Tons | 0 | 0 | 0 | 0 | 0 | 0 | 0
#1 - SO2 Title IV Annual Constraint v5.14 | 1 | 6321 | Rate Constraint in MTons | FALSE | L | Annual | Net Emissions Allowance Position | Thousand Tons | 1143.1678 | 1141.0173 | 1201.4924 | 1172.3 | 1206.3465 | 1066.1247 | 1052.8624
#1 - SO2 Title IV Annual Constraint v5.14 | 1 | 6321 | Rate Constraint in MTons | FALSE | L | Annual | Fuel Consumed | TBtu | 23681.8473 | 23759.1182 | 23703.1498 | 24143.292 | 24874.4462 | 25193.7271 | 28557.9596
#1 - SO2 Title IV Annual Constraint v5.14 | 1 | 6321 | Rate Constraint in MTons | FALSE | L | Annual | Rate | lb/MMBtu | 0.096544 | 0.096049 | 0.10138 | 0.097112 | 0.096995 | 0.084634 | 0.073735
#1 - SO2 Title IV Annual Constraint v5.14 | 1 | 6321 | Rate Constraint in MTons | FALSE | L | Annual | Generation | TWh | 2674.6474 | 2676.1318 | 2653.63 | 2738.6254 | 2858.9579 | 3023.545 | 3574.7644
#1 - SO2 Title IV Annual Constraint v5.14 | 1 | 6321 | Rate Constraint in MTons | FALSE | L | Annual | Qualifying Generation | TWh | 2674.6474 | 2676.1318 | 2653.63 | 2738.6254 | 2858.9579 | 3023.545 | 3574.7644
#1 - SO2 Title IV Annual Constraint v5.14 | 1 | 6321 | Rate Constraint in MTons | FALSE | L | Annual | Rate | lb/MWh | 0.42741 | 0.42637 | 0.45277 | 0.42806 | 0.42195 | 0.35261 | 0.29453
#1 - SO2 Title IV Annual Constraint v5.14 | 1 | 6321 | Rate Constraint in MTons | FALSE | L | Annual | Constraint Shadow Price | US2011$/Ton | 0 | 0 | 0 | 0 | 0 | 0 | 0
#4 - NOx SIPCall Rhode Island Constraint | 2 | 1263 | Rate Constraint in MTons | FALSE | L | Annual | Seasons Included | Seasons | Summer | Summer | Summer | Summer | Summer | Summer | Summer
#4 - NOx SIPCall Rhode Island Constraint | 2 | 1263 | Rate Constraint in MTons | FALSE | L | Annual | Standard | Thousand Tons | 0.997 | 0.997 | 0.997 | 0.997 | 0.997 | 0.997 | 0.997
#4 - NOx SIPCall Rhode Island Constraint | 2 | 1263 | Rate Constraint in MTons | FALSE | L | Annual | Standard NOX | Thousand Tons | 0.997 | 0.997 | 0.997 | 0.997 | 0.997 | 0.997 | 0.997
#4 - NOx SIPCall Rhode Island Constraint | 2 | 1263 | Rate Constraint in MTons | FALSE | L | Annual | Emissions at Affected Plants NOX | Thousand Tons | 0 | 0 | 0 | 0 | 0 | 0 | 0
#4 - NOx SIPCall Rhode Island Constraint | 2 | 1263 | Rate Constraint in MTons | FALSE | L | Annual | Allowances Purchased NOX | Thousand Tons | 0 | 0 | 0 | 0 | 0 | 0 | 0
#4 - NOx SIPCall Rhode Island Constraint | 2 | 1263 | Rate Constraint in MTons | FALSE | L | Annual | Allowances Sold NOX | Thousand Tons | 0 | 0 | 0 | 0 | 0 | 0 | 0
#4 - NOx SIPCall Rhode Island Constraint | 2 | 1263 | Rate Constraint in MTons | FALSE | L | Annual | Allowances Banked | Thousand Tons | 0.997 | 0.997 | 1.7448 | 2.3928 | 2.991 | 2.4925 | 0
#4 - NOx SIPCall Rhode Island Constraint | 2 | 1263 | Rate Constraint in MTons | FALSE | L | Annual | Allowances Withdrawn (1:1) | Thousand Tons | 0 | 0 | 0 | 0 | 0 | 0 | 0
#4 - NOx SIPCall Rhode Island Constraint | 2 | 1263 | Rate Constraint in MTons | FALSE | L | Annual | Allowances Withdrawn (n:1) | Thousand Tons | 0 | 0 | -747.75 | -1395.8 | -1994.0001 | -1495.5 | 0
#4 - NOx SIPCall Rhode Island Constraint | 2 | 1263 | Rate Constraint in MTons | FALSE | L | Annual | Net Emissions Allowance Position | Thousand Tons | 0.997 | 0.997 | -746.0053 | -1393.4072 | -1991.0091 | -1493.0075 | 0
#4 - NOx SIPCall Rhode Island Constraint | 2 | 1263 | Rate Constraint in MTons | FALSE | L | Annual | Fuel Consumed | TBtu | 0 | 0 | 0 | 0 | 0 | 0 | 0
#4 - NOx SIPCall Rhode Island Constraint | 2 | 1263 | Rate Constraint in MTons | FALSE | L | Annual | Rate | lb/MMBtu | 0 | 0 | 0 | 0 | 0 | 0 | 0
#4 - NOx SIPCall Rhode Island Constraint | 2 | 1263 | Rate Constraint in MTons | FALSE | L | Annual | Generation | TWh | 0 | 0 | 0 | 0 | 0 | 0 | 0
#4 - NOx SIPCall Rhode Island Constraint | 2 | 1263 | Rate Constraint in MTons | FALSE | L | Annual | Qualifying Generation | TWh | 0 | 0 | 0 | 0 | 0 | 0 | 0
#4 - NOx SIPCall Rhode Island Constraint | 2 | 1263 | Rate Constraint in MTons | FALSE | L | Annual | Rate | lb/MWh | 0 | 0 | 0 | 0 | 0 | 0 | 0
#4 - NOx SIPCall Rhode Island Constraint | 2 | 1263 | Rate Constraint in MTons | FALSE | L | Annual | Constraint Shadow Price | US2011$/Ton | 0 | 0 | 0 | 0 | 0 | 0 | 0
#6 - WRAP SO2 Policy Case Constraint | 3 | 1265 | Rate Constraint in MTons | FALSE | L | Annual | Seasons Included | Seasons |  | Winter, Summer | Winter, Summer | Winter, Summer | Winter, Summer | Winter, Summer | Winter, Summer
#6 - WRAP SO2 Policy Case Constraint | 3 | 1265 | Rate Constraint in MTons | FALSE | L | Annual | Standard | Thousand Tons | 0 | 89.572 | 89.572 | 89.572 | 89.572 | 89.572 | 89.572
#6 - WRAP SO2 Policy Case Constraint | 3 | 1265 | Rate Constraint in MTons | FALSE | L | Annual | Standard SO2 | Thousand Tons | 0 | 89.572 | 89.572 | 89.572 | 89.572 | 89.572 | 89.572
#6 - WRAP SO2 Policy Case Constraint | 3 | 1265 | Rate Constraint in MTons | FALSE | L | Annual | Emissions at Affected Plants SO2 | Thousand Tons | 0 | 0 | 0 | 0 | 0 | 0 | 0
#6 - WRAP SO2 Policy Case Constraint | 3 | 1265 | Rate Constraint in MTons | FALSE | L | Annual | Allowances Purchased SO2 | Thousand Tons | 0 | 0 | 0 | 0 | 0 | 0 | 0
#6 - WRAP SO2 Policy Case Constraint | 3 | 1265 | Rate Constraint in MTons | FALSE | L | Annual | Allowances Sold SO2 | Thousand Tons | 0 | 0 | 0 | 0 | 0 | 0 | 0
#6 - WRAP SO2 Policy Case Constraint | 3 | 1265 | Rate Constraint in MTons | FALSE | L | Annual | Allowances Banked | Thousand Tons | 0 | 89.572 | 0 | 0 | 0 | 0 | 0
#6 - WRAP SO2 Policy Case Constraint | 3 | 1265 | Rate Constraint in MTons | FALSE | L | Annual | Allowances Withdrawn (1:1) | Thousand Tons | 0 | 0 | -22.393 | 0 | 0 | 0 | 0
#6 - WRAP SO2 Policy Case Constraint | 3 | 1265 | Rate Constraint in MTons | FALSE | L | Annual | Allowances Withdrawn (n:1) | Thousand Tons | 0 | 0 | 0 | 0 | 0 | 0 | 0
#6 - WRAP SO2 Policy Case Constraint | 3 | 1265 | Rate Constraint in MTons | FALSE | L | Annual | Net Emissions Allowance Position | Thousand Tons | 0 | 89.572 | -22.393 | 0 | 0 | 0 | 0
#6 - WRAP SO2 Policy Case Constraint | 3 | 1265 | Rate Constraint in MTons | FALSE | L | Annual | Fuel Consumed | TBtu | 0 | 0 | 0 | 0 | 0 | 8.4335 | 14.1322
#6 - WRAP SO2 Policy Case Constraint | 3 | 1265 | Rate Constraint in MTons | FALSE | L | Annual | Rate | lb/MMBtu | 0 | 0 | 0 | 0 | 0 | 0 | 0
#6 - WRAP SO2 Policy Case Constraint | 3 | 1265 | Rate Constraint in MTons | FALSE | L | Annual | Generation | TWh | 0 | 0 | 0 | 0 | 0 | 1.3116 | 2.1979
#6 - WRAP SO2 Policy Case Constraint | 3 | 1265 | Rate Constraint in MTons | FALSE | L | Annual | Qualifying Generation | TWh | 0 | 0 | 0 | 0 | 0 | 1.3116 | 2.1979
#6 - WRAP SO2 Policy Case Constraint | 3 | 1265 | Rate Constraint in MTons | FALSE | L | Annual | Rate | lb/MWh | 0 | 0 | 0 | 0 | 0 | 0 | 0
#6 - WRAP SO2 Policy Case Constraint | 3 | 1265 | Rate Constraint in MTons | FALSE | L | Annual | Constraint Shadow Price | US2011$/Ton | 0 | 0 | 0 | 0 | 0 | 0 | 0
#CAN - #1 National - SO2 Cap Annual v3.1 | 5 | 1731 | Rate Constraint in MTons | FALSE | L | Annual | Seasons Included | Seasons | Winter, Summer | Winter, Summer | Winter, Summer | Winter, Summer | Winter, Summer | Winter, Summer | Winter, Summer
#CAN - #1 National - SO2 Cap Annual v3.1 | 5 | 1731 | Rate Constraint in MTons | FALSE | L | Annual | Standard | Thousand Tons | 948.21 | 948.21 | 948.21 | 948.21 | 948.21 | 948.21 | 948.21
#CAN - #1 National - SO2 Cap Annual v3.1 | 5 | 1731 | Rate Constraint in MTons | FALSE | L | Annual | Standard SO2 | Thousand Tons | 948.21 | 948.21 | 948.21 | 948.21 | 948.21 | 948.21 | 948.21
#CAN - #1 National - SO2 Cap Annual v3.1 | 5 | 1731 | Rate Constraint in MTons | FALSE | L | Annual | Emissions at Affected Plants SO2 | Thousand Tons | 155.5509 | 138.0426 | 123.9112 | 138.1766 | 52.3839 | 27.435 | 11.3671
#CAN - #1 National - SO2 Cap Annual v3.1 | 5 | 1731 | Rate Constraint in MTons | FALSE | L | Annual | Allowances Purchased SO2 | Thousand Tons | 0 | 0 | 0 | 0 | 0 | 0 | 0
#CAN - #1 National - SO2 Cap Annual v3.1 | 5 | 1731 | Rate Constraint in MTons | FALSE | L | Annual | Allowances Sold SO2 | Thousand Tons | 0 | 0 | 0 | 0 | 0 | 0 | 0
#CAN - #1 National - SO2 Cap Annual v3.1 | 5 | 1731 | Rate Constraint in MTons | FALSE | L | Annual | Allowances Banked | Thousand Tons | 0 | 0 | 0 | 0 | 0 | 0 | 0
#CAN - #1 National - SO2 Cap Annual v3.1 | 5 | 1731 | Rate Constraint in MTons | FALSE | L | Annual | Allowances Withdrawn (1:1) | Thousand Tons | 0 | 0 | 0 | 0 | 0 | 0 | 0
#CAN - #1 National - SO2 Cap Annual v3.1 | 5 | 1731 | Rate Constraint in MTons | FALSE | L | Annual | Allowances Withdrawn (n:1) | Thousand Tons | 0 | 0 | 0 | 0 | 0 | 0 | 0
#CAN - #1 National - SO2 Cap Annual v3.1 | 5 | 1731 | Rate Constraint in MTons | FALSE | L | Annual | Net Emissions Allowance Position | Thousand Tons | 155.5509 | 138.0426 | 123.9112 | 138.1766 | 52.3839 | 27.435 | 11.3671
#CAN - #1 National - SO2 Cap Annual v3.1 | 5 | 1731 | Rate Constraint in MTons | FALSE | L | Annual | Fuel Consumed | TBtu | 910.3579 | 784.5935 | 807.5721 | 902.7418 | 1000.5865 | 1340.0848 | 1789.9498
#CAN - #1 National - SO2 Cap Annual v3.1 | 5 | 1731 | Rate Constraint in MTons | FALSE | L | Annual | Rate | lb/MMBtu | 0.34174 | 0.35188 | 0.30687 | 0.30613 | 0.10471 | 0.040945 | 0.012701
#CAN - #1 National - SO2 Cap Annual v3.1 | 5 | 1731 | Rate Constraint in MTons | FALSE | L | Annual | Generation | TWh | 100.7549 | 87.5318 | 91.0827 | 99.9037 | 114.4649 | 160.9931 | 227.6355
#CAN - #1 National - SO2 Cap Annual v3.1 | 5 | 1731 | Rate Constraint in MTons | FALSE | L | Annual | Qualifying Generation | TWh | 100.7549 | 87.5318 | 91.0827 | 99.9037 | 114.4649 | 160.9931 | 227.6355
#CAN - #1 National - SO2 Cap Annual v3.1 | 5 | 1731 | Rate Constraint in MTons | FALSE | L | Annual | Rate | lb/MWh | 1.5439 | 1.5771 | 1.3604 | 1.3831 | 0.45764 | 0.17041 | 0.049935
#CAN - #1 National - SO2 Cap Annual v3.1 | 5 | 1731 | Rate Constraint in MTons | FALSE | L | Annual | Constraint Shadow Price | US2011$/Ton | 0 | 0 | 0 | 0 | 0 | 0 | 0
#CAN - AB - MER Cap Annual v4.12 | 6 | 2323 | Rate Constraint in MTons | FALSE | L | Annual | Seasons Included | Seasons | Winter, Summer | Winter, Summer | Winter, Summer | Winter, Summer | Winter, Summer | Winter, Summer | Winter, Summer
#CAN - AB - MER Cap Annual v4.12 | 6 | 2323 | Rate Constraint in MTons | FALSE | L | Annual | Standard | Lb | 1300.7273 | 1300.7273 | 1300.7273 | 1300.7273 | 1300.7273 | 1300.7273 | 1300.7273
#CAN - AB - MER Cap Annual v4.12 | 6 | 2323 | Rate Constraint in MTons | FALSE | L | Annual | Standard MER | lbs | 1300.7273 | 1300.7273 | 1300.7273 | 1300.7273 | 1300.7273 | 1300.7273 | 1300.7273
#CAN - AB - MER Cap Annual v4.12 | 6 | 2323 | Rate Constraint in MTons | FALSE | L | Annual | Emissions at Affected Plants MER | lbs | 1303.5123 | 1303.4988 | 1303.4681 | 1303.4717 | 711.3755 | 295.1842 | 153.2729
#CAN - AB - MER Cap Annual v4.12 | 6 | 2323 | Rate Constraint in MTons | FALSE | L | Annual | Allowances Purchased MER | lbs | 0 | 0 | 0 | 0 | 0 | 0 | 0
#CAN - AB - MER Cap Annual v4.12 | 6 | 2323 | Rate Constraint in MTons | FALSE | L | Annual | Allowances Sold MER | lbs | 0 | 0 | 0 | 0 | 0 | 0 | 0
#CAN - AB - MER Cap Annual v4.12 | 6 | 2323 | Rate Constraint in MTons | FALSE | L | Annual | Allowances Banked | lbs | 0 | 0 | 0 | 0 | 0 | 0 | 0
#CAN - AB - MER Cap Annual v4.12 | 6 | 2323 | Rate Constraint in MTons | FALSE | L | Annual | Allowances Withdrawn (1:1) | lbs | 0 | 0 | 0 | 0 | 0 | 0 | 0
#CAN - AB - MER Cap Annual v4.12 | 6 | 2323 | Rate Constraint in MTons | FALSE | L | Annual | Allowances Withdrawn (n:1) | lbs | 0 | 0 | 0 | 0 | 0 | 0 | 0
#CAN - AB - MER Cap Annual v4.12 | 6 | 2323 | Rate Constraint in MTons | FALSE | L | Annual | Net Emissions Allowance Position | lbs | 1303.5123 | 1303.4988 | 1303.4681 | 1303.4717 | 711.3755 | 295.1842 | 153.2729
#CAN - AB - MER Cap Annual v4.12 | 6 | 2323 | Rate Constraint in MTons | FALSE | L | Annual | Fuel Consumed | TBtu | 283.9682 | 283.9272 | 280.2752 | 280.1875 | 157.3107 | 69.3538 | 39.9836
#CAN - AB - MER Cap Annual v4.12 | 6 | 2323 | Rate Constraint in MTons | FALSE | L | Annual | Rate | lb/MMBtu | 4.5903e-06 | 4.591e-06 | 4.6507e-06 | 4.6521e-06 | 4.5221e-06 | 4.2562e-06 | 3.8334e-06
#CAN - AB - MER Cap Annual v4.12 | 6 | 2323 | Rate Constraint in MTons | FALSE | L | Annual | Generation | TWh | 27.2558 | 27.2522 | 26.903 | 26.8949 | 15.0852 | 6.6479 | 3.8305
#CAN - AB - MER Cap Annual v4.12 | 6 | 2323 | Rate Constraint in MTons | FALSE | L | Annual | Qualifying Generation | TWh | 27.2558 | 27.2522 | 26.903 | 26.8949 | 15.0852 | 6.6479 | 3.8305
#CAN - AB - MER Cap Annual v4.12 | 6 | 2323 | Rate Constraint in MTons | FALSE | L | Annual | Rate | lb/MWh | 47.8251 | 47.831 | 48.4506 | 48.4654 | 47.1573 | 44.4027 | 40.0135
#CAN - AB - MER Cap Annual v4.12 | 6 | 2323 | Rate Constraint in MTons | FALSE | L | Annual | Constraint Shadow Price | US2011$/Lb | 563962.0497 | 630511.2194 | 744196.0883 | 749822.761 | 0 | 0 | 0
#CAN - CNNB RPS v5.14 | 7 | 6155 | Generation Constraint in GWh | FALSE | G | Annual | Seasons Included | Seasons | Winter, Summer | Winter, Summer | Winter, Summer | Winter, Summer | Winter, Summer | Winter, Summer | Winter, Summer
#CAN - CNNB RPS v5.14 | 7 | 6155 | Generation Constraint in GWh | FALSE | G | Annual | Standard | GWh | 1468.6526 | 1480.4253 | 1503.9709 | 1533.9914 | 1565.7779 | 1603.7973 | 1649.828
#CAN - CNNB RPS v5.14 | 7 | 6155 | Generation Constraint in GWh | FALSE | G | Annual | Emissions at Affected Plants | GWh | 2386.7595 | 2386.7595 | 2386.7595 | 2386.7595 | 2386.7595 | 2386.7595 | 3387.0935
#CAN - CNNB RPS v5.14 | 7 | 6155 | Generation Constraint in GWh | FALSE | G | Annual | Allowances Purchased | GWh | 0 | 0 | 0 | 0 | 0 | 0 | 0
#CAN - CNNB RPS v5.14 | 7 | 6155 | Generation Constraint in GWh | FALSE | G | Annual | Allowances Sold | GWh | 0 | 0 | 0 | 0 | 0 | 0 | 0
#CAN - CNNB RPS v5.14 | 7 | 6155 | Generation Constraint in GWh | FALSE | G | Annual | Allowances Banked | GWh | 0 | 0 | 0 | 0 | 0 | 0 | 0
#CAN - CNNB RPS v5.14 | 7 | 6155 | Generation Constraint in GWh | FALSE | G | Annual | Allowances Withdrawn (1:1) | GWh | 0 | 0 | 0 | 0 | 0 | 0 | 0
#CAN - CNNB RPS v5.14 | 7 | 6155 | Generation Constraint in GWh | FALSE | G | Annual | Allowances Withdrawn (n:1) | GWh | 0 | 0 | 0 | 0 | 0 | 0 | 0
#CAN - CNNB RPS v5.14 | 7 | 6155 | Generation Constraint in GWh | FALSE | G | Annual | Net Emissions Allowance Position | GWh | 2386.7595 | 2386.7595 | 2386.7595 | 2386.7595 | 2386.7595 | 2386.7595 | 3387.0935
#CAN - CNNB RPS v5.14 | 7 | 6155 | Generation Constraint in GWh | FALSE | G | Annual | Fuel Consumed | TBtu | 16.3438 | 16.3438 | 16.3438 | 16.3438 | 16.3438 | 16.3438 | 16.3438
#CAN - CNNB RPS v5.14 | 7 | 6155 | Generation Constraint in GWh | FALSE | G | Annual | Heat Rate | MMBtu/MWh | 6.8477 | 6.8477 | 6.8477 | 6.8477 | 6.8477 | 6.8477 | 4.8253
#CAN - CNNB RPS v5.14 | 7 | 6155 | Generation Constraint in GWh | FALSE | G | Annual | Generation | TWh | 2.3868 | 2.3868 | 2.3868 | 2.3868 | 2.3868 | 2.3868 | 3.3871
#CAN - CNNB RPS v5.14 | 7 | 6155 | Generation Constraint in GWh | FALSE | G | Annual | Qualifying Generation | TWh | 2.3868 | 2.3868 | 2.3868 | 2.3868 | 2.3868 | 2.3868 | 3.3871
#CAN - CNNB RPS v5.14 | 7 | 6155 | Generation Constraint in GWh | FALSE | G | Annual | Rate | lb/MWh | 0 | 0 | 0 | 0 | 0 | 0 | 0
#CAN - CNNB RPS v5.14 | 7 | 6155 | Generation Constraint in GWh | FALSE | G | Annual | Constraint Shadow Price | US2011$/MWh | 0 | 0 | 0 | 0 | 0 | 0 | 0
#CAN - CNNS RPS v5.14 | 8 | 6156 | Generation Constraint in GWh | FALSE | G | Annual | Seasons Included | Seasons | Winter, Summer | Winter, Summer | Winter, Summer | Winter, Summer | Winter, Summer | Winter, Summer | Winter, Summer
#CAN - CNNS RPS v5.14 | 8 | 6156 | Generation Constraint in GWh | FALSE | G | Annual | Standard | GWh | 3038.8452 | 3053.5612 | 3090.3511 | 3138.9137 | 3200.7207 | 3309.6301 | 3442.7514
#CAN - CNNS RPS v5.14 | 8 | 6156 | Generation Constraint in GWh | FALSE | G | Annual | Emissions at Affected Plants | GWh | 3038.8452 | 3053.5612 | 3090.3511 | 3138.9137 | 3200.7207 | 3309.6301 | 3442.7514
#CAN - CNNS RPS v5.14 | 8 | 6156 | Generation Constraint in GWh | FALSE | G | Annual | Allowances Purchased | GWh | 0 | 0 | 0 | 0 | 0 | 0 | 0
#CAN - CNNS RPS v5.14 | 8 | 6156 | Generation Constraint in GWh | FALSE | G | Annual | Allowances Sold | GWh | 0 | 0 | 0 | 0 | 0 | 0 | 0
#CAN - CNNS RPS v5.14 | 8 | 6156 | Generation Constraint in GWh | FALSE | G | Annual | Allowances Banked | GWh | 0 | 0 | 0 | 0 | 0 | 0 | 0
#CAN - CNNS RPS v5.14 | 8 | 6156 | Generation Constraint in GWh | FALSE | G | Annual | Allowances Withdrawn (1:1) | GWh | 0 | 0 | 0 | 0 | 0 | 0 | 0
#CAN - CNNS RPS v5.14 | 8 | 6156 | Generation Constraint in GWh | FALSE | G | Annual | Allowances Withdrawn (n:1) | GWh | 0 | 0 | 0 | 0 | 0 | 0 | 0
#CAN - CNNS RPS v5.14 | 8 | 6156 | Generation Constraint in GWh | FALSE | G | Annual | Net Emissions Allowance Position | GWh | 3038.8452 | 3053.5612 | 3090.3511 | 3138.9137 | 3200.7207 | 3309.6301 | 3442.7514
#CAN - CNNS RPS v5.14 | 8 | 6156 | Generation Constraint in GWh | FALSE | G | Annual | Fuel Consumed | TBtu | 22.5279 | 9.6928 | 10.8294 | 10.9433 | 12.0594 | 13.5521 | 15.761
#CAN - CNNS RPS v5.14 | 8 | 6156 | Generation Constraint in GWh | FALSE | G | Annual | Heat Rate | MMBtu/MWh | 7.4133 | 3.1743 | 3.5043 | 3.4863 | 3.7677 | 4.0947 | 4.578
#CAN - CNNS RPS v5.14 | 8 | 6156 | Generation Constraint in GWh | FALSE | G | Annual | Generation | TWh | 3.0388 | 3.0536 | 3.0904 | 3.1389 | 3.2007 | 3.3096 | 3.4428
#CAN - CNNS RPS v5.14 | 8 | 6156 | Generation Constraint in GWh | FALSE | G | Annual | Qualifying Generation | TWh | 3.0388 | 3.0536 | 3.0904 | 3.1389 | 3.2007 | 3.3096 | 3.4428
#CAN - CNNS RPS v5.14 | 8 | 6156 | Generation Constraint in GWh | FALSE | G | Annual | Rate | lb/MWh | 0 | 0 | 0 | 0 | 0 | 0 | 0
#CAN - CNNS RPS v5.14 | 8 | 6156 | Generation Constraint in GWh | FALSE | G | Annual | Constraint Shadow Price | US2011$/MWh | 231.5255 | 222.2419 | 216.1833 | 63.3072 | 193.7069 | 155.3253 | 103.5717
#CAN - MB - Acid Rain - SO2 Cap Annual v3.1 | 10 | 1732 | Rate Constraint in MTons | FALSE | L | Annual | Seasons Included | Seasons | Winter, Summer | Winter, Summer | Winter, Summer | Winter, Summer | Winter, Summer | Winter, Summer | Winter, Summer
#CAN - MB - Acid Rain - SO2 Cap Annual v3.1 | 10 | 1732 | Rate Constraint in MTons | FALSE | L | Annual | Standard | Thousand Tons | 4.41 | 4.41 | 4.41 | 4.41 | 4.41 | 4.41 | 4.41
#CAN - MB - Acid Rain - SO2 Cap Annual v3.1 | 10 | 1732 | Rate Constraint in MTons | FALSE | L | Annual | Standard SO2 | Thousand Tons | 4.41 | 4.41 | 4.41 | 4.41 | 4.41 | 4.41 | 4.41
#CAN - MB - Acid Rain - SO2 Cap Annual v3.1 | 10 | 1732 | Rate Constraint in MTons | FALSE | L | Annual | Emissions at Affected Plants SO2 | Thousand Tons | 0 | 0 | 0 | 0 | 0 | 0 | 0
#CAN - MB - Acid Rain - SO2 Cap Annual v3.1 | 10 | 1732 | Rate Constraint in MTons | FALSE | L | Annual | Allowances Purchased SO2 | Thousand Tons | 0 | 0 | 0 | 0 | 0 | 0 | 0
#CAN - MB - Acid Rain - SO2 Cap Annual v3.1 | 10 | 1732 | Rate Constraint in MTons | FALSE | L | Annual | Allowances Sold SO2 | Thousand Tons | 0 | 0 | 0 | 0 | 0 | 0 | 0
#CAN - MB - Acid Rain - SO2 Cap Annual v3.1 | 10 | 1732 | Rate Constraint in MTons | FALSE | L | Annual | Allowances Banked | Thousand Tons | 0 | 0 | 0 | 0 | 0 | 0 | 0
#CAN - MB - Acid Rain - SO2 Cap Annual v3.1 | 10 | 1732 | Rate Constraint in MTons | FALSE | L | Annual | Allowances Withdrawn (1:1) | Thousand Tons | 0 | 0 | 0 | 0 | 0 | 0 | 0
#CAN - MB - Acid Rain - SO2 Cap Annual v3.1 | 10 | 1732 | Rate Constraint in MTons | FALSE | L | Annual | Allowances Withdrawn (n:1) | Thousand Tons | 0 | 0 | 0 | 0 | 0 | 0 | 0
#CAN - MB - Acid Rain - SO2 Cap Annual v3.1 | 10 | 1732 | Rate Constraint in MTons | FALSE | L | Annual | Net Emissions Allowance Position | Thousand Tons | 0 | 0 | 0 | 0 | 0 | 0 | 0
#CAN - MB - Acid Rain - SO2 Cap Annual v3.1 | 10 | 1732 | Rate Constraint in MTons | FALSE | L | Annual | Fuel Consumed | TBtu | 0 | 0 | 0 | 0 | 0 | 0 | 2.1007
#CAN - MB - Acid Rain - SO2 Cap Annual v3.1 | 10 | 1732 | Rate Constraint in MTons | FALSE | L | Annual | Rate | lb/MMBtu | 0 | 0 | 0 | 0 | 0 | 0 | 0
#CAN - MB - Acid Rain - SO2 Cap Annual v3.1 | 10 | 1732 | Rate Constraint in MTons | FALSE | L | Annual | Generation | TWh | 0 | 0 | 0 | 0 | 0 | 0 | 0.32116
#CAN - MB - Acid Rain - SO2 Cap Annual v3.1 | 10 | 1732 | Rate Constraint in MTons | FALSE | L | Annual | Qualifying Generation | TWh | 0 | 0 | 0 | 0 | 0 | 0 | 0.32116
#CAN - MB - Acid Rain - SO2 Cap Annual v3.1 | 10 | 1732 | Rate Constraint in MTons | FALSE | L | Annual | Rate | lb/MWh | 0 | 0 | 0 | 0 | 0 | 0 | 0
#CAN - MB - Acid Rain - SO2 Cap Annual v3.1 | 10 | 1732 | Rate Constraint in MTons | FALSE | L | Annual | Constraint Shadow Price | US2011$/Ton | 0 | 0 | 0 | 0 | 0 | 0 | 0
#CAN - NB - Acid Rain - SO2 Cap Annual v3.1 | 11 | 1733 | Rate Constraint in MTons | FALSE | L | Annual | Seasons Included | Seasons | Winter, Summer | Winter, Summer | Winter, Summer | Winter, Summer | Winter, Summer | Winter, Summer | Winter, Summer
#CAN - NB - Acid Rain - SO2 Cap Annual v3.1 | 11 | 1733 | Rate Constraint in MTons | FALSE | L | Annual | Standard | Thousand Tons | 135.58 | 135.58 | 135.58 | 135.58 | 135.58 | 135.58 | 135.58
#CAN - NB - Acid Rain - SO2 Cap Annual v3.1 | 11 | 1733 | Rate Constraint in MTons | FALSE | L | Annual | Standard SO2 | Thousand Tons | 135.58 | 135.58 | 135.58 | 135.58 | 135.58 | 135.58 | 135.58
#CAN - NB - Acid Rain - SO2 Cap Annual v3.1 | 11 | 1733 | Rate Constraint in MTons | FALSE | L | Annual | Emissions at Affected Plants SO2 | Thousand Tons | 0 | 0 | 0 | 0 | 0 | 0 | 0
#CAN - NB - Acid Rain - SO2 Cap Annual v3.1 | 11 | 1733 | Rate Constraint in MTons | FALSE | L | Annual | Allowances Purchased SO2 | Thousand Tons | 0 | 0 | 0 | 0 | 0 | 0 | 0
#CAN - NB - Acid Rain - SO2 Cap Annual v3.1 | 11 | 1733 | Rate Constraint in MTons | FALSE | L | Annual | Allowances Sold SO2 | Thousand Tons | 0 | 0 | 0 | 0 | 0 | 0 | 0
#CAN - NB - Acid Rain - SO2 Cap Annual v3.1 | 11 | 1733 | Rate Constraint in MTons | FALSE | L | Annual | Allowances Banked | Thousand Tons | 0 | 0 | 0 | 0 | 0 | 0 | 0
#CAN - NB - Acid Rain - SO2 Cap Annual v3.1 | 11 | 1733 | Rate Constraint in MTons | FALSE | L | Annual | Allowances Withdrawn (1:1) | Thousand Tons | 0 | 0 | 0 | 0 | 0 | 0 | 0
#CAN - NB - Acid Rain - SO2 Cap Annual v3.1 | 11 | 1733 | Rate Constraint in MTons | FALSE | L | Annual | Allowances Withdrawn (n:1) | Thousand Tons | 0 | 0 | 0 | 0 | 0 | 0 | 0
#CAN - NB - Acid Rain - SO2 Cap Annual v3.1 | 11 | 1733 | Rate Constraint in MTons | FALSE | L | Annual | Net Emissions Allowance Position | Thousand Tons | 0 | 0 | 0 | 0 | 0 | 0 | 0
#CAN - NB - Acid Rain - SO2 Cap Annual v3.1 | 11 | 1733 | Rate Constraint in MTons | FALSE | L | Annual | Fuel Consumed | TBtu | 1.4499 | 0.49757 | 0.52129 | 0.085081 | 0.16721 | 6.4139 | 34.8186
#CAN - NB - Acid Rain - SO2 Cap Annual v3.1 | 11 | 1733 | Rate Constraint in MTons | FALSE | L | Annual | Rate | lb/MMBtu | 0 | 0 | 0 | 0 | 0 | 0 | 0
#CAN - NB - Acid Rain - SO2 Cap Annual v3.1 | 11 | 1733 | Rate Constraint in MTons | FALSE | L | Annual | Generation | TWh | 0.19077 | 0.06547 | 0.066269 | 0.011195 | 0.022001 | 0.98548 | 5.3051
#CAN - NB - Acid Rain - SO2 Cap Annual v3.1 | 11 | 1733 | Rate Constraint in MTons | FALSE | L | Annual | Qualifying Generation | TWh | 0.19077 | 0.06547 | 0.066269 | 0.011195 | 0.022001 | 0.98548 | 5.3051
#CAN - NB - Acid Rain - SO2 Cap Annual v3.1 | 11 | 1733 | Rate Constraint in MTons | FALSE | L | Annual | Rate | lb/MWh | 0 | 0 | 0 | 0 | 0 | 0 | 0
#CAN - NB - Acid Rain - SO2 Cap Annual v3.1 | 11 | 1733 | Rate Constraint in MTons | FALSE | L | Annual | Constraint Shadow Price | US2011$/Ton | 0 | 0 | 0 | 0 | 0 | 0 | 0
#CAN - NB - MER Cap Annual v4.12 | 12 | 2319 | Rate Constraint in MTons | FALSE | L | Annual | Seasons Included | Seasons | Winter, Summer | Winter, Summer | Winter, Summer | Winter, Summer | Winter, Summer | Winter, Summer | Winter, Summer
#CAN - NB - MER Cap Annual v4.12 | 12 | 2319 | Rate Constraint in MTons | FALSE | L | Annual | Standard | Lb | 55.1156 | 55.1156 | 55.1156 | 55.1156 | 55.1156 | 55.1156 | 55.1156
#CAN - NB - MER Cap Annual v4.12 | 12 | 2319 | Rate Constraint in MTons | FALSE | L | Annual | Standard MER | lbs | 55.1156 | 55.1156 | 55.1156 | 55.1156 | 55.1156 | 55.1156 | 55.1156
#CAN - NB - MER Cap Annual v4.12 | 12 | 2319 | Rate Constraint in MTons | FALSE | L | Annual | Emissions at Affected Plants MER | lbs | 0 | 0 | 0 | 0 | 0 | 0 | 0
#CAN - NB - MER Cap Annual v4.12 | 12 | 2319 | Rate Constraint in MTons | FALSE | L | Annual | Allowances Purchased MER | lbs | 0 | 0 | 0 | 0 | 0 | 0 | 0
#CAN - NB - MER Cap Annual v4.12 | 12 | 2319 | Rate Constraint in MTons | FALSE | L | Annual | Allowances Sold MER | lbs | 0 | 0 | 0 | 0 | 0 | 0 | 0
#CAN - NB - MER Cap Annual v4.12 | 12 | 2319 | Rate Constraint in MTons | FALSE | L | Annual | Allowances Banked | lbs | 0 | 0 | 0 | 0 | 0 | 0 | 0
#CAN - NB - MER Cap Annual v4.12 | 12 | 2319 | Rate Constraint in MTons | FALSE | L | Annual | Allowances Withdrawn (1:1) | lbs | 0 | 0 | 0 | 0 | 0 | 0 | 0
#CAN - NB - MER Cap Annual v4.12 | 12 | 2319 | Rate Constraint in MTons | FALSE | L | Annual | Allowances Withdrawn (n:1) | lbs | 0 | 0 | 0 | 0 | 0 | 0 | 0
#CAN - NB - MER Cap Annual v4.12 | 12 | 2319 | Rate Constraint in MTons | FALSE | L | Annual | Net Emissions Allowance Position | lbs | 0 | 0 | 0 | 0 | 0 | 0 | 0
#CAN - NB - MER Cap Annual v4.12 | 12 | 2319 | Rate Constraint in MTons | FALSE | L | Annual | Fuel Consumed | TBtu | 0 | 0 | 0 | 0 | 0 | 0 | 0
#CAN - NB - MER Cap Annual v4.12 | 12 | 2319 | Rate Constraint in MTons | FALSE | L | Annual | Rate | lb/MMBtu | 0 | 0 | 0 | 0 | 0 | 0 | 0
#CAN - NB - MER Cap Annual v4.12 | 12 | 2319 | Rate Constraint in MTons | FALSE | L | Annual | Generation | TWh | 0 | 0 | 0 | 0 | 0 | 0 | 0
#CAN - NB - MER Cap Annual v4.12 | 12 | 2319 | Rate Constraint in MTons | FALSE | L | Annual | Qualifying Generation | TWh | 0 | 0 | 0 | 0 | 0 | 0 | 0
#CAN - NB - MER Cap Annual v4.12 | 12 | 2319 | Rate Constraint in MTons | FALSE | L | Annual | Rate | lb/MWh | 0 | 0 | 0 | 0 | 0 | 0 | 0
#CAN - NB - MER Cap Annual v4.12 | 12 | 2319 | Rate Constraint in MTons | FALSE | L | Annual | Constraint Shadow Price | US2011$/Lb | 0 | 0 | 0 | 0 | 0 | 0 | 0
#CAN - NL&NF - SO2 Cap Annual v3.1 | 13 | 1734 | Rate Constraint in MTons | FALSE | L | Annual | Seasons Included | Seasons | Winter, Summer | Winter, Summer | Winter, Summer | Winter, Summer | Winter, Summer | Winter, Summer | Winter, Summer
#CAN - NL&NF - SO2 Cap Annual v3.1 | 13 | 1734 | Rate Constraint in MTons | FALSE | L | Annual | Standard | Thousand Tons | 16.53 | 16.53 | 16.53 | 16.53 | 16.53 | 16.53 | 16.53
#CAN - NL&NF - SO2 Cap Annual v3.1 | 13 | 1734 | Rate Constraint in MTons | FALSE | L | Annual | Standard SO2 | Thousand Tons | 16.53 | 16.53 | 16.53 | 16.53 | 16.53 | 16.53 | 16.53
#CAN - NL&NF - SO2 Cap Annual v3.1 | 13 | 1734 | Rate Constraint in MTons | FALSE | L | Annual | Emissions at Affected Plants SO2 | Thousand Tons | 0 | 0 | 0 | 0 | 0 | 0 | 0
#CAN - NL&NF - SO2 Cap Annual v3.1 | 13 | 1734 | Rate Constraint in MTons | FALSE | L | Annual | Allowances Purchased SO2 | Thousand Tons | 0 | 0 | 0 | 0 | 0 | 0 | 0
#CAN - NL&NF - SO2 Cap Annual v3.1 | 13 | 1734 | Rate Constraint in MTons | FALSE | L | Annual | Allowances Sold SO2 | Thousand Tons | 0 | 0 | 0 | 0 | 0 | 0 | 0
#CAN - NL&NF - SO2 Cap Annual v3.1 | 13 | 1734 | Rate Constraint in MTons | FALSE | L | Annual | Allowances Banked | Thousand Tons | 0 | 0 | 0 | 0 | 0 | 0 | 0
#CAN - NL&NF - SO2 Cap Annual v3.1 | 13 | 1734 | Rate Constraint in MTons | FALSE | L | Annual | Allowances Withdrawn (1:1) | Thousand Tons | 0 | 0 | 0 | 0 | 0 | 0 | 0
#CAN - NL&NF - SO2 Cap Annual v3.1 | 13 | 1734 | Rate Constraint in MTons | FALSE | L | Annual | Allowances Withdrawn (n:1) | Thousand Tons | 0 | 0 | 0 | 0 | 0 | 0 | 0
#CAN - NL&NF - SO2 Cap Annual v3.1 | 13 | 1734 | Rate Constraint in MTons | FALSE | L | Annual | Net Emissions Allowance Position | Thousand Tons | 0 | 0 | 0 | 0 | 0 | 0 | 0
#CAN - NL&NF - SO2 Cap Annual v3.1 | 13 | 1734 | Rate Constraint in MTons | FALSE | L | Annual | Fuel Consumed | TBtu | 0 | 0 | 0 | 0 | 0 | 0 | 0
#CAN - NL&NF - SO2 Cap Annual v3.1 | 13 | 1734 | Rate Constraint in MTons | FALSE | L | Annual | Rate | lb/MMBtu | 0 | 0 | 0 | 0 | 0 | 0 | 0
#CAN - NL&NF - SO2 Cap Annual v3.1 | 13 | 1734 | Rate Constraint in MTons | FALSE | L | Annual | Generation | TWh | 0 | 0 | 0 | 0 | 0 | 0 | 0
#CAN - NL&NF - SO2 Cap Annual v3.1 | 13 | 1734 | Rate Constraint in MTons | FALSE | L | Annual | Qualifying Generation | TWh | 0 | 0 | 0 | 0 | 0 | 0 | 0
#CAN - NL&NF - SO2 Cap Annual v3.1 | 13 | 1734 | Rate Constraint in MTons | FALSE | L | Annual | Rate | lb/MWh | 0 | 0 | 0 | 0 | 0 | 0 | 0
#CAN - NL&NF - SO2 Cap Annual v3.1 | 13 | 1734 | Rate Constraint in MTons | FALSE | L | Annual | Constraint Shadow Price | US2011$/Ton | 0 | 0 | 0 | 0 | 0 | 0 | 0
#CAN - NS - MER Cap Annual v4.12 | 14 | 2320 | Rate Constraint in MTons | FALSE | L | Annual | Seasons Included | Seasons | Winter, Summer | Winter, Summer | Winter, Summer | Winter, Summer | Winter, Summer | Winter, Summer | Winter, Summer
#CAN - NS - MER Cap Annual v4.12 | 14 | 2320 | Rate Constraint in MTons | FALSE | L | Annual | Standard | Lb | 143.3005 | 143.3005 | 93.6965 | 77.1618 | 77.1618 | 77.1618 | 77.1618
#CAN - NS - MER Cap Annual v4.12 | 14 | 2320 | Rate Constraint in MTons | FALSE | L | Annual | Standard MER | lbs | 143.3005 | 143.3005 | 93.6965 | 77.1618 | 77.1618 | 77.1618 | 77.1618
#CAN - NS - MER Cap Annual v4.12 | 14 | 2320 | Rate Constraint in MTons | FALSE | L | Annual | Emissions at Affected Plants MER | lbs | 99.0386 | 1.7147 | 0.35212 | 77.807 | 31.9566 | 30.3071 | 0
#CAN - NS - MER Cap Annual v4.12 | 14 | 2320 | Rate Constraint in MTons | FALSE | L | Annual | Allowances Purchased MER | lbs | 0 | 0 | 0 | 0 | 0 | 0 | 0
#CAN - NS - MER Cap Annual v4.12 | 14 | 2320 | Rate Constraint in MTons | FALSE | L | Annual | Allowances Sold MER | lbs | 0 | 0 | 0 | 0 | 0 | 0 | 0
#CAN - NS - MER Cap Annual v4.12 | 14 | 2320 | Rate Constraint in MTons | FALSE | L | Annual | Allowances Banked | lbs | 0 | 0 | 0 | 0 | 0 | 0 | 0
#CAN - NS - MER Cap Annual v4.12 | 14 | 2320 | Rate Constraint in MTons | FALSE | L | Annual | Allowances Withdrawn (1:1) | lbs | 0 | 0 | 0 | 0 | 0 | 0 | 0
#CAN - NS - MER Cap Annual v4.12 | 14 | 2320 | Rate Constraint in MTons | FALSE | L | Annual | Allowances Withdrawn (n:1) | lbs | 0 | 0 | 0 | 0 | 0 | 0 | 0
#CAN - NS - MER Cap Annual v4.12 | 14 | 2320 | Rate Constraint in MTons | FALSE | L | Annual | Net Emissions Allowance Position | lbs | 99.0386 | 1.7147 | 0.35212 | 77.807 | 31.9566 | 30.3071 | 0
#CAN - NS - MER Cap Annual v4.12 | 14 | 2320 | Rate Constraint in MTons | FALSE | L | Annual | Fuel Consumed | TBtu | 54.9948 | 6.0717 | 1.5229 | 38.6785 | 26.1723 | 24.8214 | 0
#CAN - NS - MER Cap Annual v4.12 | 14 | 2320 | Rate Constraint in MTons | FALSE | L | Annual | Rate | lb/MMBtu | 1.8009e-06 | 2.8241e-07 | 2.3123e-07 | 2.0116e-06 | 1.221e-06 | 1.221e-06 | 0
#CAN - NS - MER Cap Annual v4.12 | 14 | 2320 | Rate Constraint in MTons | FALSE | L | Annual | Generation | TWh | 5.0697 | 0.51005 | 0.1257 | 3.6411 | 2.3823 | 2.2594 | 0
#CAN - NS - MER Cap Annual v4.12 | 14 | 2320 | Rate Constraint in MTons | FALSE | L | Annual | Qualifying Generation | TWh | 5.0697 | 0.51005 | 0.1257 | 3.6411 | 2.3823 | 2.2594 | 0
#CAN - NS - MER Cap Annual v4.12 | 14 | 2320 | Rate Constraint in MTons | FALSE | L | Annual | Rate | lb/MWh | 19.5353 | 3.3619 | 2.8012 | 21.3691 | 13.4139 | 13.4139 | 0
#CAN - NS - MER Cap Annual v4.12 | 14 | 2320 | Rate Constraint in MTons | FALSE | L | Annual | Constraint Shadow Price | US2011$/Lb | 0 | 0 | 0 | 15667.7388 | 0 | 0 | 0
#CAN - NS - NS Power - NOX Cap Annual v3.1 | 15 | 2311 | Rate Constraint in MTons | FALSE | L | Annual | Seasons Included | Seasons | Winter, Summer | Winter, Summer | Winter, Summer | Winter, Summer | Winter, Summer | Winter, Summer | Winter, Summer
#CAN - NS - NS Power - NOX Cap Annual v3.1 | 15 | 2311 | Rate Constraint in MTons | FALSE | L | Annual | Standard | Thousand Tons | 21.1952 | 21.1952 | 17.6626 | 16.485 | 16.485 | 16.485 | 16.485
#CAN - NS - NS Power - NOX Cap Annual v3.1 | 15 | 2311 | Rate Constraint in MTons | FALSE | L | Annual | Standard NOX | Thousand Tons | 21.1952 | 21.1952 | 17.6626 | 16.485 | 16.485 | 16.485 | 16.485
#CAN - NS - NS Power - NOX Cap Annual v3.1 | 15 | 2311 | Rate Constraint in MTons | FALSE | L | Annual | Emissions at Affected Plants NOX | Thousand Tons | 7.0663 | 1.6147 | 1.0545 | 5.7903 | 4.6411 | 4.4811 | 1.4694
#CAN - NS - NS Power - NOX Cap Annual v3.1 | 15 | 2311 | Rate Constraint in MTons | FALSE | L | Annual | Allowances Purchased NOX | Thousand Tons | 0 | 0 | 0 | 0 | 0 | 0 | 0
#CAN - NS - NS Power - NOX Cap Annual v3.1 | 15 | 2311 | Rate Constraint in MTons | FALSE | L | Annual | Allowances Sold NOX | Thousand Tons | 0 | 0 | 0 | 0 | 0 | 0 | 0
#CAN - NS - NS Power - NOX Cap Annual v3.1 | 15 | 2311 | Rate Constraint in MTons | FALSE | L | Annual | Allowances Banked | Thousand Tons | 0 | 0 | 0 | 0 | 0 | 0 | 0
#CAN - NS - NS Power - NOX Cap Annual v3.1 | 15 | 2311 | Rate Constraint in MTons | FALSE | L | Annual | Allowances Withdrawn (1:1) | Thousand Tons | 0 | 0 | 0 | 0 | 0 | 0 | 0
#CAN - NS - NS Power - NOX Cap Annual v3.1 | 15 | 2311 | Rate Constraint in MTons | FALSE | L | Annual | Allowances Withdrawn (n:1) | Thousand Tons | 0 | 0 | 0 | 0 | 0 | 0 | 0
#CAN - NS - NS Power - NOX Cap Annual v3.1 | 15 | 2311 | Rate Constraint in MTons | FALSE | L | Annual | Net Emissions Allowance Position | Thousand Tons | 7.0663 | 1.6147 | 1.0545 | 5.7903 | 4.6411 | 4.4811 | 1.4694
#CAN - NS - NS Power - NOX Cap Annual v3.1 | 15 | 2311 | Rate Constraint in MTons | FALSE | L | Annual | Fuel Consumed | TBtu | 57.6024 | 30.4184 | 31.1664 | 67.0187 | 64.3364 | 64.2349 | 58.113
#CAN - NS - NS Power - NOX Cap Annual v3.1 | 15 | 2311 | Rate Constraint in MTons | FALSE | L | Annual | Rate | lb/MMBtu | 0.24535 | 0.10617 | 0.067666 | 0.1728 | 0.14428 | 0.13952 | 0.05057
#CAN - NS - NS Power - NOX Cap Annual v3.1 | 15 | 2311 | Rate Constraint in MTons | FALSE | L | Annual | Generation | TWh | 5.4631 | 4.163 | 4.6554 | 8.0454 | 8.3102 | 8.3847 | 8.9874
#CAN - NS - NS Power - NOX Cap Annual v3.1 | 15 | 2311 | Rate Constraint in MTons | FALSE | L | Annual | Qualifying Generation | TWh | 5.4631 | 4.163 | 4.6554 | 8.0454 | 8.3102 | 8.3847 | 8.9874
#CAN - NS - NS Power - NOX Cap Annual v3.1 | 15 | 2311 | Rate Constraint in MTons | FALSE | L | Annual | Rate | lb/MWh | 1.2935 | 0.38787 | 0.2265 | 0.71971 | 0.55848 | 0.53444 | 0.16349
#CAN - NS - NS Power - NOX Cap Annual v3.1 | 15 | 2311 | Rate Constraint in MTons | FALSE | L | Annual | Constraint Shadow Price | US2011$/Ton | 0 | 0 | 0 | 0 | 0 | 0 | 0
#CAN - NS - NS Power - SO2 Cap Annual v3.1 | 16 | 1737 | Rate Constraint in MTons | FALSE | L | Annual | Seasons Included | Seasons | Winter, Summer | Winter, Summer | Winter, Summer | Winter, Summer | Winter, Summer | Winter, Summer | Winter, Summer
#CAN - NS - NS Power - SO2 Cap Annual v3.1 | 16 | 1737 | Rate Constraint in MTons | FALSE | L | Annual | Standard | Thousand Tons | 67.1307 | 67.1307 | 46.7517 | 39.9587 | 39.9587 | 39.9587 | 39.9587
#CAN - NS - NS Power - SO2 Cap Annual v3.1 | 16 | 1737 | Rate Constraint in MTons | FALSE | L | Annual | Standard SO2 | Thousand Tons | 67.1307 | 67.1307 | 46.7517 | 39.9587 | 39.9587 | 39.9587 | 39.9587
#CAN - NS - NS Power - SO2 Cap Annual v3.1 | 16 | 1737 | Rate Constraint in MTons | FALSE | L | Annual | Emissions at Affected Plants SO2 | Thousand Tons | 17.5925 | 0.082259 | 0.041968 | 14.3188 | 5.8741 | 5.5653 | 0.099326
#CAN - NS - NS Power - SO2 Cap Annual v3.1 | 16 | 1737 | Rate Constraint in MTons | FALSE | L | Annual | Allowances Purchased SO2 | Thousand Tons | 0 | 0 | 0 | 0 | 0 | 0 | 0
#CAN - NS - NS Power - SO2 Cap Annual v3.1 | 16 | 1737 | Rate Constraint in MTons | FALSE | L | Annual | Allowances Sold SO2 | Thousand Tons | 0 | 0 | 0 | 0 | 0 | 0 | 0
#CAN - NS - NS Power - SO2 Cap Annual v3.1 | 16 | 1737 | Rate Constraint in MTons | FALSE | L | Annual | Allowances Banked | Thousand Tons | 0 | 0 | 0 | 0 | 0 | 0 | 0
#CAN - NS - NS Power - SO2 Cap Annual v3.1 | 16 | 1737 | Rate Constraint in MTons | FALSE | L | Annual | Allowances Withdrawn (1:1) | Thousand Tons | 0 | 0 | 0 | 0 | 0 | 0 | 0
#CAN - NS - NS Power - SO2 Cap Annual v3.1 | 16 | 1737 | Rate Constraint in MTons | FALSE | L | Annual | Allowances Withdrawn (n:1) | Thousand Tons | 0 | 0 | 0 | 0 | 0 | 0 | 0
#CAN - NS - NS Power - SO2 Cap Annual v3.1 | 16 | 1737 | Rate Constraint in MTons | FALSE | L | Annual | Net Emissions Allowance Position | Thousand Tons | 17.5925 | 0.082259 | 0.041968 | 14.3188 | 5.8741 | 5.5653 | 0.099326
#CAN - NS - NS Power - SO2 Cap Annual v3.1 | 16 | 1737 | Rate Constraint in MTons | FALSE | L | Annual | Fuel Consumed | TBtu | 57.6024 | 30.4184 | 31.1664 | 67.0187 | 64.3364 | 64.2349 | 58.113
#CAN - NS - NS Power - SO2 Cap Annual v3.1 | 16 | 1737 | Rate Constraint in MTons | FALSE | L | Annual | Rate | lb/MMBtu | 0.61083 | 0.0054085 | 0.0026932 | 0.42731 | 0.1826 | 0.17328 | 0.0034184
#CAN - NS - NS Power - SO2 Cap Annual v3.1 | 16 | 1737 | Rate Constraint in MTons | FALSE | L | Annual | Generation | TWh | 5.4631 | 4.163 | 4.6554 | 8.0454 | 8.3102 | 8.3847 | 8.9874
#CAN - NS - NS Power - SO2 Cap Annual v3.1 | 16 | 1737 | Rate Constraint in MTons | FALSE | L | Annual | Qualifying Generation | TWh | 5.4631 | 4.163 | 4.6554 | 8.0454 | 8.3102 | 8.3847 | 8.9874
#CAN - NS - NS Power - SO2 Cap Annual v3.1 | 16 | 1737 | Rate Constraint in MTons | FALSE | L | Annual | Rate | lb/MWh | 3.2202 | 0.01976 | 0.0090149 | 1.7798 | 0.70685 | 0.66374 | 0.011052
#CAN - NS - NS Power - SO2 Cap Annual v3.1 | 16 | 1737 | Rate Constraint in MTons | FALSE | L | Annual | Constraint Shadow Price | US2011$/Ton | 0 | 0 | 0 | 0 | 0 | 0 | 0
#CAN - NS - SO2 Cap Annual v3.1 | 17 | 1735 | Rate Constraint in MTons | FALSE | L | Annual | Seasons Included | Seasons | Winter, Summer | Winter, Summer | Winter, Summer | Winter, Summer | Winter, Summer | Winter, Summer | Winter, Summer
#CAN - NS - SO2 Cap Annual v3.1 | 17 | 1735 | Rate Constraint in MTons | FALSE | L | Annual | Standard | Thousand Tons | 131.2522 | 131.2522 | 131.2522 | 131.2522 | 131.2522 | 131.2522 | 131.2522
#CAN - NS - SO2 Cap Annual v3.1 | 17 | 1735 | Rate Constraint in MTons | FALSE | L | Annual | Standard SO2 | Thousand Tons | 131.2522 | 131.2522 | 131.2522 | 131.2522 | 131.2522 | 131.2522 | 131.2522
#CAN - NS - SO2 Cap Annual v3.1 | 17 | 1735 | Rate Constraint in MTons | FALSE | L | Annual | Emissions at Affected Plants SO2 | Thousand Tons | 17.5925 | 0.082259 | 0.041968 | 14.3188 | 5.8741 | 5.5653 | 0.099326
#CAN - NS - SO2 Cap Annual v3.1 | 17 | 1735 | Rate Constraint in MTons | FALSE | L | Annual | Allowances Purchased SO2 | Thousand Tons | 0 | 0 | 0 | 0 | 0 | 0 | 0
#CAN - NS - SO2 Cap Annual v3.1 | 17 | 1735 | Rate Constraint in MTons | FALSE | L | Annual | Allowances Sold SO2 | Thousand Tons | 0 | 0 | 0 | 0 | 0 | 0 | 0
#CAN - NS - SO2 Cap Annual v3.1 | 17 | 1735 | Rate Constraint in MTons | FALSE | L | Annual | Allowances Banked | Thousand Tons | 0 | 0 | 0 | 0 | 0 | 0 | 0
#CAN - NS - SO2 Cap Annual v3.1 | 17 | 1735 | Rate Constraint in MTons | FALSE | L | Annual | Allowances Withdrawn (1:1) | Thousand Tons | 0 | 0 | 0 | 0 | 0 | 0 | 0
#CAN - NS - SO2 Cap Annual v3.1 | 17 | 1735 | Rate Constraint in MTons | FALSE | L | Annual | Allowances Withdrawn (n:1) | Thousand Tons | 0 | 0 | 0 | 0 | 0 | 0 | 0
#CAN - NS - SO2 Cap Annual v3.1 | 17 | 1735 | Rate Constraint in MTons | FALSE | L | Annual | Net Emissions Allowance Position | Thousand Tons | 17.5925 | 0.082259 | 0.041968 | 14.3188 | 5.8741 | 5.5653 | 0.099326
#CAN - NS - SO2 Cap Annual v3.1 | 17 | 1735 | Rate Constraint in MTons | FALSE | L | Annual | Fuel Consumed | TBtu | 57.6024 | 30.4184 | 31.1664 | 67.0187 | 64.3364 | 64.2349 | 58.113
#CAN - NS - SO2 Cap Annual v3.1 | 17 | 1735 | Rate Constraint in MTons | FALSE | L | Annual | Rate | lb/MMBtu | 0.61083 | 0.0054085 | 0.0026932 | 0.42731 | 0.1826 | 0.17328 | 0.0034184
#CAN - NS - SO2 Cap Annual v3.1 | 17 | 1735 | Rate Constraint in MTons | FALSE | L | Annual | Generation | TWh | 5.4631 | 4.163 | 4.6554 | 8.0454 | 8.3102 | 8.3847 | 8.9874
#CAN - NS - SO2 Cap Annual v3.1 | 17 | 1735 | Rate Constraint in MTons | FALSE | L | Annual | Qualifying Generation | TWh | 5.4631 | 4.163 | 4.6554 | 8.0454 | 8.3102 | 8.3847 | 8.9874
#CAN - NS - SO2 Cap Annual v3.1 | 17 | 1735 | Rate Constraint in MTons | FALSE | L | Annual | Rate | lb/MWh | 3.2202 | 0.01976 | 0.0090149 | 1.7798 | 0.70685 | 0.66374 | 0.011052
#CAN - NS - SO2 Cap Annual v3.1 | 17 | 1735 | Rate Constraint in MTons | FALSE | L | Annual | Constraint Shadow Price | US2011$/Ton | 0 | 0 | 0 | 0 | 0 | 0 | 0
#CAN - ON - NOX Cap Annual v3.1 | 18 | 1738 | Rate Constraint in MTons | FALSE | L | Annual | Seasons Included | Seasons | Winter, Summer | Winter, Summer | Winter, Summer | Winter, Summer | Winter, Summer | Winter, Summer | Winter, Summer
#CAN - ON - NOX Cap Annual v3.1 | 18 | 1738 | Rate Constraint in MTons | FALSE | L | Annual | Standard | Thousand Tons | 47.2891 | 47.2891 | 47.2891 | 47.2891 | 47.2891 | 47.2891 | 47.2891
#CAN - ON - NOX Cap Annual v3.1 | 18 | 1738 | Rate Constraint in MTons | FALSE | L | Annual | Standard NOX | Thousand Tons | 47.2891 | 47.2891 | 47.2891 | 47.2891 | 47.2891 | 47.2891 | 47.2891
#CAN - ON - NOX Cap Annual v3.1 | 18 | 1738 | Rate Constraint in MTons | FALSE | L | Annual | Emissions at Affected Plants NOX | Thousand Tons | 3.2697 | 2.0469 | 2.1369 | 1.3562 | 2.276 | 5.7766 | 9.103
#CAN - ON - NOX Cap Annual v3.1 | 18 | 1738 | Rate Constraint in MTons | FALSE | L | Annual | Allowances Purchased NOX | Thousand Tons | 0 | 0 | 0 | 0 | 0 | 0 | 0
#CAN - ON - NOX Cap Annual v3.1 | 18 | 1738 | Rate Constraint in MTons | FALSE | L | Annual | Allowances Sold NOX | Thousand Tons | 0 | 0 | 0 | 0 | 0 | 0 | 0
#CAN - ON - NOX Cap Annual v3.1 | 18 | 1738 | Rate Constraint in MTons | FALSE | L | Annual | Allowances Banked | Thousand Tons | 0 | 45.2422 | 0 | 0 | 52.5535 | 0 | 0
#CAN - ON - NOX Cap Annual v3.1 | 18 | 1738 | Rate Constraint in MTons | FALSE | L | Annual | Allowances Withdrawn (1:1) | Thousand Tons | 0 | 0 | 0 | 0 | 0 | 0 | 0
#CAN - ON - NOX Cap Annual v3.1 | 18 | 1738 | Rate Constraint in MTons | FALSE | L | Annual | Allowances Withdrawn (n:1) | Thousand Tons | 0 | 0 | 0 | 0 | -7540.3649 | 0 | -35035.6346
#CAN - ON - NOX Cap Annual v3.1 | 18 | 1738 | Rate Constraint in MTons | FALSE | L | Annual | Net Emissions Allowance Position | Thousand Tons | 3.2697 | 47.2891 | 2.1369 | 1.3562 | -7485.5354 | 5.7766 | -35026.5316
#CAN - ON - NOX Cap Annual v3.1 | 18 | 1738 | Rate Constraint in MTons | FALSE | L | Annual | Fuel Consumed | TBtu | 81.35 | 60.5728 | 67.3871 | 50.5428 | 66.8906 | 182.5996 | 434.3079
#CAN - ON - NOX Cap Annual v3.1 | 18 | 1738 | Rate Constraint in MTons | FALSE | L | Annual | Rate | lb/MMBtu | 0.080386 | 0.067585 | 0.063422 | 0.053665 | 0.068052 | 0.06327 | 0.04192
#CAN - ON - NOX Cap Annual v3.1 | 18 | 1738 | Rate Constraint in MTons | FALSE | L | Annual | Generation | TWh | 11.51 | 8.4724 | 9.4693 | 7.0025 | 9.367 | 26.8974 | 63.8615
#CAN - ON - NOX Cap Annual v3.1 | 18 | 1738 | Rate Constraint in MTons | FALSE | L | Annual | Qualifying Generation | TWh | 11.51 | 8.4724 | 9.4693 | 7.0025 | 9.367 | 26.8974 | 63.8615
#CAN - ON - NOX Cap Annual v3.1 | 18 | 1738 | Rate Constraint in MTons | FALSE | L | Annual | Rate | lb/MWh | 0.28407 | 0.2416 | 0.22567 | 0.19367 | 0.24298 | 0.21476 | 0.14254
#CAN - ON - NOX Cap Annual v3.1 | 18 | 1738 | Rate Constraint in MTons | FALSE | L | Annual | Constraint Shadow Price | US2011$/Ton | 0 | 0 | 0 | 0 | 0 | 0 | 0
#CAN - ON - O3 Annex - NOX Cap Annual v3.1 | 19 | 1739 | Rate Constraint in MTons | FALSE | L | Annual | Seasons Included | Seasons | Winter, Summer | Winter, Summer | Winter, Summer | Winter, Summer | Winter, Summer | Winter, Summer | Winter, Summer
#CAN - ON - O3 Annex - NOX Cap Annual v3.1 | 19 | 1739 | Rate Constraint in MTons | FALSE | L | Annual | Standard | Thousand Tons | 42.9901 | 42.9901 | 42.9901 | 42.9901 | 42.9901 | 42.9901 | 42.9901
#CAN - ON - O3 Annex - NOX Cap Annual v3.1 | 19 | 1739 | Rate Constraint in MTons | FALSE | L | Annual | Standard NOX | Thousand Tons | 42.9901 | 42.9901 | 42.9901 | 42.9901 | 42.9901 | 42.9901 | 42.9901
#CAN - ON - O3 Annex - NOX Cap Annual v3.1 | 19 | 1739 | Rate Constraint in MTons | FALSE | L | Annual | Emissions at Affected Plants NOX | Thousand Tons | 3.2697 | 2.0469 | 2.1369 | 1.3562 | 2.276 | 4.0646 | 4.9594
#CAN - ON - O3 Annex - NOX Cap Annual v3.1 | 19 | 1739 | Rate Constraint in MTons | FALSE | L | Annual | Allowances Purchased NOX | Thousand Tons | 0 | 0 | 0 | 0 | 0 | 0 | 0
#CAN - ON - O3 Annex - NOX Cap Annual v3.1 | 19 | 1739 | Rate Constraint in MTons | FALSE | L | Annual | Allowances Sold NOX | Thousand Tons | 0 | 0 | 0 | 0 | 0 | 0 | 0
#CAN - ON - O3 Annex - NOX Cap Annual v3.1 | 19 | 1739 | Rate Constraint in MTons | FALSE | L | Annual | Allowances Banked | Thousand Tons | 0 | 0 | 0 | 0 | 0 | 0 | 0
#CAN - ON - O3 Annex - NOX Cap Annual v3.1 | 19 | 1739 | Rate Constraint in MTons | FALSE | L | Annual | Allowances Withdrawn (1:1) | Thousand Tons | 0 | 0 | 0 | 0 | 0 | 0 | 0
#CAN - ON - O3 Annex - NOX Cap Annual v3.1 | 19 | 1739 | Rate Constraint in MTons | FALSE | L | Annual | Allowances Withdrawn (n:1) | Thousand Tons | 0 | 0 | 0 | 0 | 0 | 0 | 0
#CAN - ON - O3 Annex - NOX Cap Annual v3.1 | 19 | 1739 | Rate Constraint in MTons | FALSE | L | Annual | Net Emissions Allowance Position | Thousand Tons | 3.2697 | 2.0469 | 2.1369 | 1.3562 | 2.276 | 4.0646 | 4.9594
#CAN - ON - O3 Annex - NOX Cap Annual v3.1 | 19 | 1739 | Rate Constraint in MTons | FALSE | L | Annual | Fuel Consumed | TBtu | 81.35 | 60.5728 | 67.3871 | 50.5428 | 66.8906 | 114.1206 | 268.0101
#CAN - ON - O3 Annex - NOX Cap Annual v3.1 | 19 | 1739 | Rate Constraint in MTons | FALSE | L | Annual | Rate | lb/MMBtu | 0.080386 | 0.067585 | 0.063422 | 0.053665 | 0.068052 | 0.071233 | 0.037009
#CAN - ON - O3 Annex - NOX Cap Annual v3.1 | 19 | 1739 | Rate Constraint in MTons | FALSE | L | Annual | Generation | TWh | 11.51 | 8.4724 | 9.4693 | 7.0025 | 9.367 | 16.2475 | 38.0363
#CAN - ON - O3 Annex - NOX Cap Annual v3.1 | 19 | 1739 | Rate Constraint in MTons | FALSE | L | Annual | Qualifying Generation | TWh | 11.51 | 8.4724 | 9.4693 | 7.0025 | 9.367 | 16.2475 | 38.0363
#CAN - ON - O3 Annex - NOX Cap Annual v3.1 | 19 | 1739 | Rate Constraint in MTons | FALSE | L | Annual | Rate | lb/MWh | 0.28407 | 0.2416 | 0.22567 | 0.19367 | 0.24298 | 0.25017 | 0.13039
#CAN - ON - O3 Annex - NOX Cap Annual v3.1 | 19 | 1739 | Rate Constraint in MTons | FALSE | L | Annual | Constraint Shadow Price | US2011$/Ton | 0 | 0 | 0 | 0 | 0 | 0 | 0
#CAN - ON - SO2 Cap Annual v3.1 | 20 | 1740 | Rate Constraint in MTons | FALSE | L | Annual | Seasons Included | Seasons | Winter, Summer | Winter, Summer | Winter, Summer | Winter, Summer | Winter, Summer | Winter, Summer | Winter, Summer
#CAN - ON - SO2 Cap Annual v3.1 | 20 | 1740 | Rate Constraint in MTons | FALSE | L | Annual | Standard | Thousand Tons | 144.4026 | 144.4026 | 144.4026 | 144.4026 | 144.4026 | 144.4026 | 144.4026
#CAN - ON - SO2 Cap Annual v3.1 | 20 | 1740 | Rate Constraint in MTons | FALSE | L | Annual | Standard SO2 | Thousand Tons | 144.4026 | 144.4026 | 144.4026 | 144.4026 | 144.4026 | 144.4026 | 144.4026
#CAN - ON - SO2 Cap Annual v3.1 | 20 | 1740 | Rate Constraint in MTons | FALSE | L | Annual | Emissions at Affected Plants SO2 | Thousand Tons | 0.27116 | 0.27116 | 0.27116 | 0.27116 | 0.27116 | 0.27116 | 0.27116
#CAN - ON - SO2 Cap Annual v3.1 | 20 | 1740 | Rate Constraint in MTons | FALSE | L | Annual | Allowances Purchased SO2 | Thousand Tons | 0 | 0 | 0 | 0 | 0 | 0 | 0
#CAN - ON - SO2 Cap Annual v3.1 | 20 | 1740 | Rate Constraint in MTons | FALSE | L | Annual | Allowances Sold SO2 | Thousand Tons | 0 | 0 | 0 | 0 | 0 | 0 | 0
#CAN - ON - SO2 Cap Annual v3.1 | 20 | 1740 | Rate Constraint in MTons | FALSE | L | Annual | Allowances Banked | Thousand Tons | 0 | 0 | 0 | 144.1314 | 0 | 0 | 0
#CAN - ON - SO2 Cap Annual v3.1 | 20 | 1740 | Rate Constraint in MTons | FALSE | L | Annual | Allowances Withdrawn (1:1) | Thousand Tons | 0 | 0 | 0 | 0 | 0 | 0 | 0
#CAN - ON - SO2 Cap Annual v3.1 | 20 | 1740 | Rate Constraint in MTons | FALSE | L | Annual | Allowances Withdrawn (n:1) | Thousand Tons | 0 | 0 | 0 | 0 | 0 | 0 | 0
#CAN - ON - SO2 Cap Annual v3.1 | 20 | 1740 | Rate Constraint in MTons | FALSE | L | Annual | Net Emissions Allowance Position | Thousand Tons | 0.27116 | 0.27116 | 0.27116 | 144.4026 | 0.27116 | 0.27116 | 0.27116
#CAN - ON - SO2 Cap Annual v3.1 | 20 | 1740 | Rate Constraint in MTons | FALSE | L | Annual | Fuel Consumed | TBtu | 81.35 | 60.5728 | 67.3871 | 50.5428 | 66.8906 | 182.5996 | 434.3079
#CAN - ON - SO2 Cap Annual v3.1 | 20 | 1740 | Rate Constraint in MTons | FALSE | L | Annual | Rate | lb/MMBtu | 0.0066666 | 0.0089533 | 0.0080479 | 0.01073 | 0.0081077 | 0.00297 | 0.0012487
#CAN - ON - SO2 Cap Annual v3.1 | 20 | 1740 | Rate Constraint in MTons | FALSE | L | Annual | Generation | TWh | 11.51 | 8.4724 | 9.4693 | 7.0025 | 9.367 | 26.8974 | 63.8615
#CAN - ON - SO2 Cap Annual v3.1 | 20 | 1740 | Rate Constraint in MTons | FALSE | L | Annual | Qualifying Generation | TWh | 11.51 | 8.4724 | 9.4693 | 7.0025 | 9.367 | 26.8974 | 63.8615
#CAN - ON - SO2 Cap Annual v3.1 | 20 | 1740 | Rate Constraint in MTons | FALSE | L | Annual | Rate | lb/MWh | 0.023559 | 0.032005 | 0.028636 | 0.038724 | 0.028949 | 0.010081 | 0.0042461
#CAN - ON - SO2 Cap Annual v3.1 | 20 | 1740 | Rate Constraint in MTons | FALSE | L | Annual | Constraint Shadow Price | US2011$/Ton | 0 | 0 | 0 | 0 | 0 | 0 | 0
#CAN - PE - Acid Rain - SO2 Cap Annual v3.1 | 21 | 1741 | Rate Constraint in MTons | FALSE | L | Annual | Seasons Included | Seasons | Winter, Summer | Winter, Summer | Winter, Summer | Winter, Summer | Winter, Summer | Winter, Summer | Winter, Summer
#CAN - PE - Acid Rain - SO2 Cap Annual v3.1 | 21 | 1741 | Rate Constraint in MTons | FALSE | L | Annual | Standard | Thousand Tons | 3.31 | 3.31 | 3.31 | 3.31 | 3.31 | 3.31 | 3.31
#CAN - PE - Acid Rain - SO2 Cap Annual v3.1 | 21 | 1741 | Rate Constraint in MTons | FALSE | L | Annual | Standard SO2 | Thousand Tons | 3.31 | 3.31 | 3.31 | 3.31 | 3.31 | 3.31 | 3.31
#CAN - PE - Acid Rain - SO2 Cap Annual v3.1 | 21 | 1741 | Rate Constraint in MTons | FALSE | L | Annual | Emissions at Affected Plants SO2 | Thousand Tons | 0 | 0 | 0 | 0 | 0 | 0 | 0
#CAN - PE - Acid Rain - SO2 Cap Annual v3.1 | 21 | 1741 | Rate Constraint in MTons | FALSE | L | Annual | Allowances Purchased SO2 | Thousand Tons | 0 | 0 | 0 | 0 | 0 | 0 | 0
#CAN - PE - Acid Rain - SO2 Cap Annual v3.1 | 21 | 1741 | Rate Constraint in MTons | FALSE | L | Annual | Allowances Sold SO2 | Thousand Tons | 0 | 0 | 0 | 0 | 0 | 0 | 0
#CAN - PE - Acid Rain - SO2 Cap Annual v3.1 | 21 | 1741 | Rate Constraint in MTons | FALSE | L | Annual | Allowances Banked | Thousand Tons | 0 | 0 | 0 | 0 | 0 | 0 | 0
#CAN - PE - Acid Rain - SO2 Cap Annual v3.1 | 21 | 1741 | Rate Constraint in MTons | FALSE | L | Annual | Allowances Withdrawn (1:1) | Thousand Tons | 0 | 0 | 0 | 0 | 0 | 0 | 0
#CAN - PE - Acid Rain - SO2 Cap Annual v3.1 | 21 | 1741 | Rate Constraint in MTons | FALSE | L | Annual | Allowances Withdrawn (n:1) | Thousand Tons | 0 | 0 | 0 | 0 | 0 | 0 | 0
#CAN - PE - Acid Rain - SO2 Cap Annual v3.1 | 21 | 1741 | Rate Constraint in MTons | FALSE | L | Annual | Net Emissions Allowance Position | Thousand Tons | 0 | 0 | 0 | 0 | 0 | 0 | 0
#CAN - PE - Acid Rain - SO2 Cap Annual v3.1 | 21 | 1741 | Rate Constraint in MTons | FALSE | L | Annual | Fuel Consumed | TBtu | 0.0098302 | 0.66547 | 3.6268 | 4.991 | 8.0222 | 10.1871 | 10.687
#CAN - PE - Acid Rain - SO2 Cap Annual v3.1 | 21 | 1741 | Rate Constraint in MTons | FALSE | L | Annual | Rate | lb/MMBtu | 0 | 0 | 0 | 0 | 0 | 0 | 0
#CAN - PE - Acid Rain - SO2 Cap Annual v3.1 | 21 | 1741 | Rate Constraint in MTons | FALSE | L | Annual | Generation | TWh | 0.00077446 | 0.10349 | 0.56405 | 0.7762 | 1.2476 | 1.5843 | 1.662
#CAN - PE - Acid Rain - SO2 Cap Annual v3.1 | 21 | 1741 | Rate Constraint in MTons | FALSE | L | Annual | Qualifying Generation | TWh | 0.00077446 | 0.10349 | 0.56405 | 0.7762 | 1.2476 | 1.5843 | 1.662
#CAN - PE - Acid Rain - SO2 Cap Annual v3.1 | 21 | 1741 | Rate Constraint in MTons | FALSE | L | Annual | Rate | lb/MWh | 0 | 0 | 0 | 0 | 0 | 0 | 0
#CAN - PE - Acid Rain - SO2 Cap Annual v3.1 | 21 | 1741 | Rate Constraint in MTons | FALSE | L | Annual | Constraint Shadow Price | US2011$/Ton | 0 | 0 | 0 | 0 | 0 | 0 | 0
#CAN - PQ - Acid Rain - SO2 Cap Annual v3.1 | 22 | 1742 | Rate Constraint in MTons | FALSE | L | Annual | Seasons Included | Seasons | Winter, Summer | Winter, Summer | Winter, Summer | Winter, Summer | Winter, Summer | Winter, Summer | Winter, Summer
#CAN - PQ - Acid Rain - SO2 Cap Annual v3.1 | 22 | 1742 | Rate Constraint in MTons | FALSE | L | Annual | Standard | Thousand Tons | 6.61 | 6.61 | 6.61 | 6.61 | 6.61 | 6.61 | 6.61
#CAN - PQ - Acid Rain - SO2 Cap Annual v3.1 | 22 | 1742 | Rate Constraint in MTons | FALSE | L | Annual | Standard SO2 | Thousand Tons | 6.61 | 6.61 | 6.61 | 6.61 | 6.61 | 6.61 | 6.61
#CAN - PQ - Acid Rain - SO2 Cap Annual v3.1 | 22 | 1742 | Rate Constraint in MTons | FALSE | L | Annual | Emissions at Affected Plants SO2 | Thousand Tons | 0 | 0 | 0 | 0 | 0 | 0 | 0
#CAN - PQ - Acid Rain - SO2 Cap Annual v3.1 | 22 | 1742 | Rate Constraint in MTons | FALSE | L | Annual | Allowances Purchased SO2 | Thousand Tons | 0 | 0 | 0 | 0 | 0 | 0 | 0
#CAN - PQ - Acid Rain - SO2 Cap Annual v3.1 | 22 | 1742 | Rate Constraint in MTons | FALSE | L | Annual | Allowances Sold SO2 | Thousand Tons | 0 | 0 | 0 | 0 | 0 | 0 | 0
#CAN - PQ - Acid Rain - SO2 Cap Annual v3.1 | 22 | 1742 | Rate Constraint in MTons | FALSE | L | Annual | Allowances Banked | Thousand Tons | 0 | 0 | 0 | 0 | 0 | 0 | 0
#CAN - PQ - Acid Rain - SO2 Cap Annual v3.1 | 22 | 1742 | Rate Constraint in MTons | FALSE | L | Annual | Allowances Withdrawn (1:1) | Thousand Tons | 0 | 0 | 0 | 0 | 0 | 0 | 0
#CAN - PQ - Acid Rain - SO2 Cap Annual v3.1 | 22 | 1742 | Rate Constraint in MTons | FALSE | L | Annual | Allowances Withdrawn (n:1) | Thousand Tons | 0 | 0 | 0 | 0 | 0 | 0 | 0
#CAN - PQ - Acid Rain - SO2 Cap Annual v3.1 | 22 | 1742 | Rate Constraint in MTons | FALSE | L | Annual | Net Emissions Allowance Position | Thousand Tons | 0 | 0 | 0 | 0 | 0 | 0 | 0
#CAN - PQ - Acid Rain - SO2 Cap Annual v3.1 | 22 | 1742 | Rate Constraint in MTons | FALSE | L | Annual | Fuel Consumed | TBtu | 3.8042 | 0 | 0.051122 | 0 | 0 | 24.4213 | 71.1541
#CAN - PQ - Acid Rain - SO2 Cap Annual v3.1 | 22 | 1742 | Rate Constraint in MTons | FALSE | L | Annual | Rate | lb/MMBtu | 0 | 0 | 0 | 0 | 0 | 0 | 0
#CAN - PQ - Acid Rain - SO2 Cap Annual v3.1 | 22 | 1742 | Rate Constraint in MTons | FALSE | L | Annual | Generation | TWh | 0.55862 | 0 | 0.0075069 | 0 | 0 | 3.7173 | 10.8186
#CAN - PQ - Acid Rain - SO2 Cap Annual v3.1 | 22 | 1742 | Rate Constraint in MTons | FALSE | L | Annual | Qualifying Generation | TWh | 0.55862 | 0 | 0.0075069 | 0 | 0 | 3.7173 | 10.8186
#CAN - PQ - Acid Rain - SO2 Cap Annual v3.1 | 22 | 1742 | Rate Constraint in MTons | FALSE | L | Annual | Rate | lb/MWh | 0 | 0 | 0 | 0 | 0 | 0 | 0
#CAN - PQ - Acid Rain - SO2 Cap Annual v3.1 | 22 | 1742 | Rate Constraint in MTons | FALSE | L | Annual | Constraint Shadow Price | US2011$/Ton | 0 | 0 | 0 | 0 | 0 | 0 | 0
#CAN - PQ - O3 Annex - NOX Cap Annual v3.1 | 23 | 1743 | Rate Constraint in MTons | FALSE | L | Annual | Seasons Included | Seasons | Winter, Summer | Winter, Summer | Winter, Summer | Winter, Summer | Winter, Summer | Winter, Summer | Winter, Summer
#CAN - PQ - O3 Annex - NOX Cap Annual v3.1 | 23 | 1743 | Rate Constraint in MTons | FALSE | L | Annual | Standard | Thousand Tons | 5.5115 | 5.5115 | 5.5115 | 5.5115 | 5.5115 | 5.5115 | 5.5115
#CAN - PQ - O3 Annex - NOX Cap Annual v3.1 | 23 | 1743 | Rate Constraint in MTons | FALSE | L | Annual | Standard NOX | Thousand Tons | 5.5115 | 5.5115 | 5.5115 | 5.5115 | 5.5115 | 5.5115 | 5.5115
#CAN - PQ - O3 Annex - NOX Cap Annual v3.1 | 23 | 1743 | Rate Constraint in MTons | FALSE | L | Annual | Emissions at Affected Plants NOX | Thousand Tons | 0.020923 | 0 | 0.00028117 | 0 | 0 | 0.42921 | 1.2231
#CAN - PQ - O3 Annex - NOX Cap Annual v3.1 | 23 | 1743 | Rate Constraint in MTons | FALSE | L | Annual | Allowances Purchased NOX | Thousand Tons | 0 | 0 | 0 | 0 | 0 | 0 | 0
#CAN - PQ - O3 Annex - NOX Cap Annual v3.1 | 23 | 1743 | Rate Constraint in MTons | FALSE | L | Annual | Allowances Sold NOX | Thousand Tons | 0 | 0 | 0 | 0 | 0 | 0 | 0
#CAN - PQ - O3 Annex - NOX Cap Annual v3.1 | 23 | 1743 | Rate Constraint in MTons | FALSE | L | Annual | Allowances Banked | Thousand Tons | 0 | 0 | 0 | 0 | 0 | 0 | 0
#CAN - PQ - O3 Annex - NOX Cap Annual v3.1 | 23 | 1743 | Rate Constraint in MTons | FALSE | L | Annual | Allowances Withdrawn (1:1) | Thousand Tons | 0 | 0 | 0 | 0 | 0 | 0 | 0
#CAN - PQ - O3 Annex - NOX Cap Annual v3.1 | 23 | 1743 | Rate Constraint in MTons | FALSE | L | Annual | Allowances Withdrawn (n:1) | Thousand Tons | 0 | 0 | 0 | 0 | 0 | 0 | 0
#CAN - PQ - O3 Annex - NOX Cap Annual v3.1 | 23 | 1743 | Rate Constraint in MTons | FALSE | L | Annual | Net Emissions Allowance Position | Thousand Tons | 0.020923 | 0 | 0.00028117 | 0 | 0 | 0.42921 | 1.2231
#CAN - PQ - O3 Annex - NOX Cap Annual v3.1 | 23 | 1743 | Rate Constraint in MTons | FALSE | L | Annual | Fuel Consumed | TBtu | 3.8042 | 0 | 0.051122 | 0 | 0 | 24.4213 | 71.1541
#CAN - PQ - O3 Annex - NOX Cap Annual v3.1 | 23 | 1743 | Rate Constraint in MTons | FALSE | L | Annual | Rate | lb/MMBtu | 0.011 | 0 | 0.011 | 0 | 0 | 0.035151 | 0.034379
#CAN - PQ - O3 Annex - NOX Cap Annual v3.1 | 23 | 1743 | Rate Constraint in MTons | FALSE | L | Annual | Generation | TWh | 0.55862 | 0 | 0.0075069 | 0 | 0 | 3.7173 | 10.8186
#CAN - PQ - O3 Annex - NOX Cap Annual v3.1 | 23 | 1743 | Rate Constraint in MTons | FALSE | L | Annual | Qualifying Generation | TWh | 0.55862 | 0 | 0.0075069 | 0 | 0 | 3.7173 | 10.8186
#CAN - PQ - O3 Annex - NOX Cap Annual v3.1 | 23 | 1743 | Rate Constraint in MTons | FALSE | L | Annual | Rate | lb/MWh | 0.037455 | 0 | 0.037455 | 0 | 0 | 0.11546 | 0.11306
#CAN - PQ - O3 Annex - NOX Cap Annual v3.1 | 23 | 1743 | Rate Constraint in MTons | FALSE | L | Annual | Constraint Shadow Price | US2011$/Ton | 0 | 0 | 0 | 0 | 0 | 0 | 0
#CAN - SK - MER Cap Annual v4.12 | 24 | 2322 | Rate Constraint in MTons | FALSE | L | Annual | Seasons Included | Seasons | Winter, Summer | Winter, Summer | Winter, Summer | Winter, Summer | Winter, Summer | Winter, Summer | Winter, Summer
#CAN - SK - MER Cap Annual v4.12 | 24 | 2322 | Rate Constraint in MTons | FALSE | L | Annual | Standard | Lb | 947.9877 | 947.9877 | 947.9877 | 947.9877 | 947.9877 | 947.9877 | 947.9877
#CAN - SK - MER Cap Annual v4.12 | 24 | 2322 | Rate Constraint in MTons | FALSE | L | Annual | Standard MER | lbs | 947.9877 | 947.9877 | 947.9877 | 947.9877 | 947.9877 | 947.9877 | 947.9877
#CAN - SK - MER Cap Annual v4.12 | 24 | 2322 | Rate Constraint in MTons | FALSE | L | Annual | Emissions at Affected Plants MER | lbs | 884.077 | 884.077 | 716.4395 | 716.4395 | 247.9463 | 233.1407 | 83.8187
#CAN - SK - MER Cap Annual v4.12 | 24 | 2322 | Rate Constraint in MTons | FALSE | L | Annual | Allowances Purchased MER | lbs | 0 | 0 | 0 | 0 | 0 | 0 | 0
#CAN - SK - MER Cap Annual v4.12 | 24 | 2322 | Rate Constraint in MTons | FALSE | L | Annual | Allowances Sold MER | lbs | 0 | 0 | 0 | 0 | 0 | 0 | 0
#CAN - SK - MER Cap Annual v4.12 | 24 | 2322 | Rate Constraint in MTons | FALSE | L | Annual | Allowances Banked | lbs | 0 | 0 | 0 | 0 | 0 | 0 | 0
#CAN - SK - MER Cap Annual v4.12 | 24 | 2322 | Rate Constraint in MTons | FALSE | L | Annual | Allowances Withdrawn (1:1) | lbs | 0 | 0 | 0 | 0 | 0 | 0 | 0
#CAN - SK - MER Cap Annual v4.12 | 24 | 2322 | Rate Constraint in MTons | FALSE | L | Annual | Allowances Withdrawn (n:1) | lbs | 0 | 0 | 0 | 0 | 0 | 0 | 0
#CAN - SK - MER Cap Annual v4.12 | 24 | 2322 | Rate Constraint in MTons | FALSE | L | Annual | Net Emissions Allowance Position | lbs | 884.077 | 884.077 | 716.4395 | 716.4395 | 247.9463 | 233.1407 | 83.8187
#CAN - SK - MER Cap Annual v4.12 | 24 | 2322 | Rate Constraint in MTons | FALSE | L | Annual | Fuel Consumed | TBtu | 124.1798 | 124.1798 | 100.6626 | 100.6626 | 33.5588 | 33.6829 | 11.7586
#CAN - SK - MER Cap Annual v4.12 | 24 | 2322 | Rate Constraint in MTons | FALSE | L | Annual | Rate | lb/MMBtu | 7.1193e-06 | 7.1193e-06 | 7.1172e-06 | 7.1172e-06 | 7.3884e-06 | 6.9216e-06 | 7.1283e-06
#CAN - SK - MER Cap Annual v4.12 | 24 | 2322 | Rate Constraint in MTons | FALSE | L | Annual | Generation | TWh | 11.9103 | 11.9103 | 9.6533 | 9.6533 | 3.2209 | 3.2209 | 1.1219
#CAN - SK - MER Cap Annual v4.12 | 24 | 2322 | Rate Constraint in MTons | FALSE | L | Annual | Qualifying Generation | TWh | 11.9103 | 11.9103 | 9.6533 | 9.6533 | 3.2209 | 3.2209 | 1.1219
#CAN - SK - MER Cap Annual v4.12 | 24 | 2322 | Rate Constraint in MTons | FALSE | L | Annual | Rate | lb/MWh | 74.2279 | 74.2279 | 74.2169 | 74.2169 | 76.9807 | 72.384 | 74.7125
#CAN - SK - MER Cap Annual v4.12 | 24 | 2322 | Rate Constraint in MTons | FALSE | L | Annual | Constraint Shadow Price | US2011$/Lb | 0 | 0 | 0 | 0 | 0 | 0 | 0
#CAN Aconi 1 - SO2 Rate Annual v3.1, Unit 3788 and retrofits | 25 | 1744 | Rate Constraint in lbs/MMBtu | FALSE | L | Annual | Seasons Included | Seasons | Winter, Summer | Winter, Summer | Winter, Summer | Winter, Summer | Winter, Summer | Winter, Summer | Winter, Summer
#CAN Aconi 1 - SO2 Rate Annual v3.1, Unit 3788 and retrofits | 25 | 1744 | Rate Constraint in lbs/MMBtu | FALSE | L | Annual | Standard | lb/MMBtu | 0.58146 | 0.58146 | 0.58146 | 0.58146 | 0.58146 | 0.58146 | 0.58146
#CAN Aconi 1 - SO2 Rate Annual v3.1, Unit 3788 and retrofits | 25 | 1744 | Rate Constraint in lbs/MMBtu | FALSE | L | Annual | Emissions at Affected Plants SO2 | Thousand Tons | 0.045655 | 0.015853 | 0.0048272 | 0.27141 | 0.52489 | 0.4978 | 0
#CAN Aconi 1 - SO2 Rate Annual v3.1, Unit 3788 and retrofits | 25 | 1744 | Rate Constraint in lbs/MMBtu | FALSE | L | Annual | Allowances Purchased SO2 | Thousand Tons | 0 | 0 | 0 | 0 | 0 | 0 | 0
#CAN Aconi 1 - SO2 Rate Annual v3.1, Unit 3788 and retrofits | 25 | 1744 | Rate Constraint in lbs/MMBtu | FALSE | L | Annual | Allowances Sold SO2 | Thousand Tons | 0 | 0 | 0 | 0 | 0 | 0 | 0
#CAN Aconi 1 - SO2 Rate Annual v3.1, Unit 3788 and retrofits | 25 | 1744 | Rate Constraint in lbs/MMBtu | FALSE | L | Annual | Allowances Banked | Thousand Tons | 0 | 0 | 0 | 0 | 0 | 0 | 0
#CAN Aconi 1 - SO2 Rate Annual v3.1, Unit 3788 and retrofits | 25 | 1744 | Rate Constraint in lbs/MMBtu | FALSE | L | Annual | Allowances Withdrawn (1:1) | Thousand Tons | 0 | 0 | 0 | 0 | 0 | 0 | 0
#CAN Aconi 1 - SO2 Rate Annual v3.1, Unit 3788 and retrofits | 25 | 1744 | Rate Constraint in lbs/MMBtu | FALSE | L | Annual | Allowances Withdrawn (n:1) | Thousand Tons | 0 | 0 | 0 | 0 | 0 | 0 | 0
#CAN Aconi 1 - SO2 Rate Annual v3.1, Unit 3788 and retrofits | 25 | 1744 | Rate Constraint in lbs/MMBtu | FALSE | L | Annual | Net Emissions Allowance Position | Thousand Tons | 0.045655 | 0.015853 | 0.0048272 | 0.27141 | 0.52489 | 0.4978 | 0
#CAN Aconi 1 - SO2 Rate Annual v3.1, Unit 3788 and retrofits | 25 | 1744 | Rate Constraint in lbs/MMBtu | FALSE | L | Annual | Fuel Consumed | TBtu | 14.403 | 5.0014 | 1.5229 | 7.3007 | 14.1192 | 13.3904 | 0
#CAN Aconi 1 - SO2 Rate Annual v3.1, Unit 3788 and retrofits | 25 | 1744 | Rate Constraint in lbs/MMBtu | FALSE | L | Annual | Rate | lb/MMBtu | 0.0063396 | 0.0063396 | 0.0063396 | 0.074352 | 0.074352 | 0.074352 | 0
#CAN Aconi 1 - SO2 Rate Annual v3.1, Unit 3788 and retrofits | 25 | 1744 | Rate Constraint in lbs/MMBtu | FALSE | L | Annual | Generation | TWh | 1.1889 | 0.41284 | 0.1257 | 0.63517 | 1.2284 | 1.165 | 0
#CAN Aconi 1 - SO2 Rate Annual v3.1, Unit 3788 and retrofits | 25 | 1744 | Rate Constraint in lbs/MMBtu | FALSE | L | Annual | Qualifying Generation | TWh | 1.1889 | 0.41284 | 0.1257 | 0.63517 | 1.2284 | 1.165 | 0
#CAN Aconi 1 - SO2 Rate Annual v3.1, Unit 3788 and retrofits | 25 | 1744 | Rate Constraint in lbs/MMBtu | FALSE | L | Annual | Rate | lb/MWh | 0.038401 | 0.038401 | 0.038401 | 0.4273 | 0.4273 | 0.4273 | 0
#CAN Aconi 1 - SO2 Rate Annual v3.1, Unit 3788 and retrofits | 25 | 1744 | Rate Constraint in lbs/MMBtu | FALSE | L | Annual | Constraint Shadow Price | US2011$/Ton | 0 | 0 | 0 | 0 | 0 | 0 | 0
#CAN Lingan 1-4 - SO2 Rate Annual v3.1, Unit 3552 and retrofits | 26 | 1748 | Rate Constraint in lbs/MMBtu | FALSE | L | Annual | Seasons Included | Seasons | Winter, Summer | Winter, Summer | Winter, Summer | Winter, Summer | Winter, Summer | Winter, Summer | Winter, Summer
#CAN Lingan 1-4 - SO2 Rate Annual v3.1, Unit 3552 and retrofits | 26 | 1748 | Rate Constraint in lbs/MMBtu | FALSE | L | Annual | Standard | lb/MMBtu | 3.7214 | 3.7214 | 3.7214 | 3.7214 | 3.7214 | 3.7214 | 3.7214
#CAN Lingan 1-4 - SO2 Rate Annual v3.1, Unit 3552 and retrofits | 26 | 1748 | Rate Constraint in lbs/MMBtu | FALSE | L | Annual | Emissions at Affected Plants SO2 | Thousand Tons | 3.0786 | 0 | 0 | 0 | 0 | 0 | 0
#CAN Lingan 1-4 - SO2 Rate Annual v3.1, Unit 3552 and retrofits | 26 | 1748 | Rate Constraint in lbs/MMBtu | FALSE | L | Annual | Allowances Purchased SO2 | Thousand Tons | 0 | 0 | 0 | 0 | 0 | 0 | 0
#CAN Lingan 1-4 - SO2 Rate Annual v3.1, Unit 3552 and retrofits | 26 | 1748 | Rate Constraint in lbs/MMBtu | FALSE | L | Annual | Allowances Sold SO2 | Thousand Tons | 0 | 0 | 0 | 0 | 0 | 0 | 0
#CAN Lingan 1-4 - SO2 Rate Annual v3.1, Unit 3552 and retrofits | 26 | 1748 | Rate Constraint in lbs/MMBtu | FALSE | L | Annual | Allowances Banked | Thousand Tons | 0 | 0 | 0 | 0 | 0 | 0 | 0
#CAN Lingan 1-4 - SO2 Rate Annual v3.1, Unit 3552 and retrofits | 26 | 1748 | Rate Constraint in lbs/MMBtu | FALSE | L | Annual | Allowances Withdrawn (1:1) | Thousand Tons | 0 | 0 | 0 | 0 | 0 | 0 | 0
#CAN Lingan 1-4 - SO2 Rate Annual v3.1, Unit 3552 and retrofits | 26 | 1748 | Rate Constraint in lbs/MMBtu | FALSE | L | Annual | Allowances Withdrawn (n:1) | Thousand Tons | 0 | 0 | 0 | 0 | 0 | 0 | 0
#CAN Lingan 1-4 - SO2 Rate Annual v3.1, Unit 3552 and retrofits | 26 | 1748 | Rate Constraint in lbs/MMBtu | FALSE | L | Annual | Net Emissions Allowance Position | Thousand Tons | 3.0786 | 0 | 0 | 0 | 0 | 0 | 0
#CAN Lingan 1-4 - SO2 Rate Annual v3.1, Unit 3552 and retrofits | 26 | 1748 | Rate Constraint in lbs/MMBtu | FALSE | L | Annual | Fuel Consumed | TBtu | 6.8403 | 0 | 0 | 0 | 0 | 0 | 0
#CAN Lingan 1-4 - SO2 Rate Annual v3.1, Unit 3552 and retrofits | 26 | 1748 | Rate Constraint in lbs/MMBtu | FALSE | L | Annual | Rate | lb/MMBtu | 0.90013 | 0 | 0 | 0 | 0 | 0 | 0
#CAN Lingan 1-4 - SO2 Rate Annual v3.1, Unit 3552 and retrofits | 26 | 1748 | Rate Constraint in lbs/MMBtu | FALSE | L | Annual | Generation | TWh | 0.6555 | 0 | 0 | 0 | 0 | 0 | 0
#CAN Lingan 1-4 - SO2 Rate Annual v3.1, Unit 3552 and retrofits | 26 | 1748 | Rate Constraint in lbs/MMBtu | FALSE | L | Annual | Qualifying Generation | TWh | 0.6555 | 0 | 0 | 0 | 0 | 0 | 0
#CAN Lingan 1-4 - SO2 Rate Annual v3.1, Unit 3552 and retrofits | 26 | 1748 | Rate Constraint in lbs/MMBtu | FALSE | L | Annual | Rate | lb/MWh | 4.6965 | 0 | 0 | 0 | 0 | 0 | 0
#CAN Lingan 1-4 - SO2 Rate Annual v3.1, Unit 3552 and retrofits | 26 | 1748 | Rate Constraint in lbs/MMBtu | FALSE | L | Annual | Constraint Shadow Price | US2011$/Ton | 0 | 0 | 0 | 0 | 0 | 0 | 0
#CAN Lingan 1-4 - SO2 Rate Annual v3.1, Unit 3553 and retrofits | 27 | 1748 | Rate Constraint in lbs/MMBtu | FALSE | L | Annual | Seasons Included | Seasons | Winter, Summer | Winter, Summer | Winter, Summer | Winter, Summer | Winter, Summer | Winter, Summer | Winter, Summer
#CAN Lingan 1-4 - SO2 Rate Annual v3.1, Unit 3553 and retrofits | 27 | 1748 | Rate Constraint in lbs/MMBtu | FALSE | L | Annual | Standard | lb/MMBtu | 3.7214 | 3.7214 | 3.7214 | 3.7214 | 3.7214 | 3.7214 | 3.7214
#CAN Lingan 1-4 - SO2 Rate Annual v3.1, Unit 3553 and retrofits | 27 | 1748 | Rate Constraint in lbs/MMBtu | FALSE | L | Annual | Emissions at Affected Plants SO2 | Thousand Tons | 2.5403 | 0 | 0 | 0 | 0 | 0 | 0
#CAN Lingan 1-4 - SO2 Rate Annual v3.1, Unit 3553 and retrofits | 27 | 1748 | Rate Constraint in lbs/MMBtu | FALSE | L | Annual | Allowances Purchased SO2 | Thousand Tons | 0 | 0 | 0 | 0 | 0 | 0 | 0
#CAN Lingan 1-4 - SO2 Rate Annual v3.1, Unit 3553 and retrofits | 27 | 1748 | Rate Constraint in lbs/MMBtu | FALSE | L | Annual | Allowances Sold SO2 | Thousand Tons | 0 | 0 | 0 | 0 | 0 | 0 | 0
#CAN Lingan 1-4 - SO2 Rate Annual v3.1, Unit 3553 and retrofits | 27 | 1748 | Rate Constraint in lbs/MMBtu | FALSE | L | Annual | Allowances Banked | Thousand Tons | 0 | 0 | 0 | 0 | 0 | 0 | 0
#CAN Lingan 1-4 - SO2 Rate Annual v3.1, Unit 3553 and retrofits | 27 | 1748 | Rate Constraint in lbs/MMBtu | FALSE | L | Annual | Allowances Withdrawn (1:1) | Thousand Tons | 0 | 0 | 0 | 0 | 0 | 0 | 0
#CAN Lingan 1-4 - SO2 Rate Annual v3.1, Unit 3553 and retrofits | 27 | 1748 | Rate Constraint in lbs/MMBtu | FALSE | L | Annual | Allowances Withdrawn (n:1) | Thousand Tons | 0 | 0 | 0 | 0 | 0 | 0 | 0
#CAN Lingan 1-4 - SO2 Rate Annual v3.1, Unit 3553 and retrofits | 27 | 1748 | Rate Constraint in lbs/MMBtu | FALSE | L | Annual | Net Emissions Allowance Position | Thousand Tons | 2.5403 | 0 | 0 | 0 | 0 | 0 | 0
#CAN Lingan 1-4 - SO2 Rate Annual v3.1, Unit 3553 and retrofits | 27 | 1748 | Rate Constraint in lbs/MMBtu | FALSE | L | Annual | Fuel Consumed | TBtu | 5.6443 | 0 | 0 | 0 | 0 | 0 | 0
#CAN Lingan 1-4 - SO2 Rate Annual v3.1, Unit 3553 and retrofits | 27 | 1748 | Rate Constraint in lbs/MMBtu | FALSE | L | Annual | Rate | lb/MMBtu | 0.90013 | 0 | 0 | 0 | 0 | 0 | 0
#CAN Lingan 1-4 - SO2 Rate Annual v3.1, Unit 3553 and retrofits | 27 | 1748 | Rate Constraint in lbs/MMBtu | FALSE | L | Annual | Generation | TWh | 0.54089 | 0 | 0 | 0 | 0 | 0 | 0
#CAN Lingan 1-4 - SO2 Rate Annual v3.1, Unit 3553 and retrofits | 27 | 1748 | Rate Constraint in lbs/MMBtu | FALSE | L | Annual | Qualifying Generation | TWh | 0.54089 | 0 | 0 | 0 | 0 | 0 | 0
#CAN Lingan 1-4 - SO2 Rate Annual v3.1, Unit 3553 and retrofits | 27 | 1748 | Rate Constraint in lbs/MMBtu | FALSE | L | Annual | Rate | lb/MWh | 4.6965 | 0 | 0 | 0 | 0 | 0 | 0
#CAN Lingan 1-4 - SO2 Rate Annual v3.1, Unit 3553 and retrofits | 27 | 1748 | Rate Constraint in lbs/MMBtu | FALSE | L | Annual | Constraint Shadow Price | US2011$/Ton | 0 | 0 | 0 | 0 | 0 | 0 | 0
#CAN Lingan 1-4 - SO2 Rate Annual v3.1, Unit 3554 and retrofits | 28 | 1748 | Rate Constraint in lbs/MMBtu | FALSE | L | Annual | Seasons Included | Seasons | Winter, Summer | Winter, Summer | Winter, Summer | Winter, Summer | Winter, Summer | Winter, Summer | Winter, Summer
#CAN Lingan 1-4 - SO2 Rate Annual v3.1, Unit 3554 and retrofits | 28 | 1748 | Rate Constraint in lbs/MMBtu | FALSE | L | Annual | Standard | lb/MMBtu | 3.7214 | 3.7214 | 3.7214 | 3.7214 | 3.7214 | 3.7214 | 3.7214
#CAN Lingan 1-4 - SO2 Rate Annual v3.1, Unit 3554 and retrofits | 28 | 1748 | Rate Constraint in lbs/MMBtu | FALSE | L | Annual | Emissions at Affected Plants SO2 | Thousand Tons | 1.9198 | 0 | 0 | 4.1427 | 0 | 0 | 0
#CAN Lingan 1-4 - SO2 Rate Annual v3.1, Unit 3554 and retrofits | 28 | 1748 | Rate Constraint in lbs/MMBtu | FALSE | L | Annual | Allowances Purchased SO2 | Thousand Tons | 0 | 0 | 0 | 0 | 0 | 0 | 0
#CAN Lingan 1-4 - SO2 Rate Annual v3.1, Unit 3554 and retrofits | 28 | 1748 | Rate Constraint in lbs/MMBtu | FALSE | L | Annual | Allowances Sold SO2 | Thousand Tons | 0 | 0 | 0 | 0 | 0 | 0 | 0
#CAN Lingan 1-4 - SO2 Rate Annual v3.1, Unit 3554 and retrofits | 28 | 1748 | Rate Constraint in lbs/MMBtu | FALSE | L | Annual | Allowances Banked | Thousand Tons | 0 | 0 | 0 | 0 | 0 | 0 | 0
#CAN Lingan 1-4 - SO2 Rate Annual v3.1, Unit 3554 and retrofits | 28 | 1748 | Rate Constraint in lbs/MMBtu | FALSE | L | Annual | Allowances Withdrawn (1:1) | Thousand Tons | 0 | 0 | 0 | 0 | 0 | 0 | 0
#CAN Lingan 1-4 - SO2 Rate Annual v3.1, Unit 3554 and retrofits | 28 | 1748 | Rate Constraint in lbs/MMBtu | FALSE | L | Annual | Allowances Withdrawn (n:1) | Thousand Tons | 0 | 0 | 0 | 0 | 0 | 0 | 0
#CAN Lingan 1-4 - SO2 Rate Annual v3.1, Unit 3554 and retrofits | 28 | 1748 | Rate Constraint in lbs/MMBtu | FALSE | L | Annual | Net Emissions Allowance Position | Thousand Tons | 1.9198 | 0 | 0 | 4.1427 | 0 | 0 | 0
#CAN Lingan 1-4 - SO2 Rate Annual v3.1, Unit 3554 and retrofits | 28 | 1748 | Rate Constraint in lbs/MMBtu | FALSE | L | Annual | Fuel Consumed | TBtu | 4.2655 | 0 | 0 | 9.2046 | 0 | 0 | 0
#CAN Lingan 1-4 - SO2 Rate Annual v3.1, Unit 3554 and retrofits | 28 | 1748 | Rate Constraint in lbs/MMBtu | FALSE | L | Annual | Rate | lb/MMBtu | 0.90013 | 0 | 0 | 0.90013 | 0 | 0 | 0
#CAN Lingan 1-4 - SO2 Rate Annual v3.1, Unit 3554 and retrofits | 28 | 1748 | Rate Constraint in lbs/MMBtu | FALSE | L | Annual | Generation | TWh | 0.40876 | 0 | 0 | 0.88207 | 0 | 0 | 0
#CAN Lingan 1-4 - SO2 Rate Annual v3.1, Unit 3554 and retrofits | 28 | 1748 | Rate Constraint in lbs/MMBtu | FALSE | L | Annual | Qualifying Generation | TWh | 0.40876 | 0 | 0 | 0.88207 | 0 | 0 | 0
#CAN Lingan 1-4 - SO2 Rate Annual v3.1, Unit 3554 and retrofits | 28 | 1748 | Rate Constraint in lbs/MMBtu | FALSE | L | Annual | Rate | lb/MWh | 4.6965 | 0 | 0 | 4.6965 | 0 | 0 | 0
#CAN Lingan 1-4 - SO2 Rate Annual v3.1, Unit 3554 and retrofits | 28 | 1748 | Rate Constraint in lbs/MMBtu | FALSE | L | Annual | Constraint Shadow Price | US2011$/Ton | 0 | 0 | 0 | 0 | 0 | 0 | 0
#CAN Lingan 1-4 - SO2 Rate Annual v3.1, Unit 3555 and retrofits | 29 | 1748 | Rate Constraint in lbs/MMBtu | FALSE | L | Annual | Seasons Included | Seasons | Winter, Summer | Winter, Summer | Winter, Summer | Winter, Summer | Winter, Summer | Winter, Summer | Winter, Summer
#CAN Lingan 1-4 - SO2 Rate Annual v3.1, Unit 3555 and retrofits | 29 | 1748 | Rate Constraint in lbs/MMBtu | FALSE | L | Annual | Standard | lb/MMBtu | 3.7214 | 3.7214 | 3.7214 | 3.7214 | 3.7214 | 3.7214 | 3.7214
#CAN Lingan 1-4 - SO2 Rate Annual v3.1, Unit 3555 and retrofits | 29 | 1748 | Rate Constraint in lbs/MMBtu | FALSE | L | Annual | Emissions at Affected Plants SO2 | Thousand Tons | 1.7339 | 0 | 0 | 5.1102 | 0 | 0 | 0
#CAN Lingan 1-4 - SO2 Rate Annual v3.1, Unit 3555 and retrofits | 29 | 1748 | Rate Constraint in lbs/MMBtu | FALSE | L | Annual | Allowances Purchased SO2 | Thousand Tons | 0 | 0 | 0 | 0 | 0 | 0 | 0
#CAN Lingan 1-4 - SO2 Rate Annual v3.1, Unit 3555 and retrofits | 29 | 1748 | Rate Constraint in lbs/MMBtu | FALSE | L | Annual | Allowances Sold SO2 | Thousand Tons | 0 | 0 | 0 | 0 | 0 | 0 | 0
#CAN Lingan 1-4 - SO2 Rate Annual v3.1, Unit 3555 and retrofits | 29 | 1748 | Rate Constraint in lbs/MMBtu | FALSE | L | Annual | Allowances Banked | Thousand Tons | 0 | 0 | 0 | 0 | 0 | 0 | 0
#CAN Lingan 1-4 - SO2 Rate Annual v3.1, Unit 3555 and retrofits | 29 | 1748 | Rate Constraint in lbs/MMBtu | FALSE | L | Annual | Allowances Withdrawn (1:1) | Thousand Tons | 0 | 0 | 0 | 0 | 0 | 0 | 0
#CAN Lingan 1-4 - SO2 Rate Annual v3.1, Unit 3555 and retrofits | 29 | 1748 | Rate Constraint in lbs/MMBtu | FALSE | L | Annual | Allowances Withdrawn (n:1) | Thousand Tons | 0 | 0 | 0 | 0 | 0 | 0 | 0
#CAN Lingan 1-4 - SO2 Rate Annual v3.1, Unit 3555 and retrofits | 29 | 1748 | Rate Constraint in lbs/MMBtu | FALSE | L | Annual | Net Emissions Allowance Position | Thousand Tons | 1.7339 | 0 | 0 | 5.1102 | 0 | 0 | 0
#CAN Lingan 1-4 - SO2 Rate Annual v3.1, Unit 3555 and retrofits | 29 | 1748 | Rate Constraint in lbs/MMBtu | FALSE | L | Annual | Fuel Consumed | TBtu | 3.8525 | 0 | 0 | 11.3543 | 0 | 0 | 0
#CAN Lingan 1-4 - SO2 Rate Annual v3.1, Unit 3555 and retrofits | 29 | 1748 | Rate Constraint in lbs/MMBtu | FALSE | L | Annual | Rate | lb/MMBtu | 0.90013 | 0 | 0 | 0.90013 | 0 | 0 | 0
#CAN Lingan 1-4 - SO2 Rate Annual v3.1, Unit 3555 and retrofits | 29 | 1748 | Rate Constraint in lbs/MMBtu | FALSE | L | Annual | Generation | TWh | 0.36919 | 0 | 0 | 1.0881 | 0 | 0 | 0
#CAN Lingan 1-4 - SO2 Rate Annual v3.1, Unit 3555 and retrofits | 29 | 1748 | Rate Constraint in lbs/MMBtu | FALSE | L | Annual | Qualifying Generation | TWh | 0.36919 | 0 | 0 | 1.0881 | 0 | 0 | 0
#CAN Lingan 1-4 - SO2 Rate Annual v3.1, Unit 3555 and retrofits | 29 | 1748 | Rate Constraint in lbs/MMBtu | FALSE | L | Annual | Rate | lb/MWh | 4.6965 | 0 | 0 | 4.6965 | 0 | 0 | 0
#CAN Lingan 1-4 - SO2 Rate Annual v3.1, Unit 3555 and retrofits | 29 | 1748 | Rate Constraint in lbs/MMBtu | FALSE | L | Annual | Constraint Shadow Price | US2011$/Ton | 0 | 0 | 0 | 0 | 0 | 0 | 0
#CAN -National CO2 Rate Limit- 2016- v5.12 | 30 | 5804 | Rate Constraint in lbs/MWh | FALSE | L | Annual | Seasons Included | Seasons | Winter, Summer | Winter, Summer | Winter, Summer | Winter, Summer | Winter, Summer | Winter, Summer | Winter, Summer
#CAN -National CO2 Rate Limit- 2016- v5.12 | 30 | 5804 | Rate Constraint in lbs/MWh | FALSE | L | Annual | Standard | lb/MWh | 925.94 | 925.94 | 925.94 | 925.94 | 925.94 | 925.94 | 925.94
#CAN -National CO2 Rate Limit- 2016- v5.12 | 30 | 5804 | Rate Constraint in lbs/MWh | FALSE | L | Annual | Emissions at Affected Plants CO2 | Thousand Tons | 0 | 0 | 0 | 0 | 0 | 0 | 0
#CAN -National CO2 Rate Limit- 2016- v5.12 | 30 | 5804 | Rate Constraint in lbs/MWh | FALSE | L | Annual | Allowances Purchased CO2 | Thousand Tons | 0 | 0 | 0 | 0 | 0 | 0 | 0
#CAN -National CO2 Rate Limit- 2016- v5.12 | 30 | 5804 | Rate Constraint in lbs/MWh | FALSE | L | Annual | Allowances Sold CO2 | Thousand Tons | 0 | 0 | 0 | 0 | 0 | 0 | 0
#CAN -National CO2 Rate Limit- 2016- v5.12 | 30 | 5804 | Rate Constraint in lbs/MWh | FALSE | L | Annual | Allowances Banked | Thousand Tons | 0 | 0 | 0 | 0 | 0 | 0 | 0
#CAN -National CO2 Rate Limit- 2016- v5.12 | 30 | 5804 | Rate Constraint in lbs/MWh | FALSE | L | Annual | Allowances Withdrawn (1:1) | Thousand Tons | 0 | 0 | 0 | 0 | 0 | 0 | 0
#CAN -National CO2 Rate Limit- 2016- v5.12 | 30 | 5804 | Rate Constraint in lbs/MWh | FALSE | L | Annual | Allowances Withdrawn (n:1) | Thousand Tons | 0 | 0 | 0 | 0 | 0 | 0 | 0
#CAN -National CO2 Rate Limit- 2016- v5.12 | 30 | 5804 | Rate Constraint in lbs/MWh | FALSE | L | Annual | Net Emissions Allowance Position | Thousand Tons | 0 | 0 | 0 | 0 | 0 | 0 | 0
#CAN -National CO2 Rate Limit- 2016- v5.12 | 30 | 5804 | Rate Constraint in lbs/MWh | FALSE | L | Annual | Fuel Consumed | TBtu | 0 | 0 | 0 | 0 | 0 | 0 | 0
#CAN -National CO2 Rate Limit- 2016- v5.12 | 30 | 5804 | Rate Constraint in lbs/MWh | FALSE | L | Annual | Rate | lb/MMBtu | 0 | 0 | 0 | 0 | 0 | 0 | 0
#CAN -National CO2 Rate Limit- 2016- v5.12 | 30 | 5804 | Rate Constraint in lbs/MWh | FALSE | L | Annual | Generation | TWh | 0 | 0 | 0 | 0 | 0 | 0 | 0
#CAN -National CO2 Rate Limit- 2016- v5.12 | 30 | 5804 | Rate Constraint in lbs/MWh | FALSE | L | Annual | Qualifying Generation | TWh | 0 | 0 | 0 | 0 | 0 | 0 | 0
#CAN -National CO2 Rate Limit- 2016- v5.12 | 30 | 5804 | Rate Constraint in lbs/MWh | FALSE | L | Annual | Constraint Shadow Price | US2011$/Ton | 582.1896 | 601.4174 | 901.2719 | 296.0893 | 574.0249 | 541.8013 | 477.3452
#CAN -National CO2 Rate Limit- 2020- v5.12 | 31 | 5805 | Rate Constraint in lbs/MWh | FALSE | L | Annual | Seasons Included | Seasons |  |  | Winter, Summer | Winter, Summer | Winter, Summer | Winter, Summer | Winter, Summer
#CAN -National CO2 Rate Limit- 2020- v5.12 | 31 | 5805 | Rate Constraint in lbs/MWh | FALSE | L | Annual | Standard | lb/MWh | 925.94 | 925.94 | 925.94 | 925.94 | 925.94 | 925.94 | 925.94
#CAN -National CO2 Rate Limit- 2020- v5.12 | 31 | 5805 | Rate Constraint in lbs/MWh | FALSE | L | Annual | Emissions at Affected Plants CO2 | Thousand Tons | 0 | 0 | 801.3062 | 801.3062 | 798.12 | 798.12 | 798.12
#CAN -National CO2 Rate Limit- 2020- v5.12 | 31 | 5805 | Rate Constraint in lbs/MWh | FALSE | L | Annual | Allowances Purchased CO2 | Thousand Tons | 0 | 0 | 0 | 0 | 0 | 0 | 0
#CAN -National CO2 Rate Limit- 2020- v5.12 | 31 | 5805 | Rate Constraint in lbs/MWh | FALSE | L | Annual | Allowances Sold CO2 | Thousand Tons | 0 | 0 | 0 | 0 | 0 | 0 | 0
#CAN -National CO2 Rate Limit- 2020- v5.12 | 31 | 5805 | Rate Constraint in lbs/MWh | FALSE | L | Annual | Allowances Banked | Thousand Tons | 0 | 0 | 0 | 0 | 0 | 0 | 0
#CAN -National CO2 Rate Limit- 2020- v5.12 | 31 | 5805 | Rate Constraint in lbs/MWh | FALSE | L | Annual | Allowances Withdrawn (1:1) | Thousand Tons | 0 | 0 | 0 | 0 | 0 | 0 | 0
#CAN -National CO2 Rate Limit- 2020- v5.12 | 31 | 5805 | Rate Constraint in lbs/MWh | FALSE | L | Annual | Allowances Withdrawn (n:1) | Thousand Tons | 0 | 0 | 0 | 0 | 0 | 0 | 0
#CAN -National CO2 Rate Limit- 2020- v5.12 | 31 | 5805 | Rate Constraint in lbs/MWh | FALSE | L | Annual | Net Emissions Allowance Position | Thousand Tons | 0 | 0 | 801.3062 | 801.3062 | 798.12 | 798.12 | 798.12
#CAN -National CO2 Rate Limit- 2020- v5.12 | 31 | 5805 | Rate Constraint in lbs/MWh | FALSE | L | Annual | Fuel Consumed | TBtu | 0 | 0 | 18.1188 | 18.1188 | 18.0202 | 18.0202 | 18.0202
#CAN -National CO2 Rate Limit- 2020- v5.12 | 31 | 5805 | Rate Constraint in lbs/MWh | FALSE | L | Annual | Rate | lb/MMBtu | 0 | 0 | 88.4505 | 88.4505 | 88.5807 | 88.5807 | 88.5807
#CAN -National CO2 Rate Limit- 2020- v5.12 | 31 | 5805 | Rate Constraint in lbs/MWh | FALSE | L | Annual | Generation | TWh | 0 | 0 | 1.7308 | 1.7308 | 1.7239 | 1.7239 | 1.7239
#CAN -National CO2 Rate Limit- 2020- v5.12 | 31 | 5805 | Rate Constraint in lbs/MWh | FALSE | L | Annual | Qualifying Generation | TWh | 0 | 0 | 1.7308 | 1.7308 | 1.7239 | 1.7239 | 1.7239
#CAN -National CO2 Rate Limit- 2020- v5.12 | 31 | 5805 | Rate Constraint in lbs/MWh | FALSE | L | Annual | Constraint Shadow Price | US2011$/Ton | 0 | 0 | 31.6286 | 30.4894 | 103.6601 | 89.9501 | 81.9951
#CAN -National CO2 Rate Limit- 2030- v5.12 | 32 | 5807 | Rate Constraint in lbs/MWh | FALSE | L | Annual | Seasons Included | Seasons |  |  |  |  | Winter, Summer | Winter, Summer | Winter, Summer
#CAN -National CO2 Rate Limit- 2030- v5.12 | 32 | 5807 | Rate Constraint in lbs/MWh | FALSE | L | Annual | Standard | lb/MWh | 925.94 | 925.94 | 925.94 | 925.94 | 925.94 | 925.94 | 925.94
#CAN -National CO2 Rate Limit- 2030- v5.12 | 32 | 5807 | Rate Constraint in lbs/MWh | FALSE | L | Annual | Emissions at Affected Plants CO2 | Thousand Tons | 0 | 0 | 0 | 0 | 0 | 0 | 0
#CAN -National CO2 Rate Limit- 2030- v5.12 | 32 | 5807 | Rate Constraint in lbs/MWh | FALSE | L | Annual | Allowances Purchased CO2 | Thousand Tons | 0 | 0 | 0 | 0 | 0 | 0 | 0
#CAN -National CO2 Rate Limit- 2030- v5.12 | 32 | 5807 | Rate Constraint in lbs/MWh | FALSE | L | Annual | Allowances Sold CO2 | Thousand Tons | 0 | 0 | 0 | 0 | 0 | 0 | 0
#CAN -National CO2 Rate Limit- 2030- v5.12 | 32 | 5807 | Rate Constraint in lbs/MWh | FALSE | L | Annual | Allowances Banked | Thousand Tons | 0 | 0 | 0 | 0 | 0 | 0 | 0
#CAN -National CO2 Rate Limit- 2030- v5.12 | 32 | 5807 | Rate Constraint in lbs/MWh | FALSE | L | Annual | Allowances Withdrawn (1:1) | Thousand Tons | 0 | 0 | 0 | 0 | 0 | 0 | 0
#CAN -National CO2 Rate Limit- 2030- v5.12 | 32 | 5807 | Rate Constraint in lbs/MWh | FALSE | L | Annual | Allowances Withdrawn (n:1) | Thousand Tons | 0 | 0 | 0 | 0 | 0 | 0 | 0
#CAN -National CO2 Rate Limit- 2030- v5.12 | 32 | 5807 | Rate Constraint in lbs/MWh | FALSE | L | Annual | Net Emissions Allowance Position | Thousand Tons | 0 | 0 | 0 | 0 | 0 | 0 | 0
#CAN -National CO2 Rate Limit- 2030- v5.12 | 32 | 5807 | Rate Constraint in lbs/MWh | FALSE | L | Annual | Fuel Consumed | TBtu | 0 | 0 | 0 | 0 | 0 | 0 | 0
#CAN -National CO2 Rate Limit- 2030- v5.12 | 32 | 5807 | Rate Constraint in lbs/MWh | FALSE | L | Annual | Rate | lb/MMBtu | 0 | 0 | 0 | 0 | 0 | 0 | 0
#CAN -National CO2 Rate Limit- 2030- v5.12 | 32 | 5807 | Rate Constraint in lbs/MWh | FALSE | L | Annual | Generation | TWh | 0 | 0 | 0 | 0 | 0 | 0 | 0
#CAN -National CO2 Rate Limit- 2030- v5.12 | 32 | 5807 | Rate Constraint in lbs/MWh | FALSE | L | Annual | Qualifying Generation | TWh | 0 | 0 | 0 | 0 | 0 | 0 | 0
#CAN -National CO2 Rate Limit- 2030- v5.12 | 32 | 5807 | Rate Constraint in lbs/MWh | FALSE | L | Annual | Constraint Shadow Price | US2011$/Ton | 0 | 0 | 0 | 0 | 3631.3634 | 1323.511 | 568.6772
#CAN -National CO2 Rate Limit- 2040- v5.12 | 33 | 5808 | Rate Constraint in lbs/MWh | FALSE | L | Annual | Seasons Included | Seasons | [5 empty] | Winter, Summer | Winter, Summer
#CAN -National CO2 Rate Limit- 2040- v5.12 | 33 | 5808 | Rate Constraint in lbs/MWh | FALSE | L | Annual | Standard | lb/MWh | 925.94 | 925.94 | 925.94 | 925.94 | 925.94 | 925.94 | 925.94
#CAN -National CO2 Rate Limit- 2040- v5.12 | 33 | 5808 | Rate Constraint in lbs/MWh | FALSE | L | Annual | Emissions at Affected Plants CO2 | Thousand Tons | 0 | 0 | 0 | 0 | 0 | 0 | 0
#CAN -National CO2 Rate Limit- 2040- v5.12 | 33 | 5808 | Rate Constraint in lbs/MWh | FALSE | L | Annual | Allowances Purchased CO2 | Thousand Tons | 0 | 0 | 0 | 0 | 0 | 0 | 0
#CAN -National CO2 Rate Limit- 2040- v5.12 | 33 | 5808 | Rate Constraint in lbs/MWh | FALSE | L | Annual | Allowances Sold CO2 | Thousand Tons | 0 | 0 | 0 | 0 | 0 | 0 | 0
#CAN -National CO2 Rate Limit- 2040- v5.12 | 33 | 5808 | Rate Constraint in lbs/MWh | FALSE | L | Annual | Allowances Banked | Thousand Tons | 0 | 0 | 0 | 0 | 0 | 0 | 0
#CAN -National CO2 Rate Limit- 2040- v5.12 | 33 | 5808 | Rate Constraint in lbs/MWh | FALSE | L | Annual | Allowances Withdrawn (1:1) | Thousand Tons | 0 | 0 | 0 | 0 | 0 | 0 | 0
#CAN -National CO2 Rate Limit- 2040- v5.12 | 33 | 5808 | Rate Constraint in lbs/MWh | FALSE | L | Annual | Allowances Withdrawn (n:1) | Thousand Tons | 0 | 0 | 0 | 0 | 0 | 0 | 0
#CAN -National CO2 Rate Limit- 2040- v5.12 | 33 | 5808 | Rate Constraint in lbs/MWh | FALSE | L | Annual | Net Emissions Allowance Position | Thousand Tons | 0 | 0 | 0 | 0 | 0 | 0 | 0
#CAN -National CO2 Rate Limit- 2040- v5.12 | 33 | 5808 | Rate Constraint in lbs/MWh | FALSE | L | Annual | Fuel Consumed | TBtu | 0 | 0 | 0 | 0 | 0 | 0 | 0
#CAN -National CO2 Rate Limit- 2040- v5.12 | 33 | 5808 | Rate Constraint in lbs/MWh | FALSE | L | Annual | Rate | lb/MMBtu | 0 | 0 | 0 | 0 | 0 | 0 | 0
#CAN -National CO2 Rate Limit- 2040- v5.12 | 33 | 5808 | Rate Constraint in lbs/MWh | FALSE | L | Annual | Generation | TWh | 0 | 0 | 0 | 0 | 0 | 0 | 0
#CAN -National CO2 Rate Limit- 2040- v5.12 | 33 | 5808 | Rate Constraint in lbs/MWh | FALSE | L | Annual | Qualifying Generation | TWh | 0 | 0 | 0 | 0 | 0 | 0 | 0
#CAN -National CO2 Rate Limit- 2040- v5.12 | 33 | 5808 | Rate Constraint in lbs/MWh | FALSE | L | Annual | Constraint Shadow Price | US2011$/Ton | 0 | 0 | 0 | 0 | 0 | 1323.509 | 521.8418
#CAN -National CO2 Rate Limit- 2050- v5.12 | 34 | 5809 | Rate Constraint in lbs/MWh | FALSE | L | Annual | Seasons Included | Seasons | [6 empty] | Winter, Summer
#CAN -National CO2 Rate Limit- 2050- v5.12 | 34 | 5809 | Rate Constraint in lbs/MWh | FALSE | L | Annual | Standard | lb/MWh | 925.94 | 925.94 | 925.94 | 925.94 | 925.94 | 925.94 | 925.94
#CAN -National CO2 Rate Limit- 2050- v5.12 | 34 | 5809 | Rate Constraint in lbs/MWh | FALSE | L | Annual | Emissions at Affected Plants CO2 | Thousand Tons | 0 | 0 | 0 | 0 | 0 | 0 | 0
#CAN -National CO2 Rate Limit- 2050- v5.12 | 34 | 5809 | Rate Constraint in lbs/MWh | FALSE | L | Annual | Allowances Purchased CO2 | Thousand Tons | 0 | 0 | 0 | 0 | 0 | 0 | 0
#CAN -National CO2 Rate Limit- 2050- v5.12 | 34 | 5809 | Rate Constraint in lbs/MWh | FALSE | L | Annual | Allowances Sold CO2 | Thousand Tons | 0 | 0 | 0 | 0 | 0 | 0 | 0
#CAN -National CO2 Rate Limit- 2050- v5.12 | 34 | 5809 | Rate Constraint in lbs/MWh | FALSE | L | Annual | Allowances Banked | Thousand Tons | 0 | 0 | 0 | 0 | 0 | 0 | 0
#CAN -National CO2 Rate Limit- 2050- v5.12 | 34 | 5809 | Rate Constraint in lbs/MWh | FALSE | L | Annual | Allowances Withdrawn (1:1) | Thousand Tons | 0 | 0 | 0 | 0 | 0 | 0 | 0
#CAN -National CO2 Rate Limit- 2050- v5.12 | 34 | 5809 | Rate Constraint in lbs/MWh | FALSE | L | Annual | Allowances Withdrawn (n:1) | Thousand Tons | 0 | 0 | 0 | 0 | 0 | 0 | 0
#CAN -National CO2 Rate Limit- 2050- v5.12 | 34 | 5809 | Rate Constraint in lbs/MWh | FALSE | L | Annual | Net Emissions Allowance Position | Thousand Tons | 0 | 0 | 0 | 0 | 0 | 0 | 0
#CAN -National CO2 Rate Limit- 2050- v5.12 | 34 | 5809 | Rate Constraint in lbs/MWh | FALSE | L | Annual | Fuel Consumed | TBtu | 0 | 0 | 0 | 0 | 0 | 0 | 0
#CAN -National CO2 Rate Limit- 2050- v5.12 | 34 | 5809 | Rate Constraint in lbs/MWh | FALSE | L | Annual | Rate | lb/MMBtu | 0 | 0 | 0 | 0 | 0 | 0 | 0
#CAN -National CO2 Rate Limit- 2050- v5.12 | 34 | 5809 | Rate Constraint in lbs/MWh | FALSE | L | Annual | Generation | TWh | 0 | 0 | 0 | 0 | 0 | 0 | 0
#CAN -National CO2 Rate Limit- 2050- v5.12 | 34 | 5809 | Rate Constraint in lbs/MWh | FALSE | L | Annual | Qualifying Generation | TWh | 0 | 0 | 0 | 0 | 0 | 0 | 0
#CAN -National CO2 Rate Limit- 2050- v5.12 | 34 | 5809 | Rate Constraint in lbs/MWh | FALSE | L | Annual | Constraint Shadow Price | US2011$/Ton | 0 | 0 | 0 | 0 | 0 | 0 | 605.0493
#CAN -National CO2 Rate Limit- New Units- v5.12 | 35 | 5899 | Rate Constraint in lbs/MWh | FALSE | L | Annual | Seasons Included | Seasons | Winter, Summer | Winter, Summer | Winter, Summer | Winter, Summer | Winter, Summer | Winter, Summer | Winter, Summer
#CAN -National CO2 Rate Limit- New Units- v5.12 | 35 | 5899 | Rate Constraint in lbs/MWh | FALSE | L | Annual | Standard | lb/MWh | 925.94 | 925.94 | 925.94 | 925.94 | 925.94 | 925.94 | 925.94
#CAN -National CO2 Rate Limit- New Units- v5.12 | 35 | 5899 | Rate Constraint in lbs/MWh | FALSE | L | Annual | Emissions at Affected Plants CO2 | Thousand Tons | 0 | 1216.4791 | 2441.7931 | 3066.7813 | 12908.7211 | 33796.5817 | 59630.8991
#CAN -National CO2 Rate Limit- New Units- v5.12 | 35 | 5899 | Rate Constraint in lbs/MWh | FALSE | L | Annual | Allowances Purchased CO2 | Thousand Tons | 0 | 0 | 0 | 0 | 0 | 0 | 0
#CAN -National CO2 Rate Limit- New Units- v5.12 | 35 | 5899 | Rate Constraint in lbs/MWh | FALSE | L | Annual | Allowances Sold CO2 | Thousand Tons | 0 | 0 | 0 | 0 | 0 | 0 | 0
#CAN -National CO2 Rate Limit- New Units- v5.12 | 35 | 5899 | Rate Constraint in lbs/MWh | FALSE | L | Annual | Allowances Banked | Thousand Tons | 0 | 0 | 0 | 0 | 0 | 0 | 0
#CAN -National CO2 Rate Limit- New Units- v5.12 | 35 | 5899 | Rate Constraint in lbs/MWh | FALSE | L | Annual | Allowances Withdrawn (1:1) | Thousand Tons | 0 | 0 | 0 | 0 | 0 | 0 | 0
#CAN -National CO2 Rate Limit- New Units- v5.12 | 35 | 5899 | Rate Constraint in lbs/MWh | FALSE | L | Annual | Allowances Withdrawn (n:1) | Thousand Tons | 0 | 0 | 0 | 0 | 0 | 0 | 0
#CAN -National CO2 Rate Limit- New Units- v5.12 | 35 | 5899 | Rate Constraint in lbs/MWh | FALSE | L | Annual | Net Emissions Allowance Position | Thousand Tons | 0 | 1216.4791 | 2441.7931 | 3066.7813 | 12908.7211 | 33796.5817 | 59630.8991
#CAN -National CO2 Rate Limit- New Units- v5.12 | 35 | 5899 | Rate Constraint in lbs/MWh | FALSE | L | Annual | Fuel Consumed | TBtu | 0 | 20.7887 | 37.9361 | 49.8692 | 216.6455 | 572.3756 | 1010.5641
#CAN -National CO2 Rate Limit- New Units- v5.12 | 35 | 5899 | Rate Constraint in lbs/MWh | FALSE | L | Annual | Rate | lb/MMBtu | 0 | 117.0328 | 128.7319 | 122.993 | 119.1691 | 118.0923 | 118.0151
#CAN -National CO2 Rate Limit- New Units- v5.12 | 35 | 5899 | Rate Constraint in lbs/MWh | FALSE | L | Annual | Generation | TWh | 0 | 3.1888 | 5.2742 | 6.6241 | 27.8824 | 72.9995 | 128.8008
#CAN -National CO2 Rate Limit- New Units- v5.12 | 35 | 5899 | Rate Constraint in lbs/MWh | FALSE | L | Annual | Qualifying Generation | TWh | 0 | 3.1888 | 5.2742 | 6.6241 | 27.8824 | 72.9995 | 128.8008
#CAN -National CO2 Rate Limit- New Units- v5.12 | 35 | 5899 | Rate Constraint in lbs/MWh | FALSE | L | Annual | Constraint Shadow Price | US2011$/Ton | 1106.8096 | 0 | 53.2676 | 55.756 | 119.2459 | 77.6434 | 26.9536
#CAN -National NOx Rate Limit v4.12 | 36 | 2313 | Rate Constraint in lbs/MWh | FALSE | L | Annual | Seasons Included | Seasons | Winter, Summer | Winter, Summer | Winter, Summer | Winter, Summer | Winter, Summer | Winter, Summer | Winter, Summer
#CAN -National NOx Rate Limit v4.12 | 36 | 2313 | Rate Constraint in lbs/MWh | FALSE | L | Annual | Standard | lb/MWh | 1.5212 | 1.5212 | 1.5212 | 1.5212 | 1.5212 | 1.5212 | 1.5212
#CAN -National NOx Rate Limit v4.12 | 36 | 2313 | Rate Constraint in lbs/MWh | FALSE | L | Annual | Emissions at Affected Plants NOX | Thousand Tons | 17.6605 | 15.907 | 17.7612 | 18.9994 | 25.875 | 32.5924 | 36.6198
#CAN -National NOx Rate Limit v4.12 | 36 | 2313 | Rate Constraint in lbs/MWh | FALSE | L | Annual | Allowances Purchased NOX | Thousand Tons | 0 | 0 | 0 | 0 | 0 | 0 | 0
#CAN -National NOx Rate Limit v4.12 | 36 | 2313 | Rate Constraint in lbs/MWh | FALSE | L | Annual | Allowances Sold NOX | Thousand Tons | 0 | 0 | 0 | 0 | 0 | 0 | 0
#CAN -National NOx Rate Limit v4.12 | 36 | 2313 | Rate Constraint in lbs/MWh | FALSE | L | Annual | Allowances Banked | Thousand Tons | 0 | 0 | 0 | 0 | 0 | 0 | 0
#CAN -National NOx Rate Limit v4.12 | 36 | 2313 | Rate Constraint in lbs/MWh | FALSE | L | Annual | Allowances Withdrawn (1:1) | Thousand Tons | 0 | 0 | 0 | 0 | 0 | 0 | 0
#CAN -National NOx Rate Limit v4.12 | 36 | 2313 | Rate Constraint in lbs/MWh | FALSE | L | Annual | Allowances Withdrawn (n:1) | Thousand Tons | 0 | 0 | 0 | 0 | 0 | 0 | 0
#CAN -National NOx Rate Limit v4.12 | 36 | 2313 | Rate Constraint in lbs/MWh | FALSE | L | Annual | Net Emissions Allowance Position | Thousand Tons | 17.6605 | 15.907 | 17.7612 | 18.9994 | 25.875 | 32.5924 | 36.6198
#CAN -National NOx Rate Limit v4.12 | 36 | 2313 | Rate Constraint in lbs/MWh | FALSE | L | Annual | Fuel Consumed | TBtu | 304.5413 | 265.2393 | 317.3082 | 349.2502 | 596.3525 | 1002.2628 | 1550.2426
#CAN -National NOx Rate Limit v4.12 | 36 | 2313 | Rate Constraint in lbs/MWh | FALSE | L | Annual | Rate | lb/MMBtu | 0.11598 | 0.11994 | 0.11195 | 0.1088 | 0.086778 | 0.065038 | 0.047244
#CAN -National NOx Rate Limit v4.12 | 36 | 2313 | Rate Constraint in lbs/MWh | FALSE | L | Annual | Generation | TWh | 38.6571 | 34.9217 | 41.1911 | 43.9895 | 72.5399 | 124.6917 | 200.0688
#CAN -National NOx Rate Limit v4.12 | 36 | 2313 | Rate Constraint in lbs/MWh | FALSE | L | Annual | Qualifying Generation | TWh | 38.6571 | 34.9217 | 41.1911 | 43.9895 | 72.5399 | 124.6917 | 200.0688
#CAN -National NOx Rate Limit v4.12 | 36 | 2313 | Rate Constraint in lbs/MWh | FALSE | L | Annual | Constraint Shadow Price | US2011$/Ton | 0 | 0 | 0 | 0 | 0 | 0 | 0
#CAN -National SO2 Rate Limit v4.12 | 37 | 2314 | Rate Constraint in lbs/MWh | FALSE | L | Annual | Seasons Included | Seasons | Winter, Summer | Winter, Summer | Winter, Summer | Winter, Summer | Winter, Summer | Winter, Summer | Winter, Summer
#CAN -National SO2 Rate Limit v4.12 | 37 | 2314 | Rate Constraint in lbs/MWh | FALSE | L | Annual | Standard | lb/MWh | 9.3476 | 9.3476 | 9.3476 | 9.3476 | 9.3476 | 9.3476 | 9.3476
#CAN -National SO2 Rate Limit v4.12 | 37 | 2314 | Rate Constraint in lbs/MWh | FALSE | L | Annual | Emissions at Affected Plants SO2 | Thousand Tons | 2.9874 | 2.9874 | 2.9874 | 2.9874 | 2.9874 | 2.7629 | 2.6133
#CAN -National SO2 Rate Limit v4.12 | 37 | 2314 | Rate Constraint in lbs/MWh | FALSE | L | Annual | Allowances Purchased SO2 | Thousand Tons | 0 | 0 | 0 | 0 | 0 | 0 | 0
#CAN -National SO2 Rate Limit v4.12 | 37 | 2314 | Rate Constraint in lbs/MWh | FALSE | L | Annual | Allowances Sold SO2 | Thousand Tons | 0 | 0 | 0 | 0 | 0 | 0 | 0
#CAN -National SO2 Rate Limit v4.12 | 37 | 2314 | Rate Constraint in lbs/MWh | FALSE | L | Annual | Allowances Banked | Thousand Tons | 0 | 0 | 0 | 0 | 0 | 0 | 0
#CAN -National SO2 Rate Limit v4.12 | 37 | 2314 | Rate Constraint in lbs/MWh | FALSE | L | Annual | Allowances Withdrawn (1:1) | Thousand Tons | 0 | 0 | 0 | 0 | 0 | 0 | 0
#CAN -National SO2 Rate Limit v4.12 | 37 | 2314 | Rate Constraint in lbs/MWh | FALSE | L | Annual | Allowances Withdrawn (n:1) | Thousand Tons | 0 | 0 | 0 | 0 | 0 | 0 | 0
#CAN -National SO2 Rate Limit v4.12 | 37 | 2314 | Rate Constraint in lbs/MWh | FALSE | L | Annual | Net Emissions Allowance Position | Thousand Tons | 2.9874 | 2.9874 | 2.9874 | 2.9874 | 2.9874 | 2.7629 | 2.6133
#CAN -National SO2 Rate Limit v4.12 | 37 | 2314 | Rate Constraint in lbs/MWh | FALSE | L | Annual | Fuel Consumed | TBtu | 304.5413 | 265.2393 | 317.3082 | 349.2502 | 596.3525 | 1002.2628 | 1550.2426
#CAN -National SO2 Rate Limit v4.12 | 37 | 2314 | Rate Constraint in lbs/MWh | FALSE | L | Annual | Rate | lb/MMBtu | 0.019619 | 0.022526 | 0.018829 | 0.017107 | 0.010019 | 0.0055133 | 0.0033714
#CAN -National SO2 Rate Limit v4.12 | 37 | 2314 | Rate Constraint in lbs/MWh | FALSE | L | Annual | Generation | TWh | 38.6571 | 34.9217 | 41.1911 | 43.9895 | 72.5399 | 124.6917 | 200.0688
#CAN -National SO2 Rate Limit v4.12 | 37 | 2314 | Rate Constraint in lbs/MWh | FALSE | L | Annual | Qualifying Generation | TWh | 38.6571 | 34.9217 | 41.1911 | 43.9895 | 72.5399 | 124.6917 | 200.0688
#CAN -National SO2 Rate Limit v4.12 | 37 | 2314 | Rate Constraint in lbs/MWh | FALSE | L | Annual | Constraint Shadow Price | US2011$/Ton | 0 | 0 | 0 | 0 | 0 | 0 | 0
#CAN Trenton 1-2 - SO2 Rate Annual v3.1, Unit 3557 and retrofits | 38 | 1751 | Rate Constraint in lbs/MMBtu | FALSE | L | Annual | Seasons Included | Seasons | Winter, Summer | Winter, Summer | Winter, Summer | Winter, Summer | Winter, Summer | Winter, Summer | Winter, Summer
#CAN Trenton 1-2 - SO2 Rate Annual v3.1, Unit 3557 and retrofits | 38 | 1751 | Rate Constraint in lbs/MMBtu | FALSE | L | Annual | Standard | lb/MMBtu | 3.2097 | 3.2097 | 3.2097 | 3.2097 | 3.2097 | 3.2097 | 3.2097
#CAN Trenton 1-2 - SO2 Rate Annual v3.1, Unit 3557 and retrofits | 38 | 1751 | Rate Constraint in lbs/MMBtu | FALSE | L | Annual | Emissions at Affected Plants SO2 | Thousand Tons | 0 | 0 | 0 | 0 | 0 | 0 | 0
#CAN Trenton 1-2 - SO2 Rate Annual v3.1, Unit 3557 and retrofits | 38 | 1751 | Rate Constraint in lbs/MMBtu | FALSE | L | Annual | Allowances Purchased SO2 | Thousand Tons | 0 | 0 | 0 | 0 | 0 | 0 | 0
#CAN Trenton 1-2 - SO2 Rate Annual v3.1, Unit 3557 and retrofits | 38 | 1751 | Rate Constraint in lbs/MMBtu | FALSE | L | Annual | Allowances Sold SO2 | Thousand Tons | 0 | 0 | 0 | 0 | 0 | 0 | 0
#CAN Trenton 1-2 - SO2 Rate Annual v3.1, Unit 3557 and retrofits | 38 | 1751 | Rate Constraint in lbs/MMBtu | FALSE | L | Annual | Allowances Banked | Thousand Tons | 0 | 0 | 0 | 0 | 0 | 0 | 0
#CAN Trenton 1-2 - SO2 Rate Annual v3.1, Unit 3557 and retrofits | 38 | 1751 | Rate Constraint in lbs/MMBtu | FALSE | L | Annual | Allowances Withdrawn (1:1) | Thousand Tons | 0 | 0 | 0 | 0 | 0 | 0 | 0
#CAN Trenton 1-2 - SO2 Rate Annual v3.1, Unit 3557 and retrofits | 38 | 1751 | Rate Constraint in lbs/MMBtu | FALSE | L | Annual | Allowances Withdrawn (n:1) | Thousand Tons | 0 | 0 | 0 | 0 | 0 | 0 | 0
#CAN Trenton 1-2 - SO2 Rate Annual v3.1, Unit 3557 and retrofits | 38 | 1751 | Rate Constraint in lbs/MMBtu | FALSE | L | Annual | Net Emissions Allowance Position | Thousand Tons | 0 | 0 | 0 | 0 | 0 | 0 | 0
#CAN Trenton 1-2 - SO2 Rate Annual v3.1, Unit 3557 and retrofits | 38 | 1751 | Rate Constraint in lbs/MMBtu | FALSE | L | Annual | Fuel Consumed | TBtu | 0 | 0 | 0 | 0 | 0 | 0 | 0
#CAN Trenton 1-2 - SO2 Rate Annual v3.1, Unit 3557 and retrofits | 38 | 1751 | Rate Constraint in lbs/MMBtu | FALSE | L | Annual | Rate | lb/MMBtu | 0 | 0 | 0 | 0 | 0 | 0 | 0
#CAN Trenton 1-2 - SO2 Rate Annual v3.1, Unit 3557 and retrofits | 38 | 1751 | Rate Constraint in lbs/MMBtu | FALSE | L | Annual | Generation | TWh | 0 | 0 | 0 | 0 | 0 | 0 | 0
#CAN Trenton 1-2 - SO2 Rate Annual v3.1, Unit 3557 and retrofits | 38 | 1751 | Rate Constraint in lbs/MMBtu | FALSE | L | Annual | Qualifying Generation | TWh | 0 | 0 | 0 | 0 | 0 | 0 | 0
#CAN Trenton 1-2 - SO2 Rate Annual v3.1, Unit 3557 and retrofits | 38 | 1751 | Rate Constraint in lbs/MMBtu | FALSE | L | Annual | Rate | lb/MWh | 0 | 0 | 0 | 0 | 0 | 0 | 0
#CAN Trenton 1-2 - SO2 Rate Annual v3.1, Unit 3557 and retrofits | 38 | 1751 | Rate Constraint in lbs/MMBtu | FALSE | L | Annual | Constraint Shadow Price | US2011$/Ton | 0 | 0 | 0 | 0 | 0 | 0 | 0
#CAN Trenton 1-2 - SO2 Rate Annual v3.1, Unit 3558 and retrofits | 39 | 1751 | Rate Constraint in lbs/MMBtu | FALSE | L | Annual | Seasons Included | Seasons | Winter, Summer | Winter, Summer | Winter, Summer | Winter, Summer | Winter, Summer | Winter, Summer | Winter, Summer
#CAN Trenton 1-2 - SO2 Rate Annual v3.1, Unit 3558 and retrofits | 39 | 1751 | Rate Constraint in lbs/MMBtu | FALSE | L | Annual | Standard | lb/MMBtu | 3.2097 | 3.2097 | 3.2097 | 3.2097 | 3.2097 | 3.2097 | 3.2097
#CAN Trenton 1-2 - SO2 Rate Annual v3.1, Unit 3558 and retrofits | 39 | 1751 | Rate Constraint in lbs/MMBtu | FALSE | L | Annual | Emissions at Affected Plants SO2 | Thousand Tons | 4.4959 | 0.040389 | 0 | 4.7881 | 5.3343 | 5.059 | 0
#CAN Trenton 1-2 - SO2 Rate Annual v3.1, Unit 3558 and retrofits | 39 | 1751 | Rate Constraint in lbs/MMBtu | FALSE | L | Annual | Allowances Purchased SO2 | Thousand Tons | 0 | 0 | 0 | 0 | 0 | 0 | 0
#CAN Trenton 1-2 - SO2 Rate Annual v3.1, Unit 3558 and retrofits | 39 | 1751 | Rate Constraint in lbs/MMBtu | FALSE | L | Annual | Allowances Sold SO2 | Thousand Tons | 0 | 0 | 0 | 0 | 0 | 0 | 0
#CAN Trenton 1-2 - SO2 Rate Annual v3.1, Unit 3558 and retrofits | 39 | 1751 | Rate Constraint in lbs/MMBtu | FALSE | L | Annual | Allowances Banked | Thousand Tons | 0 | 0 | 0 | 0 | 0 | 0 | 0
#CAN Trenton 1-2 - SO2 Rate Annual v3.1, Unit 3558 and retrofits | 39 | 1751 | Rate Constraint in lbs/MMBtu | FALSE | L | Annual | Allowances Withdrawn (1:1) | Thousand Tons | 0 | 0 | 0 | 0 | 0 | 0 | 0
#CAN Trenton 1-2 - SO2 Rate Annual v3.1, Unit 3558 and retrofits | 39 | 1751 | Rate Constraint in lbs/MMBtu | FALSE | L | Annual | Allowances Withdrawn (n:1) | Thousand Tons | 0 | 0 | 0 | 0 | 0 | 0 | 0
#CAN Trenton 1-2 - SO2 Rate Annual v3.1, Unit 3558 and retrofits | 39 | 1751 | Rate Constraint in lbs/MMBtu | FALSE | L | Annual | Net Emissions Allowance Position | Thousand Tons | 4.4959 | 0.040389 | 0 | 4.7881 | 5.3343 | 5.059 | 0
#CAN Trenton 1-2 - SO2 Rate Annual v3.1, Unit 3558 and retrofits | 39 | 1751 | Rate Constraint in lbs/MMBtu | FALSE | L | Annual | Fuel Consumed | TBtu | 11.5064 | 1.0703 | 0 | 10.8188 | 12.0531 | 11.431 | 0
#CAN Trenton 1-2 - SO2 Rate Annual v3.1, Unit 3558 and retrofits | 39 | 1751 | Rate Constraint in lbs/MMBtu | FALSE | L | Annual | Rate | lb/MMBtu | 0.78147 | 0.075472 | 0 | 0.88514 | 0.88514 | 0.88514 | 0
#CAN Trenton 1-2 - SO2 Rate Annual v3.1, Unit 3558 and retrofits | 39 | 1751 | Rate Constraint in lbs/MMBtu | FALSE | L | Annual | Generation | TWh | 1.0944 | 0.097219 | 0 | 1.0358 | 1.1539 | 1.0944 | 0
#CAN Trenton 1-2 - SO2 Rate Annual v3.1, Unit 3558 and retrofits | 39 | 1751 | Rate Constraint in lbs/MMBtu | FALSE | L | Annual | Qualifying Generation | TWh | 1.0944 | 0.097219 | 0 | 1.0358 | 1.1539 | 1.0944 | 0
#CAN Trenton 1-2 - SO2 Rate Annual v3.1, Unit 3558 and retrofits | 39 | 1751 | Rate Constraint in lbs/MMBtu | FALSE | L | Annual | Rate | lb/MWh | 4.1082 | 0.41544 | 0 | 4.6227 | 4.6227 | 4.6227 | 0
#CAN Trenton 1-2 - SO2 Rate Annual v3.1, Unit 3558 and retrofits | 39 | 1751 | Rate Constraint in lbs/MMBtu | FALSE | L | Annual | Constraint Shadow Price | US2011$/Ton | 0 | 0 | 0 | 0 | 0 | 0 | 0
#CAN Tupper 1 - SO2 Rate Annual v3.1, Unit 3556 and retrofits | 40 | 1752 | Rate Constraint in lbs/MMBtu | FALSE | L | Annual | Seasons Included | Seasons | Winter, Summer | Winter, Summer | Winter, Summer | Winter, Summer | Winter, Summer | Winter, Summer | Winter, Summer
#CAN Tupper 1 - SO2 Rate Annual v3.1, Unit 3556 and retrofits | 40 | 1752 | Rate Constraint in lbs/MMBtu | FALSE | L | Annual | Standard | lb/MMBtu | 2.2096 | 2.2096 | 2.2096 | 2.2096 | 2.2096 | 2.2096 | 2.2096
#CAN Tupper 1 - SO2 Rate Annual v3.1, Unit 3556 and retrofits | 40 | 1752 | Rate Constraint in lbs/MMBtu | FALSE | L | Annual | Emissions at Affected Plants SO2 | Thousand Tons | 3.7542 | 0 | 0 | 0 | 0 | 0 | 0
#CAN Tupper 1 - SO2 Rate Annual v3.1, Unit 3556 and retrofits | 40 | 1752 | Rate Constraint in lbs/MMBtu | FALSE | L | Annual | Allowances Purchased SO2 | Thousand Tons | 0 | 0 | 0 | 0 | 0 | 0 | 0
#CAN Tupper 1 - SO2 Rate Annual v3.1, Unit 3556 and retrofits | 40 | 1752 | Rate Constraint in lbs/MMBtu | FALSE | L | Annual | Allowances Sold SO2 | Thousand Tons | 0 | 0 | 0 | 0 | 0 | 0 | 0
#CAN Tupper 1 - SO2 Rate Annual v3.1, Unit 3556 and retrofits | 40 | 1752 | Rate Constraint in lbs/MMBtu | FALSE | L | Annual | Allowances Banked | Thousand Tons | 0 | 0 | 0 | 0 | 0 | 0 | 0
#CAN Tupper 1 - SO2 Rate Annual v3.1, Unit 3556 and retrofits | 40 | 1752 | Rate Constraint in lbs/MMBtu | FALSE | L | Annual | Allowances Withdrawn (1:1) | Thousand Tons | 0 | 0 | 0 | 0 | 0 | 0 | 0
#CAN Tupper 1 - SO2 Rate Annual v3.1, Unit 3556 and retrofits | 40 | 1752 | Rate Constraint in lbs/MMBtu | FALSE | L | Annual | Allowances Withdrawn (n:1) | Thousand Tons | 0 | 0 | 0 | 0 | 0 | 0 | 0
#CAN Tupper 1 - SO2 Rate Annual v3.1, Unit 3556 and retrofits | 40 | 1752 | Rate Constraint in lbs/MMBtu | FALSE | L | Annual | Net Emissions Allowance Position | Thousand Tons | 3.7542 | 0 | 0 | 0 | 0 | 0 | 0
#CAN Tupper 1 - SO2 Rate Annual v3.1, Unit 3556 and retrofits | 40 | 1752 | Rate Constraint in lbs/MMBtu | FALSE | L | Annual | Fuel Consumed | TBtu | 8.4827 | 0 | 0 | 0 | 0 | 0 | 0
#CAN Tupper 1 - SO2 Rate Annual v3.1, Unit 3556 and retrofits | 40 | 1752 | Rate Constraint in lbs/MMBtu | FALSE | L | Annual | Rate | lb/MMBtu | 0.88514 | 0 | 0 | 0 | 0 | 0 | 0
#CAN Tupper 1 - SO2 Rate Annual v3.1, Unit 3556 and retrofits | 40 | 1752 | Rate Constraint in lbs/MMBtu | FALSE | L | Annual | Generation | TWh | 0.81212 | 0 | 0 | 0 | 0 | 0 | 0
#CAN Tupper 1 - SO2 Rate Annual v3.1, Unit 3556 and retrofits | 40 | 1752 | Rate Constraint in lbs/MMBtu | FALSE | L | Annual | Qualifying Generation | TWh | 0.81212 | 0 | 0 | 0 | 0 | 0 | 0
#CAN Tupper 1 - SO2 Rate Annual v3.1, Unit 3556 and retrofits | 40 | 1752 | Rate Constraint in lbs/MMBtu | FALSE | L | Annual | Rate | lb/MWh | 4.6227 | 0 | 0 | 0 | 0 | 0 | 0
#CAN Tupper 1 - SO2 Rate Annual v3.1, Unit 3556 and retrofits | 40 | 1752 | Rate Constraint in lbs/MMBtu | FALSE | L | Annual | Constraint Shadow Price | US2011$/Ton | 0 | 0 | 0 | 0 | 0 | 0 | 0
#MATS - HCL Rate in 2015 | 41 | 2407 | MACT Fuel Choice Floor in lbs/MMBtu | FALSE | L | Annual | Seasons Included | Seasons | Winter, Summer | Winter, Summer | Winter, Summer | Winter, Summer | Winter, Summer | Winter, Summer | Winter, Summer
#MATS - HCL Rate in 2015 | 41 | 2407 | MACT Fuel Choice Floor in lbs/MMBtu | FALSE | L | Annual | Emission Floor | lb/MMBtu | 25.0015 | 25.0015 | 25.0015 | 25.0015 | 25.0015 | 25.0015 | 25.0015
#MATS - HCL Rate in 2015 | 41 | 2407 | MACT Fuel Choice Floor in lbs/MMBtu | FALSE | L | Annual | Emissions at Affected Plants HCL | Thousand Tons | 3.3336 | 3.637 | 3.8837 | 3.7081 | 3.8713 | 3.4259 | 2.9867
#MATS - HCL Rate in 2015 | 41 | 2407 | MACT Fuel Choice Floor in lbs/MMBtu | FALSE | L | Annual | Allowances Purchased HCL | Thousand Tons | 0 | 0 | 0 | 0 | 0 | 0 | 0
#MATS - HCL Rate in 2015 | 41 | 2407 | MACT Fuel Choice Floor in lbs/MMBtu | FALSE | L | Annual | Allowances Sold HCL | Thousand Tons | 0 | 0 | 0 | 0 | 0 | 0 | 0
#MATS - HCL Rate in 2015 | 41 | 2407 | MACT Fuel Choice Floor in lbs/MMBtu | FALSE | L | Annual | Allowances Banked | Thousand Tons | 0 | 0 | 0 | 0 | 0 | 0 | 0
#MATS - HCL Rate in 2015 | 41 | 2407 | MACT Fuel Choice Floor in lbs/MMBtu | FALSE | L | Annual | Allowances Withdrawn (1:1) | Thousand Tons | 0 | 0 | 0 | 0 | 0 | 0 | 0
#MATS - HCL Rate in 2015 | 41 | 2407 | MACT Fuel Choice Floor in lbs/MMBtu | FALSE | L | Annual | Allowances Withdrawn (n:1) | Thousand Tons | 0 | 0 | 0 | 0 | 0 | 0 | 0
#MATS - HCL Rate in 2015 | 41 | 2407 | MACT Fuel Choice Floor in lbs/MMBtu | FALSE | L | Annual | Net Emissions Allowance Position | Thousand Tons | 3.3336 | 3.637 | 3.8837 | 3.7081 | 3.8713 | 3.4259 | 2.9867
#MATS - HCL Rate in 2015 | 41 | 2407 | MACT Fuel Choice Floor in lbs/MMBtu | FALSE | L | Annual | Fuel Consumed | TBtu | 13652.3266 | 14079.5202 | 14706.7913 | 14362.5572 | 14736.7252 | 13241.8695 | 12924.6869
#MATS - HCL Rate in 2015 | 41 | 2407 | MACT Fuel Choice Floor in lbs/MMBtu | FALSE | L | Annual | Rate | lb/MMBtu | 0.00048835 | 0.00051664 | 0.00052815 | 0.00051635 | 0.00052539 | 0.00051743 | 0.00046217
#MATS - HCL Rate in 2015 | 41 | 2407 | MACT Fuel Choice Floor in lbs/MMBtu | FALSE | L | Annual | Generation | TWh | 1334.2114 | 1375.6308 | 1436.2564 | 1402.0616 | 1438.1693 | 1289.8074 | 1259.7503
#MATS - HCL Rate in 2015 | 41 | 2407 | MACT Fuel Choice Floor in lbs/MMBtu | FALSE | L | Annual | Qualifying Generation | TWh | 1334.2114 | 1375.6308 | 1436.2564 | 1402.0616 | 1438.1693 | 1289.8074 | 1259.7503
#MATS - HCL Rate in 2015 | 41 | 2407 | MACT Fuel Choice Floor in lbs/MMBtu | FALSE | L | Annual | Constraint Shadow Price | US2011$/Ton | 0 | 0 | 0 | 0 | 0 | 0 | 0
#MATS - HCL Rate in 2015 (IGCC) | 42 | 2409 | MACT Fuel Choice Floor in lbs/MMBtu | FALSE | L | Annual | Seasons Included | Seasons | Winter, Summer | Winter, Summer | Winter, Summer | Winter, Summer | Winter, Summer | Winter, Summer | Winter, Summer
#MATS - HCL Rate in 2015 (IGCC) | 42 | 2409 | MACT Fuel Choice Floor in lbs/MMBtu | FALSE | L | Annual | Emission Floor | lb/MMBtu | 0.005 | 0.005 | 0.005 | 0.005 | 0.005 | 0.005 | 0.005
#MATS - HCL Rate in 2015 (IGCC) | 42 | 2409 | MACT Fuel Choice Floor in lbs/MMBtu | FALSE | L | Annual | Emissions at Affected Plants HCL | Thousand Tons | 0.019981 | 0.030949 | 0.037561 | 0.039086 | 0.043973 | 0.056035 | 0.05618
#MATS - HCL Rate in 2015 (IGCC) | 42 | 2409 | MACT Fuel Choice Floor in lbs/MMBtu | FALSE | L | Annual | Allowances Purchased HCL | Thousand Tons | 0 | 0 | 0 | 0 | 0 | 0 | 0
#MATS - HCL Rate in 2015 (IGCC) | 42 | 2409 | MACT Fuel Choice Floor in lbs/MMBtu | FALSE | L | Annual | Allowances Sold HCL | Thousand Tons | 0 | 0 | 0 | 0 | 0 | 0 | 0
#MATS - HCL Rate in 2015 (IGCC) | 42 | 2409 | MACT Fuel Choice Floor in lbs/MMBtu | FALSE | L | Annual | Allowances Banked | Thousand Tons | 0 | 0 | 0 | 0 | 0 | 0 | 0
#MATS - HCL Rate in 2015 (IGCC) | 42 | 2409 | MACT Fuel Choice Floor in lbs/MMBtu | FALSE | L | Annual | Allowances Withdrawn (1:1) | Thousand Tons | 0 | 0 | 0 | 0 | 0 | 0 | 0
#MATS - HCL Rate in 2015 (IGCC) | 42 | 2409 | MACT Fuel Choice Floor in lbs/MMBtu | FALSE | L | Annual | Allowances Withdrawn (n:1) | Thousand Tons | 0 | 0 | 0 | 0 | 0 | 0 | 0
#MATS - HCL Rate in 2015 (IGCC) | 42 | 2409 | MACT Fuel Choice Floor in lbs/MMBtu | FALSE | L | Annual | Net Emissions Allowance Position | Thousand Tons | 0.019981 | 0.030949 | 0.037561 | 0.039086 | 0.043973 | 0.056035 | 0.05618
#MATS - HCL Rate in 2015 (IGCC) | 42 | 2409 | MACT Fuel Choice Floor in lbs/MMBtu | FALSE | L | Annual | Fuel Consumed | TBtu | 102.6299 | 110.615 | 114.8346 | 114.8634 | 114.8634 | 112.4586 | 114.8634
#MATS - HCL Rate in 2015 (IGCC) | 42 | 2409 | MACT Fuel Choice Floor in lbs/MMBtu | FALSE | L | Annual | Rate | lb/MMBtu | 0.00038937 | 0.00055958 | 0.00065418 | 0.00068057 | 0.00076566 | 0.00099655 | 0.0009782
#MATS - HCL Rate in 2015 (IGCC) | 42 | 2409 | MACT Fuel Choice Floor in lbs/MMBtu | FALSE | L | Annual | Generation | TWh | 10.6439 | 11.4112 | 11.8167 | 11.8194 | 11.8194 | 11.5884 | 11.8194
#MATS - HCL Rate in 2015 (IGCC) | 42 | 2409 | MACT Fuel Choice Floor in lbs/MMBtu | FALSE | L | Annual | Qualifying Generation | TWh | 10.6439 | 11.4112 | 11.8167 | 11.8194 | 11.8194 | 11.5884 | 11.8194
#MATS - HCL Rate in 2015 (IGCC) | 42 | 2409 | MACT Fuel Choice Floor in lbs/MMBtu | FALSE | L | Annual | Constraint Shadow Price | US2011$/Ton | 0 | 0 | 0 | 0 | 0 | 0 | 0
#MATS - HCL Rate in 2015 (PK) | 43 | 2408 | MACT Fuel Choice Floor in lbs/MMBtu | FALSE | L | Annual | Seasons Included | Seasons | Winter, Summer | Winter, Summer | Winter, Summer | Winter, Summer | Winter, Summer | Winter, Summer | Winter, Summer
#MATS - HCL Rate in 2015 (PK) | 43 | 2408 | MACT Fuel Choice Floor in lbs/MMBtu | FALSE | L | Annual | Emission Floor | lb/MMBtu | 66.6668 | 66.6668 | 66.6668 | 66.6668 | 66.6668 | 66.6668 | 66.6668
#MATS - HCL Rate in 2015 (PK) | 43 | 2408 | MACT Fuel Choice Floor in lbs/MMBtu | FALSE | L | Annual | Emissions at Affected Plants HCL | Thousand Tons | 0.017728 | 0.024817 | 0.029019 | 0.022933 | 0.024364 | 0.024279 | 0.043559
#MATS - HCL Rate in 2015 (PK) | 43 | 2408 | MACT Fuel Choice Floor in lbs/MMBtu | FALSE | L | Annual | Allowances Purchased HCL | Thousand Tons | 0 | 0 | 0 | 0 | 0 | 0 | 0
#MATS - HCL Rate in 2015 (PK) | 43 | 2408 | MACT Fuel Choice Floor in lbs/MMBtu | FALSE | L | Annual | Allowances Sold HCL | Thousand Tons | 0 | 0 | 0 | 0 | 0 | 0 | 0
#MATS - HCL Rate in 2015 (PK) | 43 | 2408 | MACT Fuel Choice Floor in lbs/MMBtu | FALSE | L | Annual | Allowances Banked | Thousand Tons | 0 | 0 | 0 | 0 | 0 | 0 | 0
#MATS - HCL Rate in 2015 (PK) | 43 | 2408 | MACT Fuel Choice Floor in lbs/MMBtu | FALSE | L | Annual | Allowances Withdrawn (1:1) | Thousand Tons | 0 | 0 | 0 | 0 | 0 | 0 | 0
#MATS - HCL Rate in 2015 (PK) | 43 | 2408 | MACT Fuel Choice Floor in lbs/MMBtu | FALSE | L | Annual | Allowances Withdrawn (n:1) | Thousand Tons | 0 | 0 | 0 | 0 | 0 | 0 | 0
#MATS - HCL Rate in 2015 (PK) | 43 | 2408 | MACT Fuel Choice Floor in lbs/MMBtu | FALSE | L | Annual | Net Emissions Allowance Position | Thousand Tons | 0.017728 | 0.024817 | 0.029019 | 0.022933 | 0.024364 | 0.024279 | 0.043559
#MATS - HCL Rate in 2015 (PK) | 43 | 2408 | MACT Fuel Choice Floor in lbs/MMBtu | FALSE | L | Annual | Fuel Consumed | TBtu | 85.1165 | 91.7769 | 106.0354 | 116.018 | 134.3121 | 129.9549 | 138.7014
#MATS - HCL Rate in 2015 (PK) | 43 | 2408 | MACT Fuel Choice Floor in lbs/MMBtu | FALSE | L | Annual | Rate | lb/MMBtu | 0.00041656 | 0.0005408 | 0.00054734 | 0.00039534 | 0.0003628 | 0.00037365 | 0.0006281
#MATS - HCL Rate in 2015 (PK) | 43 | 2408 | MACT Fuel Choice Floor in lbs/MMBtu | FALSE | L | Annual | Generation | TWh | 8.2988 | 8.5154 | 9.7708 | 10.6443 | 12.203 | 11.8353 | 12.5733
#MATS - HCL Rate in 2015 (PK) | 43 | 2408 | MACT Fuel Choice Floor in lbs/MMBtu | FALSE | L | Annual | Qualifying Generation | TWh | 8.2988 | 8.5154 | 9.7708 | 10.6443 | 12.203 | 11.8353 | 12.5733
#MATS - HCL Rate in 2015 (PK) | 43 | 2408 | MACT Fuel Choice Floor in lbs/MMBtu | FALSE | L | Annual | Constraint Shadow Price | US2011$/Ton | 0 | 0 | 0 | 0 | 0 | 0 | 0
#MATS - MER Rate in 2015 (Bit and Subbit) | 44 | 2403 | MACT Fuel Choice Floor in lbs/MMBtu | FALSE | L | Annual | Seasons Included | Seasons | Winter, Summer | Winter, Summer | Winter, Summer | Winter, Summer | Winter, Summer | Winter, Summer | Winter, Summer
#MATS - MER Rate in 2015 (Bit and Subbit) | 44 | 2403 | MACT Fuel Choice Floor in lbs/MMBtu | FALSE | L | Annual | Emission Floor | lbs/MMBtu | 33.3333 | 33.3333 | 33.3333 | 33.3333 | 33.3333 | 33.3333 | 33.3333
#MATS - MER Rate in 2015 (Bit and Subbit) | 44 | 2403 | MACT Fuel Choice Floor in lbs/MMBtu | FALSE | L | Annual | Emissions at Affected Plants MER | lbs | 8097.1292 | 8231.287 | 8482.7977 | 8236.8396 | 8323.8146 | 7493.0441 | 7499.2231
#MATS - MER Rate in 2015 (Bit and Subbit) | 44 | 2403 | MACT Fuel Choice Floor in lbs/MMBtu | FALSE | L | Annual | Allowances Purchased MER | lbs | 0 | 0 | 0 | 0 | 0 | 0 | 0
#MATS - MER Rate in 2015 (Bit and Subbit) | 44 | 2403 | MACT Fuel Choice Floor in lbs/MMBtu | FALSE | L | Annual | Allowances Sold MER | lbs | 0 | 0 | 0 | 0 | 0 | 0 | 0
#MATS - MER Rate in 2015 (Bit and Subbit) | 44 | 2403 | MACT Fuel Choice Floor in lbs/MMBtu | FALSE | L | Annual | Allowances Banked | lbs | 0 | 0 | 0 | 0 | 0 | 0 | 0
#MATS - MER Rate in 2015 (Bit and Subbit) | 44 | 2403 | MACT Fuel Choice Floor in lbs/MMBtu | FALSE | L | Annual | Allowances Withdrawn (1:1) | lbs | 0 | 0 | 0 | 0 | 0 | 0 | 0
#MATS - MER Rate in 2015 (Bit and Subbit) | 44 | 2403 | MACT Fuel Choice Floor in lbs/MMBtu | FALSE | L | Annual | Allowances Withdrawn (n:1) | lbs | 0 | 0 | 0 | 0 | 0 | 0 | 0
#MATS - MER Rate in 2015 (Bit and Subbit) | 44 | 2403 | MACT Fuel Choice Floor in lbs/MMBtu | FALSE | L | Annual | Net Emissions Allowance Position | lbs | 8097.1292 | 8231.287 | 8482.7977 | 8236.8396 | 8323.8146 | 7493.0441 | 7499.2231
#MATS - MER Rate in 2015 (Bit and Subbit) | 44 | 2403 | MACT Fuel Choice Floor in lbs/MMBtu | FALSE | L | Annual | Fuel Consumed | TBtu | 12442.335 | 12843.7869 | 13431.6861 | 13102.0158 | 13448.6805 | 11997.4744 | 11778.2048
#MATS - MER Rate in 2015 (Bit and Subbit) | 44 | 2403 | MACT Fuel Choice Floor in lbs/MMBtu | FALSE | L | Annual | Rate | lb/MMBtu | 6.5077e-07 | 6.4088e-07 | 6.3155e-07 | 6.2867e-07 | 6.1893e-07 | 6.2455e-07 | 6.367e-07
#MATS - MER Rate in 2015 (Bit and Subbit) | 44 | 2403 | MACT Fuel Choice Floor in lbs/MMBtu | FALSE | L | Annual | Generation | TWh | 1223.6178 | 1262.8436 | 1319.9487 | 1287.0459 | 1320.7073 | 1176.2732 | 1154.8976
#MATS - MER Rate in 2015 (Bit and Subbit) | 44 | 2403 | MACT Fuel Choice Floor in lbs/MMBtu | FALSE | L | Annual | Qualifying Generation | TWh | 1223.6178 | 1262.8436 | 1319.9487 | 1287.0459 | 1320.7073 | 1176.2732 | 1154.8976
#MATS - MER Rate in 2015 (Bit and Subbit) | 44 | 2403 | MACT Fuel Choice Floor in lbs/MMBtu | FALSE | L | Annual | Constraint Shadow Price | US2011$/Lb | 0 | 0 | 0 | 0 | 0 | 0 | 0
#MATS - MER Rate in 2015 (IGCC) | 45 | 2406 | MACT Fuel Choice Floor in lbs/MMBtu | FALSE | L | Annual | Seasons Included | Seasons | Winter, Summer | Winter, Summer | Winter, Summer | Winter, Summer | Winter, Summer | Winter, Summer | Winter, Summer
#MATS - MER Rate in 2015 (IGCC) | 45 | 2406 | MACT Fuel Choice Floor in lbs/MMBtu | FALSE | L | Annual | Emission Floor | lbs/MMBtu | 3e-06 | 3e-06 | 3e-06 | 3e-06 | 3e-06 | 3e-06 | 3e-06
#MATS - MER Rate in 2015 (IGCC) | 45 | 2406 | MACT Fuel Choice Floor in lbs/MMBtu | FALSE | L | Annual | Emissions at Affected Plants MER | lbs | 102.6028 | 105.9233 | 108.0643 | 108.3565 | 103.1115 | 86.6286 | 106.9033
#MATS - MER Rate in 2015 (IGCC) | 45 | 2406 | MACT Fuel Choice Floor in lbs/MMBtu | FALSE | L | Annual | Allowances Purchased MER | lbs | 0 | 0 | 0 | 0 | 0 | 0 | 0
#MATS - MER Rate in 2015 (IGCC) | 45 | 2406 | MACT Fuel Choice Floor in lbs/MMBtu | FALSE | L | Annual | Allowances Sold MER | lbs | 0 | 0 | 0 | 0 | 0 | 0 | 0
#MATS - MER Rate in 2015 (IGCC) | 45 | 2406 | MACT Fuel Choice Floor in lbs/MMBtu | FALSE | L | Annual | Allowances Banked | lbs | 0 | 0 | 0 | 0 | 0 | 0 | 0
#MATS - MER Rate in 2015 (IGCC) | 45 | 2406 | MACT Fuel Choice Floor in lbs/MMBtu | FALSE | L | Annual | Allowances Withdrawn (1:1) | lbs | 0 | 0 | 0 | 0 | 0 | 0 | 0
#MATS - MER Rate in 2015 (IGCC) | 45 | 2406 | MACT Fuel Choice Floor in lbs/MMBtu | FALSE | L | Annual | Allowances Withdrawn (n:1) | lbs | 0 | 0 | 0 | 0 | 0 | 0 | 0
#MATS - MER Rate in 2015 (IGCC) | 45 | 2406 | MACT Fuel Choice Floor in lbs/MMBtu | FALSE | L | Annual | Net Emissions Allowance Position | lbs | 102.6028 | 105.9233 | 108.0643 | 108.3565 | 103.1115 | 86.6286 | 106.9033
#MATS - MER Rate in 2015 (IGCC) | 45 | 2406 | MACT Fuel Choice Floor in lbs/MMBtu | FALSE | L | Annual | Fuel Consumed | TBtu | 102.6299 | 110.615 | 114.8346 | 114.8634 | 114.8634 | 112.4586 | 114.8634
#MATS - MER Rate in 2015 (IGCC) | 45 | 2406 | MACT Fuel Choice Floor in lbs/MMBtu | FALSE | L | Annual | Rate | lb/MMBtu | 9.9974e-07 | 9.5759e-07 | 9.4104e-07 | 9.4335e-07 | 8.9769e-07 | 7.7032e-07 | 9.307e-07
#MATS - MER Rate in 2015 (IGCC) | 45 | 2406 | MACT Fuel Choice Floor in lbs/MMBtu | FALSE | L | Annual | Generation | TWh | 10.6439 | 11.4112 | 11.8167 | 11.8194 | 11.8194 | 11.5884 | 11.8194
#MATS - MER Rate in 2015 (IGCC) | 45 | 2406 | MACT Fuel Choice Floor in lbs/MMBtu | FALSE | L | Annual | Qualifying Generation | TWh | 10.6439 | 11.4112 | 11.8167 | 11.8194 | 11.8194 | 11.5884 | 11.8194
#MATS - MER Rate in 2015 (IGCC) | 45 | 2406 | MACT Fuel Choice Floor in lbs/MMBtu | FALSE | L | Annual | Constraint Shadow Price | US2011$/Lb | 0 | 0 | 0 | 0 | 0 | 0 | 0
#MATS - MER Rate in 2015 (Lig) | 46 | 2404 | MACT Fuel Choice Floor in lbs/MMBtu | FALSE | L | Annual | Seasons Included | Seasons | Winter, Summer | Winter, Summer | Winter, Summer | Winter, Summer | Winter, Summer | Winter, Summer | Winter, Summer
#MATS - MER Rate in 2015 (Lig) | 46 | 2404 | MACT Fuel Choice Floor in lbs/MMBtu | FALSE | L | Annual | Emission Floor | lbs/MMBtu | 4e-06 | 4e-06 | 4e-06 | 4e-06 | 4e-06 | 4e-06 | 4e-06
#MATS - MER Rate in 2015 (Lig) | 46 | 2404 | MACT Fuel Choice Floor in lbs/MMBtu | FALSE | L | Annual | Emissions at Affected Plants MER | lbs | 1978.6486 | 1999.4761 | 2038.6251 | 2042.9553 | 2071.223 | 2040.7818 | 1906.5979
#MATS - MER Rate in 2015 (Lig) | 46 | 2404 | MACT Fuel Choice Floor in lbs/MMBtu | FALSE | L | Annual | Allowances Purchased MER | lbs | 0 | 0 | 0 | 0 | 0 | 0 | 0
#MATS - MER Rate in 2015 (Lig) | 46 | 2404 | MACT Fuel Choice Floor in lbs/MMBtu | FALSE | L | Annual | Allowances Sold MER | lbs | 0 | 0 | 0 | 0 | 0 | 0 | 0
#MATS - MER Rate in 2015 (Lig) | 46 | 2404 | MACT Fuel Choice Floor in lbs/MMBtu | FALSE | L | Annual | Allowances Banked | lbs | 0 | 0 | 0 | 0 | 0 | 0 | 0
#MATS - MER Rate in 2015 (Lig) | 46 | 2404 | MACT Fuel Choice Floor in lbs/MMBtu | FALSE | L | Annual | Allowances Withdrawn (1:1) | lbs | 0 | 0 | 0 | 0 | 0 | 0 | 0
#MATS - MER Rate in 2015 (Lig) | 46 | 2404 | MACT Fuel Choice Floor in lbs/MMBtu | FALSE | L | Annual | Allowances Withdrawn (n:1) | lbs | 0 | 0 | 0 | 0 | 0 | 0 | 0
#MATS - MER Rate in 2015 (Lig) | 46 | 2404 | MACT Fuel Choice Floor in lbs/MMBtu | FALSE | L | Annual | Net Emissions Allowance Position | lbs | 1978.6486 | 1999.4761 | 2038.6251 | 2042.9553 | 2071.223 | 2040.7818 | 1906.5979
#MATS - MER Rate in 2015 (Lig) | 46 | 2404 | MACT Fuel Choice Floor in lbs/MMBtu | FALSE | L | Annual | Fuel Consumed | TBtu | 1209.9916 | 1235.7332 | 1275.1052 | 1260.5413 | 1288.0447 | 1244.3951 | 1146.482
#MATS - MER Rate in 2015 (Lig) | 46 | 2404 | MACT Fuel Choice Floor in lbs/MMBtu | FALSE | L | Annual | Rate | lb/MMBtu | 1.6353e-06 | 1.618e-06 | 1.5988e-06 | 1.6207e-06 | 1.608e-06 | 1.64e-06 | 1.663e-06
#MATS - MER Rate in 2015 (Lig) | 46 | 2404 | MACT Fuel Choice Floor in lbs/MMBtu | FALSE | L | Annual | Generation | TWh | 110.5935 | 112.7872 | 116.3077 | 115.0157 | 117.462 | 113.5342 | 104.8527
#MATS - MER Rate in 2015 (Lig) | 46 | 2404 | MACT Fuel Choice Floor in lbs/MMBtu | FALSE | L | Annual | Qualifying Generation | TWh | 110.5935 | 112.7872 | 116.3077 | 115.0157 | 117.462 | 113.5342 | 104.8527
#MATS - MER Rate in 2015 (Lig) | 46 | 2404 | MACT Fuel Choice Floor in lbs/MMBtu | FALSE | L | Annual | Constraint Shadow Price | US2011$/Lb | 0 | 0 | 0 | 0 | 0 | 0 | 0
#MATS - MER Rate in 2015 (PK) | 47 | 2405 | MACT Fuel Choice Floor in lbs/MMBtu | FALSE | L | Annual | Seasons Included | Seasons | Winter, Summer | Winter, Summer | Winter, Summer | Winter, Summer | Winter, Summer | Winter, Summer | Winter, Summer
#MATS - MER Rate in 2015 (PK) | 47 | 2405 | MACT Fuel Choice Floor in lbs/MMBtu | FALSE | L | Annual | Emission Floor | lbs/MMBtu | 66.6667 | 66.6667 | 66.6667 | 66.6667 | 66.6667 | 66.6667 | 66.6667
#MATS - MER Rate in 2015 (PK) | 47 | 2405 | MACT Fuel Choice Floor in lbs/MMBtu | FALSE | L | Annual | Emissions at Affected Plants MER | lbs | 47.9385 | 56.7854 | 63.4221 | 59.2774 | 62.5347 | 62.4723 | 62.9906
#MATS - MER Rate in 2015 (PK) | 47 | 2405 | MACT Fuel Choice Floor in lbs/MMBtu | FALSE | L | Annual | Allowances Purchased MER | lbs | 0 | 0 | 0 | 0 | 0 | 0 | 0
#MATS - MER Rate in 2015 (PK) | 47 | 2405 | MACT Fuel Choice Floor in lbs/MMBtu | FALSE | L | Annual | Allowances Sold MER | lbs | 0 | 0 | 0 | 0 | 0 | 0 | 0
#MATS - MER Rate in 2015 (PK) | 47 | 2405 | MACT Fuel Choice Floor in lbs/MMBtu | FALSE | L | Annual | Allowances Banked | lbs | 0 | 0 | 0 | 0 | 0 | 0 | 0
#MATS - MER Rate in 2015 (PK) | 47 | 2405 | MACT Fuel Choice Floor in lbs/MMBtu | FALSE | L | Annual | Allowances Withdrawn (1:1) | lbs | 0 | 0 | 0 | 0 | 0 | 0 | 0
#MATS - MER Rate in 2015 (PK) | 47 | 2405 | MACT Fuel Choice Floor in lbs/MMBtu | FALSE | L | Annual | Allowances Withdrawn (n:1) | lbs | 0 | 0 | 0 | 0 | 0 | 0 | 0
#MATS - MER Rate in 2015 (PK) | 47 | 2405 | MACT Fuel Choice Floor in lbs/MMBtu | FALSE | L | Annual | Net Emissions Allowance Position | lbs | 47.9385 | 56.7854 | 63.4221 | 59.2774 | 62.5347 | 62.4723 | 62.9906
#MATS - MER Rate in 2015 (PK) | 47 | 2405 | MACT Fuel Choice Floor in lbs/MMBtu | FALSE | L | Annual | Fuel Consumed | TBtu | 85.1165 | 91.7769 | 106.0354 | 116.018 | 134.3121 | 129.9549 | 138.7014
#MATS - MER Rate in 2015 (PK) | 47 | 2405 | MACT Fuel Choice Floor in lbs/MMBtu | FALSE | L | Annual | Rate | lb/MMBtu | 5.6321e-07 | 6.1873e-07 | 5.9812e-07 | 5.1093e-07 | 4.6559e-07 | 4.8072e-07 | 4.5415e-07
#MATS - MER Rate in 2015 (PK) | 47 | 2405 | MACT Fuel Choice Floor in lbs/MMBtu | FALSE | L | Annual | Generation | TWh | 8.2988 | 8.5154 | 9.7708 | 10.6443 | 12.203 | 11.8353 | 12.5733
#MATS - MER Rate in 2015 (PK) | 47 | 2405 | MACT Fuel Choice Floor in lbs/MMBtu | FALSE | L | Annual | Qualifying Generation | TWh | 8.2988 | 8.5154 | 9.7708 | 10.6443 | 12.203 | 11.8353 | 12.5733
#MATS - MER Rate in 2015 (PK) | 47 | 2405 | MACT Fuel Choice Floor in lbs/MMBtu | FALSE | L | Annual | Constraint Shadow Price | US2011$/Lb | 0 | 0 | 0 | 0 | 0 | 0 | 0
AES Cayuga MER Rate Limit v3.1 | 95 | 2036 | Rate Constraint in lbs/MMBtu | FALSE | L | Annual | Seasons Included | Seasons | Winter, Summer | Winter, Summer | Winter, Summer | Winter, Summer | Winter, Summer | Winter, Summer | Winter, Summer
AES Cayuga MER Rate Limit v3.1 | 95 | 2036 | Rate Constraint in lbs/MMBtu | FALSE | L | Annual | Standard | lb/MMBtu | 6e-07 | 6e-07 | 6e-07 | 6e-07 | 6e-07 | 6e-07 | 6e-07
AES Cayuga MER Rate Limit v3.1 | 95 | 2036 | Rate Constraint in lbs/MMBtu | FALSE | L | Annual | Emissions at Affected Plants MER | lbs | 0 | 0 | 0 | 0 | 0 | 0 | 0
AES Cayuga MER Rate Limit v3.1 | 95 | 2036 | Rate Constraint in lbs/MMBtu | FALSE | L | Annual | Allowances Purchased MER | lbs | 0 | 0 | 0 | 0 | 0 | 0 | 0
AES Cayuga MER Rate Limit v3.1 | 95 | 2036 | Rate Constraint in lbs/MMBtu | FALSE | L | Annual | Allowances Sold MER | lbs | 0 | 0 | 0 | 0 | 0 | 0 | 0
AES Cayuga MER Rate Limit v3.1 | 95 | 2036 | Rate Constraint in lbs/MMBtu | FALSE | L | Annual | Allowances Banked | lbs | 0 | 0 | 0 | 0 | 0 | 0 | 0
AES Cayuga MER Rate Limit v3.1 | 95 | 2036 | Rate Constraint in lbs/MMBtu | FALSE | L | Annual | Allowances Withdrawn (1:1) | lbs | 0 | 0 | 0 | 0 | 0 | 0 | 0
AES Cayuga MER Rate Limit v3.1 | 95 | 2036 | Rate Constraint in lbs/MMBtu | FALSE | L | Annual | Allowances Withdrawn (n:1) | lbs | 0 | 0 | 0 | 0 | 0 | 0 | 0
AES Cayuga MER Rate Limit v3.1 | 95 | 2036 | Rate Constraint in lbs/MMBtu | FALSE | L | Annual | Net Emissions Allowance Position | lbs | 0 | 0 | 0 | 0 | 0 | 0 | 0
AES Cayuga MER Rate Limit v3.1 | 95 | 2036 | Rate Constraint in lbs/MMBtu | FALSE | L | Annual | Fuel Consumed | TBtu | 0 | 0 | 0 | 0 | 0 | 0 | 0
AES Cayuga MER Rate Limit v3.1 | 95 | 2036 | Rate Constraint in lbs/MMBtu | FALSE | L | Annual | Rate | lb/MMBtu | 0 | 0 | 0 | 0 | 0 | 0 | 0
AES Cayuga MER Rate Limit v3.1 | 95 | 2036 | Rate Constraint in lbs/MMBtu | FALSE | L | Annual | Generation | TWh | 0 | 0 | 0 | 0 | 0 | 0 | 0
AES Cayuga MER Rate Limit v3.1 | 95 | 2036 | Rate Constraint in lbs/MMBtu | FALSE | L | Annual | Qualifying Generation | TWh | 0 | 0 | 0 | 0 | 0 | 0 | 0
AES Cayuga MER Rate Limit v3.1 | 95 | 2036 | Rate Constraint in lbs/MMBtu | FALSE | L | Annual | Rate | lb/MWh | 0 | 0 | 0 | 0 | 0 | 0 | 0
AES Cayuga MER Rate Limit v3.1 | 95 | 2036 | Rate Constraint in lbs/MMBtu | FALSE | L | Annual | Constraint Shadow Price | US2011$/Lb | 1059262.6031 | 1942725.9994 | 1365615.8715 | 1493715.9772 | 1642044.3854 | 0 | 1868490.0108
AES Somerset MER Rate Limit v3.1 | 96 | 2038 | Rate Constraint in lbs/MMBtu | FALSE | L | Annual | Seasons Included | Seasons | Winter, Summer | Winter, Summer | Winter, Summer | Winter, Summer | Winter, Summer | Winter, Summer | Winter, Summer
AES Somerset MER Rate Limit v3.1 | 96 | 2038 | Rate Constraint in lbs/MMBtu | FALSE | L | Annual | Standard | lb/MMBtu | 6e-07 | 6e-07 | 6e-07 | 6e-07 | 6e-07 | 6e-07 | 6e-07
AES Somerset MER Rate Limit v3.1 | 96 | 2038 | Rate Constraint in lbs/MMBtu | FALSE | L | Annual | Emissions at Affected Plants MER | lbs | 0 | 0 | 0 | 0 | 0 | 0 | 0
AES Somerset MER Rate Limit v3.1 | 96 | 2038 | Rate Constraint in lbs/MMBtu | FALSE | L | Annual | Allowances Purchased MER | lbs | 0 | 0 | 0 | 0 | 0 | 0 | 0
AES Somerset MER Rate Limit v3.1 | 96 | 2038 | Rate Constraint in lbs/MMBtu | FALSE | L | Annual | Allowances Sold MER | lbs | 0 | 0 | 0 | 0 | 0 | 0 | 0
AES Somerset MER Rate Limit v3.1 | 96 | 2038 | Rate Constraint in lbs/MMBtu | FALSE | L | Annual | Allowances Banked | lbs | 0 | 0 | 0 | 0 | 0 | 0 | 0
AES Somerset MER Rate Limit v3.1 | 96 | 2038 | Rate Constraint in lbs/MMBtu | FALSE | L | Annual | Allowances Withdrawn (1:1) | lbs | 0 | 0 | 0 | 0 | 0 | 0 | 0
AES Somerset MER Rate Limit v3.1 | 96 | 2038 | Rate Constraint in lbs/MMBtu | FALSE | L | Annual | Allowances Withdrawn (n:1) | lbs | 0 | 0 | 0 | 0 | 0 | 0 | 0
AES Somerset MER Rate Limit v3.1 | 96 | 2038 | Rate Constraint in lbs/MMBtu | FALSE | L | Annual | Net Emissions Allowance Position | lbs | 0 | 0 | 0 | 0 | 0 | 0 | 0
AES Somerset MER Rate Limit v3.1 | 96 | 2038 | Rate Constraint in lbs/MMBtu | FALSE | L | Annual | Fuel Consumed | TBtu | 0 | 0 | 0 | 0 | 0 | 0 | 0
AES Somerset MER Rate Limit v3.1 | 96 | 2038 | Rate Constraint in lbs/MMBtu | FALSE | L | Annual | Rate | lb/MMBtu | 0 | 0 | 0 | 0 | 0 | 0 | 0
AES Somerset MER Rate Limit v3.1 | 96 | 2038 | Rate Constraint in lbs/MMBtu | FALSE | L | Annual | Generation | TWh | 0 | 0 | 0 | 0 | 0 | 0 | 0
AES Somerset MER Rate Limit v3.1 | 96 | 2038 | Rate Constraint in lbs/MMBtu | FALSE | L | Annual | Qualifying Generation | TWh | 0 | 0 | 0 | 0 | 0 | 0 | 0
AES Somerset MER Rate Limit v3.1 | 96 | 2038 | Rate Constraint in lbs/MMBtu | FALSE | L | Annual | Rate | lb/MWh | 0 | 0 | 0 | 0 | 0 | 0 | 0
AES Somerset MER Rate Limit v3.1 | 96 | 2038 | Rate Constraint in lbs/MMBtu | FALSE | L | Annual | Constraint Shadow Price | US2011$/Lb | 941628.9269 | 976645.9018 | 1053010.53 | 1180069.984 | 1199216.5045 | 1677698.5308 | 1996722.5324
AZ Hg Rule - MER Removal Annual v3.1 | 97 | 1513 | MACT Fuel Choice Floor in lbs/MMBtu | FALSE | L | Annual | Seasons Included | Seasons |  | Winter, Summer | Winter, Summer | Winter, Summer | Winter, Summer | Winter, Summer | Winter, Summer
AZ Hg Rule - MER Removal Annual v3.1 | 97 | 1513 | MACT Fuel Choice Floor in lbs/MMBtu | FALSE | L | Annual | Emission Floor | lbs/MMBtu | 4.22e-07 | 8.44e-07 | 8.44e-07 | 8.44e-07 | 8.44e-07 | 8.44e-07 | 8.44e-07
AZ Hg Rule - MER Removal Annual v3.1 | 97 | 1513 | MACT Fuel Choice Floor in lbs/MMBtu | FALSE | L | Annual | Emissions at Affected Plants MER | lbs | 0 | 285.4549 | 286.1171 | 286.2235 | 286.2235 | 286.1325 | 285.8686
AZ Hg Rule - MER Removal Annual v3.1 | 97 | 1513 | MACT Fuel Choice Floor in lbs/MMBtu | FALSE | L | Annual | Allowances Purchased MER | lbs | 0 | 0 | 0 | 0 | 0 | 0 | 0
AZ Hg Rule - MER Removal Annual v3.1 | 97 | 1513 | MACT Fuel Choice Floor in lbs/MMBtu | FALSE | L | Annual | Allowances Sold MER | lbs | 0 | 0 | 0 | 0 | 0 | 0 | 0
AZ Hg Rule - MER Removal Annual v3.1 | 97 | 1513 | MACT Fuel Choice Floor in lbs/MMBtu | FALSE | L | Annual | Allowances Banked | lbs | 0 | 0 | 0 | 0 | 0 | 0 | 0
AZ Hg Rule - MER Removal Annual v3.1 | 97 | 1513 | MACT Fuel Choice Floor in lbs/MMBtu | FALSE | L | Annual | Allowances Withdrawn (1:1) | lbs | 0 | 0 | 0 | 0 | 0 | 0 | 0
AZ Hg Rule - MER Removal Annual v3.1 | 97 | 1513 | MACT Fuel Choice Floor in lbs/MMBtu | FALSE | L | Annual | Allowances Withdrawn (n:1) | lbs | 0 | 0 | 0 | 0 | 0 | 0 | 0
AZ Hg Rule - MER Removal Annual v3.1 | 97 | 1513 | MACT Fuel Choice Floor in lbs/MMBtu | FALSE | L | Annual | Net Emissions Allowance Position | lbs | 0 | 285.4549 | 286.1171 | 286.2235 | 286.2235 | 286.1325 | 285.8686
AZ Hg Rule - MER Removal Annual v3.1 | 97 | 1513 | MACT Fuel Choice Floor in lbs/MMBtu | FALSE | L | Annual | Fuel Consumed | TBtu | 0 | 433.8084 | 434.7671 | 434.9012 | 434.9012 | 434.94 | 435.1276
AZ Hg Rule - MER Removal Annual v3.1 | 97 | 1513 | MACT Fuel Choice Floor in lbs/MMBtu | FALSE | L | Annual | Rate | lb/MMBtu | 0 | 6.5802e-07 | 6.5809e-07 | 6.5813e-07 | 6.5813e-07 | 6.5787e-07 | 6.5698e-07
AZ Hg Rule - MER Removal Annual v3.1 | 97 | 1513 | MACT Fuel Choice Floor in lbs/MMBtu | FALSE | L | Annual | Generation | TWh | 0 | 42.4534 | 42.5415 | 42.5544 | 42.5544 | 42.5544 | 42.5544
AZ Hg Rule - MER Removal Annual v3.1 | 97 | 1513 | MACT Fuel Choice Floor in lbs/MMBtu | FALSE | L | Annual | Qualifying Generation | TWh | 0 | 42.4534 | 42.5415 | 42.5544 | 42.5544 | 42.5544 | 42.5544
AZ Hg Rule - MER Removal Annual v3.1 | 97 | 1513 | MACT Fuel Choice Floor in lbs/MMBtu | FALSE | L | Annual | Constraint Shadow Price | US2011$/Lb | 0 | 0 | 0 | 0 | 0 | 0 | 0
BART NOx Annual Cap-Lansing Smith 1&2 -v5.13 | 98 | 6312 | Rate Constraint in MTons | FALSE | L | Annual | Seasons Included | Seasons |  | Winter, Summer | Winter, Summer | Winter, Summer | Winter, Summer | Winter, Summer | Winter, Summer
BART NOx Annual Cap-Lansing Smith 1&2 -v5.13 | 98 | 6312 | Rate Constraint in MTons | FALSE | L | Annual | Standard | Thousand Tons | 0 | 0.0047 | 0.0047 | 0.0047 | 0.0047 | 0.0047 | 0.0047
BART NOx Annual Cap-Lansing Smith 1&2 -v5.13 | 98 | 6312 | Rate Constraint in MTons | FALSE | L | Annual | Standard NOX | Thousand Tons | 0 | 0.0047 | 0.0047 | 0.0047 | 0.0047 | 0.0047 | 0.0047
BART NOx Annual Cap-Lansing Smith 1&2 -v5.13 | 98 | 6312 | Rate Constraint in MTons | FALSE | L | Annual | Emissions at Affected Plants NOX | Thousand Tons | 0 | 0 | 0 | 0 | 0 | 0 | 0
BART NOx Annual Cap-Lansing Smith 1&2 -v5.13 | 98 | 6312 | Rate Constraint in MTons | FALSE | L | Annual | Allowances Purchased NOX | Thousand Tons | 0 | 0 | 0 | 0 | 0 | 0 | 0
BART NOx Annual Cap-Lansing Smith 1&2 -v5.13 | 98 | 6312 | Rate Constraint in MTons | FALSE | L | Annual | Allowances Sold NOX | Thousand Tons | 0 | 0 | 0 | 0 | 0 | 0 | 0
BART NOx Annual Cap-Lansing Smith 1&2 -v5.13 | 98 | 6312 | Rate Constraint in MTons | FALSE | L | Annual | Allowances Banked | Thousand Tons | 0 | 0 | 0 | 0 | 0 | 0 | 0
BART NOx Annual Cap-Lansing Smith 1&2 -v5.13 | 98 | 6312 | Rate Constraint in MTons | FALSE | L | Annual | Allowances Withdrawn (1:1) | Thousand Tons | 0 | 0 | 0 | 0 | 0 | 0 | 0
BART NOx Annual Cap-Lansing Smith 1&2 -v5.13 | 98 | 6312 | Rate Constraint in MTons | FALSE | L | Annual | Allowances Withdrawn (n:1) | Thousand Tons | 0 | 0 | 0 | 0 | 0 | 0 | 0
BART NOx Annual Cap-Lansing Smith 1&2 -v5.13 | 98 | 6312 | Rate Constraint in MTons | FALSE | L | Annual | Net Emissions Allowance Position | Thousand Tons | 0 | 0 | 0 | 0 | 0 | 0 | 0
BART NOx Annual Cap-Lansing Smith 1&2 -v5.13 | 98 | 6312 | Rate Constraint in MTons | FALSE | L | Annual | Fuel Consumed | TBtu | 0 | 0 | 0 | 0 | 0 | 0 | 0
BART NOx Annual Cap-Lansing Smith 1&2 -v5.13 | 98 | 6312 | Rate Constraint in MTons | FALSE | L | Annual | Rate | lb/MMBtu | 0 | 0 | 0 | 0 | 0 | 0 | 0
BART NOx Annual Cap-Lansing Smith 1&2 -v5.13 | 98 | 6312 | Rate Constraint in MTons | FALSE | L | Annual | Generation | TWh | 0 | 0 | 0 | 0 | 0 | 0 | 0
BART NOx Annual Cap-Lansing Smith 1&2 -v5.13 | 98 | 6312 | Rate Constraint in MTons | FALSE | L | Annual | Qualifying Generation | TWh | 0 | 0 | 0 | 0 | 0 | 0 | 0
BART NOx Annual Cap-Lansing Smith 1&2 -v5.13 | 98 | 6312 | Rate Constraint in MTons | FALSE | L | Annual | Rate | lb/MWh | 0 | 0 | 0 | 0 | 0 | 0 | 0
BART NOx Annual Cap-Lansing Smith 1&2 -v5.13 | 98 | 6312 | Rate Constraint in MTons | FALSE | L | Annual | Constraint Shadow Price | US2011$/Ton | 0 | 0 | 0 | 0 | 0 | 0 | 0
BART NOX Annual-Apache Station 2 & 3 -v5.13 | 99 | 5816 | Rate Constraint in lbs/MMBtu | FALSE | L | Annual | Seasons Included | Seasons |  | Winter, Summer | Winter, Summer | Winter, Summer | Winter, Summer | Winter, Summer | Winter, Summer
BART NOX Annual-Apache Station 2 & 3 -v5.13 | 99 | 5816 | Rate Constraint in lbs/MMBtu | FALSE | L | Annual | Standard | lb/MMBtu | 0 | 0.07 | 0.07 | 0.07 | 0.07 | 0.07 | 0.07
BART NOX Annual-Apache Station 2 & 3 -v5.13 | 99 | 5816 | Rate Constraint in lbs/MMBtu | FALSE | L | Annual | Emissions at Affected Plants NOX | Thousand Tons | 0 | 0.53741 | 0.57566 | 0.57566 | 0.57566 | 0.57566 | 0.57566
BART NOX Annual-Apache Station 2 & 3 -v5.13 | 99 | 5816 | Rate Constraint in lbs/MMBtu | FALSE | L | Annual | Allowances Purchased NOX | Thousand Tons | 0 | 0 | 0 | 0 | 0 | 0 | 0
BART NOX Annual-Apache Station 2 & 3 -v5.13 | 99 | 5816 | Rate Constraint in lbs/MMBtu | FALSE | L | Annual | Allowances Sold NOX | Thousand Tons | 0 | 0 | 0 | 0 | 0 | 0 | 0
BART NOX Annual-Apache Station 2 & 3 -v5.13 | 99 | 5816 | Rate Constraint in lbs/MMBtu | FALSE | L | Annual | Allowances Banked | Thousand Tons | 0 | 0 | 0 | 0 | 0 | 0 | 0
BART NOX Annual-Apache Station 2 & 3 -v5.13 | 99 | 5816 | Rate Constraint in lbs/MMBtu | FALSE | L | Annual | Allowances Withdrawn (1:1) | Thousand Tons | 0 | 0 | 0 | 0 | 0 | 0 | 0
BART NOX Annual-Apache Station 2 & 3 -v5.13 | 99 | 5816 | Rate Constraint in lbs/MMBtu | FALSE | L | Annual | Allowances Withdrawn (n:1) | Thousand Tons | 0 | 0 | 0 | 0 | 0 | 0 | 0
BART NOX Annual-Apache Station 2 & 3 -v5.13 | 99 | 5816 | Rate Constraint in lbs/MMBtu | FALSE | L | Annual | Net Emissions Allowance Position | Thousand Tons | 0 | 0.53741 | 0.57566 | 0.57566 | 0.57566 | 0.57566 | 0.57566
BART NOX Annual-Apache Station 2 & 3 -v5.13 | 99 | 5816 | Rate Constraint in lbs/MMBtu | FALSE | L | Annual | Fuel Consumed | TBtu | 0 | 15.3546 | 16.4474 | 16.4474 | 16.4474 | 16.4474 | 16.4474
BART NOX Annual-Apache Station 2 & 3 -v5.13 | 99 | 5816 | Rate Constraint in lbs/MMBtu | FALSE | L | Annual | Rate | lb/MMBtu | 0 | 0.07 | 0.07 | 0.07 | 0.07 | 0.07 | 0.07
BART NOX Annual-Apache Station 2 & 3 -v5.13 | 99 | 5816 | Rate Constraint in lbs/MMBtu | FALSE | L | Annual | Generation | TWh | 0 | 1.422 | 1.5231 | 1.5231 | 1.5231 | 1.5231 | 1.5231
BART NOX Annual-Apache Station 2 & 3 -v5.13 | 99 | 5816 | Rate Constraint in lbs/MMBtu | FALSE | L | Annual | Qualifying Generation | TWh | 0 | 1.422 | 1.5231 | 1.5231 | 1.5231 | 1.5231 | 1.5231
BART NOX Annual-Apache Station 2 & 3 -v5.13 | 99 | 5816 | Rate Constraint in lbs/MMBtu | FALSE | L | Annual | Rate | lb/MWh | 0 | 0.37792 | 0.37796 | 0.37796 | 0.37796 | 0.37796 | 0.37796
BART NOX Annual-Apache Station 2 & 3 -v5.13 | 99 | 5816 | Rate Constraint in lbs/MMBtu | FALSE | L | Annual | Constraint Shadow Price | US2011$/Ton | 0 | 1538.4128 | 4576.7505 | 4486.7024 | 10392.4782 | 4163.4869 | 6251.4158
BART NOX Annual-Big Cajun 2 1 -v5.14 | 100 | 6113 | Rate Constraint in lbs/MMBtu | FALSE | L | Annual | Seasons Included | Seasons | Winter, Summer | Winter, Summer | Winter, Summer | Winter, Summer | Winter, Summer | Winter, Summer | Winter, Summer
BART NOX Annual-Big Cajun 2 1 -v5.14 | 100 | 6113 | Rate Constraint in lbs/MMBtu | FALSE | L | Annual | Standard | lb/MMBtu | 0.15 | 0.15 | 0.15 | 0.15 | 0.15 | 0.15 | 0.15
BART NOX Annual-Big Cajun 2 1 -v5.14 | 100 | 6113 | Rate Constraint in lbs/MMBtu | FALSE | L | Annual | Emissions at Affected Plants NOX | Thousand Tons | 0 | 0 | 0 | 0 | 0 | 0 | 0
BART NOX Annual-Big Cajun 2 1 -v5.14 | 100 | 6113 | Rate Constraint in lbs/MMBtu | FALSE | L | Annual | Allowances Purchased NOX | Thousand Tons | 0 | 0 | 0 | 0 | 0 | 0 | 0
BART NOX Annual-Big Cajun 2 1 -v5.14 | 100 | 6113 | Rate Constraint in lbs/MMBtu | FALSE | L | Annual | Allowances Sold NOX | Thousand Tons | 0 | 0 | 0 | 0 | 0 | 0 | 0
BART NOX Annual-Big Cajun 2 1 -v5.14 | 100 | 6113 | Rate Constraint in lbs/MMBtu | FALSE | L | Annual | Allowances Banked | Thousand Tons | 0 | 0 | 0 | 0 | 0 | 0 | 0
BART NOX Annual-Big Cajun 2 1 -v5.14 | 100 | 6113 | Rate Constraint in lbs/MMBtu | FALSE | L | Annual | Allowances Withdrawn (1:1) | Thousand Tons | 0 | 0 | 0 | 0 | 0 | 0 | 0
BART NOX Annual-Big Cajun 2 1 -v5.14 | 100 | 6113 | Rate Constraint in lbs/MMBtu | FALSE | L | Annual | Allowances Withdrawn (n:1) | Thousand Tons | 0 | 0 | 0 | 0 | 0 | 0 | 0
BART NOX Annual-Big Cajun 2 1 -v5.14 | 100 | 6113 | Rate Constraint in lbs/MMBtu | FALSE | L | Annual | Net Emissions Allowance Position | Thousand Tons | 0 | 0 | 0 | 0 | 0 | 0 | 0
BART NOX Annual-Big Cajun 2 1 -v5.14 | 100 | 6113 | Rate Constraint in lbs/MMBtu | FALSE | L | Annual | Fuel Consumed | TBtu | 0 | 0 | 0 | 0 | 0 | 0 | 0
BART NOX Annual-Big Cajun 2 1 -v5.14 | 100 | 6113 | Rate Constraint in lbs/MMBtu | FALSE | L | Annual | Rate | lb/MMBtu | 0 | 0 | 0 | 0 | 0 | 0 | 0
BART NOX Annual-Big Cajun 2 1 -v5.14 | 100 | 6113 | Rate Constraint in lbs/MMBtu | FALSE | L | Annual | Generation | TWh | 0 | 0 | 0 | 0 | 0 | 0 | 0
BART NOX Annual-Big Cajun 2 1 -v5.14 | 100 | 6113 | Rate Constraint in lbs/MMBtu | FALSE | L | Annual | Qualifying Generation | TWh | 0 | 0 | 0 | 0 | 0 | 0 | 0
BART NOX Annual-Big Cajun 2 1 -v5.14 | 100 | 6113 | Rate Constraint in lbs/MMBtu | FALSE | L | Annual | Rate | lb/MWh | 0 | 0 | 0 | 0 | 0 | 0 | 0
BART NOX Annual-Big Cajun 2 1 -v5.14 | 100 | 6113 | Rate Constraint in lbs/MMBtu | FALSE | L | Annual | Constraint Shadow Price | US2011$/Ton | 0 | 0 | 0 | 0 | 0 | 0 | 0
BART NOX Annual-Boardman 1SG -v5.13 | 101 | 5866 | Rate Constraint in lbs/MMBtu | FALSE | L | Annual | Seasons Included | Seasons |  | Winter, Summer | Winter, Summer | Winter, Summer | Winter, Summer | Winter, Summer | Winter, Summer
BART NOX Annual-Boardman 1SG -v5.13 | 101 | 5866 | Rate Constraint in lbs/MMBtu | FALSE | L | Annual | Standard | lb/MMBtu | 0 | 0.7 | 0.7 | 0.7 | 0.7 | 0.7 | 0.7
BART NOX Annual-Boardman 1SG -v5.13 | 101 | 5866 | Rate Constraint in lbs/MMBtu | FALSE | L | Annual | Emissions at Affected Plants NOX | Thousand Tons | 0 | 0 | 0 | 0 | 0 | 0 | 0
BART NOX Annual-Boardman 1SG -v5.13 | 101 | 5866 | Rate Constraint in lbs/MMBtu | FALSE | L | Annual | Allowances Purchased NOX | Thousand Tons | 0 | 0 | 0 | 0 | 0 | 0 | 0
BART NOX Annual-Boardman 1SG -v5.13 | 101 | 5866 | Rate Constraint in lbs/MMBtu | FALSE | L | Annual | Allowances Sold NOX | Thousand Tons | 0 | 0 | 0 | 0 | 0 | 0 | 0
BART NOX Annual-Boardman 1SG -v5.13 | 101 | 5866 | Rate Constraint in lbs/MMBtu | FALSE | L | Annual | Allowances Banked | Thousand Tons | 0 | 0 | 0 | 0 | 0 | 0 | 0
BART NOX Annual-Boardman 1SG -v5.13 | 101 | 5866 | Rate Constraint in lbs/MMBtu | FALSE | L | Annual | Allowances Withdrawn (1:1) | Thousand Tons | 0 | 0 | 0 | 0 | 0 | 0 | 0
BART NOX Annual-Boardman 1SG -v5.13 | 101 | 5866 | Rate Constraint in lbs/MMBtu | FALSE | L | Annual | Allowances Withdrawn (n:1) | Thousand Tons | 0 | 0 | 0 | 0 | 0 | 0 | 0
BART NOX Annual-Boardman 1SG -v5.13 | 101 | 5866 | Rate Constraint in lbs/MMBtu | FALSE | L | Annual | Net Emissions Allowance Position | Thousand Tons | 0 | 0 | 0 | 0 | 0 | 0 | 0
BART NOX Annual-Boardman 1SG -v5.13 | 101 | 5866 | Rate Constraint in lbs/MMBtu | FALSE | L | Annual | Fuel Consumed | TBtu | 0 | 0 | 0 | 0 | 0 | 0 | 0
BART NOX Annual-Boardman 1SG -v5.13 | 101 | 5866 | Rate Constraint in lbs/MMBtu | FALSE | L | Annual | Rate | lb/MMBtu | 0 | 0 | 0 | 0 | 0 | 0 | 0
BART NOX Annual-Boardman 1SG -v5.13 | 101 | 5866 | Rate Constraint in lbs/MMBtu | FALSE | L | Annual | Generation | TWh | 0 | 0 | 0 | 0 | 0 | 0 | 0
BART NOX Annual-Boardman 1SG -v5.13 | 101 | 5866 | Rate Constraint in lbs/MMBtu | FALSE | L | Annual | Qualifying Generation | TWh | 0 | 0 | 0 | 0 | 0 | 0 | 0
BART NOX Annual-Boardman 1SG -v5.13 | 101 | 5866 | Rate Constraint in lbs/MMBtu | FALSE | L | Annual | Rate | lb/MWh | 0 | 0 | 0 | 0 | 0 | 0 | 0
BART NOX Annual-Boardman 1SG -v5.13 | 101 | 5866 | Rate Constraint in lbs/MMBtu | FALSE | L | Annual | Constraint Shadow Price | US2011$/Ton | 0 | 0 | 0 | 0 | 0 | 0 | 0
BART NOX Annual-Campbell 2 -v5.14 | 102 | 6115 | Rate Constraint in lbs/MMBtu | FALSE | L | Annual | Seasons Included | Seasons | Winter, Summer | Winter, Summer | Winter, Summer | Winter, Summer | Winter, Summer | Winter, Summer | Winter, Summer
BART NOX Annual-Campbell 2 -v5.14 | 102 | 6115 | Rate Constraint in lbs/MMBtu | FALSE | L | Annual | Standard | lb/MMBtu | 0.08 | 0.08 | 0.08 | 0.08 | 0.08 | 0.08 | 0.08
BART NOX Annual-Campbell 2 -v5.14 | 102 | 6115 | Rate Constraint in lbs/MMBtu | FALSE | L | Annual | Emissions at Affected Plants NOX | Thousand Tons | 0 | 0 | 0 | 0 | 0 | 0 | 0
BART NOX Annual-Campbell 2 -v5.14 | 102 | 6115 | Rate Constraint in lbs/MMBtu | FALSE | L | Annual | Allowances Purchased NOX | Thousand Tons | 0 | 0 | 0 | 0 | 0 | 0 | 0
BART NOX Annual-Campbell 2 -v5.14 | 102 | 6115 | Rate Constraint in lbs/MMBtu | FALSE | L | Annual | Allowances Sold NOX | Thousand Tons | 0 | 0 | 0 | 0 | 0 | 0 | 0
BART NOX Annual-Campbell 2 -v5.14 | 102 | 6115 | Rate Constraint in lbs/MMBtu | FALSE | L | Annual | Allowances Banked | Thousand Tons | 0 | 0 | 0 | 0 | 0 | 0 | 0
BART NOX Annual-Campbell 2 -v5.14 | 102 | 6115 | Rate Constraint in lbs/MMBtu | FALSE | L | Annual | Allowances Withdrawn (1:1) | Thousand Tons | 0 | 0 | 0 | 0 | 0 | 0 | 0
BART NOX Annual-Campbell 2 -v5.14 | 102 | 6115 | Rate Constraint in lbs/MMBtu | FALSE | L | Annual | Allowances Withdrawn (n:1) | Thousand Tons | 0 | 0 | 0 | 0 | 0 | 0 | 0
BART NOX Annual-Campbell 2 -v5.14 | 102 | 6115 | Rate Constraint in lbs/MMBtu | FALSE | L | Annual | Net Emissions Allowance Position | Thousand Tons | 0 | 0 | 0 | 0 | 0 | 0 | 0
BART NOX Annual-Campbell 2 -v5.14 | 102 | 6115 | Rate Constraint in lbs/MMBtu | FALSE | L | Annual | Fuel Consumed | TBtu | 0 | 0 | 0 | 0 | 0 | 0 | 0
BART NOX Annual-Campbell 2 -v5.14 | 102 | 6115 | Rate Constraint in lbs/MMBtu | FALSE | L | Annual | Rate | lb/MMBtu | 0 | 0 | 0 | 0 | 0 | 0 | 0
BART NOX Annual-Campbell 2 -v5.14 | 102 | 6115 | Rate Constraint in lbs/MMBtu | FALSE | L | Annual | Generation | TWh | 0 | 0 | 0 | 0 | 0 | 0 | 0
BART NOX Annual-Campbell 2 -v5.14 | 102 | 6115 | Rate Constraint in lbs/MMBtu | FALSE | L | Annual | Qualifying Generation | TWh | 0 | 0 | 0 | 0 | 0 | 0 | 0
BART NOX Annual-Campbell 2 -v5.14 | 102 | 6115 | Rate Constraint in lbs/MMBtu | FALSE | L | Annual | Rate | lb/MWh | 0 | 0 | 0 | 0 | 0 | 0 | 0
BART NOX Annual-Campbell 2 -v5.14 | 102 | 6115 | Rate Constraint in lbs/MMBtu | FALSE | L | Annual | Constraint Shadow Price | US2011$/Ton | 0 | 0 | 0 | 0 | 0 | 0 | 0
BART NOX Annual-Campbell 3 -v5.14 | 103 | 6116 | Rate Constraint in lbs/MMBtu | FALSE | L | Annual | Seasons Included | Seasons | Winter, Summer | Winter, Summer | Winter, Summer | Winter, Summer | Winter, Summer | Winter, Summer | Winter, Summer
BART NOX Annual-Campbell 3 -v5.14 | 103 | 6116 | Rate Constraint in lbs/MMBtu | FALSE | L | Annual | Standard | lb/MMBtu | 0.08 | 0.08 | 0.08 | 0.08 | 0.08 | 0.08 | 0.08
BART NOX Annual-Campbell 3 -v5.14 | 103 | 6116 | Rate Constraint in lbs/MMBtu | FALSE | L | Annual | Emissions at Affected Plants NOX | Thousand Tons | 0.0081155 | 0.006912 | 0.006912 | 0.006912 | 0.006912 | 0.006912 | 0.006912
BART NOX Annual-Campbell 3 -v5.14 | 103 | 6116 | Rate Constraint in lbs/MMBtu | FALSE | L | Annual | Allowances Purchased NOX | Thousand Tons | 0 | 0 | 0 | 0 | 0 | 0 | 0
BART NOX Annual-Campbell 3 -v5.14 | 103 | 6116 | Rate Constraint in lbs/MMBtu | FALSE | L | Annual | Allowances Sold NOX | Thousand Tons | 0 | 0 | 0 | 0 | 0 | 0 | 0
BART NOX Annual-Campbell 3 -v5.14 | 103 | 6116 | Rate Constraint in lbs/MMBtu | FALSE | L | Annual | Allowances Banked | Thousand Tons | 0 | 0 | 0 | 0 | 0 | 0 | 0
BART NOX Annual-Campbell 3 -v5.14 | 103 | 6116 | Rate Constraint in lbs/MMBtu | FALSE | L | Annual | Allowances Withdrawn (1:1) | Thousand Tons | 0 | 0 | 0 | 0 | 0 | 0 | 0
BART NOX Annual-Campbell 3 -v5.14 | 103 | 6116 | Rate Constraint in lbs/MMBtu | FALSE | L | Annual | Allowances Withdrawn (n:1) | Thousand Tons | 0 | 0 | 0 | 0 | 0 | 0 | 0
BART NOX Annual-Campbell 3 -v5.14 | 103 | 6116 | Rate Constraint in lbs/MMBtu | FALSE | L | Annual | Net Emissions Allowance Position | Thousand Tons | 0.0081155 | 0.006912 | 0.006912 | 0.006912 | 0.006912 | 0.006912 | 0.006912
BART NOX Annual-Campbell 3 -v5.14 | 103 | 6116 | Rate Constraint in lbs/MMBtu | FALSE | L | Annual | Fuel Consumed | TBtu | 0.21281 | 0.19591 | 0.19591 | 0.19591 | 0.19592 | 0.19592 | 0.19592
BART NOX Annual-Campbell 3 -v5.14 | 103 | 6116 | Rate Constraint in lbs/MMBtu | FALSE | L | Annual | Rate | lb/MMBtu | 0.076271 | 0.070562 | 0.070563 | 0.070562 | 0.07056 | 0.07056 | 0.07056
BART NOX Annual-Campbell 3 -v5.14 | 103 | 6116 | Rate Constraint in lbs/MMBtu | FALSE | L | Annual | Generation | TWh | 0.021608 | 0.019846 | 0.019846 | 0.019846 | 0.019841 | 0.019841 | 0.019841
BART NOX Annual-Campbell 3 -v5.14 | 103 | 6116 | Rate Constraint in lbs/MMBtu | FALSE | L | Annual | Qualifying Generation | TWh | 0.021608 | 0.019846 | 0.019846 | 0.019846 | 0.019841 | 0.019841 | 0.019841
BART NOX Annual-Campbell 3 -v5.14 | 103 | 6116 | Rate Constraint in lbs/MMBtu | FALSE | L | Annual | Rate | lb/MWh | 0.37559 | 0.34827 | 0.34827 | 0.34827 | 0.34837 | 0.34837 | 0.34837
BART NOX Annual-Campbell 3 -v5.14 | 103 | 6116 | Rate Constraint in lbs/MMBtu | FALSE | L | Annual | Constraint Shadow Price | US2011$/Ton | 0 | 0 | 0 | 0 | 0 | 0 | 0
BART NOX Annual-Cherokee 4 -v5.13 | 104 | 5819 | Rate Constraint in lbs/MMBtu | FALSE | L | Annual | Seasons Included | Seasons |  | Winter, Summer | Winter, Summer | Winter, Summer | Winter, Summer | Winter, Summer | Winter, Summer
BART NOX Annual-Cherokee 4 -v5.13 | 104 | 5819 | Rate Constraint in lbs/MMBtu | FALSE | L | Annual | Standard | lb/MMBtu | 0 | 0.12 | 0.12 | 0.12 | 0.12 | 0.12 | 0.12
BART NOX Annual-Cherokee 4 -v5.13 | 104 | 5819 | Rate Constraint in lbs/MMBtu | FALSE | L | Annual | Emissions at Affected Plants NOX | Thousand Tons | 0 | 0 | 0 | 0 | 0 | 0 | 0
BART NOX Annual-Cherokee 4 -v5.13 | 104 | 5819 | Rate Constraint in lbs/MMBtu | FALSE | L | Annual | Allowances Purchased NOX | Thousand Tons | 0 | 0 | 0 | 0 | 0 | 0 | 0
BART NOX Annual-Cherokee 4 -v5.13 | 104 | 5819 | Rate Constraint in lbs/MMBtu | FALSE | L | Annual | Allowances Sold NOX | Thousand Tons | 0 | 0 | 0 | 0 | 0 | 0 | 0
BART NOX Annual-Cherokee 4 -v5.13 | 104 | 5819 | Rate Constraint in lbs/MMBtu | FALSE | L | Annual | Allowances Banked | Thousand Tons | 0 | 0 | 0 | 0 | 0 | 0 | 0
BART NOX Annual-Cherokee 4 -v5.13 | 104 | 5819 | Rate Constraint in lbs/MMBtu | FALSE | L | Annual | Allowances Withdrawn (1:1) | Thousand Tons | 0 | 0 | 0 | 0 | 0 | 0 | 0
BART NOX Annual-Cherokee 4 -v5.13 | 104 | 5819 | Rate Constraint in lbs/MMBtu | FALSE | L | Annual | Allowances Withdrawn (n:1) | Thousand Tons | 0 | 0 | 0 | 0 | 0 | 0 | 0
BART NOX Annual-Cherokee 4 -v5.13 | 104 | 5819 | Rate Constraint in lbs/MMBtu | FALSE | L | Annual | Net Emissions Allowance Position | Thousand Tons | 0 | 0 | 0 | 0 | 0 | 0 | 0
BART NOX Annual-Cherokee 4 -v5.13 | 104 | 5819 | Rate Constraint in lbs/MMBtu | FALSE | L | Annual | Fuel Consumed | TBtu | 0 | 0 | 0 | 0 | 0 | 0 | 0
BART NOX Annual-Cherokee 4 -v5.13 | 104 | 5819 | Rate Constraint in lbs/MMBtu | FALSE | L | Annual | Rate | lb/MMBtu | 0 | 0 | 0 | 0 | 0 | 0 | 0
BART NOX Annual-Cherokee 4 -v5.13 | 104 | 5819 | Rate Constraint in lbs/MMBtu | FALSE | L | Annual | Generation | TWh | 0 | 0 | 0 | 0 | 0 | 0 | 0
BART NOX Annual-Cherokee 4 -v5.13 | 104 | 5819 | Rate Constraint in lbs/MMBtu | FALSE | L | Annual | Qualifying Generation | TWh | 0 | 0 | 0 | 0 | 0 | 0 | 0
BART NOX Annual-Cherokee 4 -v5.13 | 104 | 5819 | Rate Constraint in lbs/MMBtu | FALSE | L | Annual | Rate | lb/MWh | 0 | 0 | 0 | 0 | 0 | 0 | 0
BART NOX Annual-Cherokee 4 -v5.13 | 104 | 5819 | Rate Constraint in lbs/MMBtu | FALSE | L | Annual | Constraint Shadow Price | US2011$/Ton | 0 | 13964.8149 | 2541.791 | 3010.1594 | 4312.0661 | 3486.1415 | 5358.6754
BART NOX Annual-Cholla 2-4 -v5.13 | 105 | 5817 | Rate Constraint in lbs/MMBtu | FALSE | L | Annual | Seasons Included | Seasons |  | Winter, Summer | Winter, Summer | Winter, Summer | Winter, Summer | Winter, Summer | Winter, Summer
BART NOX Annual-Cholla 2-4 -v5.13 | 105 | 5817 | Rate Constraint in lbs/MMBtu | FALSE | L | Annual | Standard | lb/MMBtu | 0 | 0.055 | 0.055 | 0.055 | 0.055 | 0.055 | 0.055
BART NOX Annual-Cholla 2-4 -v5.13 | 105 | 5817 | Rate Constraint in lbs/MMBtu | FALSE | L | Annual | Emissions at Affected Plants NOX | Thousand Tons | 0 | 1.8976 | 1.8943 | 1.8976 | 1.8976 | 1.8946 | 1.8946
BART NOX Annual-Cholla 2-4 -v5.13 | 105 | 5817 | Rate Constraint in lbs/MMBtu | FALSE | L | Annual | Allowances Purchased NOX | Thousand Tons | 0 | 0 | 0 | 0 | 0 | 0 | 0
BART NOX Annual-Cholla 2-4 -v5.13 | 105 | 5817 | Rate Constraint in lbs/MMBtu | FALSE | L | Annual | Allowances Sold NOX | Thousand Tons | 0 | 0 | 0 | 0 | 0 | 0 | 0
BART NOX Annual-Cholla 2-4 -v5.13 | 105 | 5817 | Rate Constraint in lbs/MMBtu | FALSE | L | Annual | Allowances Banked | Thousand Tons | 0 | 0 | 0 | 0 | 0 | 0 | 0
BART NOX Annual-Cholla 2-4 -v5.13 | 105 | 5817 | Rate Constraint in lbs/MMBtu | FALSE | L | Annual | Allowances Withdrawn (1:1) | Thousand Tons | 0 | 0 | 0 | 0 | 0 | 0 | 0
BART NOX Annual-Cholla 2-4 -v5.13 | 105 | 5817 | Rate Constraint in lbs/MMBtu | FALSE | L | Annual | Allowances Withdrawn (n:1) | Thousand Tons | 0 | 0 | 0 | 0 | 0 | 0 | 0
BART NOX Annual-Cholla 2-4 -v5.13 | 105 | 5817 | Rate Constraint in lbs/MMBtu | FALSE | L | Annual | Net Emissions Allowance Position | Thousand Tons | 0 | 1.8976 | 1.8943 | 1.8976 | 1.8976 | 1.8946 | 1.8946
BART NOX Annual-Cholla 2-4 -v5.13 | 105 | 5817 | Rate Constraint in lbs/MMBtu | FALSE | L | Annual | Fuel Consumed | TBtu | 0 | 69.0037 | 68.8847 | 69.0037 | 69.0037 | 69.0257 | 69.0257
BART NOX Annual-Cholla 2-4 -v5.13 | 105 | 5817 | Rate Constraint in lbs/MMBtu | FALSE | L | Annual | Rate | lb/MMBtu | 0 | 0.055 | 0.055 | 0.055 | 0.055 | 0.054896 | 0.054896
BART NOX Annual-Cholla 2-4 -v5.13 | 105 | 5817 | Rate Constraint in lbs/MMBtu | FALSE | L | Annual | Generation | TWh | 0 | 6.6115 | 6.6001 | 6.6115 | 6.6115 | 6.6115 | 6.6115
BART NOX Annual-Cholla 2-4 -v5.13 | 105 | 5817 | Rate Constraint in lbs/MMBtu | FALSE | L | Annual | Qualifying Generation | TWh | 0 | 6.6115 | 6.6001 | 6.6115 | 6.6115 | 6.6115 | 6.6115
BART NOX Annual-Cholla 2-4 -v5.13 | 105 | 5817 | Rate Constraint in lbs/MMBtu | FALSE | L | Annual | Rate | lb/MWh | 0 | 0.28702 | 0.28702 | 0.28702 | 0.28702 | 0.28657 | 0.28657
BART NOX Annual-Cholla 2-4 -v5.13 | 105 | 5817 | Rate Constraint in lbs/MMBtu | FALSE | L | Annual | Constraint Shadow Price | US2011$/Ton | 0 | 5984.7628 | 2226.3476 | 7743.1615 | 11652.8207 | 0 | 0
BART NOX Annual-Coal Creek 1 & 2 -v5.13 | 106 | 5854 | Rate Constraint in lbs/MMBtu | FALSE | L | Annual | Seasons Included | Seasons |  | Winter, Summer | Winter, Summer | Winter, Summer | Winter, Summer | Winter, Summer | Winter, Summer
BART NOX Annual-Coal Creek 1 & 2 -v5.13 | 106 | 5854 | Rate Constraint in lbs/MMBtu | FALSE | L | Annual | Standard | lb/MMBtu | 0 | 0.13 | 0.13 | 0.13 | 0.13 | 0.13 | 0.13
BART NOX Annual-Coal Creek 1 & 2 -v5.13 | 106 | 5854 | Rate Constraint in lbs/MMBtu | FALSE | L | Annual | Emissions at Affected Plants NOX | Thousand Tons | 0 | 5.0173 | 5.2628 | 5.2628 | 5.3076 | 5.3076 | 5.3053
BART NOX Annual-Coal Creek 1 & 2 -v5.13 | 106 | 5854 | Rate Constraint in lbs/MMBtu | FALSE | L | Annual | Allowances Purchased NOX | Thousand Tons | 0 | 0 | 0 | 0 | 0 | 0 | 0
BART NOX Annual-Coal Creek 1 & 2 -v5.13 | 106 | 5854 | Rate Constraint in lbs/MMBtu | FALSE | L | Annual | Allowances Sold NOX | Thousand Tons | 0 | 0 | 0 | 0 | 0 | 0 | 0
BART NOX Annual-Coal Creek 1 & 2 -v5.13 | 106 | 5854 | Rate Constraint in lbs/MMBtu | FALSE | L | Annual | Allowances Banked | Thousand Tons | 0 | 0 | 0 | 0 | 0 | 0 | 0
BART NOX Annual-Coal Creek 1 & 2 -v5.13 | 106 | 5854 | Rate Constraint in lbs/MMBtu | FALSE | L | Annual | Allowances Withdrawn (1:1) | Thousand Tons | 0 | 0 | 0 | 0 | 0 | 0 | 0
BART NOX Annual-Coal Creek 1 & 2 -v5.13 | 106 | 5854 | Rate Constraint in lbs/MMBtu | FALSE | L | Annual | Allowances Withdrawn (n:1) | Thousand Tons | 0 | 0 | 0 | 0 | 0 | 0 | 0
BART NOX Annual-Coal Creek 1 & 2 -v5.13 | 106 | 5854 | Rate Constraint in lbs/MMBtu | FALSE | L | Annual | Net Emissions Allowance Position | Thousand Tons | 0 | 5.0173 | 5.2628 | 5.2628 | 5.3076 | 5.3076 | 5.3053
BART NOX Annual-Coal Creek 1 & 2 -v5.13 | 106 | 5854 | Rate Constraint in lbs/MMBtu | FALSE | L | Annual | Fuel Consumed | TBtu | 0 | 77.1893 | 80.9661 | 80.9661 | 81.6658 | 81.6658 | 81.6228
BART NOX Annual-Coal Creek 1 & 2 -v5.13 | 106 | 5854 | Rate Constraint in lbs/MMBtu | FALSE | L | Annual | Rate | lb/MMBtu | 0 | 0.13 | 0.13 | 0.13 | 0.12998 | 0.12998 | 0.12999
BART NOX Annual-Coal Creek 1 & 2 -v5.13 | 106 | 5854 | Rate Constraint in lbs/MMBtu | FALSE | L | Annual | Generation | TWh | 0 | 6.946 | 7.2859 | 7.2859 | 7.3489 | 7.3489 | 7.345
BART NOX Annual-Coal Creek 1 & 2 -v5.13 | 106 | 5854 | Rate Constraint in lbs/MMBtu | FALSE | L | Annual | Qualifying Generation | TWh | 0 | 6.946 | 7.2859 | 7.2859 | 7.3489 | 7.3489 | 7.345
BART NOX Annual-Coal Creek 1 & 2 -v5.13 | 106 | 5854 | Rate Constraint in lbs/MMBtu | FALSE | L | Annual | Rate | lb/MWh | 0 | 0.72233 | 0.72233 | 0.72233 | 0.72224 | 0.72224 | 0.7223
BART NOX Annual-Coal Creek 1 & 2 -v5.13 | 106 | 5854 | Rate Constraint in lbs/MMBtu | FALSE | L | Annual | Constraint Shadow Price | US2011$/Ton | 0 | 785.8203 | 5937.7123 | 5926.3379 | 0 | 0 | 0
BART NOX Annual-Colstrip 1 -v5.13 | 107 | 5835 | Rate Constraint in lbs/MMBtu | FALSE | L | Annual | Seasons Included | Seasons |  | Winter, Summer | Winter, Summer | Winter, Summer | Winter, Summer | Winter, Summer | Winter, Summer
BART NOX Annual-Colstrip 1 -v5.13 | 107 | 5835 | Rate Constraint in lbs/MMBtu | FALSE | L | Annual | Standard | lb/MMBtu | 0 | 0.15 | 0.15 | 0.15 | 0.15 | 0.15 | 0.15
BART NOX Annual-Colstrip 1 -v5.13 | 107 | 5835 | Rate Constraint in lbs/MMBtu | FALSE | L | Annual | Emissions at Affected Plants NOX | Thousand Tons | 0 | 1.8499 | 1.8499 | 1.8499 | 1.8499 | 1.8499 | 1.8499
BART NOX Annual-Colstrip 1 -v5.13 | 107 | 5835 | Rate Constraint in lbs/MMBtu | FALSE | L | Annual | Allowances Purchased NOX | Thousand Tons | 0 | 0 | 0 | 0 | 0 | 0 | 0
BART NOX Annual-Colstrip 1 -v5.13 | 107 | 5835 | Rate Constraint in lbs/MMBtu | FALSE | L | Annual | Allowances Sold NOX | Thousand Tons | 0 | 0 | 0 | 0 | 0 | 0 | 0
BART NOX Annual-Colstrip 1 -v5.13 | 107 | 5835 | Rate Constraint in lbs/MMBtu | FALSE | L | Annual | Allowances Banked | Thousand Tons | 0 | 0 | 0 | 0 | 0 | 0 | 0
BART NOX Annual-Colstrip 1 -v5.13 | 107 | 5835 | Rate Constraint in lbs/MMBtu | FALSE | L | Annual | Allowances Withdrawn (1:1) | Thousand Tons | 0 | 0 | 0 | 0 | 0 | 0 | 0
BART NOX Annual-Colstrip 1 -v5.13 | 107 | 5835 | Rate Constraint in lbs/MMBtu | FALSE | L | Annual | Allowances Withdrawn (n:1) | Thousand Tons | 0 | 0 | 0 | 0 | 0 | 0 | 0
BART NOX Annual-Colstrip 1 -v5.13 | 107 | 5835 | Rate Constraint in lbs/MMBtu | FALSE | L | Annual | Net Emissions Allowance Position | Thousand Tons | 0 | 1.8499 | 1.8499 | 1.8499 | 1.8499 | 1.8499 | 1.8499
BART NOX Annual-Colstrip 1 -v5.13 | 107 | 5835 | Rate Constraint in lbs/MMBtu | FALSE | L | Annual | Fuel Consumed | TBtu | 0 | 24.6652 | 24.6652 | 24.6652 | 24.6652 | 24.6652 | 24.6652
BART NOX Annual-Colstrip 1 -v5.13 | 107 | 5835 | Rate Constraint in lbs/MMBtu | FALSE | L | Annual | Rate | lb/MMBtu | 0 | 0.15 | 0.15 | 0.15 | 0.15 | 0.15 | 0.15
BART NOX Annual-Colstrip 1 -v5.13 | 107 | 5835 | Rate Constraint in lbs/MMBtu | FALSE | L | Annual | Generation | TWh | 0 | 2.2648 | 2.2648 | 2.2648 | 2.2648 | 2.2648 | 2.2648
BART NOX Annual-Colstrip 1 -v5.13 | 107 | 5835 | Rate Constraint in lbs/MMBtu | FALSE | L | Annual | Qualifying Generation | TWh | 0 | 2.2648 | 2.2648 | 2.2648 | 2.2648 | 2.2648 | 2.2648
BART NOX Annual-Colstrip 1 -v5.13 | 107 | 5835 | Rate Constraint in lbs/MMBtu | FALSE | L | Annual | Rate | lb/MWh | 0 | 0.8168 | 0.8168 | 0.8168 | 0.8168 | 0.8168 | 0.8168
BART NOX Annual-Colstrip 1 -v5.13 | 107 | 5835 | Rate Constraint in lbs/MMBtu | FALSE | L | Annual | Constraint Shadow Price | US2011$/Ton | 0 | 1311.8866 | 3535.9945 | 7023.2997 | 0 | 10030.1629 | 0
BART NOX Annual-Colstrip 2 -v5.13 | 108 | 5836 | Rate Constraint in lbs/MMBtu | FALSE | L | Annual | Seasons Included | Seasons |  | Winter, Summer | Winter, Summer | Winter, Summer | Winter, Summer | Winter, Summer | Winter, Summer
BART NOX Annual-Colstrip 2 -v5.13 | 108 | 5836 | Rate Constraint in lbs/MMBtu | FALSE | L | Annual | Standard | lb/MMBtu | 0 | 0.15 | 0.15 | 0.15 | 0.15 | 0.15 | 0.15
BART NOX Annual-Colstrip 2 -v5.13 | 108 | 5836 | Rate Constraint in lbs/MMBtu | FALSE | L | Annual | Emissions at Affected Plants NOX | Thousand Tons | 0 | 1.8278 | 1.8278 | 1.8278 | 1.8278 | 1.8278 | 1.8278
BART NOX Annual-Colstrip 2 -v5.13 | 108 | 5836 | Rate Constraint in lbs/MMBtu | FALSE | L | Annual | Allowances Purchased NOX | Thousand Tons | 0 | 0 | 0 | 0 | 0 | 0 | 0
BART NOX Annual-Colstrip 2 -v5.13 | 108 | 5836 | Rate Constraint in lbs/MMBtu | FALSE | L | Annual | Allowances Sold NOX | Thousand Tons | 0 | 0 | 0 | 0 | 0 | 0 | 0
BART NOX Annual-Colstrip 2 -v5.13 | 108 | 5836 | Rate Constraint in lbs/MMBtu | FALSE | L | Annual | Allowances Banked | Thousand Tons | 0 | 0 | 0 | 0 | 0 | 0 | 0
BART NOX Annual-Colstrip 2 -v5.13 | 108 | 5836 | Rate Constraint in lbs/MMBtu | FALSE | L | Annual | Allowances Withdrawn (1:1) | Thousand Tons | 0 | 0 | 0 | 0 | 0 | 0 | 0
BART NOX Annual-Colstrip 2 -v5.13 | 108 | 5836 | Rate Constraint in lbs/MMBtu | FALSE | L | Annual | Allowances Withdrawn (n:1) | Thousand Tons | 0 | 0 | 0 | 0 | 0 | 0 | 0
BART NOX Annual-Colstrip 2 -v5.13 | 108 | 5836 | Rate Constraint in lbs/MMBtu | FALSE | L | Annual | Net Emissions Allowance Position | Thousand Tons | 0 | 1.8278 | 1.8278 | 1.8278 | 1.8278 | 1.8278 | 1.8278
BART NOX Annual-Colstrip 2 -v5.13 | 108 | 5836 | Rate Constraint in lbs/MMBtu | FALSE | L | Annual | Fuel Consumed | TBtu | 0 | 24.3701 | 24.3701 | 24.3701 | 24.3701 | 24.3701 | 24.3701
BART NOX Annual-Colstrip 2 -v5.13 | 108 | 5836 | Rate Constraint in lbs/MMBtu | FALSE | L | Annual | Rate | lb/MMBtu | 0 | 0.15 | 0.15 | 0.15 | 0.15 | 0.15 | 0.15
BART NOX Annual-Colstrip 2 -v5.13 | 108 | 5836 | Rate Constraint in lbs/MMBtu | FALSE | L | Annual | Generation | TWh | 0 | 2.2649 | 2.2649 | 2.2649 | 2.2649 | 2.2649 | 2.2649
BART NOX Annual-Colstrip 2 -v5.13 | 108 | 5836 | Rate Constraint in lbs/MMBtu | FALSE | L | Annual | Qualifying Generation | TWh | 0 | 2.2649 | 2.2649 | 2.2649 | 2.2649 | 2.2649 | 2.2649
BART NOX Annual-Colstrip 2 -v5.13 | 108 | 5836 | Rate Constraint in lbs/MMBtu | FALSE | L | Annual | Rate | lb/MWh | 0 | 0.80698 | 0.80698 | 0.80698 | 0.80698 | 0.80698 | 0.80698
BART NOX Annual-Colstrip 2 -v5.13 | 108 | 5836 | Rate Constraint in lbs/MMBtu | FALSE | L | Annual | Constraint Shadow Price | US2011$/Ton | 0 | 1327.6306 | 3578.3515 | 7107.8155 | 0 | 6965.0224 | 6967.7595
BART NOX Annual-Comanche 1 -v5.13 | 109 | 5820 | Rate Constraint in lbs/MMBtu | FALSE | L | Annual | Seasons Included | Seasons |  | Winter, Summer | Winter, Summer | Winter, Summer | Winter, Summer | Winter, Summer | Winter, Summer
BART NOX Annual-Comanche 1 -v5.13 | 109 | 5820 | Rate Constraint in lbs/MMBtu | FALSE | L | Annual | Standard | lb/MMBtu | 0 | 0.2 | 0.2 | 0.2 | 0.2 | 0.2 | 0.2
BART NOX Annual-Comanche 1 -v5.13 | 109 | 5820 | Rate Constraint in lbs/MMBtu | FALSE | L | Annual | Emissions at Affected Plants NOX | Thousand Tons | 0 | 1.5425 | 1.5425 | 1.5425 | 1.5425 | 1.5425 | 1.5425
BART NOX Annual-Comanche 1 -v5.13 | 109 | 5820 | Rate Constraint in lbs/MMBtu | FALSE | L | Annual | Allowances Purchased NOX | Thousand Tons | 0 | 0 | 0 | 0 | 0 | 0 | 0
BART NOX Annual-Comanche 1 -v5.13 | 109 | 5820 | Rate Constraint in lbs/MMBtu | FALSE | L | Annual | Allowances Sold NOX | Thousand Tons | 0 | 0 | 0 | 0 | 0 | 0 | 0
BART NOX Annual-Comanche 1 -v5.13 | 109 | 5820 | Rate Constraint in lbs/MMBtu | FALSE | L | Annual | Allowances Banked | Thousand Tons | 0 | 0 | 0 | 0 | 0 | 0 | 0
BART NOX Annual-Comanche 1 -v5.13 | 109 | 5820 | Rate Constraint in lbs/MMBtu | FALSE | L | Annual | Allowances Withdrawn (1:1) | Thousand Tons | 0 | 0 | 0 | 0 | 0 | 0 | 0
BART NOX Annual-Comanche 1 -v5.13 | 109 | 5820 | Rate Constraint in lbs/MMBtu | FALSE | L | Annual | Allowances Withdrawn (n:1) | Thousand Tons | 0 | 0 | 0 | 0 | 0 | 0 | 0
BART NOX Annual-Comanche 1 -v5.13 | 109 | 5820 | Rate Constraint in lbs/MMBtu | FALSE | L | Annual | Net Emissions Allowance Position | Thousand Tons | 0 | 1.5425 | 1.5425 | 1.5425 | 1.5425 | 1.5425 | 1.5425
BART NOX Annual-Comanche 1 -v5.13 | 109 | 5820 | Rate Constraint in lbs/MMBtu | FALSE | L | Annual | Fuel Consumed | TBtu | 0 | 25.0972 | 25.0972 | 25.0972 | 25.0972 | 25.0972 | 25.0972
BART NOX Annual-Comanche 1 -v5.13 | 109 | 5820 | Rate Constraint in lbs/MMBtu | FALSE | L | Annual | Rate | lb/MMBtu | 0 | 0.12292 | 0.12292 | 0.12292 | 0.12292 | 0.12292 | 0.12292
BART NOX Annual-Comanche 1 -v5.13 | 109 | 5820 | Rate Constraint in lbs/MMBtu | FALSE | L | Annual | Generation | TWh | 0 | 2.4033 | 2.4033 | 2.4033 | 2.4033 | 2.4033 | 2.4033
BART NOX Annual-Comanche 1 -v5.13 | 109 | 5820 | Rate Constraint in lbs/MMBtu | FALSE | L | Annual | Qualifying Generation | TWh | 0 | 2.4033 | 2.4033 | 2.4033 | 2.4033 | 2.4033 | 2.4033
BART NOX Annual-Comanche 1 -v5.13 | 109 | 5820 | Rate Constraint in lbs/MMBtu | FALSE | L | Annual | Rate | lb/MWh | 0 | 0.64184 | 0.64184 | 0.64184 | 0.64184 | 0.64184 | 0.64184
BART NOX Annual-Comanche 1 -v5.13 | 109 | 5820 | Rate Constraint in lbs/MMBtu | FALSE | L | Annual | Constraint Shadow Price | US2011$/Ton | 0 | 0 | 0 | 0 | 0 | 0 | 0
BART NOX Annual-Comanche 2 -v5.13 | 110 | 5821 | Rate Constraint in lbs/MMBtu | FALSE | L | Annual | Seasons Included | Seasons |  | Winter, Summer | Winter, Summer | Winter, Summer | Winter, Summer | Winter, Summer | Winter, Summer
BART NOX Annual-Comanche 2 -v5.13 | 110 | 5821 | Rate Constraint in lbs/MMBtu | FALSE | L | Annual | Standard | lb/MMBtu | 0 | 0.2 | 0.2 | 0.2 | 0.2 | 0.2 | 0.2
BART NOX Annual-Comanche 2 -v5.13 | 110 | 5821 | Rate Constraint in lbs/MMBtu | FALSE | L | Annual | Emissions at Affected Plants NOX | Thousand Tons | 0 | 1.9946 | 1.9946 | 1.9946 | 1.9946 | 1.9946 | 1.9946
BART NOX Annual-Comanche 2 -v5.13 | 110 | 5821 | Rate Constraint in lbs/MMBtu | FALSE | L | Annual | Allowances Purchased NOX | Thousand Tons | 0 | 0 | 0 | 0 | 0 | 0 | 0
BART NOX Annual-Comanche 2 -v5.13 | 110 | 5821 | Rate Constraint in lbs/MMBtu | FALSE | L | Annual | Allowances Sold NOX | Thousand Tons | 0 | 0 | 0 | 0 | 0 | 0 | 0
BART NOX Annual-Comanche 2 -v5.13 | 110 | 5821 | Rate Constraint in lbs/MMBtu | FALSE | L | Annual | Allowances Banked | Thousand Tons | 0 | 0 | 0 | 0 | 0 | 0 | 0
BART NOX Annual-Comanche 2 -v5.13 | 110 | 5821 | Rate Constraint in lbs/MMBtu | FALSE | L | Annual | Allowances Withdrawn (1:1) | Thousand Tons | 0 | 0 | 0 | 0 | 0 | 0 | 0
BART NOX Annual-Comanche 2 -v5.13 | 110 | 5821 | Rate Constraint in lbs/MMBtu | FALSE | L | Annual | Allowances Withdrawn (n:1) | Thousand Tons | 0 | 0 | 0 | 0 | 0 | 0 | 0
BART NOX Annual-Comanche 2 -v5.13 | 110 | 5821 | Rate Constraint in lbs/MMBtu | FALSE | L | Annual | Net Emissions Allowance Position | Thousand Tons | 0 | 1.9946 | 1.9946 | 1.9946 | 1.9946 | 1.9946 | 1.9946
BART NOX Annual-Comanche 2 -v5.13 | 110 | 5821 | Rate Constraint in lbs/MMBtu | FALSE | L | Annual | Fuel Consumed | TBtu | 0 | 26.5953 | 26.5953 | 26.5953 | 26.5953 | 26.5953 | 26.5953
BART NOX Annual-Comanche 2 -v5.13 | 110 | 5821 | Rate Constraint in lbs/MMBtu | FALSE | L | Annual | Rate | lb/MMBtu | 0 | 0.15 | 0.15 | 0.15 | 0.15 | 0.15 | 0.15
BART NOX Annual-Comanche 2 -v5.13 | 110 | 5821 | Rate Constraint in lbs/MMBtu | FALSE | L | Annual | Generation | TWh | 0 | 2.4756 | 2.4756 | 2.4756 | 2.4756 | 2.4756 | 2.4756
BART NOX Annual-Comanche 2 -v5.13 | 110 | 5821 | Rate Constraint in lbs/MMBtu | FALSE | L | Annual | Qualifying Generation | TWh | 0 | 2.4756 | 2.4756 | 2.4756 | 2.4756 | 2.4756 | 2.4756
BART NOX Annual-Comanche 2 -v5.13 | 110 | 5821 | Rate Constraint in lbs/MMBtu | FALSE | L | Annual | Rate | lb/MWh | 0 | 0.80573 | 0.80573 | 0.80573 | 0.80573 | 0.80573 | 0.80573
BART NOX Annual-Comanche 2 -v5.13 | 110 | 5821 | Rate Constraint in lbs/MMBtu | FALSE | L | Annual | Constraint Shadow Price | US2011$/Ton | 0 | 0 | 0 | 0 | 0 | 0 | 0
BART NOX Annual-Coronado U1B & U2B -v5.13 | 111 | 5818 | Rate Constraint in lbs/MMBtu | FALSE | L | Annual | Seasons Included | Seasons |  | Winter, Summer | Winter, Summer | Winter, Summer | Winter, Summer | Winter, Summer | Winter, Summer
BART NOX Annual-Coronado U1B & U2B -v5.13 | 111 | 5818 | Rate Constraint in lbs/MMBtu | FALSE | L | Annual | Standard | lb/MMBtu | 0 | 0.065 | 0.065 | 0.065 | 0.065 | 0.065 | 0.065
BART NOX Annual-Coronado U1B & U2B -v5.13 | 111 | 5818 | Rate Constraint in lbs/MMBtu | FALSE | L | Annual | Emissions at Affected Plants NOX | Thousand Tons | 0 | 1.7893 | 1.7893 | 1.7893 | 1.7893 | 1.7893 | 1.7893
BART NOX Annual-Coronado U1B & U2B -v5.13 | 111 | 5818 | Rate Constraint in lbs/MMBtu | FALSE | L | Annual | Allowances Purchased NOX | Thousand Tons | 0 | 0 | 0 | 0 | 0 | 0 | 0
BART NOX Annual-Coronado U1B & U2B -v5.13 | 111 | 5818 | Rate Constraint in lbs/MMBtu | FALSE | L | Annual | Allowances Sold NOX | Thousand Tons | 0 | 0 | 0 | 0 | 0 | 0 | 0
BART NOX Annual-Coronado U1B & U2B -v5.13 | 111 | 5818 | Rate Constraint in lbs/MMBtu | FALSE | L | Annual | Allowances Banked | Thousand Tons | 0 | 0 | 0 | 0 | 0 | 0 | 0
BART NOX Annual-Coronado U1B & U2B -v5.13 | 111 | 5818 | Rate Constraint in lbs/MMBtu | FALSE | L | Annual | Allowances Withdrawn (1:1) | Thousand Tons | 0 | 0 | 0 | 0 | 0 | 0 | 0
BART NOX Annual-Coronado U1B & U2B -v5.13 | 111 | 5818 | Rate Constraint in lbs/MMBtu | FALSE | L | Annual | Allowances Withdrawn (n:1) | Thousand Tons | 0 | 0 | 0 | 0 | 0 | 0 | 0
BART NOX Annual-Coronado U1B & U2B -v5.13 | 111 | 5818 | Rate Constraint in lbs/MMBtu | FALSE | L | Annual | Net Emissions Allowance Position | Thousand Tons | 0 | 1.7893 | 1.7893 | 1.7893 | 1.7893 | 1.7893 | 1.7893
BART NOX Annual-Coronado U1B & U2B -v5.13 | 111 | 5818 | Rate Constraint in lbs/MMBtu | FALSE | L | Annual | Fuel Consumed | TBtu | 0 | 55.3424 | 55.3424 | 55.3424 | 55.3424 | 55.3424 | 55.5295
BART NOX Annual-Coronado U1B & U2B -v5.13 | 111 | 5818 | Rate Constraint in lbs/MMBtu | FALSE | L | Annual | Rate | lb/MMBtu | 0 | 0.064663 | 0.064663 | 0.064663 | 0.064663 | 0.064663 | 0.064446
BART NOX Annual-Coronado U1B & U2B -v5.13 | 111 | 5818 | Rate Constraint in lbs/MMBtu | FALSE | L | Annual | Generation | TWh | 0 | 5.5348 | 5.5348 | 5.5348 | 5.5348 | 5.5348 | 5.5348
BART NOX Annual-Coronado U1B & U2B -v5.13 | 111 | 5818 | Rate Constraint in lbs/MMBtu | FALSE | L | Annual | Qualifying Generation | TWh | 0 | 5.5348 | 5.5348 | 5.5348 | 5.5348 | 5.5348 | 5.5348
BART NOX Annual-Coronado U1B & U2B -v5.13 | 111 | 5818 | Rate Constraint in lbs/MMBtu | FALSE | L | Annual | Rate | lb/MWh | 0 | 0.32328 | 0.32328 | 0.32328 | 0.32328 | 0.32328 | 0.32328
BART NOX Annual-Coronado U1B & U2B -v5.13 | 111 | 5818 | Rate Constraint in lbs/MMBtu | FALSE | L | Annual | Constraint Shadow Price | US2011$/Ton | 0 | 0 | 0 | 0 | 0 | 0 | 0
BART NOX Annual-Craig C1 -v5.14 | 112 | 6120 | Rate Constraint in lbs/MMBtu | FALSE | L | Annual | Seasons Included | Seasons |  |  |  | Winter, Summer | Winter, Summer | Winter, Summer | Winter, Summer
BART NOX Annual-Craig C1 -v5.14 | 112 | 6120 | Rate Constraint in lbs/MMBtu | FALSE | L | Annual | Standard | lb/MMBtu | 0 | 0 | 0.07 | 0.07 | 0.07 | 0.07 | 0.07
BART NOX Annual-Craig C1 -v5.14 | 112 | 6120 | Rate Constraint in lbs/MMBtu | FALSE | L | Annual | Emissions at Affected Plants NOX | Thousand Tons | 0 | 0 | 0 | 1.0276 | 1.0276 | 1.0276 | 1.0276
BART NOX Annual-Craig C1 -v5.14 | 112 | 6120 | Rate Constraint in lbs/MMBtu | FALSE | L | Annual | Allowances Purchased NOX | Thousand Tons | 0 | 0 | 0 | 0 | 0 | 0 | 0
BART NOX Annual-Craig C1 -v5.14 | 112 | 6120 | Rate Constraint in lbs/MMBtu | FALSE | L | Annual | Allowances Sold NOX | Thousand Tons | 0 | 0 | 0 | 0 | 0 | 0 | 0
BART NOX Annual-Craig C1 -v5.14 | 112 | 6120 | Rate Constraint in lbs/MMBtu | FALSE | L | Annual | Allowances Banked | Thousand Tons | 0 | 0 | 0 | 0 | 0 | 0 | 0
BART NOX Annual-Craig C1 -v5.14 | 112 | 6120 | Rate Constraint in lbs/MMBtu | FALSE | L | Annual | Allowances Withdrawn (1:1) | Thousand Tons | 0 | 0 | 0 | 0 | 0 | 0 | 0
BART NOX Annual-Craig C1 -v5.14 | 112 | 6120 | Rate Constraint in lbs/MMBtu | FALSE | L | Annual | Allowances Withdrawn (n:1) | Thousand Tons | 0 | 0 | 0 | 0 | 0 | 0 | 0
BART NOX Annual-Craig C1 -v5.14 | 112 | 6120 | Rate Constraint in lbs/MMBtu | FALSE | L | Annual | Net Emissions Allowance Position | Thousand Tons | 0 | 0 | 0 | 1.0276 | 1.0276 | 1.0276 | 1.0276
BART NOX Annual-Craig C1 -v5.14 | 112 | 6120 | Rate Constraint in lbs/MMBtu | FALSE | L | Annual | Fuel Consumed | TBtu | 0 | 0 | 0 | 29.3586 | 29.3586 | 29.3586 | 29.3586
BART NOX Annual-Craig C1 -v5.14 | 112 | 6120 | Rate Constraint in lbs/MMBtu | FALSE | L | Annual | Rate | lb/MMBtu | 0 | 0 | 0 | 0.07 | 0.07 | 0.07 | 0.07
BART NOX Annual-Craig C1 -v5.14 | 112 | 6120 | Rate Constraint in lbs/MMBtu | FALSE | L | Annual | Generation | TWh | 0 | 0 | 0 | 3.0531 | 3.0531 | 3.0531 | 3.0531
BART NOX Annual-Craig C1 -v5.14 | 112 | 6120 | Rate Constraint in lbs/MMBtu | FALSE | L | Annual | Qualifying Generation | TWh | 0 | 0 | 0 | 3.0531 | 3.0531 | 3.0531 | 3.0531
BART NOX Annual-Craig C1 -v5.14 | 112 | 6120 | Rate Constraint in lbs/MMBtu | FALSE | L | Annual | Rate | lb/MWh | 0 | 0 | 0 | 0.33656 | 0.33656 | 0.33656 | 0.33656
BART NOX Annual-Craig C1 -v5.14 | 112 | 6120 | Rate Constraint in lbs/MMBtu | FALSE | L | Annual | Constraint Shadow Price | US2011$/Ton | 0 | 0 | 0 | 5977.2329 | 19541.0649 | 18064.8141 | 21988.2705
BART NOX Annual-Craig C2 -v5.13 | 113 | 5823 | Rate Constraint in lbs/MMBtu | FALSE | L | Annual | Seasons Included | Seasons |  | Winter, Summer | Winter, Summer | Winter, Summer | Winter, Summer | Winter, Summer | Winter, Summer
BART NOX Annual-Craig C2 -v5.13 | 113 | 5823 | Rate Constraint in lbs/MMBtu | FALSE | L | Annual | Standard | lb/MMBtu | 0 | 0.08 | 0.08 | 0.08 | 0.08 | 0.08 | 0.08
BART NOX Annual-Craig C2 -v5.13 | 113 | 5823 | Rate Constraint in lbs/MMBtu | FALSE | L | Annual | Emissions at Affected Plants NOX | Thousand Tons | 0 | 1.2209 | 1.2209 | 1.2209 | 1.2209 | 1.2209 | 1.2209
BART NOX Annual-Craig C2 -v5.13 | 113 | 5823 | Rate Constraint in lbs/MMBtu | FALSE | L | Annual | Allowances Purchased NOX | Thousand Tons | 0 | 0 | 0 | 0 | 0 | 0 | 0
BART NOX Annual-Craig C2 -v5.13 | 113 | 5823 | Rate Constraint in lbs/MMBtu | FALSE | L | Annual | Allowances Sold NOX | Thousand Tons | 0 | 0 | 0 | 0 | 0 | 0 | 0
BART NOX Annual-Craig C2 -v5.13 | 113 | 5823 | Rate Constraint in lbs/MMBtu | FALSE | L | Annual | Allowances Banked | Thousand Tons | 0 | 0 | 0 | 0 | 0 | 0 | 0
BART NOX Annual-Craig C2 -v5.13 | 113 | 5823 | Rate Constraint in lbs/MMBtu | FALSE | L | Annual | Allowances Withdrawn (1:1) | Thousand Tons | 0 | 0 | 0 | 0 | 0 | 0 | 0
BART NOX Annual-Craig C2 -v5.13 | 113 | 5823 | Rate Constraint in lbs/MMBtu | FALSE | L | Annual | Allowances Withdrawn (n:1) | Thousand Tons | 0 | 0 | 0 | 0 | 0 | 0 | 0
BART NOX Annual-Craig C2 -v5.13 | 113 | 5823 | Rate Constraint in lbs/MMBtu | FALSE | L | Annual | Net Emissions Allowance Position | Thousand Tons | 0 | 1.2209 | 1.2209 | 1.2209 | 1.2209 | 1.2209 | 1.2209
BART NOX Annual-Craig C2 -v5.13 | 113 | 5823 | Rate Constraint in lbs/MMBtu | FALSE | L | Annual | Fuel Consumed | TBtu | 0 | 30.5237 | 30.5237 | 30.5237 | 30.5237 | 30.5237 | 30.5237
BART NOX Annual-Craig C2 -v5.13 | 113 | 5823 | Rate Constraint in lbs/MMBtu | FALSE | L | Annual | Rate | lb/MMBtu | 0 | 0.08 | 0.08 | 0.08 | 0.08 | 0.08 | 0.08
BART NOX Annual-Craig C2 -v5.13 | 113 | 5823 | Rate Constraint in lbs/MMBtu | FALSE | L | Annual | Generation | TWh | 0 | 3.0537 | 3.0537 | 3.0537 | 3.0537 | 3.0537 | 3.0537
BART NOX Annual-Craig C2 -v5.13 | 113 | 5823 | Rate Constraint in lbs/MMBtu | FALSE | L | Annual | Qualifying Generation | TWh | 0 | 3.0537 | 3.0537 | 3.0537 | 3.0537 | 3.0537 | 3.0537
BART NOX Annual-Craig C2 -v5.13 | 113 | 5823 | Rate Constraint in lbs/MMBtu | FALSE | L | Annual | Rate | lb/MWh | 0 | 0.39983 | 0.39983 | 0.39983 | 0.39983 | 0.39983 | 0.39983
BART NOX Annual-Craig C2 -v5.13 | 113 | 5823 | Rate Constraint in lbs/MMBtu | FALSE | L | Annual | Constraint Shadow Price | US2011$/Ton | 0 | 1609.2984 | 6706.4396 | 2157.6536 | 5032.5964 | 5016.7651 | 0
BART NOX Annual-Dave Johnston 3 -v5.14 | 114 | 6103 | Rate Constraint in lbs/MMBtu | FALSE | L | Annual | Seasons Included | Seasons |  | Winter, Summer | Winter, Summer | Winter, Summer | Winter, Summer | Winter, Summer | Winter, Summer
BART NOX Annual-Dave Johnston 3 -v5.14 | 114 | 6103 | Rate Constraint in lbs/MMBtu | FALSE | L | Annual | Standard | lb/MMBtu | 0 | 0.28 | 0.28 | 0.28 | 0.28 | 0.28 | 0.28
BART NOX Annual-Dave Johnston 3 -v5.14 | 114 | 6103 | Rate Constraint in lbs/MMBtu | FALSE | L | Annual | Emissions at Affected Plants NOX | Thousand Tons | 0 | 2.0651 | 2.0615 | 2.0651 | 2.0651 | 2.0651 | 2.0651
BART NOX Annual-Dave Johnston 3 -v5.14 | 114 | 6103 | Rate Constraint in lbs/MMBtu | FALSE | L | Annual | Allowances Purchased NOX | Thousand Tons | 0 | 0 | 0 | 0 | 0 | 0 | 0
BART NOX Annual-Dave Johnston 3 -v5.14 | 114 | 6103 | Rate Constraint in lbs/MMBtu | FALSE | L | Annual | Allowances Sold NOX | Thousand Tons | 0 | 0 | 0 | 0 | 0 | 0 | 0
BART NOX Annual-Dave Johnston 3 -v5.14 | 114 | 6103 | Rate Constraint in lbs/MMBtu | FALSE | L | Annual | Allowances Banked | Thousand Tons | 0 | 0 | 0 | 0 | 0 | 0 | 0
BART NOX Annual-Dave Johnston 3 -v5.14 | 114 | 6103 | Rate Constraint in lbs/MMBtu | FALSE | L | Annual | Allowances Withdrawn (1:1) | Thousand Tons | 0 | 0 | 0 | 0 | 0 | 0 | 0
BART NOX Annual-Dave Johnston 3 -v5.14 | 114 | 6103 | Rate Constraint in lbs/MMBtu | FALSE | L | Annual | Allowances Withdrawn (n:1) | Thousand Tons | 0 | 0 | 0 | 0 | 0 | 0 | 0
BART NOX Annual-Dave Johnston 3 -v5.14 | 114 | 6103 | Rate Constraint in lbs/MMBtu | FALSE | L | Annual | Net Emissions Allowance Position | Thousand Tons | 0 | 2.0651 | 2.0615 | 2.0651 | 2.0651 | 2.0651 | 2.0651
BART NOX Annual-Dave Johnston 3 -v5.14 | 114 | 6103 | Rate Constraint in lbs/MMBtu | FALSE | L | Annual | Fuel Consumed | TBtu | 0 | 18.0617 | 18.0303 | 18.0617 | 18.0617 | 18.0617 | 18.0617
BART NOX Annual-Dave Johnston 3 -v5.14 | 114 | 6103 | Rate Constraint in lbs/MMBtu | FALSE | L | Annual | Rate | lb/MMBtu | 0 | 0.22867 | 0.22867 | 0.22867 | 0.22867 | 0.22867 | 0.22867
BART NOX Annual-Dave Johnston 3 -v5.14 | 114 | 6103 | Rate Constraint in lbs/MMBtu | FALSE | L | Annual | Generation | TWh | 0 | 1.591 | 1.5883 | 1.591 | 1.591 | 1.591 | 1.591
BART NOX Annual-Dave Johnston 3 -v5.14 | 114 | 6103 | Rate Constraint in lbs/MMBtu | FALSE | L | Annual | Qualifying Generation | TWh | 0 | 1.591 | 1.5883 | 1.591 | 1.591 | 1.591 | 1.591
BART NOX Annual-Dave Johnston 3 -v5.14 | 114 | 6103 | Rate Constraint in lbs/MMBtu | FALSE | L | Annual | Rate | lb/MWh | 0 | 1.298 | 1.298 | 1.298 | 1.298 | 1.298 | 1.298
BART NOX Annual-Dave Johnston 3 -v5.14 | 114 | 6103 | Rate Constraint in lbs/MMBtu | FALSE | L | Annual | Constraint Shadow Price | US2011$/Ton | 0 | 0 | 0 | 0 | 0 | 0 | 0
BART NOX Annual-Dave Johnston 4 -v5.14 | 115 | 6104 | Rate Constraint in lbs/MMBtu | FALSE | L | Annual | Seasons Included | Seasons |  | Winter, Summer | Winter, Summer | Winter, Summer | Winter, Summer | Winter, Summer | Winter, Summer
BART NOX Annual-Dave Johnston 4 -v5.14 | 115 | 6104 | Rate Constraint in lbs/MMBtu | FALSE | L | Annual | Standard | lb/MMBtu | 0 | 0.15 | 0.15 | 0.15 | 0.15 | 0.15 | 0.15
BART NOX Annual-Dave Johnston 4 -v5.14 | 115 | 6104 | Rate Constraint in lbs/MMBtu | FALSE | L | Annual | Emissions at Affected Plants NOX | Thousand Tons | 0 | 1.6537 | 1.6509 | 1.6537 | 1.6537 | 1.6537 | 1.6537
BART NOX Annual-Dave Johnston 4 -v5.14 | 115 | 6104 | Rate Constraint in lbs/MMBtu | FALSE | L | Annual | Allowances Purchased NOX | Thousand Tons | 0 | 0 | 0 | 0 | 0 | 0 | 0
BART NOX Annual-Dave Johnston 4 -v5.14 | 115 | 6104 | Rate Constraint in lbs/MMBtu | FALSE | L | Annual | Allowances Sold NOX | Thousand Tons | 0 | 0 | 0 | 0 | 0 | 0 | 0
BART NOX Annual-Dave Johnston 4 -v5.14 | 115 | 6104 | Rate Constraint in lbs/MMBtu | FALSE | L | Annual | Allowances Banked | Thousand Tons | 0 | 0 | 0 | 0 | 0 | 0 | 0
BART NOX Annual-Dave Johnston 4 -v5.14 | 115 | 6104 | Rate Constraint in lbs/MMBtu | FALSE | L | Annual | Allowances Withdrawn (1:1) | Thousand Tons | 0 | 0 | 0 | 0 | 0 | 0 | 0
BART NOX Annual-Dave Johnston 4 -v5.14 | 115 | 6104 | Rate Constraint in lbs/MMBtu | FALSE | L | Annual | Allowances Withdrawn (n:1) | Thousand Tons | 0 | 0 | 0 | 0 | 0 | 0 | 0
BART NOX Annual-Dave Johnston 4 -v5.14 | 115 | 6104 | Rate Constraint in lbs/MMBtu | FALSE | L | Annual | Net Emissions Allowance Position | Thousand Tons | 0 | 1.6537 | 1.6509 | 1.6537 | 1.6537 | 1.6537 | 1.6537
BART NOX Annual-Dave Johnston 4 -v5.14 | 115 | 6104 | Rate Constraint in lbs/MMBtu | FALSE | L | Annual | Fuel Consumed | TBtu | 0 | 27.5624 | 27.5154 | 27.5624 | 27.5624 | 27.5624 | 27.5624
BART NOX Annual-Dave Johnston 4 -v5.14 | 115 | 6104 | Rate Constraint in lbs/MMBtu | FALSE | L | Annual | Rate | lb/MMBtu | 0 | 0.12 | 0.12 | 0.12 | 0.12 | 0.12 | 0.12
BART NOX Annual-Dave Johnston 4 -v5.14 | 115 | 6104 | Rate Constraint in lbs/MMBtu | FALSE | L | Annual | Generation | TWh | 0 | 2.4389 | 2.4348 | 2.4389 | 2.4389 | 2.4389 | 2.4389
BART NOX Annual-Dave Johnston 4 -v5.14 | 115 | 6104 | Rate Constraint in lbs/MMBtu | FALSE | L | Annual | Qualifying Generation | TWh | 0 | 2.4389 | 2.4348 | 2.4389 | 2.4389 | 2.4389 | 2.4389
BART NOX Annual-Dave Johnston 4 -v5.14 | 115 | 6104 | Rate Constraint in lbs/MMBtu | FALSE | L | Annual | Rate | lb/MWh | 0 | 0.67807 | 0.67807 | 0.67807 | 0.67807 | 0.67807 | 0.67807
BART NOX Annual-Dave Johnston 4 -v5.14 | 115 | 6104 | Rate Constraint in lbs/MMBtu | FALSE | L | Annual | Constraint Shadow Price | US2011$/Ton | 0 | 0 | 0 | 0 | 0 | 0 | 0
BART NOX Annual-Four Corners 4 -v5.14 | 116 | 6235 | Rate Constraint in lbs/MMBtu | FALSE | L | Annual | Seasons Included | Seasons |  | Winter, Summer | Winter, Summer | Winter, Summer | Winter, Summer | Winter, Summer | Winter, Summer
BART NOX Annual-Four Corners 4 -v5.14 | 116 | 6235 | Rate Constraint in lbs/MMBtu | FALSE | L | Annual | Standard | lb/MMBtu | 0 | 0.098 | 0.098 | 0.098 | 0.098 | 0.098 | 0.098
BART NOX Annual-Four Corners 4 -v5.14 | 116 | 6235 | Rate Constraint in lbs/MMBtu | FALSE | L | Annual | Emissions at Affected Plants NOX | Thousand Tons | 0 | 2.7465 | 2.7418 | 2.7465 | 2.7465 | 2.7465 | 2.7465
BART NOX Annual-Four Corners 4 -v5.14 | 116 | 6235 | Rate Constraint in lbs/MMBtu | FALSE | L | Annual | Allowances Purchased NOX | Thousand Tons | 0 | 0 | 0 | 0 | 0 | 0 | 0
BART NOX Annual-Four Corners 4 -v5.14 | 116 | 6235 | Rate Constraint in lbs/MMBtu | FALSE | L | Annual | Allowances Sold NOX | Thousand Tons | 0 | 0 | 0 | 0 | 0 | 0 | 0
BART NOX Annual-Four Corners 4 -v5.14 | 116 | 6235 | Rate Constraint in lbs/MMBtu | FALSE | L | Annual | Allowances Banked | Thousand Tons | 0 | 0 | 0 | 0 | 0 | 0 | 0
BART NOX Annual-Four Corners 4 -v5.14 | 116 | 6235 | Rate Constraint in lbs/MMBtu | FALSE | L | Annual | Allowances Withdrawn (1:1) | Thousand Tons | 0 | 0 | 0 | 0 | 0 | 0 | 0
BART NOX Annual-Four Corners 4 -v5.14 | 116 | 6235 | Rate Constraint in lbs/MMBtu | FALSE | L | Annual | Allowances Withdrawn (n:1) | Thousand Tons | 0 | 0 | 0 | 0 | 0 | 0 | 0
BART NOX Annual-Four Corners 4 -v5.14 | 116 | 6235 | Rate Constraint in lbs/MMBtu | FALSE | L | Annual | Net Emissions Allowance Position | Thousand Tons | 0 | 2.7465 | 2.7418 | 2.7465 | 2.7465 | 2.7465 | 2.7465
BART NOX Annual-Four Corners 4 -v5.14 | 116 | 6235 | Rate Constraint in lbs/MMBtu | FALSE | L | Annual | Fuel Consumed | TBtu | 0 | 56.0517 | 55.9549 | 56.0517 | 56.0517 | 56.0517 | 56.0517
BART NOX Annual-Four Corners 4 -v5.14 | 116 | 6235 | Rate Constraint in lbs/MMBtu | FALSE | L | Annual | Rate | lb/MMBtu | 0 | 0.098 | 0.098 | 0.098 | 0.098 | 0.098 | 0.098
BART NOX Annual-Four Corners 4 -v5.14 | 116 | 6235 | Rate Constraint in lbs/MMBtu | FALSE | L | Annual | Generation | TWh | 0 | 5.583 | 5.5733 | 5.583 | 5.583 | 5.583 | 5.583
BART NOX Annual-Four Corners 4 -v5.14 | 116 | 6235 | Rate Constraint in lbs/MMBtu | FALSE | L | Annual | Qualifying Generation | TWh | 0 | 5.583 | 5.5733 | 5.583 | 5.583 | 5.583 | 5.583
BART NOX Annual-Four Corners 4 -v5.14 | 116 | 6235 | Rate Constraint in lbs/MMBtu | FALSE | L | Annual | Rate | lb/MWh | 0 | 0.49195 | 0.49195 | 0.49195 | 0.49195 | 0.49195 | 0.49195
BART NOX Annual-Four Corners 4 -v5.14 | 116 | 6235 | Rate Constraint in lbs/MMBtu | FALSE | L | Annual | Constraint Shadow Price | US2011$/Ton | 0 | 812.7704 | 4007.5073 | 0 | 1145.8936 | 3972.3887 | 0
BART NOX Annual-Four Corners 5 -v5.14 | 117 | 6236 | Rate Constraint in lbs/MMBtu | FALSE | L | Annual | Seasons Included | Seasons |  | Winter, Summer | Winter, Summer | Winter, Summer | Winter, Summer | Winter, Summer | Winter, Summer
BART NOX Annual-Four Corners 5 -v5.14 | 117 | 6236 | Rate Constraint in lbs/MMBtu | FALSE | L | Annual | Standard | lb/MMBtu | 0 | 0.098 | 0.098 | 0.098 | 0.098 | 0.098 | 0.098
BART NOX Annual-Four Corners 5 -v5.14 | 117 | 6236 | Rate Constraint in lbs/MMBtu | FALSE | L | Annual | Emissions at Affected Plants NOX | Thousand Tons | 0 | 2.7325 | 2.7278 | 2.7325 | 2.7325 | 2.7325 | 2.7325
BART NOX Annual-Four Corners 5 -v5.14 | 117 | 6236 | Rate Constraint in lbs/MMBtu | FALSE | L | Annual | Allowances Purchased NOX | Thousand Tons | 0 | 0 | 0 | 0 | 0 | 0 | 0
BART NOX Annual-Four Corners 5 -v5.14 | 117 | 6236 | Rate Constraint in lbs/MMBtu | FALSE | L | Annual | Allowances Sold NOX | Thousand Tons | 0 | 0 | 0 | 0 | 0 | 0 | 0
BART NOX Annual-Four Corners 5 -v5.14 | 117 | 6236 | Rate Constraint in lbs/MMBtu | FALSE | L | Annual | Allowances Banked | Thousand Tons | 0 | 0 | 0 | 0 | 0 | 0 | 0
BART NOX Annual-Four Corners 5 -v5.14 | 117 | 6236 | Rate Constraint in lbs/MMBtu | FALSE | L | Annual | Allowances Withdrawn (1:1) | Thousand Tons | 0 | 0 | 0 | 0 | 0 | 0 | 0
BART NOX Annual-Four Corners 5 -v5.14 | 117 | 6236 | Rate Constraint in lbs/MMBtu | FALSE | L | Annual | Allowances Withdrawn (n:1) | Thousand Tons | 0 | 0 | 0 | 0 | 0 | 0 | 0
BART NOX Annual-Four Corners 5 -v5.14 | 117 | 6236 | Rate Constraint in lbs/MMBtu | FALSE | L | Annual | Net Emissions Allowance Position | Thousand Tons | 0 | 2.7325 | 2.7278 | 2.7325 | 2.7325 | 2.7325 | 2.7325
BART NOX Annual-Four Corners 5 -v5.14 | 117 | 6236 | Rate Constraint in lbs/MMBtu | FALSE | L | Annual | Fuel Consumed | TBtu | 0 | 55.7654 | 55.669 | 55.7654 | 55.7654 | 55.7654 | 55.7654
BART NOX Annual-Four Corners 5 -v5.14 | 117 | 6236 | Rate Constraint in lbs/MMBtu | FALSE | L | Annual | Rate | lb/MMBtu | 0 | 0.098 | 0.098 | 0.098 | 0.098 | 0.098 | 0.098
BART NOX Annual-Four Corners 5 -v5.14 | 117 | 6236 | Rate Constraint in lbs/MMBtu | FALSE | L | Annual | Generation | TWh | 0 | 5.5829 | 5.5733 | 5.5829 | 5.5829 | 5.5829 | 5.5829
BART NOX Annual-Four Corners 5 -v5.14 | 117 | 6236 | Rate Constraint in lbs/MMBtu | FALSE | L | Annual | Qualifying Generation | TWh | 0 | 5.5829 | 5.5733 | 5.5829 | 5.5829 | 5.5829 | 5.5829
BART NOX Annual-Four Corners 5 -v5.14 | 117 | 6236 | Rate Constraint in lbs/MMBtu | FALSE | L | Annual | Rate | lb/MWh | 0 | 0.48944 | 0.48944 | 0.48944 | 0.48944 | 0.48944 | 0.48944
BART NOX Annual-Four Corners 5 -v5.14 | 117 | 6236 | Rate Constraint in lbs/MMBtu | FALSE | L | Annual | Constraint Shadow Price | US2011$/Ton | 0 | 804.8232 | 4178.8701 | 0 | 6039.4057 | 0 | 0
BART NOX Annual-Gerald Gentleman 1 -v5.13 | 118 | 5838 | Rate Constraint in lbs/MMBtu | FALSE | L | Annual | Seasons Included | Seasons |  | Winter, Summer | Winter, Summer | Winter, Summer | Winter, Summer | Winter, Summer | Winter, Summer
BART NOX Annual-Gerald Gentleman 1 -v5.13 | 118 | 5838 | Rate Constraint in lbs/MMBtu | FALSE | L | Annual | Standard | lb/MMBtu | 0 | 0.23 | 0.23 | 0.23 | 0.23 | 0.23 | 0.23
BART NOX Annual-Gerald Gentleman 1 -v5.13 | 118 | 5838 | Rate Constraint in lbs/MMBtu | FALSE | L | Annual | Emissions at Affected Plants NOX | Thousand Tons | 0 | 4.9063 | 4.8978 | 4.9063 | 4.9063 | 4.9063 | 4.9063
BART NOX Annual-Gerald Gentleman 1 -v5.13 | 118 | 5838 | Rate Constraint in lbs/MMBtu | FALSE | L | Annual | Allowances Purchased NOX | Thousand Tons | 0 | 0 | 0 | 0 | 0 | 0 | 0
BART NOX Annual-Gerald Gentleman 1 -v5.13 | 118 | 5838 | Rate Constraint in lbs/MMBtu | FALSE | L | Annual | Allowances Sold NOX | Thousand Tons | 0 | 0 | 0 | 0 | 0 | 0 | 0
BART NOX Annual-Gerald Gentleman 1 -v5.13 | 118 | 5838 | Rate Constraint in lbs/MMBtu | FALSE | L | Annual | Allowances Banked | Thousand Tons | 0 | 0 | 0 | 0 | 0 | 0 | 0
BART NOX Annual-Gerald Gentleman 1 -v5.13 | 118 | 5838 | Rate Constraint in lbs/MMBtu | FALSE | L | Annual | Allowances Withdrawn (1:1) | Thousand Tons | 0 | 0 | 0 | 0 | 0 | 0 | 0
BART NOX Annual-Gerald Gentleman 1 -v5.13 | 118 | 5838 | Rate Constraint in lbs/MMBtu | FALSE | L | Annual | Allowances Withdrawn (n:1) | Thousand Tons | 0 | 0 | 0 | 0 | 0 | 0 | 0
BART NOX Annual-Gerald Gentleman 1 -v5.13 | 118 | 5838 | Rate Constraint in lbs/MMBtu | FALSE | L | Annual | Net Emissions Allowance Position | Thousand Tons | 0 | 4.9063 | 4.8978 | 4.9063 | 4.9063 | 4.9063 | 4.9063
BART NOX Annual-Gerald Gentleman 1 -v5.13 | 118 | 5838 | Rate Constraint in lbs/MMBtu | FALSE | L | Annual | Fuel Consumed | TBtu | 0 | 49.7029 | 49.617 | 49.7029 | 49.7029 | 49.7029 | 49.7029
BART NOX Annual-Gerald Gentleman 1 -v5.13 | 118 | 5838 | Rate Constraint in lbs/MMBtu | FALSE | L | Annual | Rate | lb/MMBtu | 0 | 0.19743 | 0.19743 | 0.19743 | 0.19743 | 0.19743 | 0.19743
BART NOX Annual-Gerald Gentleman 1 -v5.13 | 118 | 5838 | Rate Constraint in lbs/MMBtu | FALSE | L | Annual | Generation | TWh | 0 | 4.8295 | 4.8212 | 4.8295 | 4.8295 | 4.8295 | 4.8295
BART NOX Annual-Gerald Gentleman 1 -v5.13 | 118 | 5838 | Rate Constraint in lbs/MMBtu | FALSE | L | Annual | Qualifying Generation | TWh | 0 | 4.8295 | 4.8212 | 4.8295 | 4.8295 | 4.8295 | 4.8295
BART NOX Annual-Gerald Gentleman 1 -v5.13 | 118 | 5838 | Rate Constraint in lbs/MMBtu | FALSE | L | Annual | Rate | lb/MWh | 0 | 1.0159 | 1.0159 | 1.0159 | 1.0159 | 1.0159 | 1.0159
BART NOX Annual-Gerald Gentleman 1 -v5.13 | 118 | 5838 | Rate Constraint in lbs/MMBtu | FALSE | L | Annual | Constraint Shadow Price | US2011$/Ton | 0 | 0 | 0 | 0 | 0 | 0 | 0
BART NOX Annual-Gerald Gentleman 1 -v5.14 | 119 | 6089 | Rate Constraint in lbs/MMBtu | FALSE | L | Annual | Seasons Included | Seasons | Winter, Summer | Winter, Summer | Winter, Summer | Winter, Summer | Winter, Summer | Winter, Summer | Winter, Summer
BART NOX Annual-Gerald Gentleman 1 -v5.14 | 119 | 6089 | Rate Constraint in lbs/MMBtu | FALSE | L | Annual | Standard | lb/MMBtu | 0.23 | 0.23 | 0.23 | 0.23 | 0.23 | 0.23 | 0.23
BART NOX Annual-Gerald Gentleman 1 -v5.14 | 119 | 6089 | Rate Constraint in lbs/MMBtu | FALSE | L | Annual | Emissions at Affected Plants NOX | Thousand Tons | 4.9063 | 4.9063 | 4.8978 | 4.9063 | 4.9063 | 4.9063 | 4.9063
BART NOX Annual-Gerald Gentleman 1 -v5.14 | 119 | 6089 | Rate Constraint in lbs/MMBtu | FALSE | L | Annual | Allowances Purchased NOX | Thousand Tons | 0 | 0 | 0 | 0 | 0 | 0 | 0
BART NOX Annual-Gerald Gentleman 1 -v5.14 | 119 | 6089 | Rate Constraint in lbs/MMBtu | FALSE | L | Annual | Allowances Sold NOX | Thousand Tons | 0 | 0 | 0 | 0 | 0 | 0 | 0
BART NOX Annual-Gerald Gentleman 1 -v5.14 | 119 | 6089 | Rate Constraint in lbs/MMBtu | FALSE | L | Annual | Allowances Banked | Thousand Tons | 0 | 0 | 0 | 0 | 0 | 0 | 0
BART NOX Annual-Gerald Gentleman 1 -v5.14 | 119 | 6089 | Rate Constraint in lbs/MMBtu | FALSE | L | Annual | Allowances Withdrawn (1:1) | Thousand Tons | 0 | 0 | 0 | 0 | 0 | 0 | 0
BART NOX Annual-Gerald Gentleman 1 -v5.14 | 119 | 6089 | Rate Constraint in lbs/MMBtu | FALSE | L | Annual | Allowances Withdrawn (n:1) | Thousand Tons | 0 | 0 | 0 | 0 | 0 | 0 | 0
BART NOX Annual-Gerald Gentleman 1 -v5.14 | 119 | 6089 | Rate Constraint in lbs/MMBtu | FALSE | L | Annual | Net Emissions Allowance Position | Thousand Tons | 4.9063 | 4.9063 | 4.8978 | 4.9063 | 4.9063 | 4.9063 | 4.9063
BART NOX Annual-Gerald Gentleman 1 -v5.14 | 119 | 6089 | Rate Constraint in lbs/MMBtu | FALSE | L | Annual | Fuel Consumed | TBtu | 49.7029 | 49.7029 | 49.617 | 49.7029 | 49.7029 | 49.7029 | 49.7029
BART NOX Annual-Gerald Gentleman 1 -v5.14 | 119 | 6089 | Rate Constraint in lbs/MMBtu | FALSE | L | Annual | Rate | lb/MMBtu | 0.19743 | 0.19743 | 0.19743 | 0.19743 | 0.19743 | 0.19743 | 0.19743
BART NOX Annual-Gerald Gentleman 1 -v5.14 | 119 | 6089 | Rate Constraint in lbs/MMBtu | FALSE | L | Annual | Generation | TWh | 4.8295 | 4.8295 | 4.8212 | 4.8295 | 4.8295 | 4.8295 | 4.8295
BART NOX Annual-Gerald Gentleman 1 -v5.14 | 119 | 6089 | Rate Constraint in lbs/MMBtu | FALSE | L | Annual | Qualifying Generation | TWh | 4.8295 | 4.8295 | 4.8212 | 4.8295 | 4.8295 | 4.8295 | 4.8295
BART NOX Annual-Gerald Gentleman 1 -v5.14 | 119 | 6089 | Rate Constraint in lbs/MMBtu | FALSE | L | Annual | Rate | lb/MWh | 1.0159 | 1.0159 | 1.0159 | 1.0159 | 1.0159 | 1.0159 | 1.0159
BART NOX Annual-Gerald Gentleman 1 -v5.14 | 119 | 6089 | Rate Constraint in lbs/MMBtu | FALSE | L | Annual | Constraint Shadow Price | US2011$/Ton | 0 | 0 | 0 | 0 | 0 | 0 | 0
BART NOX Annual-Gerald Gentleman 2 -v5.13 | 120 | 5839 | Rate Constraint in lbs/MMBtu | FALSE | L | Annual | Seasons Included | Seasons |  | Winter, Summer | Winter, Summer | Winter, Summer | Winter, Summer | Winter, Summer | Winter, Summer
BART NOX Annual-Gerald Gentleman 2 -v5.13 | 120 | 5839 | Rate Constraint in lbs/MMBtu | FALSE | L | Annual | Standard | lb/MMBtu | 0 | 0.23 | 0.23 | 0.23 | 0.23 | 0.23 | 0.23
BART NOX Annual-Gerald Gentleman 2 -v5.13 | 120 | 5839 | Rate Constraint in lbs/MMBtu | FALSE | L | Annual | Emissions at Affected Plants NOX | Thousand Tons | 0 | 4.7363 | 4.7281 | 4.7363 | 4.7363 | 4.7363 | 4.7363
BART NOX Annual-Gerald Gentleman 2 -v5.13 | 120 | 5839 | Rate Constraint in lbs/MMBtu | FALSE | L | Annual | Allowances Purchased NOX | Thousand Tons | 0 | 0 | 0 | 0 | 0 | 0 | 0
BART NOX Annual-Gerald Gentleman 2 -v5.13 | 120 | 5839 | Rate Constraint in lbs/MMBtu | FALSE | L | Annual | Allowances Sold NOX | Thousand Tons | 0 | 0 | 0 | 0 | 0 | 0 | 0
BART NOX Annual-Gerald Gentleman 2 -v5.13 | 120 | 5839 | Rate Constraint in lbs/MMBtu | FALSE | L | Annual | Allowances Banked | Thousand Tons | 0 | 0 | 0 | 0 | 0 | 0 | 0
BART NOX Annual-Gerald Gentleman 2 -v5.13 | 120 | 5839 | Rate Constraint in lbs/MMBtu | FALSE | L | Annual | Allowances Withdrawn (1:1) | Thousand Tons | 0 | 0 | 0 | 0 | 0 | 0 | 0
BART NOX Annual-Gerald Gentleman 2 -v5.13 | 120 | 5839 | Rate Constraint in lbs/MMBtu | FALSE | L | Annual | Allowances Withdrawn (n:1) | Thousand Tons | 0 | 0 | 0 | 0 | 0 | 0 | 0
BART NOX Annual-Gerald Gentleman 2 -v5.13 | 120 | 5839 | Rate Constraint in lbs/MMBtu | FALSE | L | Annual | Net Emissions Allowance Position | Thousand Tons | 0 | 4.7363 | 4.7281 | 4.7363 | 4.7363 | 4.7363 | 4.7363
BART NOX Annual-Gerald Gentleman 2 -v5.13 | 120 | 5839 | Rate Constraint in lbs/MMBtu | FALSE | L | Annual | Fuel Consumed | TBtu | 0 | 52.625 | 52.5341 | 52.625 | 52.625 | 52.625 | 52.625
BART NOX Annual-Gerald Gentleman 2 -v5.13 | 120 | 5839 | Rate Constraint in lbs/MMBtu | FALSE | L | Annual | Rate | lb/MMBtu | 0 | 0.18 | 0.18 | 0.18 | 0.18 | 0.18 | 0.18
BART NOX Annual-Gerald Gentleman 2 -v5.13 | 120 | 5839 | Rate Constraint in lbs/MMBtu | FALSE | L | Annual | Generation | TWh | 0 | 5.0836 | 5.0748 | 5.0836 | 5.0836 | 5.0836 | 5.0836
BART NOX Annual-Gerald Gentleman 2 -v5.13 | 120 | 5839 | Rate Constraint in lbs/MMBtu | FALSE | L | Annual | Qualifying Generation | TWh | 0 | 5.0836 | 5.0748 | 5.0836 | 5.0836 | 5.0836 | 5.0836
BART NOX Annual-Gerald Gentleman 2 -v5.13 | 120 | 5839 | Rate Constraint in lbs/MMBtu | FALSE | L | Annual | Rate | lb/MWh | 0 | 0.93168 | 0.93168 | 0.93168 | 0.93168 | 0.93168 | 0.93168
BART NOX Annual-Gerald Gentleman 2 -v5.13 | 120 | 5839 | Rate Constraint in lbs/MMBtu | FALSE | L | Annual | Constraint Shadow Price | US2011$/Ton | 0 | 0 | 0 | 0 | 0 | 0 | 0
BART NOX Annual-Gerald Gentleman 2 -v5.14 | 121 | 6090 | Rate Constraint in lbs/MMBtu | FALSE | L | Annual | Seasons Included | Seasons | Winter, Summer | Winter, Summer | Winter, Summer | Winter, Summer | Winter, Summer | Winter, Summer | Winter, Summer
BART NOX Annual-Gerald Gentleman 2 -v5.14 | 121 | 6090 | Rate Constraint in lbs/MMBtu | FALSE | L | Annual | Standard | lb/MMBtu | 0.23 | 0.23 | 0.23 | 0.23 | 0.23 | 0.23 | 0.23
BART NOX Annual-Gerald Gentleman 2 -v5.14 | 121 | 6090 | Rate Constraint in lbs/MMBtu | FALSE | L | Annual | Emissions at Affected Plants NOX | Thousand Tons | 4.7363 | 4.7363 | 4.7281 | 4.7363 | 4.7363 | 4.7363 | 4.7363
BART NOX Annual-Gerald Gentleman 2 -v5.14 | 121 | 6090 | Rate Constraint in lbs/MMBtu | FALSE | L | Annual | Allowances Purchased NOX | Thousand Tons | 0 | 0 | 0 | 0 | 0 | 0 | 0
BART NOX Annual-Gerald Gentleman 2 -v5.14 | 121 | 6090 | Rate Constraint in lbs/MMBtu | FALSE | L | Annual | Allowances Sold NOX | Thousand Tons | 0 | 0 | 0 | 0 | 0 | 0 | 0
BART NOX Annual-Gerald Gentleman 2 -v5.14 | 121 | 6090 | Rate Constraint in lbs/MMBtu | FALSE | L | Annual | Allowances Banked | Thousand Tons | 0 | 0 | 0 | 0 | 0 | 0 | 0
BART NOX Annual-Gerald Gentleman 2 -v5.14 | 121 | 6090 | Rate Constraint in lbs/MMBtu | FALSE | L | Annual | Allowances Withdrawn (1:1) | Thousand Tons | 0 | 0 | 0 | 0 | 0 | 0 | 0
BART NOX Annual-Gerald Gentleman 2 -v5.14 | 121 | 6090 | Rate Constraint in lbs/MMBtu | FALSE | L | Annual | Allowances Withdrawn (n:1) | Thousand Tons | 0 | 0 | 0 | 0 | 0 | 0 | 0
BART NOX Annual-Gerald Gentleman 2 -v5.14 | 121 | 6090 | Rate Constraint in lbs/MMBtu | FALSE | L | Annual | Net Emissions Allowance Position | Thousand Tons | 4.7363 | 4.7363 | 4.7281 | 4.7363 | 4.7363 | 4.7363 | 4.7363
BART NOX Annual-Gerald Gentleman 2 -v5.14 | 121 | 6090 | Rate Constraint in lbs/MMBtu | FALSE | L | Annual | Fuel Consumed | TBtu | 52.625 | 52.625 | 52.5341 | 52.625 | 52.625 | 52.625 | 52.625
BART NOX Annual-Gerald Gentleman 2 -v5.14 | 121 | 6090 | Rate Constraint in lbs/MMBtu | FALSE | L | Annual | Rate | lb/MMBtu | 0.18 | 0.18 | 0.18 | 0.18 | 0.18 | 0.18 | 0.18
BART NOX Annual-Gerald Gentleman 2 -v5.14 | 121 | 6090 | Rate Constraint in lbs/MMBtu | FALSE | L | Annual | Generation | TWh | 5.0836 | 5.0836 | 5.0748 | 5.0836 | 5.0836 | 5.0836 | 5.0836
BART NOX Annual-Gerald Gentleman 2 -v5.14 | 121 | 6090 | Rate Constraint in lbs/MMBtu | FALSE | L | Annual | Qualifying Generation | TWh | 5.0836 | 5.0836 | 5.0748 | 5.0836 | 5.0836 | 5.0836 | 5.0836
BART NOX Annual-Gerald Gentleman 2 -v5.14 | 121 | 6090 | Rate Constraint in lbs/MMBtu | FALSE | L | Annual | Rate | lb/MWh | 0.93168 | 0.93168 | 0.93168 | 0.93168 | 0.93168 | 0.93168 | 0.93168
BART NOX Annual-Gerald Gentleman 2 -v5.14 | 121 | 6090 | Rate Constraint in lbs/MMBtu | FALSE | L | Annual | Constraint Shadow Price | US2011$/Ton | 0 | 0 | 0 | 0 | 0 | 0 | 0
BART NOX Annual-Hayden H1 -v5.13 | 122 | 5824 | Rate Constraint in lbs/MMBtu | FALSE | L | Annual | Seasons Included | Seasons |  | Winter, Summer | Winter, Summer | Winter, Summer | Winter, Summer | Winter, Summer | Winter, Summer
BART NOX Annual-Hayden H1 -v5.13 | 122 | 5824 | Rate Constraint in lbs/MMBtu | FALSE | L | Annual | Standard | lb/MMBtu | 0 | 0.08 | 0.08 | 0.08 | 0.08 | 0.08 | 0.08
BART NOX Annual-Hayden H1 -v5.13 | 122 | 5824 | Rate Constraint in lbs/MMBtu | FALSE | L | Annual | Emissions at Affected Plants NOX | Thousand Tons | 0 | 0.5225 | 0.5225 | 0.5225 | 0.5225 | 0.5225 | 0.5225
BART NOX Annual-Hayden H1 -v5.13 | 122 | 5824 | Rate Constraint in lbs/MMBtu | FALSE | L | Annual | Allowances Purchased NOX | Thousand Tons | 0 | 0 | 0 | 0 | 0 | 0 | 0
BART NOX Annual-Hayden H1 -v5.13 | 122 | 5824 | Rate Constraint in lbs/MMBtu | FALSE | L | Annual | Allowances Sold NOX | Thousand Tons | 0 | 0 | 0 | 0 | 0 | 0 | 0
BART NOX Annual-Hayden H1 -v5.13 | 122 | 5824 | Rate Constraint in lbs/MMBtu | FALSE | L | Annual | Allowances Banked | Thousand Tons | 0 | 0 | 0 | 0 | 0 | 0 | 0
BART NOX Annual-Hayden H1 -v5.13 | 122 | 5824 | Rate Constraint in lbs/MMBtu | FALSE | L | Annual | Allowances Withdrawn (1:1) | Thousand Tons | 0 | 0 | 0 | 0 | 0 | 0 | 0
BART NOX Annual-Hayden H1 -v5.13 | 122 | 5824 | Rate Constraint in lbs/MMBtu | FALSE | L | Annual | Allowances Withdrawn (n:1) | Thousand Tons | 0 | 0 | 0 | 0 | 0 | 0 | 0
BART NOX Annual-Hayden H1 -v5.13 | 122 | 5824 | Rate Constraint in lbs/MMBtu | FALSE | L | Annual | Net Emissions Allowance Position | Thousand Tons | 0 | 0.5225 | 0.5225 | 0.5225 | 0.5225 | 0.5225 | 0.5225
BART NOX Annual-Hayden H1 -v5.13 | 122 | 5824 | Rate Constraint in lbs/MMBtu | FALSE | L | Annual | Fuel Consumed | TBtu | 0 | 14.9286 | 14.9286 | 14.9286 | 14.9286 | 14.9286 | 14.9286
BART NOX Annual-Hayden H1 -v5.13 | 122 | 5824 | Rate Constraint in lbs/MMBtu | FALSE | L | Annual | Rate | lb/MMBtu | 0 | 0.07 | 0.07 | 0.07 | 0.07 | 0.07 | 0.07
BART NOX Annual-Hayden H1 -v5.13 | 122 | 5824 | Rate Constraint in lbs/MMBtu | FALSE | L | Annual | Generation | TWh | 0 | 1.3698 | 1.3698 | 1.3698 | 1.3698 | 1.3698 | 1.3698
BART NOX Annual-Hayden H1 -v5.13 | 122 | 5824 | Rate Constraint in lbs/MMBtu | FALSE | L | Annual | Qualifying Generation | TWh | 0 | 1.3698 | 1.3698 | 1.3698 | 1.3698 | 1.3698 | 1.3698
BART NOX Annual-Hayden H1 -v5.13 | 122 | 5824 | Rate Constraint in lbs/MMBtu | FALSE | L | Annual | Rate | lb/MWh | 0 | 0.38143 | 0.38143 | 0.38143 | 0.38143 | 0.38143 | 0.38143
BART NOX Annual-Hayden H1 -v5.13 | 122 | 5824 | Rate Constraint in lbs/MMBtu | FALSE | L | Annual | Constraint Shadow Price | US2011$/Ton | 0 | 0 | 0 | 0 | 0 | 0 | 0
BART NOX Annual-Hayden H2 -v5.13 | 123 | 5825 | Rate Constraint in lbs/MMBtu | FALSE | L | Annual | Seasons Included | Seasons |  | Winter, Summer | Winter, Summer | Winter, Summer | Winter, Summer | Winter, Summer | Winter, Summer
BART NOX Annual-Hayden H2 -v5.13 | 123 | 5825 | Rate Constraint in lbs/MMBtu | FALSE | L | Annual | Standard | lb/MMBtu | 0 | 0.07 | 0.07 | 0.07 | 0.07 | 0.07 | 0.07
BART NOX Annual-Hayden H2 -v5.13 | 123 | 5825 | Rate Constraint in lbs/MMBtu | FALSE | L | Annual | Emissions at Affected Plants NOX | Thousand Tons | 0 | 0.71881 | 0.71881 | 0.71881 | 0.71881 | 0.71881 | 0.71881
BART NOX Annual-Hayden H2 -v5.13 | 123 | 5825 | Rate Constraint in lbs/MMBtu | FALSE | L | Annual | Allowances Purchased NOX | Thousand Tons | 0 | 0 | 0 | 0 | 0 | 0 | 0
BART NOX Annual-Hayden H2 -v5.13 | 123 | 5825 | Rate Constraint in lbs/MMBtu | FALSE | L | Annual | Allowances Sold NOX | Thousand Tons | 0 | 0 | 0 | 0 | 0 | 0 | 0
BART NOX Annual-Hayden H2 -v5.13 | 123 | 5825 | Rate Constraint in lbs/MMBtu | FALSE | L | Annual | Allowances Banked | Thousand Tons | 0 | 0 | 0 | 0 | 0 | 0 | 0
BART NOX Annual-Hayden H2 -v5.13 | 123 | 5825 | Rate Constraint in lbs/MMBtu | FALSE | L | Annual | Allowances Withdrawn (1:1) | Thousand Tons | 0 | 0 | 0 | 0 | 0 | 0 | 0
BART NOX Annual-Hayden H2 -v5.13 | 123 | 5825 | Rate Constraint in lbs/MMBtu | FALSE | L | Annual | Allowances Withdrawn (n:1) | Thousand Tons | 0 | 0 | 0 | 0 | 0 | 0 | 0
BART NOX Annual-Hayden H2 -v5.13 | 123 | 5825 | Rate Constraint in lbs/MMBtu | FALSE | L | Annual | Net Emissions Allowance Position | Thousand Tons | 0 | 0.71881 | 0.71881 | 0.71881 | 0.71881 | 0.71881 | 0.71881
BART NOX Annual-Hayden H2 -v5.13 | 123 | 5825 | Rate Constraint in lbs/MMBtu | FALSE | L | Annual | Fuel Consumed | TBtu | 0 | 20.5373 | 20.5373 | 20.5373 | 20.5373 | 20.5373 | 20.5373
BART NOX Annual-Hayden H2 -v5.13 | 123 | 5825 | Rate Constraint in lbs/MMBtu | FALSE | L | Annual | Rate | lb/MMBtu | 0 | 0.07 | 0.07 | 0.07 | 0.07 | 0.07 | 0.07
BART NOX Annual-Hayden H2 -v5.13 | 123 | 5825 | Rate Constraint in lbs/MMBtu | FALSE | L | Annual | Generation | TWh | 0 | 1.8958 | 1.8958 | 1.8958 | 1.8958 | 1.8958 | 1.8958
BART NOX Annual-Hayden H2 -v5.13 | 123 | 5825 | Rate Constraint in lbs/MMBtu | FALSE | L | Annual | Qualifying Generation | TWh | 0 | 1.8958 | 1.8958 | 1.8958 | 1.8958 | 1.8958 | 1.8958
BART NOX Annual-Hayden H2 -v5.13 | 123 | 5825 | Rate Constraint in lbs/MMBtu | FALSE | L | Annual | Rate | lb/MWh | 0 | 0.37916 | 0.37916 | 0.37916 | 0.37916 | 0.37916 | 0.37916
BART NOX Annual-Hayden H2 -v5.13 | 123 | 5825 | Rate Constraint in lbs/MMBtu | FALSE | L | Annual | Constraint Shadow Price | US2011$/Ton | 0 | 0 | 0 | 0 | 0 | 0 | 0
BART NOX Annual-J E Corette Plant 2 -v5.13 | 124 | 5837 | Rate Constraint in lbs/MMBtu | FALSE | L | Annual | Seasons Included | Seasons |  | Winter, Summer | Winter, Summer | Winter, Summer | Winter, Summer | Winter, Summer | Winter, Summer
BART NOX Annual-J E Corette Plant 2 -v5.13 | 124 | 5837 | Rate Constraint in lbs/MMBtu | FALSE | L | Annual | Standard | lb/MMBtu | 0 | 0.35 | 0.35 | 0.35 | 0.35 | 0.35 | 0.35
BART NOX Annual-J E Corette Plant 2 -v5.13 | 124 | 5837 | Rate Constraint in lbs/MMBtu | FALSE | L | Annual | Emissions at Affected Plants NOX | Thousand Tons | 0 | 1.084 | 1.0822 | 1.084 | 1.084 | 1.084 | 1.084
BART NOX Annual-J E Corette Plant 2 -v5.13 | 124 | 5837 | Rate Constraint in lbs/MMBtu | FALSE | L | Annual | Allowances Purchased NOX | Thousand Tons | 0 | 0 | 0 | 0 | 0 | 0 | 0
BART NOX Annual-J E Corette Plant 2 -v5.13 | 124 | 5837 | Rate Constraint in lbs/MMBtu | FALSE | L | Annual | Allowances Sold NOX | Thousand Tons | 0 | 0 | 0 | 0 | 0 | 0 | 0
BART NOX Annual-J E Corette Plant 2 -v5.13 | 124 | 5837 | Rate Constraint in lbs/MMBtu | FALSE | L | Annual | Allowances Banked | Thousand Tons | 0 | 0 | 0 | 0 | 0 | 0 | 0
BART NOX Annual-J E Corette Plant 2 -v5.13 | 124 | 5837 | Rate Constraint in lbs/MMBtu | FALSE | L | Annual | Allowances Withdrawn (1:1) | Thousand Tons | 0 | 0 | 0 | 0 | 0 | 0 | 0
BART NOX Annual-J E Corette Plant 2 -v5.13 | 124 | 5837 | Rate Constraint in lbs/MMBtu | FALSE | L | Annual | Allowances Withdrawn (n:1) | Thousand Tons | 0 | 0 | 0 | 0 | 0 | 0 | 0
BART NOX Annual-J E Corette Plant 2 -v5.13 | 124 | 5837 | Rate Constraint in lbs/MMBtu | FALSE | L | Annual | Net Emissions Allowance Position | Thousand Tons | 0 | 1.084 | 1.0822 | 1.084 | 1.084 | 1.084 | 1.084
BART NOX Annual-J E Corette Plant 2 -v5.13 | 124 | 5837 | Rate Constraint in lbs/MMBtu | FALSE | L | Annual | Fuel Consumed | TBtu | 0 | 12.6367 | 12.6153 | 12.6367 | 12.6367 | 12.6367 | 12.6367
BART NOX Annual-J E Corette Plant 2 -v5.13 | 124 | 5837 | Rate Constraint in lbs/MMBtu | FALSE | L | Annual | Rate | lb/MMBtu | 0 | 0.17156 | 0.17156 | 0.17156 | 0.17156 | 0.17156 | 0.17156
BART NOX Annual-J E Corette Plant 2 -v5.13 | 124 | 5837 | Rate Constraint in lbs/MMBtu | FALSE | L | Annual | Generation | TWh | 0 | 1.1465 | 1.1446 | 1.1465 | 1.1465 | 1.1465 | 1.1465
BART NOX Annual-J E Corette Plant 2 -v5.13 | 124 | 5837 | Rate Constraint in lbs/MMBtu | FALSE | L | Annual | Qualifying Generation | TWh | 0 | 1.1465 | 1.1446 | 1.1465 | 1.1465 | 1.1465 | 1.1465
BART NOX Annual-J E Corette Plant 2 -v5.13 | 124 | 5837 | Rate Constraint in lbs/MMBtu | FALSE | L | Annual | Rate | lb/MWh | 0 | 0.94549 | 0.94549 | 0.94549 | 0.94549 | 0.94549 | 0.94549
BART NOX Annual-J E Corette Plant 2 -v5.13 | 124 | 5837 | Rate Constraint in lbs/MMBtu | FALSE | L | Annual | Constraint Shadow Price | US2011$/Ton | 0 | 0 | 0 | 0 | 0 | 0 | 0
BART NOX Annual-Jeffrey Energy Center 1 -v5.13 | 125 | 5831 | Rate Constraint in lbs/MMBtu | FALSE | L | Annual | Seasons Included | Seasons |  | Winter, Summer | Winter, Summer | Winter, Summer | Winter, Summer | Winter, Summer | Winter, Summer
BART NOX Annual-Jeffrey Energy Center 1 -v5.13 | 125 | 5831 | Rate Constraint in lbs/MMBtu | FALSE | L | Annual | Standard | lb/MMBtu | 0 | 0.15 | 0.15 | 0.15 | 0.15 | 0.15 | 0.15
BART NOX Annual-Jeffrey Energy Center 1 -v5.13 | 125 | 5831 | Rate Constraint in lbs/MMBtu | FALSE | L | Annual | Emissions at Affected Plants NOX | Thousand Tons | 0 | 2.9446 | 2.9446 | 2.9446 | 2.9446 | 2.9446 | 2.9446
BART NOX Annual-Jeffrey Energy Center 1 -v5.13 | 125 | 5831 | Rate Constraint in lbs/MMBtu | FALSE | L | Annual | Allowances Purchased NOX | Thousand Tons | 0 | 0 | 0 | 0 | 0 | 0 | 0
BART NOX Annual-Jeffrey Energy Center 1 -v5.13 | 125 | 5831 | Rate Constraint in lbs/MMBtu | FALSE | L | Annual | Allowances Sold NOX | Thousand Tons | 0 | 0 | 0 | 0 | 0 | 0 | 0
BART NOX Annual-Jeffrey Energy Center 1 -v5.13 | 125 | 5831 | Rate Constraint in lbs/MMBtu | FALSE | L | Annual | Allowances Banked | Thousand Tons | 0 | 0 | 0 | 0 | 0 | 0 | 0
BART NOX Annual-Jeffrey Energy Center 1 -v5.13 | 125 | 5831 | Rate Constraint in lbs/MMBtu | FALSE | L | Annual | Allowances Withdrawn (1:1) | Thousand Tons | 0 | 0 | 0 | 0 | 0 | 0 | 0
BART NOX Annual-Jeffrey Energy Center 1 -v5.13 | 125 | 5831 | Rate Constraint in lbs/MMBtu | FALSE | L | Annual | Allowances Withdrawn (n:1) | Thousand Tons | 0 | 0 | 0 | 0 | 0 | 0 | 0
BART NOX Annual-Jeffrey Energy Center 1 -v5.13 | 125 | 5831 | Rate Constraint in lbs/MMBtu | FALSE | L | Annual | Net Emissions Allowance Position | Thousand Tons | 0 | 2.9446 | 2.9446 | 2.9446 | 2.9446 | 2.9446 | 2.9446
BART NOX Annual-Jeffrey Energy Center 1 -v5.13 | 125 | 5831 | Rate Constraint in lbs/MMBtu | FALSE | L | Annual | Fuel Consumed | TBtu | 0 | 58.8929 | 58.8929 | 58.8929 | 58.8929 | 58.8929 | 58.8929
BART NOX Annual-Jeffrey Energy Center 1 -v5.13 | 125 | 5831 | Rate Constraint in lbs/MMBtu | FALSE | L | Annual | Rate | lb/MMBtu | 0 | 0.1 | 0.1 | 0.1 | 0.1 | 0.1 | 0.1
BART NOX Annual-Jeffrey Energy Center 1 -v5.13 | 125 | 5831 | Rate Constraint in lbs/MMBtu | FALSE | L | Annual | Generation | TWh | 0 | 5.2715 | 5.2715 | 5.2715 | 5.2715 | 5.2715 | 5.2715
BART NOX Annual-Jeffrey Energy Center 1 -v5.13 | 125 | 5831 | Rate Constraint in lbs/MMBtu | FALSE | L | Annual | Qualifying Generation | TWh | 0 | 5.2715 | 5.2715 | 5.2715 | 5.2715 | 5.2715 | 5.2715
BART NOX Annual-Jeffrey Energy Center 1 -v5.13 | 125 | 5831 | Rate Constraint in lbs/MMBtu | FALSE | L | Annual | Rate | lb/MWh | 0 | 0.5586 | 0.5586 | 0.5586 | 0.5586 | 0.5586 | 0.5586
BART NOX Annual-Jeffrey Energy Center 1 -v5.13 | 125 | 5831 | Rate Constraint in lbs/MMBtu | FALSE | L | Annual | Constraint Shadow Price | US2011$/Ton | 0 | 0 | 0 | 0 | 0 | 0 | 0
BART NOX Annual-Jeffrey Energy Center 2 -v5.13 | 126 | 5832 | Rate Constraint in lbs/MMBtu | FALSE | L | Annual | Seasons Included | Seasons |  | Winter, Summer | Winter, Summer | Winter, Summer | Winter, Summer | Winter, Summer | Winter, Summer
BART NOX Annual-Jeffrey Energy Center 2 -v5.13 | 126 | 5832 | Rate Constraint in lbs/MMBtu | FALSE | L | Annual | Standard | lb/MMBtu | 0 | 0.15 | 0.15 | 0.15 | 0.15 | 0.15 | 0.15
BART NOX Annual-Jeffrey Energy Center 2 -v5.13 | 126 | 5832 | Rate Constraint in lbs/MMBtu | FALSE | L | Annual | Emissions at Affected Plants NOX | Thousand Tons | 0 | 2.9441 | 2.9441 | 2.9441 | 2.9441 | 2.9441 | 2.9441
BART NOX Annual-Jeffrey Energy Center 2 -v5.13 | 126 | 5832 | Rate Constraint in lbs/MMBtu | FALSE | L | Annual | Allowances Purchased NOX | Thousand Tons | 0 | 0 | 0 | 0 | 0 | 0 | 0
BART NOX Annual-Jeffrey Energy Center 2 -v5.13 | 126 | 5832 | Rate Constraint in lbs/MMBtu | FALSE | L | Annual | Allowances Sold NOX | Thousand Tons | 0 | 0 | 0 | 0 | 0 | 0 | 0
BART NOX Annual-Jeffrey Energy Center 2 -v5.13 | 126 | 5832 | Rate Constraint in lbs/MMBtu | FALSE | L | Annual | Allowances Banked | Thousand Tons | 0 | 0 | 0 | 0 | 0 | 0 | 0
BART NOX Annual-Jeffrey Energy Center 2 -v5.13 | 126 | 5832 | Rate Constraint in lbs/MMBtu | FALSE | L | Annual | Allowances Withdrawn (1:1) | Thousand Tons | 0 | 0 | 0 | 0 | 0 | 0 | 0
BART NOX Annual-Jeffrey Energy Center 2 -v5.13 | 126 | 5832 | Rate Constraint in lbs/MMBtu | FALSE | L | Annual | Allowances Withdrawn (n:1) | Thousand Tons | 0 | 0 | 0 | 0 | 0 | 0 | 0
BART NOX Annual-Jeffrey Energy Center 2 -v5.13 | 126 | 5832 | Rate Constraint in lbs/MMBtu | FALSE | L | Annual | Net Emissions Allowance Position | Thousand Tons | 0 | 2.9441 | 2.9441 | 2.9441 | 2.9441 | 2.9441 | 2.9441
BART NOX Annual-Jeffrey Energy Center 2 -v5.13 | 126 | 5832 | Rate Constraint in lbs/MMBtu | FALSE | L | Annual | Fuel Consumed | TBtu | 0 | 58.8814 | 58.8814 | 58.8814 | 58.8814 | 58.8814 | 58.8814
BART NOX Annual-Jeffrey Energy Center 2 -v5.13 | 126 | 5832 | Rate Constraint in lbs/MMBtu | FALSE | L | Annual | Rate | lb/MMBtu | 0 | 0.1 | 0.1 | 0.1 | 0.1 | 0.1 | 0.1
BART NOX Annual-Jeffrey Energy Center 2 -v5.13 | 126 | 5832 | Rate Constraint in lbs/MMBtu | FALSE | L | Annual | Generation | TWh | 0 | 5.2861 | 5.2861 | 5.2861 | 5.2861 | 5.2861 | 5.2861
BART NOX Annual-Jeffrey Energy Center 2 -v5.13 | 126 | 5832 | Rate Constraint in lbs/MMBtu | FALSE | L | Annual | Qualifying Generation | TWh | 0 | 5.2861 | 5.2861 | 5.2861 | 5.2861 | 5.2861 | 5.2861
BART NOX Annual-Jeffrey Energy Center 2 -v5.13 | 126 | 5832 | Rate Constraint in lbs/MMBtu | FALSE | L | Annual | Rate | lb/MWh | 0 | 0.55695 | 0.55695 | 0.55695 | 0.55695 | 0.55695 | 0.55695
BART NOX Annual-Jeffrey Energy Center 2 -v5.13 | 126 | 5832 | Rate Constraint in lbs/MMBtu | FALSE | L | Annual | Constraint Shadow Price | US2011$/Ton | 0 | 0 | 0 | 0 | 0 | 0 | 0
BART NOX Annual-Jim Bridger 1 -v5.14 | 127 | 6105 | Rate Constraint in lbs/MMBtu | FALSE | L | Annual | Seasons Included | Seasons |  | Winter, Summer | Winter, Summer | Winter, Summer | Winter, Summer | Winter, Summer | Winter, Summer
BART NOX Annual-Jim Bridger 1 -v5.14 | 127 | 6105 | Rate Constraint in lbs/MMBtu | FALSE | L | Annual | Standard | lb/MMBtu | 0 | 0.26 | 0.2125 | 0.07 | 0.07 | 0.07 | 0.07
BART NOX Annual-Jim Bridger 1 -v5.14 | 127 | 6105 | Rate Constraint in lbs/MMBtu | FALSE | L | Annual | Emissions at Affected Plants NOX | Thousand Tons | 0 | 0 | 0 | 0 | 0 | 0 | 0
BART NOX Annual-Jim Bridger 1 -v5.14 | 127 | 6105 | Rate Constraint in lbs/MMBtu | FALSE | L | Annual | Allowances Purchased NOX | Thousand Tons | 0 | 0 | 0 | 0 | 0 | 0 | 0
BART NOX Annual-Jim Bridger 1 -v5.14 | 127 | 6105 | Rate Constraint in lbs/MMBtu | FALSE | L | Annual | Allowances Sold NOX | Thousand Tons | 0 | 0 | 0 | 0 | 0 | 0 | 0
BART NOX Annual-Jim Bridger 1 -v5.14 | 127 | 6105 | Rate Constraint in lbs/MMBtu | FALSE | L | Annual | Allowances Banked | Thousand Tons | 0 | 0 | 0 | 0 | 0 | 0 | 0
BART NOX Annual-Jim Bridger 1 -v5.14 | 127 | 6105 | Rate Constraint in lbs/MMBtu | FALSE | L | Annual | Allowances Withdrawn (1:1) | Thousand Tons | 0 | 0 | 0 | 0 | 0 | 0 | 0
BART NOX Annual-Jim Bridger 1 -v5.14 | 127 | 6105 | Rate Constraint in lbs/MMBtu | FALSE | L | Annual | Allowances Withdrawn (n:1) | Thousand Tons | 0 | 0 | 0 | 0 | 0 | 0 | 0
BART NOX Annual-Jim Bridger 1 -v5.14 | 127 | 6105 | Rate Constraint in lbs/MMBtu | FALSE | L | Annual | Net Emissions Allowance Position | Thousand Tons | 0 | 0 | 0 | 0 | 0 | 0 | 0
BART NOX Annual-Jim Bridger 1 -v5.14 | 127 | 6105 | Rate Constraint in lbs/MMBtu | FALSE | L | Annual | Fuel Consumed | TBtu | 0 | 0 | 0 | 0 | 0 | 0 | 0
BART NOX Annual-Jim Bridger 1 -v5.14 | 127 | 6105 | Rate Constraint in lbs/MMBtu | FALSE | L | Annual | Rate | lb/MMBtu | 0 | 0 | 0 | 0 | 0 | 0 | 0
BART NOX Annual-Jim Bridger 1 -v5.14 | 127 | 6105 | Rate Constraint in lbs/MMBtu | FALSE | L | Annual | Generation | TWh | 0 | 0 | 0 | 0 | 0 | 0 | 0
BART NOX Annual-Jim Bridger 1 -v5.14 | 127 | 6105 | Rate Constraint in lbs/MMBtu | FALSE | L | Annual | Qualifying Generation | TWh | 0 | 0 | 0 | 0 | 0 | 0 | 0
BART NOX Annual-Jim Bridger 1 -v5.14 | 127 | 6105 | Rate Constraint in lbs/MMBtu | FALSE | L | Annual | Rate | lb/MWh | 0 | 0 | 0 | 0 | 0 | 0 | 0
BART NOX Annual-Jim Bridger 1 -v5.14 | 127 | 6105 | Rate Constraint in lbs/MMBtu | FALSE | L | Annual | Constraint Shadow Price | US2011$/Ton | 0 | 0 | 0 | 45278.0382 | 0 | 10886.2069 | 33236.3674
BART NOX Annual-Jim Bridger 2 -v5.14 | 128 | 6106 | Rate Constraint in lbs/MMBtu | FALSE | L | Annual | Seasons Included | Seasons |  | Winter, Summer | Winter, Summer | Winter, Summer | Winter, Summer | Winter, Summer | Winter, Summer
BART NOX Annual-Jim Bridger 2 -v5.14 | 128 | 6106 | Rate Constraint in lbs/MMBtu | FALSE | L | Annual | Standard | lb/MMBtu | 0 | 0.26 | 0.165 | 0.07 | 0.07 | 0.07 | 0.07
BART NOX Annual-Jim Bridger 2 -v5.14 | 128 | 6106 | Rate Constraint in lbs/MMBtu | FALSE | L | Annual | Emissions at Affected Plants NOX | Thousand Tons | 0 | 0 | 0 | 0 | 0 | 0 | 0
BART NOX Annual-Jim Bridger 2 -v5.14 | 128 | 6106 | Rate Constraint in lbs/MMBtu | FALSE | L | Annual | Allowances Purchased NOX | Thousand Tons | 0 | 0 | 0 | 0 | 0 | 0 | 0
BART NOX Annual-Jim Bridger 2 -v5.14 | 128 | 6106 | Rate Constraint in lbs/MMBtu | FALSE | L | Annual | Allowances Sold NOX | Thousand Tons | 0 | 0 | 0 | 0 | 0 | 0 | 0
BART NOX Annual-Jim Bridger 2 -v5.14 | 128 | 6106 | Rate Constraint in lbs/MMBtu | FALSE | L | Annual | Allowances Banked | Thousand Tons | 0 | 0 | 0 | 0 | 0 | 0 | 0
BART NOX Annual-Jim Bridger 2 -v5.14 | 128 | 6106 | Rate Constraint in lbs/MMBtu | FALSE | L | Annual | Allowances Withdrawn (1:1) | Thousand Tons | 0 | 0 | 0 | 0 | 0 | 0 | 0
BART NOX Annual-Jim Bridger 2 -v5.14 | 128 | 6106 | Rate Constraint in lbs/MMBtu | FALSE | L | Annual | Allowances Withdrawn (n:1) | Thousand Tons | 0 | 0 | 0 | 0 | 0 | 0 | 0
BART NOX Annual-Jim Bridger 2 -v5.14 | 128 | 6106 | Rate Constraint in lbs/MMBtu | FALSE | L | Annual | Net Emissions Allowance Position | Thousand Tons | 0 | 0 | 0 | 0 | 0 | 0 | 0
BART NOX Annual-Jim Bridger 2 -v5.14 | 128 | 6106 | Rate Constraint in lbs/MMBtu | FALSE | L | Annual | Fuel Consumed | TBtu | 0 | 0 | 0 | 0 | 0 | 0 | 0
BART NOX Annual-Jim Bridger 2 -v5.14 | 128 | 6106 | Rate Constraint in lbs/MMBtu | FALSE | L | Annual | Rate | lb/MMBtu | 0 | 0 | 0 | 0 | 0 | 0 | 0
BART NOX Annual-Jim Bridger 2 -v5.14 | 128 | 6106 | Rate Constraint in lbs/MMBtu | FALSE | L | Annual | Generation | TWh | 0 | 0 | 0 | 0 | 0 | 0 | 0
BART NOX Annual-Jim Bridger 2 -v5.14 | 128 | 6106 | Rate Constraint in lbs/MMBtu | FALSE | L | Annual | Qualifying Generation | TWh | 0 | 0 | 0 | 0 | 0 | 0 | 0
BART NOX Annual-Jim Bridger 2 -v5.14 | 128 | 6106 | Rate Constraint in lbs/MMBtu | FALSE | L | Annual | Rate | lb/MWh | 0 | 0 | 0 | 0 | 0 | 0 | 0
BART NOX Annual-Jim Bridger 2 -v5.14 | 128 | 6106 | Rate Constraint in lbs/MMBtu | FALSE | L | Annual | Constraint Shadow Price | US2011$/Ton | 0 | 0 | 0 | 17234.7794 | 0 | 25664.8284 | 16306.1633
BART NOX Annual-Jim Bridger 3 -v5.14 | 129 | 6107 | Rate Constraint in lbs/MMBtu | FALSE | L | Annual | Seasons Included | Seasons |  | Winter, Summer | Winter, Summer | Winter, Summer | Winter, Summer | Winter, Summer | Winter, Summer
BART NOX Annual-Jim Bridger 3 -v5.14 | 129 | 6107 | Rate Constraint in lbs/MMBtu | FALSE | L | Annual | Standard | lb/MMBtu | 0.07 | 0.26 | 0.26 | 0.26 | 0.26 | 0.26 | 0.26
BART NOX Annual-Jim Bridger 3 -v5.14 | 129 | 6107 | Rate Constraint in lbs/MMBtu | FALSE | L | Annual | Emissions at Affected Plants NOX | Thousand Tons | 0 | 0.78945 | 0.97333 | 0.97333 | 0.97333 | 0.97333 | 0.97333
BART NOX Annual-Jim Bridger 3 -v5.14 | 129 | 6107 | Rate Constraint in lbs/MMBtu | FALSE | L | Annual | Allowances Purchased NOX | Thousand Tons | 0 | 0 | 0 | 0 | 0 | 0 | 0
BART NOX Annual-Jim Bridger 3 -v5.14 | 129 | 6107 | Rate Constraint in lbs/MMBtu | FALSE | L | Annual | Allowances Sold NOX | Thousand Tons | 0 | 0 | 0 | 0 | 0 | 0 | 0
BART NOX Annual-Jim Bridger 3 -v5.14 | 129 | 6107 | Rate Constraint in lbs/MMBtu | FALSE | L | Annual | Allowances Banked | Thousand Tons | 0 | 0 | 0 | 0 | 0 | 0 | 0
BART NOX Annual-Jim Bridger 3 -v5.14 | 129 | 6107 | Rate Constraint in lbs/MMBtu | FALSE | L | Annual | Allowances Withdrawn (1:1) | Thousand Tons | 0 | 0 | 0 | 0 | 0 | 0 | 0
BART NOX Annual-Jim Bridger 3 -v5.14 | 129 | 6107 | Rate Constraint in lbs/MMBtu | FALSE | L | Annual | Allowances Withdrawn (n:1) | Thousand Tons | 0 | 0 | 0 | 0 | 0 | 0 | 0
BART NOX Annual-Jim Bridger 3 -v5.14 | 129 | 6107 | Rate Constraint in lbs/MMBtu | FALSE | L | Annual | Net Emissions Allowance Position | Thousand Tons | 0 | 0.78945 | 0.97333 | 0.97333 | 0.97333 | 0.97333 | 0.97333
BART NOX Annual-Jim Bridger 3 -v5.14 | 129 | 6107 | Rate Constraint in lbs/MMBtu | FALSE | L | Annual | Fuel Consumed | TBtu | 0 | 31.578 | 38.9333 | 38.9333 | 38.9333 | 38.9333 | 38.9333
BART NOX Annual-Jim Bridger 3 -v5.14 | 129 | 6107 | Rate Constraint in lbs/MMBtu | FALSE | L | Annual | Rate | lb/MMBtu | 0 | 0.05 | 0.05 | 0.05 | 0.05 | 0.05 | 0.05
BART NOX Annual-Jim Bridger 3 -v5.14 | 129 | 6107 | Rate Constraint in lbs/MMBtu | FALSE | L | Annual | Generation | TWh | 0 | 3.0803 | 3.7978 | 3.7978 | 3.7978 | 3.7978 | 3.7978
BART NOX Annual-Jim Bridger 3 -v5.14 | 129 | 6107 | Rate Constraint in lbs/MMBtu | FALSE | L | Annual | Qualifying Generation | TWh | 0 | 3.0803 | 3.7978 | 3.7978 | 3.7978 | 3.7978 | 3.7978
BART NOX Annual-Jim Bridger 3 -v5.14 | 129 | 6107 | Rate Constraint in lbs/MMBtu | FALSE | L | Annual | Rate | lb/MWh | 0 | 0.25629 | 0.25629 | 0.25629 | 0.25629 | 0.25629 | 0.25629
BART NOX Annual-Jim Bridger 3 -v5.14 | 129 | 6107 | Rate Constraint in lbs/MMBtu | FALSE | L | Annual | Constraint Shadow Price | US2011$/Ton | 0 | 0 | 0 | 0 | 0 | 0 | 0
BART NOX Annual-Jim Bridger 4 -v5.14 | 130 | 6108 | Rate Constraint in lbs/MMBtu | FALSE | L | Annual | Seasons Included | Seasons |  | Winter, Summer | Winter, Summer | Winter, Summer | Winter, Summer | Winter, Summer | Winter, Summer
BART NOX Annual-Jim Bridger 4 -v5.14 | 130 | 6108 | Rate Constraint in lbs/MMBtu | FALSE | L | Annual | Standard | lb/MMBtu | 0.07 | 0.26 | 0.26 | 0.26 | 0.26 | 0.26 | 0.26
BART NOX Annual-Jim Bridger 4 -v5.14 | 130 | 6108 | Rate Constraint in lbs/MMBtu | FALSE | L | Annual | Emissions at Affected Plants NOX | Thousand Tons | 0 | 0.79076 | 0.97495 | 0.97495 | 0.97495 | 0.97495 | 0.97495
BART NOX Annual-Jim Bridger 4 -v5.14 | 130 | 6108 | Rate Constraint in lbs/MMBtu | FALSE | L | Annual | Allowances Purchased NOX | Thousand Tons | 0 | 0 | 0 | 0 | 0 | 0 | 0
BART NOX Annual-Jim Bridger 4 -v5.14 | 130 | 6108 | Rate Constraint in lbs/MMBtu | FALSE | L | Annual | Allowances Sold NOX | Thousand Tons | 0 | 0 | 0 | 0 | 0 | 0 | 0
BART NOX Annual-Jim Bridger 4 -v5.14 | 130 | 6108 | Rate Constraint in lbs/MMBtu | FALSE | L | Annual | Allowances Banked | Thousand Tons | 0 | 0 | 0 | 0 | 0 | 0 | 0
BART NOX Annual-Jim Bridger 4 -v5.14 | 130 | 6108 | Rate Constraint in lbs/MMBtu | FALSE | L | Annual | Allowances Withdrawn (1:1) | Thousand Tons | 0 | 0 | 0 | 0 | 0 | 0 | 0
BART NOX Annual-Jim Bridger 4 -v5.14 | 130 | 6108 | Rate Constraint in lbs/MMBtu | FALSE | L | Annual | Allowances Withdrawn (n:1) | Thousand Tons | 0 | 0 | 0 | 0 | 0 | 0 | 0
BART NOX Annual-Jim Bridger 4 -v5.14 | 130 | 6108 | Rate Constraint in lbs/MMBtu | FALSE | L | Annual | Net Emissions Allowance Position | Thousand Tons | 0 | 0.79076 | 0.97495 | 0.97495 | 0.97495 | 0.97495 | 0.97495
BART NOX Annual-Jim Bridger 4 -v5.14 | 130 | 6108 | Rate Constraint in lbs/MMBtu | FALSE | L | Annual | Fuel Consumed | TBtu | 0 | 31.6305 | 38.998 | 38.998 | 38.998 | 38.998 | 38.998
BART NOX Annual-Jim Bridger 4 -v5.14 | 130 | 6108 | Rate Constraint in lbs/MMBtu | FALSE | L | Annual | Rate | lb/MMBtu | 0 | 0.05 | 0.05 | 0.05 | 0.05 | 0.05 | 0.05
BART NOX Annual-Jim Bridger 4 -v5.14 | 130 | 6108 | Rate Constraint in lbs/MMBtu | FALSE | L | Annual | Generation | TWh | 0 | 3.0803 | 3.7978 | 3.7978 | 3.7978 | 3.7978 | 3.7978
BART NOX Annual-Jim Bridger 4 -v5.14 | 130 | 6108 | Rate Constraint in lbs/MMBtu | FALSE | L | Annual | Qualifying Generation | TWh | 0 | 3.0803 | 3.7978 | 3.7978 | 3.7978 | 3.7978 | 3.7978
BART NOX Annual-Jim Bridger 4 -v5.14 | 130 | 6108 | Rate Constraint in lbs/MMBtu | FALSE | L | Annual | Rate | lb/MWh | 0 | 0.25672 | 0.25672 | 0.25672 | 0.25672 | 0.25672 | 0.25672
BART NOX Annual-Jim Bridger 4 -v5.14 | 130 | 6108 | Rate Constraint in lbs/MMBtu | FALSE | L | Annual | Constraint Shadow Price | US2011$/Ton | 0 | 0 | 0 | 0 | 0 | 0 | 0
BART NOX Annual-La Cygne 1 & 2 -v5.13 | 131 | 5833 | Rate Constraint in lbs/MMBtu | FALSE | L | Annual | Seasons Included | Seasons | Winter, Summer | Winter, Summer | Winter, Summer | Winter, Summer | Winter, Summer | Winter, Summer | Winter, Summer
BART NOX Annual-La Cygne 1 & 2 -v5.13 | 131 | 5833 | Rate Constraint in lbs/MMBtu | FALSE | L | Annual | Standard | lb/MMBtu | 0.13 | 0.13 | 0.13 | 0.13 | 0.13 | 0.13 | 0.13
BART NOX Annual-La Cygne 1 & 2 -v5.13 | 131 | 5833 | Rate Constraint in lbs/MMBtu | FALSE | L | Annual | Emissions at Affected Plants NOX | Thousand Tons | 4.0026 | 4.0026 | 3.9957 | 4.0026 | 4.0026 | 4.0026 | 4.0026
BART NOX Annual-La Cygne 1 & 2 -v5.13 | 131 | 5833 | Rate Constraint in lbs/MMBtu | FALSE | L | Annual | Allowances Purchased NOX | Thousand Tons | 0 | 0 | 0 | 0 | 0 | 0 | 0
BART NOX Annual-La Cygne 1 & 2 -v5.13 | 131 | 5833 | Rate Constraint in lbs/MMBtu | FALSE | L | Annual | Allowances Sold NOX | Thousand Tons | 0 | 0 | 0 | 0 | 0 | 0 | 0
BART NOX Annual-La Cygne 1 & 2 -v5.13 | 131 | 5833 | Rate Constraint in lbs/MMBtu | FALSE | L | Annual | Allowances Banked | Thousand Tons | 0 | 0 | 0 | 0 | 0 | 0 | 0
BART NOX Annual-La Cygne 1 & 2 -v5.13 | 131 | 5833 | Rate Constraint in lbs/MMBtu | FALSE | L | Annual | Allowances Withdrawn (1:1) | Thousand Tons | 0 | 0 | 0 | 0 | 0 | 0 | 0
BART NOX Annual-La Cygne 1 & 2 -v5.13 | 131 | 5833 | Rate Constraint in lbs/MMBtu | FALSE | L | Annual | Allowances Withdrawn (n:1) | Thousand Tons | 0 | 0 | 0 | 0 | 0 | 0 | 0
BART NOX Annual-La Cygne 1 & 2 -v5.13 | 131 | 5833 | Rate Constraint in lbs/MMBtu | FALSE | L | Annual | Net Emissions Allowance Position | Thousand Tons | 4.0026 | 4.0026 | 3.9957 | 4.0026 | 4.0026 | 4.0026 | 4.0026
BART NOX Annual-La Cygne 1 & 2 -v5.13 | 131 | 5833 | Rate Constraint in lbs/MMBtu | FALSE | L | Annual | Fuel Consumed | TBtu | 108.8679 | 108.8679 | 108.6797 | 108.8679 | 108.8679 | 108.8888 | 108.8888
BART NOX Annual-La Cygne 1 & 2 -v5.13 | 131 | 5833 | Rate Constraint in lbs/MMBtu | FALSE | L | Annual | Rate | lb/MMBtu | 0.073531 | 0.073531 | 0.073531 | 0.073531 | 0.073531 | 0.073517 | 0.073517
BART NOX Annual-La Cygne 1 & 2 -v5.13 | 131 | 5833 | Rate Constraint in lbs/MMBtu | FALSE | L | Annual | Generation | TWh | 10.3388 | 10.3388 | 10.3209 | 10.3388 | 10.3388 | 10.3388 | 10.3388
BART NOX Annual-La Cygne 1 & 2 -v5.13 | 131 | 5833 | Rate Constraint in lbs/MMBtu | FALSE | L | Annual | Qualifying Generation | TWh | 10.3388 | 10.3388 | 10.3209 | 10.3388 | 10.3388 | 10.3388 | 10.3388
BART NOX Annual-La Cygne 1 & 2 -v5.13 | 131 | 5833 | Rate Constraint in lbs/MMBtu | FALSE | L | Annual | Rate | lb/MWh | 0.38714 | 0.38714 | 0.38714 | 0.38714 | 0.38714 | 0.38714 | 0.38714
BART NOX Annual-La Cygne 1 & 2 -v5.13 | 131 | 5833 | Rate Constraint in lbs/MMBtu | FALSE | L | Annual | Constraint Shadow Price | US2011$/Ton | 0 | 0 | 0 | 0 | 0 | 0 | 0
BART NOX Annual-Laramie 1 -v5.14 | 132 | 6099 | Rate Constraint in lbs/MMBtu | FALSE | L | Annual | Seasons Included | Seasons |  | Winter, Summer | Winter, Summer | Winter, Summer | Winter, Summer | Winter, Summer | Winter, Summer
BART NOX Annual-Laramie 1 -v5.14 | 132 | 6099 | Rate Constraint in lbs/MMBtu | FALSE | L | Annual | Standard | lb/MMBtu | 0 | 0.07 | 0.07 | 0.07 | 0.07 | 0.07 | 0.07
BART NOX Annual-Laramie 1 -v5.14 | 132 | 6099 | Rate Constraint in lbs/MMBtu | FALSE | L | Annual | Emissions at Affected Plants NOX | Thousand Tons | 0 | 1.4704 | 1.4704 | 1.4704 | 1.4704 | 1.4704 | 1.4704
BART NOX Annual-Laramie 1 -v5.14 | 132 | 6099 | Rate Constraint in lbs/MMBtu | FALSE | L | Annual | Allowances Purchased NOX | Thousand Tons | 0 | 0 | 0 | 0 | 0 | 0 | 0
BART NOX Annual-Laramie 1 -v5.14 | 132 | 6099 | Rate Constraint in lbs/MMBtu | FALSE | L | Annual | Allowances Sold NOX | Thousand Tons | 0 | 0 | 0 | 0 | 0 | 0 | 0
BART NOX Annual-Laramie 1 -v5.14 | 132 | 6099 | Rate Constraint in lbs/MMBtu | FALSE | L | Annual | Allowances Banked | Thousand Tons | 0 | 0 | 0 | 0 | 0 | 0 | 0
BART NOX Annual-Laramie 1 -v5.14 | 132 | 6099 | Rate Constraint in lbs/MMBtu | FALSE | L | Annual | Allowances Withdrawn (1:1) | Thousand Tons | 0 | 0 | 0 | 0 | 0 | 0 | 0
BART NOX Annual-Laramie 1 -v5.14 | 132 | 6099 | Rate Constraint in lbs/MMBtu | FALSE | L | Annual | Allowances Withdrawn (n:1) | Thousand Tons | 0 | 0 | 0 | 0 | 0 | 0 | 0
BART NOX Annual-Laramie 1 -v5.14 | 132 | 6099 | Rate Constraint in lbs/MMBtu | FALSE | L | Annual | Net Emissions Allowance Position | Thousand Tons | 0 | 1.4704 | 1.4704 | 1.4704 | 1.4704 | 1.4704 | 1.4704
BART NOX Annual-Laramie 1 -v5.14 | 132 | 6099 | Rate Constraint in lbs/MMBtu | FALSE | L | Annual | Fuel Consumed | TBtu | 0 | 42.0107 | 42.0107 | 42.0107 | 42.0107 | 42.0107 | 42.0107
BART NOX Annual-Laramie 1 -v5.14 | 132 | 6099 | Rate Constraint in lbs/MMBtu | FALSE | L | Annual | Rate | lb/MMBtu | 0 | 0.07 | 0.07 | 0.07 | 0.07 | 0.07 | 0.07
BART NOX Annual-Laramie 1 -v5.14 | 132 | 6099 | Rate Constraint in lbs/MMBtu | FALSE | L | Annual | Generation | TWh | 0 | 4.069 | 4.069 | 4.069 | 4.069 | 4.069 | 4.069
BART NOX Annual-Laramie 1 -v5.14 | 132 | 6099 | Rate Constraint in lbs/MMBtu | FALSE | L | Annual | Qualifying Generation | TWh | 0 | 4.069 | 4.069 | 4.069 | 4.069 | 4.069 | 4.069
BART NOX Annual-Laramie 1 -v5.14 | 132 | 6099 | Rate Constraint in lbs/MMBtu | FALSE | L | Annual | Rate | lb/MWh | 0 | 0.36136 | 0.36136 | 0.36136 | 0.36136 | 0.36136 | 0.36136
BART NOX Annual-Laramie 1 -v5.14 | 132 | 6099 | Rate Constraint in lbs/MMBtu | FALSE | L | Annual | Constraint Shadow Price | US2011$/Ton | 0 | 1559.869 | 4038.1855 | 4900.0527 | 14036.1079 | 0 | 8004.0906
BART NOX Annual-Laramie 2 -v5.14 | 133 | 6100 | Rate Constraint in lbs/MMBtu | FALSE | L | Annual | Seasons Included | Seasons |  | Winter, Summer | Winter, Summer | Winter, Summer | Winter, Summer | Winter, Summer | Winter, Summer
BART NOX Annual-Laramie 2 -v5.14 | 133 | 6100 | Rate Constraint in lbs/MMBtu | FALSE | L | Annual | Standard | lb/MMBtu | 0 | 0.07 | 0.07 | 0.07 | 0.07 | 0.07 | 0.07
BART NOX Annual-Laramie 2 -v5.14 | 133 | 6100 | Rate Constraint in lbs/MMBtu | FALSE | L | Annual | Emissions at Affected Plants NOX | Thousand Tons | 0 | 1.4659 | 1.4659 | 1.4659 | 1.4659 | 1.4659 | 1.4659
BART NOX Annual-Laramie 2 -v5.14 | 133 | 6100 | Rate Constraint in lbs/MMBtu | FALSE | L | Annual | Allowances Purchased NOX | Thousand Tons | 0 | 0 | 0 | 0 | 0 | 0 | 0
BART NOX Annual-Laramie 2 -v5.14 | 133 | 6100 | Rate Constraint in lbs/MMBtu | FALSE | L | Annual | Allowances Sold NOX | Thousand Tons | 0 | 0 | 0 | 0 | 0 | 0 | 0
BART NOX Annual-Laramie 2 -v5.14 | 133 | 6100 | Rate Constraint in lbs/MMBtu | FALSE | L | Annual | Allowances Banked | Thousand Tons | 0 | 0 | 0 | 0 | 0 | 0 | 0
BART NOX Annual-Laramie 2 -v5.14 | 133 | 6100 | Rate Constraint in lbs/MMBtu | FALSE | L | Annual | Allowances Withdrawn (1:1) | Thousand Tons | 0 | 0 | 0 | 0 | 0 | 0 | 0
BART NOX Annual-Laramie 2 -v5.14 | 133 | 6100 | Rate Constraint in lbs/MMBtu | FALSE | L | Annual | Allowances Withdrawn (n:1) | Thousand Tons | 0 | 0 | 0 | 0 | 0 | 0 | 0
BART NOX Annual-Laramie 2 -v5.14 | 133 | 6100 | Rate Constraint in lbs/MMBtu | FALSE | L | Annual | Net Emissions Allowance Position | Thousand Tons | 0 | 1.4659 | 1.4659 | 1.4659 | 1.4659 | 1.4659 | 1.4659
BART NOX Annual-Laramie 2 -v5.14 | 133 | 6100 | Rate Constraint in lbs/MMBtu | FALSE | L | Annual | Fuel Consumed | TBtu | 0 | 41.884 | 41.884 | 41.884 | 41.884 | 41.884 | 41.884
BART NOX Annual-Laramie 2 -v5.14 | 133 | 6100 | Rate Constraint in lbs/MMBtu | FALSE | L | Annual | Rate | lb/MMBtu | 0 | 0.07 | 0.07 | 0.07 | 0.07 | 0.07 | 0.07
BART NOX Annual-Laramie 2 -v5.14 | 133 | 6100 | Rate Constraint in lbs/MMBtu | FALSE | L | Annual | Generation | TWh | 0 | 4.0691 | 4.0691 | 4.0691 | 4.0691 | 4.0691 | 4.0691
BART NOX Annual-Laramie 2 -v5.14 | 133 | 6100 | Rate Constraint in lbs/MMBtu | FALSE | L | Annual | Qualifying Generation | TWh | 0 | 4.0691 | 4.0691 | 4.0691 | 4.0691 | 4.0691 | 4.0691
BART NOX Annual-Laramie 2 -v5.14 | 133 | 6100 | Rate Constraint in lbs/MMBtu | FALSE | L | Annual | Rate | lb/MWh | 0 | 0.36026 | 0.36026 | 0.36026 | 0.36026 | 0.36026 | 0.36026
BART NOX Annual-Laramie 2 -v5.14 | 133 | 6100 | Rate Constraint in lbs/MMBtu | FALSE | L | Annual | Constraint Shadow Price | US2011$/Ton | 0 | 1559.869 | 4099.3459 | 8220.8426 | 0 | 11327.5153 | 1039.0817
BART NOX Annual-Laramie 3 -v5.14 | 134 | 6101 | Rate Constraint in lbs/MMBtu | FALSE | L | Annual | Seasons Included | Seasons |  | Winter, Summer | Winter, Summer | Winter, Summer | Winter, Summer | Winter, Summer | Winter, Summer
BART NOX Annual-Laramie 3 -v5.14 | 134 | 6101 | Rate Constraint in lbs/MMBtu | FALSE | L | Annual | Standard | lb/MMBtu | 0 | 0.07 | 0.07 | 0.07 | 0.07 | 0.07 | 0.07
BART NOX Annual-Laramie 3 -v5.14 | 134 | 6101 | Rate Constraint in lbs/MMBtu | FALSE | L | Annual | Emissions at Affected Plants NOX | Thousand Tons | 0 | 1.4571 | 1.4571 | 1.4571 | 1.4571 | 1.4571 | 1.4571
BART NOX Annual-Laramie 3 -v5.14 | 134 | 6101 | Rate Constraint in lbs/MMBtu | FALSE | L | Annual | Allowances Purchased NOX | Thousand Tons | 0 | 0 | 0 | 0 | 0 | 0 | 0
BART NOX Annual-Laramie 3 -v5.14 | 134 | 6101 | Rate Constraint in lbs/MMBtu | FALSE | L | Annual | Allowances Sold NOX | Thousand Tons | 0 | 0 | 0 | 0 | 0 | 0 | 0
BART NOX Annual-Laramie 3 -v5.14 | 134 | 6101 | Rate Constraint in lbs/MMBtu | FALSE | L | Annual | Allowances Banked | Thousand Tons | 0 | 0 | 0 | 0 | 0 | 0 | 0
BART NOX Annual-Laramie 3 -v5.14 | 134 | 6101 | Rate Constraint in lbs/MMBtu | FALSE | L | Annual | Allowances Withdrawn (1:1) | Thousand Tons | 0 | 0 | 0 | 0 | 0 | 0 | 0
BART NOX Annual-Laramie 3 -v5.14 | 134 | 6101 | Rate Constraint in lbs/MMBtu | FALSE | L | Annual | Allowances Withdrawn (n:1) | Thousand Tons | 0 | 0 | 0 | 0 | 0 | 0 | 0
BART NOX Annual-Laramie 3 -v5.14 | 134 | 6101 | Rate Constraint in lbs/MMBtu | FALSE | L | Annual | Net Emissions Allowance Position | Thousand Tons | 0 | 1.4571 | 1.4571 | 1.4571 | 1.4571 | 1.4571 | 1.4571
BART NOX Annual-Laramie 3 -v5.14 | 134 | 6101 | Rate Constraint in lbs/MMBtu | FALSE | L | Annual | Fuel Consumed | TBtu | 0 | 41.6304 | 41.6304 | 41.6304 | 41.6304 | 41.6304 | 41.6304
BART NOX Annual-Laramie 3 -v5.14 | 134 | 6101 | Rate Constraint in lbs/MMBtu | FALSE | L | Annual | Rate | lb/MMBtu | 0 | 0.07 | 0.07 | 0.07 | 0.07 | 0.07 | 0.07
BART NOX Annual-Laramie 3 -v5.14 | 134 | 6101 | Rate Constraint in lbs/MMBtu | FALSE | L | Annual | Generation | TWh | 0 | 4.0684 | 4.0684 | 4.0684 | 4.0684 | 4.0684 | 4.0684
BART NOX Annual-Laramie 3 -v5.14 | 134 | 6101 | Rate Constraint in lbs/MMBtu | FALSE | L | Annual | Qualifying Generation | TWh | 0 | 4.0684 | 4.0684 | 4.0684 | 4.0684 | 4.0684 | 4.0684
BART NOX Annual-Laramie 3 -v5.14 | 134 | 6101 | Rate Constraint in lbs/MMBtu | FALSE | L | Annual | Rate | lb/MWh | 0 | 0.35814 | 0.35814 | 0.35814 | 0.35814 | 0.35814 | 0.35814
BART NOX Annual-Laramie 3 -v5.14 | 134 | 6101 | Rate Constraint in lbs/MMBtu | FALSE | L | Annual | Constraint Shadow Price | US2011$/Ton | 0 | 1294.843 | 9250.7415 | 9088.547 | 0 | 0 | 6562.5837
BART NOX Annual-Lawrence 3 -v5.14 | 135 | 6094 | Rate Constraint in lbs/MMBtu | FALSE | L | Annual | Seasons Included | Seasons | Winter, Summer | Winter, Summer | Winter, Summer | Winter, Summer | Winter, Summer | Winter, Summer | Winter, Summer
BART NOX Annual-Lawrence 3 -v5.14 | 135 | 6094 | Rate Constraint in lbs/MMBtu | FALSE | L | Annual | Standard | lb/MMBtu | 0.18 | 0.18 | 0.18 | 0.18 | 0.18 | 0.18 | 0.18
BART NOX Annual-Lawrence 3 -v5.14 | 135 | 6094 | Rate Constraint in lbs/MMBtu | FALSE | L | Annual | Emissions at Affected Plants NOX | Thousand Tons | 0 | 0 | 0 | 0 | 0 | 0 | 0
BART NOX Annual-Lawrence 3 -v5.14 | 135 | 6094 | Rate Constraint in lbs/MMBtu | FALSE | L | Annual | Allowances Purchased NOX | Thousand Tons | 0 | 0 | 0 | 0 | 0 | 0 | 0
BART NOX Annual-Lawrence 3 -v5.14 | 135 | 6094 | Rate Constraint in lbs/MMBtu | FALSE | L | Annual | Allowances Sold NOX | Thousand Tons | 0 | 0 | 0 | 0 | 0 | 0 | 0
BART NOX Annual-Lawrence 3 -v5.14 | 135 | 6094 | Rate Constraint in lbs/MMBtu | FALSE | L | Annual | Allowances Banked | Thousand Tons | 0 | 0 | 0 | 0 | 0 | 0 | 0
BART NOX Annual-Lawrence 3 -v5.14 | 135 | 6094 | Rate Constraint in lbs/MMBtu | FALSE | L | Annual | Allowances Withdrawn (1:1) | Thousand Tons | 0 | 0 | 0 | 0 | 0 | 0 | 0
BART NOX Annual-Lawrence 3 -v5.14 | 135 | 6094 | Rate Constraint in lbs/MMBtu | FALSE | L | Annual | Allowances Withdrawn (n:1) | Thousand Tons | 0 | 0 | 0 | 0 | 0 | 0 | 0
BART NOX Annual-Lawrence 3 -v5.14 | 135 | 6094 | Rate Constraint in lbs/MMBtu | FALSE | L | Annual | Net Emissions Allowance Position | Thousand Tons | 0 | 0 | 0 | 0 | 0 | 0 | 0
BART NOX Annual-Lawrence 3 -v5.14 | 135 | 6094 | Rate Constraint in lbs/MMBtu | FALSE | L | Annual | Fuel Consumed | TBtu | 0 | 0 | 0 | 0 | 0 | 0 | 0
BART NOX Annual-Lawrence 3 -v5.14 | 135 | 6094 | Rate Constraint in lbs/MMBtu | FALSE | L | Annual | Rate | lb/MMBtu | 0 | 0 | 0 | 0 | 0 | 0 | 0
BART NOX Annual-Lawrence 3 -v5.14 | 135 | 6094 | Rate Constraint in lbs/MMBtu | FALSE | L | Annual | Generation | TWh | 0 | 0 | 0 | 0 | 0 | 0 | 0
BART NOX Annual-Lawrence 3 -v5.14 | 135 | 6094 | Rate Constraint in lbs/MMBtu | FALSE | L | Annual | Qualifying Generation | TWh | 0 | 0 | 0 | 0 | 0 | 0 | 0
BART NOX Annual-Lawrence 3 -v5.14 | 135 | 6094 | Rate Constraint in lbs/MMBtu | FALSE | L | Annual | Rate | lb/MWh | 0 | 0 | 0 | 0 | 0 | 0 | 0
BART NOX Annual-Lawrence 3 -v5.14 | 135 | 6094 | Rate Constraint in lbs/MMBtu | FALSE | L | Annual | Constraint Shadow Price | US2011$/Ton | 0 | 0 | 0 | 0 | 0 | 0 | 0
BART NOX Annual-Lawrence 4 -v5.14 | 136 | 6095 | Rate Constraint in lbs/MMBtu | FALSE | L | Annual | Seasons Included | Seasons | Winter, Summer | Winter, Summer | Winter, Summer | Winter, Summer | Winter, Summer | Winter, Summer | Winter, Summer
BART NOX Annual-Lawrence 4 -v5.14 | 136 | 6095 | Rate Constraint in lbs/MMBtu | FALSE | L | Annual | Standard | lb/MMBtu | 0.18 | 0.18 | 0.18 | 0.18 | 0.18 | 0.18 | 0.18
BART NOX Annual-Lawrence 4 -v5.14 | 136 | 6095 | Rate Constraint in lbs/MMBtu | FALSE | L | Annual | Emissions at Affected Plants NOX | Thousand Tons | 0.7477 | 0.79124 | 0.79124 | 0.79124 | 0.79124 | 0.79124 | 0.79124
BART NOX Annual-Lawrence 4 -v5.14 | 136 | 6095 | Rate Constraint in lbs/MMBtu | FALSE | L | Annual | Allowances Purchased NOX | Thousand Tons | 0 | 0 | 0 | 0 | 0 | 0 | 0
BART NOX Annual-Lawrence 4 -v5.14 | 136 | 6095 | Rate Constraint in lbs/MMBtu | FALSE | L | Annual | Allowances Sold NOX | Thousand Tons | 0 | 0 | 0 | 0 | 0 | 0 | 0
BART NOX Annual-Lawrence 4 -v5.14 | 136 | 6095 | Rate Constraint in lbs/MMBtu | FALSE | L | Annual | Allowances Banked | Thousand Tons | 0 | 0 | 0 | 0 | 0 | 0 | 0
BART NOX Annual-Lawrence 4 -v5.14 | 136 | 6095 | Rate Constraint in lbs/MMBtu | FALSE | L | Annual | Allowances Withdrawn (1:1) | Thousand Tons | 0 | 0 | 0 | 0 | 0 | 0 | 0
BART NOX Annual-Lawrence 4 -v5.14 | 136 | 6095 | Rate Constraint in lbs/MMBtu | FALSE | L | Annual | Allowances Withdrawn (n:1) | Thousand Tons | 0 | 0 | 0 | 0 | 0 | 0 | 0
BART NOX Annual-Lawrence 4 -v5.14 | 136 | 6095 | Rate Constraint in lbs/MMBtu | FALSE | L | Annual | Net Emissions Allowance Position | Thousand Tons | 0.7477 | 0.79124 | 0.79124 | 0.79124 | 0.79124 | 0.79124 | 0.79124
BART NOX Annual-Lawrence 4 -v5.14 | 136 | 6095 | Rate Constraint in lbs/MMBtu | FALSE | L | Annual | Fuel Consumed | TBtu | 8.7231 | 9.2312 | 9.2312 | 9.2312 | 9.2312 | 9.2394 | 9.2394
BART NOX Annual-Lawrence 4 -v5.14 | 136 | 6095 | Rate Constraint in lbs/MMBtu | FALSE | L | Annual | Rate | lb/MMBtu | 0.17143 | 0.17143 | 0.17143 | 0.17143 | 0.17143 | 0.17128 | 0.17128
BART NOX Annual-Lawrence 4 -v5.14 | 136 | 6095 | Rate Constraint in lbs/MMBtu | FALSE | L | Annual | Generation | TWh | 0.75979 | 0.80404 | 0.80404 | 0.80404 | 0.80404 | 0.80404 | 0.80404
BART NOX Annual-Lawrence 4 -v5.14 | 136 | 6095 | Rate Constraint in lbs/MMBtu | FALSE | L | Annual | Qualifying Generation | TWh | 0.75979 | 0.80404 | 0.80404 | 0.80404 | 0.80404 | 0.80404 | 0.80404
BART NOX Annual-Lawrence 4 -v5.14 | 136 | 6095 | Rate Constraint in lbs/MMBtu | FALSE | L | Annual | Rate | lb/MWh | 0.98409 | 0.98409 | 0.98409 | 0.98409 | 0.98409 | 0.98409 | 0.98409
BART NOX Annual-Lawrence 4 -v5.14 | 136 | 6095 | Rate Constraint in lbs/MMBtu | FALSE | L | Annual | Constraint Shadow Price | US2011$/Ton | 0 | 0 | 0 | 0 | 0 | 0 | 0
BART NOX Annual-Lawrence 5 -v5.14 | 137 | 6096 | Rate Constraint in lbs/MMBtu | FALSE | L | Annual | Seasons Included | Seasons | Winter, Summer | Winter, Summer | Winter, Summer | Winter, Summer | Winter, Summer | Winter, Summer | Winter, Summer
BART NOX Annual-Lawrence 5 -v5.14 | 137 | 6096 | Rate Constraint in lbs/MMBtu | FALSE | L | Annual | Standard | lb/MMBtu | 0.15 | 0.15 | 0.15 | 0.15 | 0.15 | 0.15 | 0.15
BART NOX Annual-Lawrence 5 -v5.14 | 137 | 6096 | Rate Constraint in lbs/MMBtu | FALSE | L | Annual | Emissions at Affected Plants NOX | Thousand Tons | 2.1252 | 2.1252 | 2.1252 | 2.1252 | 2.1252 | 2.1252 | 2.1252
BART NOX Annual-Lawrence 5 -v5.14 | 137 | 6096 | Rate Constraint in lbs/MMBtu | FALSE | L | Annual | Allowances Purchased NOX | Thousand Tons | 0 | 0 | 0 | 0 | 0 | 0 | 0
BART NOX Annual-Lawrence 5 -v5.14 | 137 | 6096 | Rate Constraint in lbs/MMBtu | FALSE | L | Annual | Allowances Sold NOX | Thousand Tons | 0 | 0 | 0 | 0 | 0 | 0 | 0
BART NOX Annual-Lawrence 5 -v5.14 | 137 | 6096 | Rate Constraint in lbs/MMBtu | FALSE | L | Annual | Allowances Banked | Thousand Tons | 0 | 0 | 0 | 0 | 0 | 0 | 0
BART NOX Annual-Lawrence 5 -v5.14 | 137 | 6096 | Rate Constraint in lbs/MMBtu | FALSE | L | Annual | Allowances Withdrawn (1:1) | Thousand Tons | 0 | 0 | 0 | 0 | 0 | 0 | 0
BART NOX Annual-Lawrence 5 -v5.14 | 137 | 6096 | Rate Constraint in lbs/MMBtu | FALSE | L | Annual | Allowances Withdrawn (n:1) | Thousand Tons | 0 | 0 | 0 | 0 | 0 | 0 | 0
BART NOX Annual-Lawrence 5 -v5.14 | 137 | 6096 | Rate Constraint in lbs/MMBtu | FALSE | L | Annual | Net Emissions Allowance Position | Thousand Tons | 2.1252 | 2.1252 | 2.1252 | 2.1252 | 2.1252 | 2.1252 | 2.1252
BART NOX Annual-Lawrence 5 -v5.14 | 137 | 6096 | Rate Constraint in lbs/MMBtu | FALSE | L | Annual | Fuel Consumed | TBtu | 29.7523 | 29.7523 | 29.7523 | 29.7523 | 29.7523 | 29.7789 | 29.7789
BART NOX Annual-Lawrence 5 -v5.14 | 137 | 6096 | Rate Constraint in lbs/MMBtu | FALSE | L | Annual | Rate | lb/MMBtu | 0.14286 | 0.14286 | 0.14286 | 0.14286 | 0.14286 | 0.14273 | 0.14273
BART NOX Annual-Lawrence 5 -v5.14 | 137 | 6096 | Rate Constraint in lbs/MMBtu | FALSE | L | Annual | Generation | TWh | 2.7434 | 2.7434 | 2.7434 | 2.7434 | 2.7434 | 2.7434 | 2.7434
BART NOX Annual-Lawrence 5 -v5.14 | 137 | 6096 | Rate Constraint in lbs/MMBtu | FALSE | L | Annual | Qualifying Generation | TWh | 2.7434 | 2.7434 | 2.7434 | 2.7434 | 2.7434 | 2.7434 | 2.7434
BART NOX Annual-Lawrence 5 -v5.14 | 137 | 6096 | Rate Constraint in lbs/MMBtu | FALSE | L | Annual | Rate | lb/MWh | 0.77464 | 0.77464 | 0.77464 | 0.77464 | 0.77464 | 0.77464 | 0.77464
BART NOX Annual-Lawrence 5 -v5.14 | 137 | 6096 | Rate Constraint in lbs/MMBtu | FALSE | L | Annual | Constraint Shadow Price | US2011$/Ton | 0 | 0 | 0 | 0 | 0 | 0 | 0
BART NOX Annual-Leland Olds 1 -v5.13 | 138 | 5855 | Rate Constraint in lbs/MMBtu | FALSE | L | Annual | Seasons Included | Seasons |  | Winter, Summer | Winter, Summer | Winter, Summer | Winter, Summer | Winter, Summer | Winter, Summer
BART NOX Annual-Leland Olds 1 -v5.13 | 138 | 5855 | Rate Constraint in lbs/MMBtu | FALSE | L | Annual | Standard | lb/MMBtu | 0 | 0.19 | 0.19 | 0.19 | 0.19 | 0.19 | 0.19
BART NOX Annual-Leland Olds 1 -v5.13 | 138 | 5855 | Rate Constraint in lbs/MMBtu | FALSE | L | Annual | Emissions at Affected Plants NOX | Thousand Tons | 0 | 1.7327 | 1.7327 | 1.7327 | 1.7327 | 1.7327 | 1.7327
BART NOX Annual-Leland Olds 1 -v5.13 | 138 | 5855 | Rate Constraint in lbs/MMBtu | FALSE | L | Annual | Allowances Purchased NOX | Thousand Tons | 0 | 0 | 0 | 0 | 0 | 0 | 0
BART NOX Annual-Leland Olds 1 -v5.13 | 138 | 5855 | Rate Constraint in lbs/MMBtu | FALSE | L | Annual | Allowances Sold NOX | Thousand Tons | 0 | 0 | 0 | 0 | 0 | 0 | 0
BART NOX Annual-Leland Olds 1 -v5.13 | 138 | 5855 | Rate Constraint in lbs/MMBtu | FALSE | L | Annual | Allowances Banked | Thousand Tons | 0 | 0 | 0 | 0 | 0 | 0 | 0
BART NOX Annual-Leland Olds 1 -v5.13 | 138 | 5855 | Rate Constraint in lbs/MMBtu | FALSE | L | Annual | Allowances Withdrawn (1:1) | Thousand Tons | 0 | 0 | 0 | 0 | 0 | 0 | 0
BART NOX Annual-Leland Olds 1 -v5.13 | 138 | 5855 | Rate Constraint in lbs/MMBtu | FALSE | L | Annual | Allowances Withdrawn (n:1) | Thousand Tons | 0 | 0 | 0 | 0 | 0 | 0 | 0
BART NOX Annual-Leland Olds 1 -v5.13 | 138 | 5855 | Rate Constraint in lbs/MMBtu | FALSE | L | Annual | Net Emissions Allowance Position | Thousand Tons | 0 | 1.7327 | 1.7327 | 1.7327 | 1.7327 | 1.7327 | 1.7327
BART NOX Annual-Leland Olds 1 -v5.13 | 138 | 5855 | Rate Constraint in lbs/MMBtu | FALSE | L | Annual | Fuel Consumed | TBtu | 0 | 18.2388 | 18.2388 | 18.2388 | 18.2388 | 18.2388 | 18.2388
BART NOX Annual-Leland Olds 1 -v5.13 | 138 | 5855 | Rate Constraint in lbs/MMBtu | FALSE | L | Annual | Rate | lb/MMBtu | 0 | 0.19 | 0.19 | 0.19 | 0.19 | 0.19 | 0.19
BART NOX Annual-Leland Olds 1 -v5.13 | 138 | 5855 | Rate Constraint in lbs/MMBtu | FALSE | L | Annual | Generation | TWh | 0 | 1.6034 | 1.6034 | 1.6034 | 1.6034 | 1.6034 | 1.6034
BART NOX Annual-Leland Olds 1 -v5.13 | 138 | 5855 | Rate Constraint in lbs/MMBtu | FALSE | L | Annual | Qualifying Generation | TWh | 0 | 1.6034 | 1.6034 | 1.6034 | 1.6034 | 1.6034 | 1.6034
BART NOX Annual-Leland Olds 1 -v5.13 | 138 | 5855 | Rate Constraint in lbs/MMBtu | FALSE | L | Annual | Rate | lb/MWh | 0 | 1.0806 | 1.0806 | 1.0806 | 1.0806 | 1.0806 | 1.0806
BART NOX Annual-Leland Olds 1 -v5.13 | 138 | 5855 | Rate Constraint in lbs/MMBtu | FALSE | L | Annual | Constraint Shadow Price | US2011$/Ton | 0 | 15154.235 | 3247.1267 | 14200.1694 | 0 | 0 | 0
BART NOX Annual-Leland Olds 2 -v5.13 | 139 | 5856 | Rate Constraint in lbs/MMBtu | FALSE | L | Annual | Seasons Included | Seasons |  | Winter, Summer | Winter, Summer | Winter, Summer | Winter, Summer | Winter, Summer | Winter, Summer
BART NOX Annual-Leland Olds 2 -v5.13 | 139 | 5856 | Rate Constraint in lbs/MMBtu | FALSE | L | Annual | Standard | lb/MMBtu | 0 | 0.35 | 0.35 | 0.35 | 0.35 | 0.35 | 0.35
BART NOX Annual-Leland Olds 2 -v5.13 | 139 | 5856 | Rate Constraint in lbs/MMBtu | FALSE | L | Annual | Emissions at Affected Plants NOX | Thousand Tons | 0 | 5.4026 | 5.4026 | 5.4026 | 5.4026 | 5.4026 | 5.4026
BART NOX Annual-Leland Olds 2 -v5.13 | 139 | 5856 | Rate Constraint in lbs/MMBtu | FALSE | L | Annual | Allowances Purchased NOX | Thousand Tons | 0 | 0 | 0 | 0 | 0 | 0 | 0
BART NOX Annual-Leland Olds 2 -v5.13 | 139 | 5856 | Rate Constraint in lbs/MMBtu | FALSE | L | Annual | Allowances Sold NOX | Thousand Tons | 0 | 0 | 0 | 0 | 0 | 0 | 0
BART NOX Annual-Leland Olds 2 -v5.13 | 139 | 5856 | Rate Constraint in lbs/MMBtu | FALSE | L | Annual | Allowances Banked | Thousand Tons | 0 | 0 | 0 | 0 | 0 | 0 | 0
BART NOX Annual-Leland Olds 2 -v5.13 | 139 | 5856 | Rate Constraint in lbs/MMBtu | FALSE | L | Annual | Allowances Withdrawn (1:1) | Thousand Tons | 0 | 0 | 0 | 0 | 0 | 0 | 0
BART NOX Annual-Leland Olds 2 -v5.13 | 139 | 5856 | Rate Constraint in lbs/MMBtu | FALSE | L | Annual | Allowances Withdrawn (n:1) | Thousand Tons | 0 | 0 | 0 | 0 | 0 | 0 | 0
BART NOX Annual-Leland Olds 2 -v5.13 | 139 | 5856 | Rate Constraint in lbs/MMBtu | FALSE | L | Annual | Net Emissions Allowance Position | Thousand Tons | 0 | 5.4026 | 5.4026 | 5.4026 | 5.4026 | 5.4026 | 5.4026
BART NOX Annual-Leland Olds 2 -v5.13 | 139 | 5856 | Rate Constraint in lbs/MMBtu | FALSE | L | Annual | Fuel Consumed | TBtu | 0 | 36.3585 | 36.3585 | 36.3585 | 36.3585 | 36.3585 | 36.3585
BART NOX Annual-Leland Olds 2 -v5.13 | 139 | 5856 | Rate Constraint in lbs/MMBtu | FALSE | L | Annual | Rate | lb/MMBtu | 0 | 0.29718 | 0.29718 | 0.29718 | 0.29718 | 0.29718 | 0.29718
BART NOX Annual-Leland Olds 2 -v5.13 | 139 | 5856 | Rate Constraint in lbs/MMBtu | FALSE | L | Annual | Generation | TWh | 0 | 3.2141 | 3.2141 | 3.2141 | 3.2141 | 3.2141 | 3.2141
BART NOX Annual-Leland Olds 2 -v5.13 | 139 | 5856 | Rate Constraint in lbs/MMBtu | FALSE | L | Annual | Qualifying Generation | TWh | 0 | 3.2141 | 3.2141 | 3.2141 | 3.2141 | 3.2141 | 3.2141
BART NOX Annual-Leland Olds 2 -v5.13 | 139 | 5856 | Rate Constraint in lbs/MMBtu | FALSE | L | Annual | Rate | lb/MWh | 0 | 1.6809 | 1.6809 | 1.6809 | 1.6809 | 1.6809 | 1.6809
BART NOX Annual-Leland Olds 2 -v5.13 | 139 | 5856 | Rate Constraint in lbs/MMBtu | FALSE | L | Annual | Constraint Shadow Price | US2011$/Ton | 0 | 0 | 0 | 0 | 0 | 0 | 0
BART NOX Annual-Martin Drake 5 -v5.13 | 140 | 5826 | Rate Constraint in lbs/MMBtu | FALSE | L | Annual | Seasons Included | Seasons |  | Winter, Summer | Winter, Summer | Winter, Summer | Winter, Summer | Winter, Summer | Winter, Summer
BART NOX Annual-Martin Drake 5 -v5.13 | 140 | 5826 | Rate Constraint in lbs/MMBtu | FALSE | L | Annual | Standard | lb/MMBtu | 0 | 0.31 | 0.31 | 0.31 | 0.31 | 0.31 | 0.31
BART NOX Annual-Martin Drake 5 -v5.13 | 140 | 5826 | Rate Constraint in lbs/MMBtu | FALSE | L | Annual | Emissions at Affected Plants NOX | Thousand Tons | 0 | 0.51799 | 0.59301 | 0.59301 | 0.59301 | 0.59301 | 0.59301
BART NOX Annual-Martin Drake 5 -v5.13 | 140 | 5826 | Rate Constraint in lbs/MMBtu | FALSE | L | Annual | Allowances Purchased NOX | Thousand Tons | 0 | 0 | 0 | 0 | 0 | 0 | 0
BART NOX Annual-Martin Drake 5 -v5.13 | 140 | 5826 | Rate Constraint in lbs/MMBtu | FALSE | L | Annual | Allowances Sold NOX | Thousand Tons | 0 | 0 | 0 | 0 | 0 | 0 | 0
BART NOX Annual-Martin Drake 5 -v5.13 | 140 | 5826 | Rate Constraint in lbs/MMBtu | FALSE | L | Annual | Allowances Banked | Thousand Tons | 0 | 0 | 0 | 0 | 0 | 0 | 0
BART NOX Annual-Martin Drake 5 -v5.13 | 140 | 5826 | Rate Constraint in lbs/MMBtu | FALSE | L | Annual | Allowances Withdrawn (1:1) | Thousand Tons | 0 | 0 | 0 | 0 | 0 | 0 | 0
BART NOX Annual-Martin Drake 5 -v5.13 | 140 | 5826 | Rate Constraint in lbs/MMBtu | FALSE | L | Annual | Allowances Withdrawn (n:1) | Thousand Tons | 0 | 0 | 0 | 0 | 0 | 0 | 0
BART NOX Annual-Martin Drake 5 -v5.13 | 140 | 5826 | Rate Constraint in lbs/MMBtu | FALSE | L | Annual | Net Emissions Allowance Position | Thousand Tons | 0 | 0.51799 | 0.59301 | 0.59301 | 0.59301 | 0.59301 | 0.59301
BART NOX Annual-Martin Drake 5 -v5.13 | 140 | 5826 | Rate Constraint in lbs/MMBtu | FALSE | L | Annual | Fuel Consumed | TBtu | 0 | 3.3993 | 3.8916 | 3.8916 | 3.8916 | 3.8916 | 3.8916
BART NOX Annual-Martin Drake 5 -v5.13 | 140 | 5826 | Rate Constraint in lbs/MMBtu | FALSE | L | Annual | Rate | lb/MMBtu | 0 | 0.30476 | 0.30476 | 0.30476 | 0.30476 | 0.30476 | 0.30476
BART NOX Annual-Martin Drake 5 -v5.13 | 140 | 5826 | Rate Constraint in lbs/MMBtu | FALSE | L | Annual | Generation | TWh | 0 | 0.29487 | 0.33757 | 0.33757 | 0.33757 | 0.33757 | 0.33757
BART NOX Annual-Martin Drake 5 -v5.13 | 140 | 5826 | Rate Constraint in lbs/MMBtu | FALSE | L | Annual | Qualifying Generation | TWh | 0 | 0.29487 | 0.33757 | 0.33757 | 0.33757 | 0.33757 | 0.33757
BART NOX Annual-Martin Drake 5 -v5.13 | 140 | 5826 | Rate Constraint in lbs/MMBtu | FALSE | L | Annual | Rate | lb/MWh | 0 | 1.7567 | 1.7567 | 1.7567 | 1.7567 | 1.7567 | 1.7567
BART NOX Annual-Martin Drake 5 -v5.13 | 140 | 5826 | Rate Constraint in lbs/MMBtu | FALSE | L | Annual | Constraint Shadow Price | US2011$/Ton | 0 | 0 | 0 | 0 | 0 | 0 | 0
BART NOX Annual-Martin Drake 6 -v5.13 | 141 | 5827 | Rate Constraint in lbs/MMBtu | FALSE | L | Annual | Seasons Included | Seasons |  | Winter, Summer | Winter, Summer | Winter, Summer | Winter, Summer | Winter, Summer | Winter, Summer
BART NOX Annual-Martin Drake 6 -v5.13 | 141 | 5827 | Rate Constraint in lbs/MMBtu | FALSE | L | Annual | Standard | lb/MMBtu | 0 | 0.32 | 0.32 | 0.32 | 0.32 | 0.32 | 0.32
BART NOX Annual-Martin Drake 6 -v5.13 | 141 | 5827 | Rate Constraint in lbs/MMBtu | FALSE | L | Annual | Emissions at Affected Plants NOX | Thousand Tons | 0 | 0.93308 | 0.98687 | 0.98687 | 0.98687 | 0.98687 | 0.98687
BART NOX Annual-Martin Drake 6 -v5.13 | 141 | 5827 | Rate Constraint in lbs/MMBtu | FALSE | L | Annual | Allowances Purchased NOX | Thousand Tons | 0 | 0 | 0 | 0 | 0 | 0 | 0
BART NOX Annual-Martin Drake 6 -v5.13 | 141 | 5827 | Rate Constraint in lbs/MMBtu | FALSE | L | Annual | Allowances Sold NOX | Thousand Tons | 0 | 0 | 0 | 0 | 0 | 0 | 0
BART NOX Annual-Martin Drake 6 -v5.13 | 141 | 5827 | Rate Constraint in lbs/MMBtu | FALSE | L | Annual | Allowances Banked | Thousand Tons | 0 | 0 | 0 | 0 | 0 | 0 | 0
BART NOX Annual-Martin Drake 6 -v5.13 | 141 | 5827 | Rate Constraint in lbs/MMBtu | FALSE | L | Annual | Allowances Withdrawn (1:1) | Thousand Tons | 0 | 0 | 0 | 0 | 0 | 0 | 0
BART NOX Annual-Martin Drake 6 -v5.13 | 141 | 5827 | Rate Constraint in lbs/MMBtu | FALSE | L | Annual | Allowances Withdrawn (n:1) | Thousand Tons | 0 | 0 | 0 | 0 | 0 | 0 | 0
BART NOX Annual-Martin Drake 6 -v5.13 | 141 | 5827 | Rate Constraint in lbs/MMBtu | FALSE | L | Annual | Net Emissions Allowance Position | Thousand Tons | 0 | 0.93308 | 0.98687 | 0.98687 | 0.98687 | 0.98687 | 0.98687
BART NOX Annual-Martin Drake 6 -v5.13 | 141 | 5827 | Rate Constraint in lbs/MMBtu | FALSE | L | Annual | Fuel Consumed | TBtu | 0 | 6.1233 | 6.4763 | 6.4763 | 6.4763 | 6.4763 | 6.4763
BART NOX Annual-Martin Drake 6 -v5.13 | 141 | 5827 | Rate Constraint in lbs/MMBtu | FALSE | L | Annual | Rate | lb/MMBtu | 0 | 0.30476 | 0.30476 | 0.30476 | 0.30476 | 0.30476 | 0.30476
BART NOX Annual-Martin Drake 6 -v5.13 | 141 | 5827 | Rate Constraint in lbs/MMBtu | FALSE | L | Annual | Generation | TWh | 0 | 0.53562 | 0.5665 | 0.5665 | 0.5665 | 0.5665 | 0.5665
BART NOX Annual-Martin Drake 6 -v5.13 | 141 | 5827 | Rate Constraint in lbs/MMBtu | FALSE | L | Annual | Qualifying Generation | TWh | 0 | 0.53562 | 0.5665 | 0.5665 | 0.5665 | 0.5665 | 0.5665
BART NOX Annual-Martin Drake 6 -v5.13 | 141 | 5827 | Rate Constraint in lbs/MMBtu | FALSE | L | Annual | Rate | lb/MWh | 0 | 1.7421 | 1.7421 | 1.7421 | 1.7421 | 1.7421 | 1.7421
BART NOX Annual-Martin Drake 6 -v5.13 | 141 | 5827 | Rate Constraint in lbs/MMBtu | FALSE | L | Annual | Constraint Shadow Price | US2011$/Ton | 0 | 0 | 0 | 0 | 0 | 0 | 0
BART NOX Annual-Martin Drake 7 -v5.13 | 142 | 5828 | Rate Constraint in lbs/MMBtu | FALSE | L | Annual | Seasons Included | Seasons |  | Winter, Summer | Winter, Summer | Winter, Summer | Winter, Summer | Winter, Summer | Winter, Summer
BART NOX Annual-Martin Drake 7 -v5.13 | 142 | 5828 | Rate Constraint in lbs/MMBtu | FALSE | L | Annual | Standard | lb/MMBtu | 0 | 0.32 | 0.32 | 0.32 | 0.32 | 0.32 | 0.32
BART NOX Annual-Martin Drake 7 -v5.13 | 142 | 5828 | Rate Constraint in lbs/MMBtu | FALSE | L | Annual | Emissions at Affected Plants NOX | Thousand Tons | 0 | 1.5874 | 1.6799 | 1.6799 | 1.6799 | 1.6799 | 1.6799
BART NOX Annual-Martin Drake 7 -v5.13 | 142 | 5828 | Rate Constraint in lbs/MMBtu | FALSE | L | Annual | Allowances Purchased NOX | Thousand Tons | 0 | 0 | 0 | 0 | 0 | 0 | 0
BART NOX Annual-Martin Drake 7 -v5.13 | 142 | 5828 | Rate Constraint in lbs/MMBtu | FALSE | L | Annual | Allowances Sold NOX | Thousand Tons | 0 | 0 | 0 | 0 | 0 | 0 | 0
BART NOX Annual-Martin Drake 7 -v5.13 | 142 | 5828 | Rate Constraint in lbs/MMBtu | FALSE | L | Annual | Allowances Banked | Thousand Tons | 0 | 0 | 0 | 0 | 0 | 0 | 0
BART NOX Annual-Martin Drake 7 -v5.13 | 142 | 5828 | Rate Constraint in lbs/MMBtu | FALSE | L | Annual | Allowances Withdrawn (1:1) | Thousand Tons | 0 | 0 | 0 | 0 | 0 | 0 | 0
BART NOX Annual-Martin Drake 7 -v5.13 | 142 | 5828 | Rate Constraint in lbs/MMBtu | FALSE | L | Annual | Allowances Withdrawn (n:1) | Thousand Tons | 0 | 0 | 0 | 0 | 0 | 0 | 0
BART NOX Annual-Martin Drake 7 -v5.13 | 142 | 5828 | Rate Constraint in lbs/MMBtu | FALSE | L | Annual | Net Emissions Allowance Position | Thousand Tons | 0 | 1.5874 | 1.6799 | 1.6799 | 1.6799 | 1.6799 | 1.6799
BART NOX Annual-Martin Drake 7 -v5.13 | 142 | 5828 | Rate Constraint in lbs/MMBtu | FALSE | L | Annual | Fuel Consumed | TBtu | 0 | 10.4174 | 11.0241 | 11.0241 | 11.0241 | 11.0241 | 11.0241
BART NOX Annual-Martin Drake 7 -v5.13 | 142 | 5828 | Rate Constraint in lbs/MMBtu | FALSE | L | Annual | Rate | lb/MMBtu | 0 | 0.30476 | 0.30476 | 0.30476 | 0.30476 | 0.30476 | 0.30476
BART NOX Annual-Martin Drake 7 -v5.13 | 142 | 5828 | Rate Constraint in lbs/MMBtu | FALSE | L | Annual | Generation | TWh | 0 | 0.92111 | 0.97476 | 0.97476 | 0.97476 | 0.97476 | 0.97476
BART NOX Annual-Martin Drake 7 -v5.13 | 142 | 5828 | Rate Constraint in lbs/MMBtu | FALSE | L | Annual | Qualifying Generation | TWh | 0 | 0.92111 | 0.97476 | 0.97476 | 0.97476 | 0.97476 | 0.97476
BART NOX Annual-Martin Drake 7 -v5.13 | 142 | 5828 | Rate Constraint in lbs/MMBtu | FALSE | L | Annual | Rate | lb/MWh | 0 | 1.7234 | 1.7234 | 1.7234 | 1.7234 | 1.7234 | 1.7234
BART NOX Annual-Martin Drake 7 -v5.13 | 142 | 5828 | Rate Constraint in lbs/MMBtu | FALSE | L | Annual | Constraint Shadow Price | US2011$/Ton | 0 | 0 | 0 | 0 | 0 | 0 | 0
BART NOX Annual-Merrimack 2 -v5.13 | 143 | 5844 | Rate Constraint in lbs/MMBtu | FALSE | L | Annual | Seasons Included | Seasons |  | Winter, Summer | Winter, Summer | Winter, Summer | Winter, Summer | Winter, Summer | Winter, Summer
BART NOX Annual-Merrimack 2 -v5.13 | 143 | 5844 | Rate Constraint in lbs/MMBtu | FALSE | L | Annual | Standard | lb/MMBtu | 0 | 0.3 | 0.3 | 0.3 | 0.3 | 0.3 | 0.3
BART NOX Annual-Merrimack 2 -v5.13 | 143 | 5844 | Rate Constraint in lbs/MMBtu | FALSE | L | Annual | Emissions at Affected Plants NOX | Thousand Tons | 0 | 0 | 0 | 0 | 0 | 0 | 0
BART NOX Annual-Merrimack 2 -v5.13 | 143 | 5844 | Rate Constraint in lbs/MMBtu | FALSE | L | Annual | Allowances Purchased NOX | Thousand Tons | 0 | 0 | 0 | 0 | 0 | 0 | 0
BART NOX Annual-Merrimack 2 -v5.13 | 143 | 5844 | Rate Constraint in lbs/MMBtu | FALSE | L | Annual | Allowances Sold NOX | Thousand Tons | 0 | 0 | 0 | 0 | 0 | 0 | 0
BART NOX Annual-Merrimack 2 -v5.13 | 143 | 5844 | Rate Constraint in lbs/MMBtu | FALSE | L | Annual | Allowances Banked | Thousand Tons | 0 | 0 | 0 | 0 | 0 | 0 | 0
BART NOX Annual-Merrimack 2 -v5.13 | 143 | 5844 | Rate Constraint in lbs/MMBtu | FALSE | L | Annual | Allowances Withdrawn (1:1) | Thousand Tons | 0 | 0 | 0 | 0 | 0 | 0 | 0
BART NOX Annual-Merrimack 2 -v5.13 | 143 | 5844 | Rate Constraint in lbs/MMBtu | FALSE | L | Annual | Allowances Withdrawn (n:1) | Thousand Tons | 0 | 0 | 0 | 0 | 0 | 0 | 0
BART NOX Annual-Merrimack 2 -v5.13 | 143 | 5844 | Rate Constraint in lbs/MMBtu | FALSE | L | Annual | Net Emissions Allowance Position | Thousand Tons | 0 | 0 | 0 | 0 | 0 | 0 | 0
BART NOX Annual-Merrimack 2 -v5.13 | 143 | 5844 | Rate Constraint in lbs/MMBtu | FALSE | L | Annual | Fuel Consumed | TBtu | 0 | 0 | 0 | 0 | 0 | 0 | 0
BART NOX Annual-Merrimack 2 -v5.13 | 143 | 5844 | Rate Constraint in lbs/MMBtu | FALSE | L | Annual | Rate | lb/MMBtu | 0 | 0 | 0 | 0 | 0 | 0 | 0
BART NOX Annual-Merrimack 2 -v5.13 | 143 | 5844 | Rate Constraint in lbs/MMBtu | FALSE | L | Annual | Generation | TWh | 0 | 0 | 0 | 0 | 0 | 0 | 0
BART NOX Annual-Merrimack 2 -v5.13 | 143 | 5844 | Rate Constraint in lbs/MMBtu | FALSE | L | Annual | Qualifying Generation | TWh | 0 | 0 | 0 | 0 | 0 | 0 | 0
BART NOX Annual-Merrimack 2 -v5.13 | 143 | 5844 | Rate Constraint in lbs/MMBtu | FALSE | L | Annual | Rate | lb/MWh | 0 | 0 | 0 | 0 | 0 | 0 | 0
BART NOX Annual-Merrimack 2 -v5.13 | 143 | 5844 | Rate Constraint in lbs/MMBtu | FALSE | L | Annual | Constraint Shadow Price | US2011$/Ton | 0 | 0 | 0 | 0 | 0 | 0 | 0
BART NOX Annual-Milton R Young B1 -v5.13 | 144 | 5857 | Rate Constraint in lbs/MMBtu | FALSE | L | Annual | Seasons Included | Seasons |  | Winter, Summer | Winter, Summer | Winter, Summer | Winter, Summer | Winter, Summer | Winter, Summer
BART NOX Annual-Milton R Young B1 -v5.13 | 144 | 5857 | Rate Constraint in lbs/MMBtu | FALSE | L | Annual | Standard | lb/MMBtu | 0 | 0.36 | 0.36 | 0.36 | 0.36 | 0.36 | 0.36
BART NOX Annual-Milton R Young B1 -v5.13 | 144 | 5857 | Rate Constraint in lbs/MMBtu | FALSE | L | Annual | Emissions at Affected Plants NOX | Thousand Tons | 0 | 0.1764 | 0.20743 | 0.20643 | 0.2184 | 0.2184 | 0.2184
BART NOX Annual-Milton R Young B1 -v5.13 | 144 | 5857 | Rate Constraint in lbs/MMBtu | FALSE | L | Annual | Allowances Purchased NOX | Thousand Tons | 0 | 0 | 0 | 0 | 0 | 0 | 0
BART NOX Annual-Milton R Young B1 -v5.13 | 144 | 5857 | Rate Constraint in lbs/MMBtu | FALSE | L | Annual | Allowances Sold NOX | Thousand Tons | 0 | 0 | 0 | 0 | 0 | 0 | 0
BART NOX Annual-Milton R Young B1 -v5.13 | 144 | 5857 | Rate Constraint in lbs/MMBtu | FALSE | L | Annual | Allowances Banked | Thousand Tons | 0 | 0 | 0 | 0 | 0 | 0 | 0
BART NOX Annual-Milton R Young B1 -v5.13 | 144 | 5857 | Rate Constraint in lbs/MMBtu | FALSE | L | Annual | Allowances Withdrawn (1:1) | Thousand Tons | 0 | 0 | 0 | 0 | 0 | 0 | 0
BART NOX Annual-Milton R Young B1 -v5.13 | 144 | 5857 | Rate Constraint in lbs/MMBtu | FALSE | L | Annual | Allowances Withdrawn (n:1) | Thousand Tons | 0 | 0 | 0 | 0 | 0 | 0 | 0
BART NOX Annual-Milton R Young B1 -v5.13 | 144 | 5857 | Rate Constraint in lbs/MMBtu | FALSE | L | Annual | Net Emissions Allowance Position | Thousand Tons | 0 | 0.1764 | 0.20743 | 0.20643 | 0.2184 | 0.2184 | 0.2184
BART NOX Annual-Milton R Young B1 -v5.13 | 144 | 5857 | Rate Constraint in lbs/MMBtu | FALSE | L | Annual | Fuel Consumed | TBtu | 0 | 0.98 | 1.1524 | 1.1468 | 1.2133 | 1.2133 | 1.2133
BART NOX Annual-Milton R Young B1 -v5.13 | 144 | 5857 | Rate Constraint in lbs/MMBtu | FALSE | L | Annual | Rate | lb/MMBtu | 0 | 0.36 | 0.36 | 0.36 | 0.36 | 0.36 | 0.36
BART NOX Annual-Milton R Young B1 -v5.13 | 144 | 5857 | Rate Constraint in lbs/MMBtu | FALSE | L | Annual | Generation | TWh | 0 | 0.088248 | 0.10377 | 0.10327 | 0.10926 | 0.10926 | 0.10926
BART NOX Annual-Milton R Young B1 -v5.13 | 144 | 5857 | Rate Constraint in lbs/MMBtu | FALSE | L | Annual | Qualifying Generation | TWh | 0 | 0.088248 | 0.10377 | 0.10327 | 0.10926 | 0.10926 | 0.10926
BART NOX Annual-Milton R Young B1 -v5.13 | 144 | 5857 | Rate Constraint in lbs/MMBtu | FALSE | L | Annual | Rate | lb/MWh | 0 | 1.9989 | 1.9989 | 1.9989 | 1.9989 | 1.9989 | 1.9989
BART NOX Annual-Milton R Young B1 -v5.13 | 144 | 5857 | Rate Constraint in lbs/MMBtu | FALSE | L | Annual | Constraint Shadow Price | US2011$/Ton | 0 | 0 | 0 | 0 | 0 | 0 | 0
BART NOX Annual-Milton R Young B2 -v5.13 | 145 | 5858 | Rate Constraint in lbs/MMBtu | FALSE | L | Annual | Seasons Included | Seasons |  | Winter, Summer | Winter, Summer | Winter, Summer | Winter, Summer | Winter, Summer | Winter, Summer
BART NOX Annual-Milton R Young B2 -v5.13 | 145 | 5858 | Rate Constraint in lbs/MMBtu | FALSE | L | Annual | Standard | lb/MMBtu | 0 | 0.35 | 0.35 | 0.35 | 0.35 | 0.35 | 0.35
BART NOX Annual-Milton R Young B2 -v5.13 | 145 | 5858 | Rate Constraint in lbs/MMBtu | FALSE | L | Annual | Emissions at Affected Plants NOX | Thousand Tons | 0 | 4.8417 | 5.6932 | 5.6658 | 5.9944 | 5.9944 | 5.9944
BART NOX Annual-Milton R Young B2 -v5.13 | 145 | 5858 | Rate Constraint in lbs/MMBtu | FALSE | L | Annual | Allowances Purchased NOX | Thousand Tons | 0 | 0 | 0 | 0 | 0 | 0 | 0
BART NOX Annual-Milton R Young B2 -v5.13 | 145 | 5858 | Rate Constraint in lbs/MMBtu | FALSE | L | Annual | Allowances Sold NOX | Thousand Tons | 0 | 0 | 0 | 0 | 0 | 0 | 0
BART NOX Annual-Milton R Young B2 -v5.13 | 145 | 5858 | Rate Constraint in lbs/MMBtu | FALSE | L | Annual | Allowances Banked | Thousand Tons | 0 | 0 | 0 | 0 | 0 | 0 | 0
BART NOX Annual-Milton R Young B2 -v5.13 | 145 | 5858 | Rate Constraint in lbs/MMBtu | FALSE | L | Annual | Allowances Withdrawn (1:1) | Thousand Tons | 0 | 0 | 0 | 0 | 0 | 0 | 0
BART NOX Annual-Milton R Young B2 -v5.13 | 145 | 5858 | Rate Constraint in lbs/MMBtu | FALSE | L | Annual | Allowances Withdrawn (n:1) | Thousand Tons | 0 | 0 | 0 | 0 | 0 | 0 | 0
BART NOX Annual-Milton R Young B2 -v5.13 | 145 | 5858 | Rate Constraint in lbs/MMBtu | FALSE | L | Annual | Net Emissions Allowance Position | Thousand Tons | 0 | 4.8417 | 5.6932 | 5.6658 | 5.9944 | 5.9944 | 5.9944
BART NOX Annual-Milton R Young B2 -v5.13 | 145 | 5858 | Rate Constraint in lbs/MMBtu | FALSE | L | Annual | Fuel Consumed | TBtu | 0 | 30.0822 | 35.373 | 35.2028 | 37.2443 | 37.2443 | 37.2443
BART NOX Annual-Milton R Young B2 -v5.13 | 145 | 5858 | Rate Constraint in lbs/MMBtu | FALSE | L | Annual | Rate | lb/MMBtu | 0 | 0.3219 | 0.3219 | 0.3219 | 0.3219 | 0.3219 | 0.3219
BART NOX Annual-Milton R Young B2 -v5.13 | 145 | 5858 | Rate Constraint in lbs/MMBtu | FALSE | L | Annual | Generation | TWh | 0 | 2.7123 | 3.1893 | 3.174 | 3.3581 | 3.3581 | 3.3581
BART NOX Annual-Milton R Young B2 -v5.13 | 145 | 5858 | Rate Constraint in lbs/MMBtu | FALSE | L | Annual | Qualifying Generation | TWh | 0 | 2.7123 | 3.1893 | 3.174 | 3.3581 | 3.3581 | 3.3581
BART NOX Annual-Milton R Young B2 -v5.13 | 145 | 5858 | Rate Constraint in lbs/MMBtu | FALSE | L | Annual | Rate | lb/MWh | 0 | 1.7851 | 1.7851 | 1.7851 | 1.7851 | 1.7851 | 1.7851
BART NOX Annual-Milton R Young B2 -v5.13 | 145 | 5858 | Rate Constraint in lbs/MMBtu | FALSE | L | Annual | Constraint Shadow Price | US2011$/Ton | 0 | 0 | 0 | 0 | 0 | 0 | 0
BART NOX Annual-Muskogee 4 -v5.13 | 146 | 5860 | Rate Constraint in lbs/MMBtu | FALSE | L | Annual | Seasons Included | Seasons |  | Winter, Summer | Winter, Summer | Winter, Summer | Winter, Summer | Winter, Summer | Winter, Summer
BART NOX Annual-Muskogee 4 -v5.13 | 146 | 5860 | Rate Constraint in lbs/MMBtu | FALSE | L | Annual | Standard | lb/MMBtu | 0 | 0.15 | 0.15 | 0.15 | 0.15 | 0.15 | 0.15
BART NOX Annual-Muskogee 4 -v5.13 | 146 | 5860 | Rate Constraint in lbs/MMBtu | FALSE | L | Annual | Emissions at Affected Plants NOX | Thousand Tons | 0 | 2.777 | 2.6307 | 2.777 | 2.777 | 2.777 | 2.777
BART NOX Annual-Muskogee 4 -v5.13 | 146 | 5860 | Rate Constraint in lbs/MMBtu | FALSE | L | Annual | Allowances Purchased NOX | Thousand Tons | 0 | 0 | 0 | 0 | 0 | 0 | 0
BART NOX Annual-Muskogee 4 -v5.13 | 146 | 5860 | Rate Constraint in lbs/MMBtu | FALSE | L | Annual | Allowances Sold NOX | Thousand Tons | 0 | 0 | 0 | 0 | 0 | 0 | 0
BART NOX Annual-Muskogee 4 -v5.13 | 146 | 5860 | Rate Constraint in lbs/MMBtu | FALSE | L | Annual | Allowances Banked | Thousand Tons | 0 | 0 | 0 | 0 | 0 | 0 | 0
BART NOX Annual-Muskogee 4 -v5.13 | 146 | 5860 | Rate Constraint in lbs/MMBtu | FALSE | L | Annual | Allowances Withdrawn (1:1) | Thousand Tons | 0 | 0 | 0 | 0 | 0 | 0 | 0
BART NOX Annual-Muskogee 4 -v5.13 | 146 | 5860 | Rate Constraint in lbs/MMBtu | FALSE | L | Annual | Allowances Withdrawn (n:1) | Thousand Tons | 0 | 0 | 0 | 0 | 0 | 0 | 0
BART NOX Annual-Muskogee 4 -v5.13 | 146 | 5860 | Rate Constraint in lbs/MMBtu | FALSE | L | Annual | Net Emissions Allowance Position | Thousand Tons | 0 | 2.777 | 2.6307 | 2.777 | 2.777 | 2.777 | 2.777
BART NOX Annual-Muskogee 4 -v5.13 | 146 | 5860 | Rate Constraint in lbs/MMBtu | FALSE | L | Annual | Fuel Consumed | TBtu | 0 | 38.3794 | 36.3573 | 38.3794 | 38.3794 | 38.4508 | 38.4508
BART NOX Annual-Muskogee 4 -v5.13 | 146 | 5860 | Rate Constraint in lbs/MMBtu | FALSE | L | Annual | Rate | lb/MMBtu | 0 | 0.14471 | 0.14471 | 0.14471 | 0.14471 | 0.14444 | 0.14444
BART NOX Annual-Muskogee 4 -v5.13 | 146 | 5860 | Rate Constraint in lbs/MMBtu | FALSE | L | Annual | Generation | TWh | 0 | 3.5676 | 3.3797 | 3.5676 | 3.5676 | 3.5676 | 3.5676
BART NOX Annual-Muskogee 4 -v5.13 | 146 | 5860 | Rate Constraint in lbs/MMBtu | FALSE | L | Annual | Qualifying Generation | TWh | 0 | 3.5676 | 3.3797 | 3.5676 | 3.5676 | 3.5676 | 3.5676
BART NOX Annual-Muskogee 4 -v5.13 | 146 | 5860 | Rate Constraint in lbs/MMBtu | FALSE | L | Annual | Rate | lb/MWh | 0 | 0.77838 | 0.77838 | 0.77838 | 0.77838 | 0.77838 | 0.77838
BART NOX Annual-Muskogee 4 -v5.13 | 146 | 5860 | Rate Constraint in lbs/MMBtu | FALSE | L | Annual | Constraint Shadow Price | US2011$/Ton | 0 | 0 | 0 | 0 | 0 | 0 | 0
BART NOX Annual-Muskogee 5 -v5.13 | 147 | 5861 | Rate Constraint in lbs/MMBtu | FALSE | L | Annual | Seasons Included | Seasons |  | Winter, Summer | Winter, Summer | Winter, Summer | Winter, Summer | Winter, Summer | Winter, Summer
BART NOX Annual-Muskogee 5 -v5.13 | 147 | 5861 | Rate Constraint in lbs/MMBtu | FALSE | L | Annual | Standard | lb/MMBtu | 0 | 0.15 | 0.15 | 0.15 | 0.15 | 0.15 | 0.15
BART NOX Annual-Muskogee 5 -v5.13 | 147 | 5861 | Rate Constraint in lbs/MMBtu | FALSE | L | Annual | Emissions at Affected Plants NOX | Thousand Tons | 0 | 2.8886 | 2.7364 | 2.8886 | 2.8886 | 2.8886 | 2.8886
BART NOX Annual-Muskogee 5 -v5.13 | 147 | 5861 | Rate Constraint in lbs/MMBtu | FALSE | L | Annual | Allowances Purchased NOX | Thousand Tons | 0 | 0 | 0 | 0 | 0 | 0 | 0
BART NOX Annual-Muskogee 5 -v5.13 | 147 | 5861 | Rate Constraint in lbs/MMBtu | FALSE | L | Annual | Allowances Sold NOX | Thousand Tons | 0 | 0 | 0 | 0 | 0 | 0 | 0
BART NOX Annual-Muskogee 5 -v5.13 | 147 | 5861 | Rate Constraint in lbs/MMBtu | FALSE | L | Annual | Allowances Banked | Thousand Tons | 0 | 0 | 0 | 0 | 0 | 0 | 0
BART NOX Annual-Muskogee 5 -v5.13 | 147 | 5861 | Rate Constraint in lbs/MMBtu | FALSE | L | Annual | Allowances Withdrawn (1:1) | Thousand Tons | 0 | 0 | 0 | 0 | 0 | 0 | 0
BART NOX Annual-Muskogee 5 -v5.13 | 147 | 5861 | Rate Constraint in lbs/MMBtu | FALSE | L | Annual | Allowances Withdrawn (n:1) | Thousand Tons | 0 | 0 | 0 | 0 | 0 | 0 | 0
BART NOX Annual-Muskogee 5 -v5.13 | 147 | 5861 | Rate Constraint in lbs/MMBtu | FALSE | L | Annual | Net Emissions Allowance Position | Thousand Tons | 0 | 2.8886 | 2.7364 | 2.8886 | 2.8886 | 2.8886 | 2.8886
BART NOX Annual-Muskogee 5 -v5.13 | 147 | 5861 | Rate Constraint in lbs/MMBtu | FALSE | L | Annual | Fuel Consumed | TBtu | 0 | 39.5102 | 37.4286 | 39.5102 | 39.5102 | 39.5838 | 39.5838
BART NOX Annual-Muskogee 5 -v5.13 | 147 | 5861 | Rate Constraint in lbs/MMBtu | FALSE | L | Annual | Rate | lb/MMBtu | 0 | 0.14622 | 0.14622 | 0.14622 | 0.14622 | 0.14595 | 0.14595
BART NOX Annual-Muskogee 5 -v5.13 | 147 | 5861 | Rate Constraint in lbs/MMBtu | FALSE | L | Annual | Generation | TWh | 0 | 3.6521 | 3.4597 | 3.6521 | 3.6521 | 3.6521 | 3.6521
BART NOX Annual-Muskogee 5 -v5.13 | 147 | 5861 | Rate Constraint in lbs/MMBtu | FALSE | L | Annual | Qualifying Generation | TWh | 0 | 3.6521 | 3.4597 | 3.6521 | 3.6521 | 3.6521 | 3.6521
BART NOX Annual-Muskogee 5 -v5.13 | 147 | 5861 | Rate Constraint in lbs/MMBtu | FALSE | L | Annual | Rate | lb/MWh | 0 | 0.79095 | 0.79095 | 0.79095 | 0.79095 | 0.79095 | 0.79095
BART NOX Annual-Muskogee 5 -v5.13 | 147 | 5861 | Rate Constraint in lbs/MMBtu | FALSE | L | Annual | Constraint Shadow Price | US2011$/Ton | 0 | 0 | 0 | 0 | 0 | 0 | 0
BART NOX Annual-Naughton 1 -v5.14 | 148 | 6109 | Rate Constraint in lbs/MMBtu | FALSE | L | Annual | Seasons Included | Seasons |  | Winter, Summer | Winter, Summer | Winter, Summer | Winter, Summer | Winter, Summer | Winter, Summer
BART NOX Annual-Naughton 1 -v5.14 | 148 | 6109 | Rate Constraint in lbs/MMBtu | FALSE | L | Annual | Standard | lb/MMBtu | 0 | 0.26 | 0.26 | 0.26 | 0.26 | 0.26 | 0.26
BART NOX Annual-Naughton 1 -v5.14 | 148 | 6109 | Rate Constraint in lbs/MMBtu | FALSE | L | Annual | Emissions at Affected Plants NOX | Thousand Tons | 0 | 0 | 0 | 0 | 0 | 0 | 0
BART NOX Annual-Naughton 1 -v5.14 | 148 | 6109 | Rate Constraint in lbs/MMBtu | FALSE | L | Annual | Allowances Purchased NOX | Thousand Tons | 0 | 0 | 0 | 0 | 0 | 0 | 0
BART NOX Annual-Naughton 1 -v5.14 | 148 | 6109 | Rate Constraint in lbs/MMBtu | FALSE | L | Annual | Allowances Sold NOX | Thousand Tons | 0 | 0 | 0 | 0 | 0 | 0 | 0
BART NOX Annual-Naughton 1 -v5.14 | 148 | 6109 | Rate Constraint in lbs/MMBtu | FALSE | L | Annual | Allowances Banked | Thousand Tons | 0 | 0 | 0 | 0 | 0 | 0 | 0
BART NOX Annual-Naughton 1 -v5.14 | 148 | 6109 | Rate Constraint in lbs/MMBtu | FALSE | L | Annual | Allowances Withdrawn (1:1) | Thousand Tons | 0 | 0 | 0 | 0 | 0 | 0 | 0
BART NOX Annual-Naughton 1 -v5.14 | 148 | 6109 | Rate Constraint in lbs/MMBtu | FALSE | L | Annual | Allowances Withdrawn (n:1) | Thousand Tons | 0 | 0 | 0 | 0 | 0 | 0 | 0
BART NOX Annual-Naughton 1 -v5.14 | 148 | 6109 | Rate Constraint in lbs/MMBtu | FALSE | L | Annual | Net Emissions Allowance Position | Thousand Tons | 0 | 0 | 0 | 0 | 0 | 0 | 0
BART NOX Annual-Naughton 1 -v5.14 | 148 | 6109 | Rate Constraint in lbs/MMBtu | FALSE | L | Annual | Fuel Consumed | TBtu | 0 | 0 | 0 | 0 | 0 | 0 | 0
BART NOX Annual-Naughton 1 -v5.14 | 148 | 6109 | Rate Constraint in lbs/MMBtu | FALSE | L | Annual | Rate | lb/MMBtu | 0 | 0 | 0 | 0 | 0 | 0 | 0
BART NOX Annual-Naughton 1 -v5.14 | 148 | 6109 | Rate Constraint in lbs/MMBtu | FALSE | L | Annual | Generation | TWh | 0 | 0 | 0 | 0 | 0 | 0 | 0
BART NOX Annual-Naughton 1 -v5.14 | 148 | 6109 | Rate Constraint in lbs/MMBtu | FALSE | L | Annual | Qualifying Generation | TWh | 0 | 0 | 0 | 0 | 0 | 0 | 0
BART NOX Annual-Naughton 1 -v5.14 | 148 | 6109 | Rate Constraint in lbs/MMBtu | FALSE | L | Annual | Rate | lb/MWh | 0 | 0 | 0 | 0 | 0 | 0 | 0
BART NOX Annual-Naughton 1 -v5.14 | 148 | 6109 | Rate Constraint in lbs/MMBtu | FALSE | L | Annual | Constraint Shadow Price | US2011$/Ton | 0 | 1584.3077 | 3991.6283 | 0 | 0 | 1039.3094 | 0
BART NOX Annual-Naughton 2 -v5.14 | 149 | 6110 | Rate Constraint in lbs/MMBtu | FALSE | L | Annual | Seasons Included | Seasons |  | Winter, Summer | Winter, Summer | Winter, Summer | Winter, Summer | Winter, Summer | Winter, Summer
BART NOX Annual-Naughton 2 -v5.14 | 149 | 6110 | Rate Constraint in lbs/MMBtu | FALSE | L | Annual | Standard | lb/MMBtu | 0 | 0.26 | 0.26 | 0.26 | 0.26 | 0.26 | 0.26
BART NOX Annual-Naughton 2 -v5.14 | 149 | 6110 | Rate Constraint in lbs/MMBtu | FALSE | L | Annual | Emissions at Affected Plants NOX | Thousand Tons | 0 | 0.70032 | 0.86307 | 0.86307 | 0.86307 | 0.86307 | 0.86307
BART NOX Annual-Naughton 2 -v5.14 | 149 | 6110 | Rate Constraint in lbs/MMBtu | FALSE | L | Annual | Allowances Purchased NOX | Thousand Tons | 0 | 0 | 0 | 0 | 0 | 0 | 0
BART NOX Annual-Naughton 2 -v5.14 | 149 | 6110 | Rate Constraint in lbs/MMBtu | FALSE | L | Annual | Allowances Sold NOX | Thousand Tons | 0 | 0 | 0 | 0 | 0 | 0 | 0
BART NOX Annual-Naughton 2 -v5.14 | 149 | 6110 | Rate Constraint in lbs/MMBtu | FALSE | L | Annual | Allowances Banked | Thousand Tons | 0 | 0 | 0 | 0 | 0 | 0 | 0
BART NOX Annual-Naughton 2 -v5.14 | 149 | 6110 | Rate Constraint in lbs/MMBtu | FALSE | L | Annual | Allowances Withdrawn (1:1) | Thousand Tons | 0 | 0 | 0 | 0 | 0 | 0 | 0
BART NOX Annual-Naughton 2 -v5.14 | 149 | 6110 | Rate Constraint in lbs/MMBtu | FALSE | L | Annual | Allowances Withdrawn (n:1) | Thousand Tons | 0 | 0 | 0 | 0 | 0 | 0 | 0
BART NOX Annual-Naughton 2 -v5.14 | 149 | 6110 | Rate Constraint in lbs/MMBtu | FALSE | L | Annual | Net Emissions Allowance Position | Thousand Tons | 0 | 0.70032 | 0.86307 | 0.86307 | 0.86307 | 0.86307 | 0.86307
BART NOX Annual-Naughton 2 -v5.14 | 149 | 6110 | Rate Constraint in lbs/MMBtu | FALSE | L | Annual | Fuel Consumed | TBtu | 0 | 5.387 | 6.639 | 6.639 | 6.639 | 6.639 | 6.639
BART NOX Annual-Naughton 2 -v5.14 | 149 | 6110 | Rate Constraint in lbs/MMBtu | FALSE | L | Annual | Rate | lb/MMBtu | 0 | 0.26 | 0.26 | 0.26 | 0.26 | 0.26 | 0.26
BART NOX Annual-Naughton 2 -v5.14 | 149 | 6110 | Rate Constraint in lbs/MMBtu | FALSE | L | Annual | Generation | TWh | 0 | 0.50795 | 0.626 | 0.626 | 0.626 | 0.626 | 0.626
BART NOX Annual-Naughton 2 -v5.14 | 149 | 6110 | Rate Constraint in lbs/MMBtu | FALSE | L | Annual | Qualifying Generation | TWh | 0 | 0.50795 | 0.626 | 0.626 | 0.626 | 0.626 | 0.626
BART NOX Annual-Naughton 2 -v5.14 | 149 | 6110 | Rate Constraint in lbs/MMBtu | FALSE | L | Annual | Rate | lb/MWh | 0 | 1.3787 | 1.3787 | 1.3787 | 1.3787 | 1.3787 | 1.3787
BART NOX Annual-Naughton 2 -v5.14 | 149 | 6110 | Rate Constraint in lbs/MMBtu | FALSE | L | Annual | Constraint Shadow Price | US2011$/Ton | 0 | 0 | 0 | 0 | 0 | 0 | 0
BART NOX Annual-Naughton 3 -v5.14 | 150 | 6111 | Rate Constraint in lbs/MMBtu | FALSE | L | Annual | Seasons Included | Seasons |  | Winter, Summer | Winter, Summer | Winter, Summer | Winter, Summer | Winter, Summer | Winter, Summer
BART NOX Annual-Naughton 3 -v5.14 | 150 | 6111 | Rate Constraint in lbs/MMBtu | FALSE | L | Annual | Standard | lb/MMBtu | 0 | 0.07 | 0.07 | 0.07 | 0.07 | 0.07 | 0.07
BART NOX Annual-Naughton 3 -v5.14 | 150 | 6111 | Rate Constraint in lbs/MMBtu | FALSE | L | Annual | Emissions at Affected Plants NOX | Thousand Tons | 0 | 0 | 0 | 0 | 0 | 0 | 0
BART NOX Annual-Naughton 3 -v5.14 | 150 | 6111 | Rate Constraint in lbs/MMBtu | FALSE | L | Annual | Allowances Purchased NOX | Thousand Tons | 0 | 0 | 0 | 0 | 0 | 0 | 0
BART NOX Annual-Naughton 3 -v5.14 | 150 | 6111 | Rate Constraint in lbs/MMBtu | FALSE | L | Annual | Allowances Sold NOX | Thousand Tons | 0 | 0 | 0 | 0 | 0 | 0 | 0
BART NOX Annual-Naughton 3 -v5.14 | 150 | 6111 | Rate Constraint in lbs/MMBtu | FALSE | L | Annual | Allowances Banked | Thousand Tons | 0 | 0 | 0 | 0 | 0 | 0 | 0
BART NOX Annual-Naughton 3 -v5.14 | 150 | 6111 | Rate Constraint in lbs/MMBtu | FALSE | L | Annual | Allowances Withdrawn (1:1) | Thousand Tons | 0 | 0 | 0 | 0 | 0 | 0 | 0
BART NOX Annual-Naughton 3 -v5.14 | 150 | 6111 | Rate Constraint in lbs/MMBtu | FALSE | L | Annual | Allowances Withdrawn (n:1) | Thousand Tons | 0 | 0 | 0 | 0 | 0 | 0 | 0
BART NOX Annual-Naughton 3 -v5.14 | 150 | 6111 | Rate Constraint in lbs/MMBtu | FALSE | L | Annual | Net Emissions Allowance Position | Thousand Tons | 0 | 0 | 0 | 0 | 0 | 0 | 0
BART NOX Annual-Naughton 3 -v5.14 | 150 | 6111 | Rate Constraint in lbs/MMBtu | FALSE | L | Annual | Fuel Consumed | TBtu | 0 | 0 | 0 | 0 | 0 | 0 | 0
BART NOX Annual-Naughton 3 -v5.14 | 150 | 6111 | Rate Constraint in lbs/MMBtu | FALSE | L | Annual | Rate | lb/MMBtu | 0 | 0 | 0 | 0 | 0 | 0 | 0
BART NOX Annual-Naughton 3 -v5.14 | 150 | 6111 | Rate Constraint in lbs/MMBtu | FALSE | L | Annual | Generation | TWh | 0 | 0 | 0 | 0 | 0 | 0 | 0
BART NOX Annual-Naughton 3 -v5.14 | 150 | 6111 | Rate Constraint in lbs/MMBtu | FALSE | L | Annual | Qualifying Generation | TWh | 0 | 0 | 0 | 0 | 0 | 0 | 0
BART NOX Annual-Naughton 3 -v5.14 | 150 | 6111 | Rate Constraint in lbs/MMBtu | FALSE | L | Annual | Rate | lb/MWh | 0 | 0 | 0 | 0 | 0 | 0 | 0
BART NOX Annual-Naughton 3 -v5.14 | 150 | 6111 | Rate Constraint in lbs/MMBtu | FALSE | L | Annual | Constraint Shadow Price | US2011$/Ton | 0 | 114804.1824 | 9635.5932 | 30242.9738 | 17116.0089 | 8175.2158 | 11423.9316
BART NOX Annual-Navajo 2 -v5.14 | 151 | 6112 | Rate Constraint in lbs/MMBtu | FALSE | L | Annual | Seasons Included | Seasons |  |  |  |  | Winter, Summer | Winter, Summer | Winter, Summer
BART NOX Annual-Navajo 2 -v5.14 | 151 | 6112 | Rate Constraint in lbs/MMBtu | FALSE | L | Annual | Standard | lb/MMBtu | 0 | 0 | 0 | 0 | 0.07 | 0.07 | 0.07
BART NOX Annual-Navajo 2 -v5.14 | 151 | 6112 | Rate Constraint in lbs/MMBtu | FALSE | L | Annual | Emissions at Affected Plants NOX | Thousand Tons | 0 | 0 | 0 | 0 | 1.9244 | 1.9244 | 1.9244
BART NOX Annual-Navajo 2 -v5.14 | 151 | 6112 | Rate Constraint in lbs/MMBtu | FALSE | L | Annual | Allowances Purchased NOX | Thousand Tons | 0 | 0 | 0 | 0 | 0 | 0 | 0
BART NOX Annual-Navajo 2 -v5.14 | 151 | 6112 | Rate Constraint in lbs/MMBtu | FALSE | L | Annual | Allowances Sold NOX | Thousand Tons | 0 | 0 | 0 | 0 | 0 | 0 | 0
BART NOX Annual-Navajo 2 -v5.14 | 151 | 6112 | Rate Constraint in lbs/MMBtu | FALSE | L | Annual | Allowances Banked | Thousand Tons | 0 | 0 | 0 | 0 | 0 | 0 | 0
BART NOX Annual-Navajo 2 -v5.14 | 151 | 6112 | Rate Constraint in lbs/MMBtu | FALSE | L | Annual | Allowances Withdrawn (1:1) | Thousand Tons | 0 | 0 | 0 | 0 | 0 | 0 | 0
BART NOX Annual-Navajo 2 -v5.14 | 151 | 6112 | Rate Constraint in lbs/MMBtu | FALSE | L | Annual | Allowances Withdrawn (n:1) | Thousand Tons | 0 | 0 | 0 | 0 | 0 | 0 | 0
BART NOX Annual-Navajo 2 -v5.14 | 151 | 6112 | Rate Constraint in lbs/MMBtu | FALSE | L | Annual | Net Emissions Allowance Position | Thousand Tons | 0 | 0 | 0 | 0 | 1.9244 | 1.9244 | 1.9244
BART NOX Annual-Navajo 2 -v5.14 | 151 | 6112 | Rate Constraint in lbs/MMBtu | FALSE | L | Annual | Fuel Consumed | TBtu | 0 | 0 | 0 | 0 | 54.9841 | 54.9841 | 54.9841
BART NOX Annual-Navajo 2 -v5.14 | 151 | 6112 | Rate Constraint in lbs/MMBtu | FALSE | L | Annual | Rate | lb/MMBtu | 0 | 0 | 0 | 0 | 0.07 | 0.07 | 0.07
BART NOX Annual-Navajo 2 -v5.14 | 151 | 6112 | Rate Constraint in lbs/MMBtu | FALSE | L | Annual | Generation | TWh | 0 | 0 | 0 | 0 | 5.437 | 5.437 | 5.437
BART NOX Annual-Navajo 2 -v5.14 | 151 | 6112 | Rate Constraint in lbs/MMBtu | FALSE | L | Annual | Qualifying Generation | TWh | 0 | 0 | 0 | 0 | 5.437 | 5.437 | 5.437
BART NOX Annual-Navajo 2 -v5.14 | 151 | 6112 | Rate Constraint in lbs/MMBtu | FALSE | L | Annual | Rate | lb/MWh | 0 | 0 | 0 | 0 | 0.35395 | 0.35395 | 0.35395
BART NOX Annual-Navajo 2 -v5.14 | 151 | 6112 | Rate Constraint in lbs/MMBtu | FALSE | L | Annual | Constraint Shadow Price | US2011$/Ton | 0 | 0 | 0 | 0 | 101979.7669 | 43536.6299 | 60497.4938
BART NOX Annual-Navajo 3 -v5.14 | 152 | 6114 | Rate Constraint in lbs/MMBtu | FALSE | L | Annual | Seasons Included | Seasons |  |  |  |  | Winter, Summer | Winter, Summer | Winter, Summer
BART NOX Annual-Navajo 3 -v5.14 | 152 | 6114 | Rate Constraint in lbs/MMBtu | FALSE | L | Annual | Standard | lb/MMBtu | 0 | 0 | 0 | 0 | 0.07 | 0.07 | 0.07
BART NOX Annual-Navajo 3 -v5.14 | 152 | 6114 | Rate Constraint in lbs/MMBtu | FALSE | L | Annual | Emissions at Affected Plants NOX | Thousand Tons | 0 | 0 | 0 | 0 | 1.9229 | 1.9229 | 1.9229
BART NOX Annual-Navajo 3 -v5.14 | 152 | 6114 | Rate Constraint in lbs/MMBtu | FALSE | L | Annual | Allowances Purchased NOX | Thousand Tons | 0 | 0 | 0 | 0 | 0 | 0 | 0
BART NOX Annual-Navajo 3 -v5.14 | 152 | 6114 | Rate Constraint in lbs/MMBtu | FALSE | L | Annual | Allowances Sold NOX | Thousand Tons | 0 | 0 | 0 | 0 | 0 | 0 | 0
BART NOX Annual-Navajo 3 -v5.14 | 152 | 6114 | Rate Constraint in lbs/MMBtu | FALSE | L | Annual | Allowances Banked | Thousand Tons | 0 | 0 | 0 | 0 | 0 | 0 | 0
BART NOX Annual-Navajo 3 -v5.14 | 152 | 6114 | Rate Constraint in lbs/MMBtu | FALSE | L | Annual | Allowances Withdrawn (1:1) | Thousand Tons | 0 | 0 | 0 | 0 | 0 | 0 | 0
BART NOX Annual-Navajo 3 -v5.14 | 152 | 6114 | Rate Constraint in lbs/MMBtu | FALSE | L | Annual | Allowances Withdrawn (n:1) | Thousand Tons | 0 | 0 | 0 | 0 | 0 | 0 | 0
BART NOX Annual-Navajo 3 -v5.14 | 152 | 6114 | Rate Constraint in lbs/MMBtu | FALSE | L | Annual | Net Emissions Allowance Position | Thousand Tons | 0 | 0 | 0 | 0 | 1.9229 | 1.9229 | 1.9229
BART NOX Annual-Navajo 3 -v5.14 | 152 | 6114 | Rate Constraint in lbs/MMBtu | FALSE | L | Annual | Fuel Consumed | TBtu | 0 | 0 | 0 | 0 | 54.9403 | 54.9403 | 54.9403
BART NOX Annual-Navajo 3 -v5.14 | 152 | 6114 | Rate Constraint in lbs/MMBtu | FALSE | L | Annual | Rate | lb/MMBtu | 0 | 0 | 0 | 0 | 0.07 | 0.07 | 0.07
BART NOX Annual-Navajo 3 -v5.14 | 152 | 6114 | Rate Constraint in lbs/MMBtu | FALSE | L | Annual | Generation | TWh | 0 | 0 | 0 | 0 | 5.437 | 5.437 | 5.437
BART NOX Annual-Navajo 3 -v5.14 | 152 | 6114 | Rate Constraint in lbs/MMBtu | FALSE | L | Annual | Qualifying Generation | TWh | 0 | 0 | 0 | 0 | 5.437 | 5.437 | 5.437
BART NOX Annual-Navajo 3 -v5.14 | 152 | 6114 | Rate Constraint in lbs/MMBtu | FALSE | L | Annual | Rate | lb/MWh | 0 | 0 | 0 | 0 | 0.35367 | 0.35367 | 0.35367
BART NOX Annual-Navajo 3 -v5.14 | 152 | 6114 | Rate Constraint in lbs/MMBtu | FALSE | L | Annual | Constraint Shadow Price | US2011$/Ton | 0 | 0 | 0 | 0 | 100166.7669 | 42764.6368 | 59430.6114
BART NOX Annual-Nebraska City 1 -v5.13 | 153 | 5840 | Rate Constraint in lbs/MMBtu | FALSE | L | Annual | Seasons Included | Seasons |  | Winter, Summer | Winter, Summer | Winter, Summer | Winter, Summer | Winter, Summer | Winter, Summer
BART NOX Annual-Nebraska City 1 -v5.13 | 153 | 5840 | Rate Constraint in lbs/MMBtu | FALSE | L | Annual | Standard | lb/MMBtu | 0 | 0.23 | 0.23 | 0.23 | 0.23 | 0.23 | 0.23
BART NOX Annual-Nebraska City 1 -v5.13 | 153 | 5840 | Rate Constraint in lbs/MMBtu | FALSE | L | Annual | Emissions at Affected Plants NOX | Thousand Tons | 0 | 4.8898 | 4.8813 | 4.8898 | 4.8898 | 4.8898 | 4.8898
BART NOX Annual-Nebraska City 1 -v5.13 | 153 | 5840 | Rate Constraint in lbs/MMBtu | FALSE | L | Annual | Allowances Purchased NOX | Thousand Tons | 0 | 0 | 0 | 0 | 0 | 0 | 0
BART NOX Annual-Nebraska City 1 -v5.13 | 153 | 5840 | Rate Constraint in lbs/MMBtu | FALSE | L | Annual | Allowances Sold NOX | Thousand Tons | 0 | 0 | 0 | 0 | 0 | 0 | 0
BART NOX Annual-Nebraska City 1 -v5.13 | 153 | 5840 | Rate Constraint in lbs/MMBtu | FALSE | L | Annual | Allowances Banked | Thousand Tons | 0 | 0 | 0 | 0 | 0 | 0 | 0
BART NOX Annual-Nebraska City 1 -v5.13 | 153 | 5840 | Rate Constraint in lbs/MMBtu | FALSE | L | Annual | Allowances Withdrawn (1:1) | Thousand Tons | 0 | 0 | 0 | 0 | 0 | 0 | 0
BART NOX Annual-Nebraska City 1 -v5.13 | 153 | 5840 | Rate Constraint in lbs/MMBtu | FALSE | L | Annual | Allowances Withdrawn (n:1) | Thousand Tons | 0 | 0 | 0 | 0 | 0 | 0 | 0
BART NOX Annual-Nebraska City 1 -v5.13 | 153 | 5840 | Rate Constraint in lbs/MMBtu | FALSE | L | Annual | Net Emissions Allowance Position | Thousand Tons | 0 | 4.8898 | 4.8813 | 4.8898 | 4.8898 | 4.8898 | 4.8898
BART NOX Annual-Nebraska City 1 -v5.13 | 153 | 5840 | Rate Constraint in lbs/MMBtu | FALSE | L | Annual | Fuel Consumed | TBtu | 0 | 47.374 | 47.2921 | 47.374 | 47.374 | 47.3785 | 47.3785
BART NOX Annual-Nebraska City 1 -v5.13 | 153 | 5840 | Rate Constraint in lbs/MMBtu | FALSE | L | Annual | Rate | lb/MMBtu | 0 | 0.20643 | 0.20643 | 0.20643 | 0.20643 | 0.20641 | 0.20641
BART NOX Annual-Nebraska City 1 -v5.13 | 153 | 5840 | Rate Constraint in lbs/MMBtu | FALSE | L | Annual | Generation | TWh | 0 | 4.6782 | 4.6701 | 4.6782 | 4.6782 | 4.6782 | 4.6782
BART NOX Annual-Nebraska City 1 -v5.13 | 153 | 5840 | Rate Constraint in lbs/MMBtu | FALSE | L | Annual | Qualifying Generation | TWh | 0 | 4.6782 | 4.6701 | 4.6782 | 4.6782 | 4.6782 | 4.6782
BART NOX Annual-Nebraska City 1 -v5.13 | 153 | 5840 | Rate Constraint in lbs/MMBtu | FALSE | L | Annual | Rate | lb/MWh | 0 | 1.0452 | 1.0452 | 1.0452 | 1.0452 | 1.0452 | 1.0452
BART NOX Annual-Nebraska City 1 -v5.13 | 153 | 5840 | Rate Constraint in lbs/MMBtu | FALSE | L | Annual | Constraint Shadow Price | US2011$/Ton | 0 | 0 | 0 | 0 | 0 | 0 | 0
BART NOX Annual-Nebraska City 1 -v5.14 | 154 | 6091 | Rate Constraint in lbs/MMBtu | FALSE | L | Annual | Seasons Included | Seasons | Winter, Summer | Winter, Summer | Winter, Summer | Winter, Summer | Winter, Summer | Winter, Summer | Winter, Summer
BART NOX Annual-Nebraska City 1 -v5.14 | 154 | 6091 | Rate Constraint in lbs/MMBtu | FALSE | L | Annual | Standard | lb/MMBtu | 0.23 | 0.23 | 0.23 | 0.23 | 0.23 | 0.23 | 0.23
BART NOX Annual-Nebraska City 1 -v5.14 | 154 | 6091 | Rate Constraint in lbs/MMBtu | FALSE | L | Annual | Emissions at Affected Plants NOX | Thousand Tons | 4.8898 | 4.8898 | 4.8813 | 4.8898 | 4.8898 | 4.8898 | 4.8898
BART NOX Annual-Nebraska City 1 -v5.14 | 154 | 6091 | Rate Constraint in lbs/MMBtu | FALSE | L | Annual | Allowances Purchased NOX | Thousand Tons | 0 | 0 | 0 | 0 | 0 | 0 | 0
BART NOX Annual-Nebraska City 1 -v5.14 | 154 | 6091 | Rate Constraint in lbs/MMBtu | FALSE | L | Annual | Allowances Sold NOX | Thousand Tons | 0 | 0 | 0 | 0 | 0 | 0 | 0
BART NOX Annual-Nebraska City 1 -v5.14 | 154 | 6091 | Rate Constraint in lbs/MMBtu | FALSE | L | Annual | Allowances Banked | Thousand Tons | 0 | 0 | 0 | 0 | 0 | 0 | 0
BART NOX Annual-Nebraska City 1 -v5.14 | 154 | 6091 | Rate Constraint in lbs/MMBtu | FALSE | L | Annual | Allowances Withdrawn (1:1) | Thousand Tons | 0 | 0 | 0 | 0 | 0 | 0 | 0
BART NOX Annual-Nebraska City 1 -v5.14 | 154 | 6091 | Rate Constraint in lbs/MMBtu | FALSE | L | Annual | Allowances Withdrawn (n:1) | Thousand Tons | 0 | 0 | 0 | 0 | 0 | 0 | 0
BART NOX Annual-Nebraska City 1 -v5.14 | 154 | 6091 | Rate Constraint in lbs/MMBtu | FALSE | L | Annual | Net Emissions Allowance Position | Thousand Tons | 4.8898 | 4.8898 | 4.8813 | 4.8898 | 4.8898 | 4.8898 | 4.8898
BART NOX Annual-Nebraska City 1 -v5.14 | 154 | 6091 | Rate Constraint in lbs/MMBtu | FALSE | L | Annual | Fuel Consumed | TBtu | 47.374 | 47.374 | 47.2921 | 47.374 | 47.374 | 47.3785 | 47.3785
BART NOX Annual-Nebraska City 1 -v5.14 | 154 | 6091 | Rate Constraint in lbs/MMBtu | FALSE | L | Annual | Rate | lb/MMBtu | 0.20643 | 0.20643 | 0.20643 | 0.20643 | 0.20643 | 0.20641 | 0.20641
BART NOX Annual-Nebraska City 1 -v5.14 | 154 | 6091 | Rate Constraint in lbs/MMBtu | FALSE | L | Annual | Generation | TWh | 4.6782 | 4.6782 | 4.6701 | 4.6782 | 4.6782 | 4.6782 | 4.6782
BART NOX Annual-Nebraska City 1 -v5.14 | 154 | 6091 | Rate Constraint in lbs/MMBtu | FALSE | L | Annual | Qualifying Generation | TWh | 4.6782 | 4.6782 | 4.6701 | 4.6782 | 4.6782 | 4.6782 | 4.6782
BART NOX Annual-Nebraska City 1 -v5.14 | 154 | 6091 | Rate Constraint in lbs/MMBtu | FALSE | L | Annual | Rate | lb/MWh | 1.0452 | 1.0452 | 1.0452 | 1.0452 | 1.0452 | 1.0452 | 1.0452
BART NOX Annual-Nebraska City 1 -v5.14 | 154 | 6091 | Rate Constraint in lbs/MMBtu | FALSE | L | Annual | Constraint Shadow Price | US2011$/Ton | 0 | 0 | 0 | 0 | 0 | 0 | 0
BART NOX Annual-Northeastern 3313 -v5.13 | 155 | 5862 | Rate Constraint in lbs/MMBtu | FALSE | L | Annual | Seasons Included | Seasons |  | Winter, Summer | Winter, Summer | Winter, Summer | Winter, Summer | Winter, Summer | Winter, Summer
BART NOX Annual-Northeastern 3313 -v5.13 | 155 | 5862 | Rate Constraint in lbs/MMBtu | FALSE | L | Annual | Standard | lb/MMBtu | 0 | 0.23 | 0.23 | 0.23 | 0.23 | 0.23 | 0.23
BART NOX Annual-Northeastern 3313 -v5.13 | 155 | 5862 | Rate Constraint in lbs/MMBtu | FALSE | L | Annual | Emissions at Affected Plants NOX | Thousand Tons | 0 | 3.908 | 3.908 | 3.908 | 0 | 0 | 0
BART NOX Annual-Northeastern 3313 -v5.13 | 155 | 5862 | Rate Constraint in lbs/MMBtu | FALSE | L | Annual | Allowances Purchased NOX | Thousand Tons | 0 | 0 | 0 | 0 | 0 | 0 | 0
BART NOX Annual-Northeastern 3313 -v5.13 | 155 | 5862 | Rate Constraint in lbs/MMBtu | FALSE | L | Annual | Allowances Sold NOX | Thousand Tons | 0 | 0 | 0 | 0 | 0 | 0 | 0
BART NOX Annual-Northeastern 3313 -v5.13 | 155 | 5862 | Rate Constraint in lbs/MMBtu | FALSE | L | Annual | Allowances Banked | Thousand Tons | 0 | 0 | 0 | 0 | 0 | 0 | 0
BART NOX Annual-Northeastern 3313 -v5.13 | 155 | 5862 | Rate Constraint in lbs/MMBtu | FALSE | L | Annual | Allowances Withdrawn (1:1) | Thousand Tons | 0 | 0 | 0 | 0 | 0 | 0 | 0
BART NOX Annual-Northeastern 3313 -v5.13 | 155 | 5862 | Rate Constraint in lbs/MMBtu | FALSE | L | Annual | Allowances Withdrawn (n:1) | Thousand Tons | 0 | 0 | 0 | 0 | 0 | 0 | 0
BART NOX Annual-Northeastern 3313 -v5.13 | 155 | 5862 | Rate Constraint in lbs/MMBtu | FALSE | L | Annual | Net Emissions Allowance Position | Thousand Tons | 0 | 3.908 | 3.908 | 3.908 | 0 | 0 | 0
BART NOX Annual-Northeastern 3313 -v5.13 | 155 | 5862 | Rate Constraint in lbs/MMBtu | FALSE | L | Annual | Fuel Consumed | TBtu | 0 | 33.9826 | 33.9826 | 33.9826 | 0 | 0 | 0
BART NOX Annual-Northeastern 3313 -v5.13 | 155 | 5862 | Rate Constraint in lbs/MMBtu | FALSE | L | Annual | Rate | lb/MMBtu | 0 | 0.23 | 0.23 | 0.23 | 0 | 0 | 0
BART NOX Annual-Northeastern 3313 -v5.13 | 155 | 5862 | Rate Constraint in lbs/MMBtu | FALSE | L | Annual | Generation | TWh | 0 | 3.299 | 3.299 | 3.299 | 0 | 0 | 0
BART NOX Annual-Northeastern 3313 -v5.13 | 155 | 5862 | Rate Constraint in lbs/MMBtu | FALSE | L | Annual | Qualifying Generation | TWh | 0 | 3.299 | 3.299 | 3.299 | 0 | 0 | 0
BART NOX Annual-Northeastern 3313 -v5.13 | 155 | 5862 | Rate Constraint in lbs/MMBtu | FALSE | L | Annual | Rate | lb/MWh | 0 | 1.1846 | 1.1846 | 1.1846 | 0 | 0 | 0
BART NOX Annual-Northeastern 3313 -v5.13 | 155 | 5862 | Rate Constraint in lbs/MMBtu | FALSE | L | Annual | Constraint Shadow Price | US2011$/Ton | 0 | 12381.0133 | 8280.993 | 5516.8019 | 0 | 0 | 0
BART NOX Annual-Northeastern 3314 -v5.13 | 156 | 5863 | Rate Constraint in lbs/MMBtu | FALSE | L | Annual | Seasons Included | Seasons |  | Winter, Summer | Winter, Summer | Winter, Summer | Winter, Summer | Winter, Summer | Winter, Summer
BART NOX Annual-Northeastern 3314 -v5.13 | 156 | 5863 | Rate Constraint in lbs/MMBtu | FALSE | L | Annual | Standard | lb/MMBtu | 0 | 0.15 | 0.15 | 0.15 | 0.15 | 0.15 | 0.15
BART NOX Annual-Northeastern 3314 -v5.13 | 156 | 5863 | Rate Constraint in lbs/MMBtu | FALSE | L | Annual | Emissions at Affected Plants NOX | Thousand Tons | 0 | 0 | 0 | 0 | 0 | 0 | 0
BART NOX Annual-Northeastern 3314 -v5.13 | 156 | 5863 | Rate Constraint in lbs/MMBtu | FALSE | L | Annual | Allowances Purchased NOX | Thousand Tons | 0 | 0 | 0 | 0 | 0 | 0 | 0
BART NOX Annual-Northeastern 3314 -v5.13 | 156 | 5863 | Rate Constraint in lbs/MMBtu | FALSE | L | Annual | Allowances Sold NOX | Thousand Tons | 0 | 0 | 0 | 0 | 0 | 0 | 0
BART NOX Annual-Northeastern 3314 -v5.13 | 156 | 5863 | Rate Constraint in lbs/MMBtu | FALSE | L | Annual | Allowances Banked | Thousand Tons | 0 | 0 | 0 | 0 | 0 | 0 | 0
BART NOX Annual-Northeastern 3314 -v5.13 | 156 | 5863 | Rate Constraint in lbs/MMBtu | FALSE | L | Annual | Allowances Withdrawn (1:1) | Thousand Tons | 0 | 0 | 0 | 0 | 0 | 0 | 0
BART NOX Annual-Northeastern 3314 -v5.13 | 156 | 5863 | Rate Constraint in lbs/MMBtu | FALSE | L | Annual | Allowances Withdrawn (n:1) | Thousand Tons | 0 | 0 | 0 | 0 | 0 | 0 | 0
BART NOX Annual-Northeastern 3314 -v5.13 | 156 | 5863 | Rate Constraint in lbs/MMBtu | FALSE | L | Annual | Net Emissions Allowance Position | Thousand Tons | 0 | 0 | 0 | 0 | 0 | 0 | 0
BART NOX Annual-Northeastern 3314 -v5.13 | 156 | 5863 | Rate Constraint in lbs/MMBtu | FALSE | L | Annual | Fuel Consumed | TBtu | 0 | 0 | 0 | 0 | 0 | 0 | 0
BART NOX Annual-Northeastern 3314 -v5.13 | 156 | 5863 | Rate Constraint in lbs/MMBtu | FALSE | L | Annual | Rate | lb/MMBtu | 0 | 0 | 0 | 0 | 0 | 0 | 0
BART NOX Annual-Northeastern 3314 -v5.13 | 156 | 5863 | Rate Constraint in lbs/MMBtu | FALSE | L | Annual | Generation | TWh | 0 | 0 | 0 | 0 | 0 | 0 | 0
BART NOX Annual-Northeastern 3314 -v5.13 | 156 | 5863 | Rate Constraint in lbs/MMBtu | FALSE | L | Annual | Qualifying Generation | TWh | 0 | 0 | 0 | 0 | 0 | 0 | 0
BART NOX Annual-Northeastern 3314 -v5.13 | 156 | 5863 | Rate Constraint in lbs/MMBtu | FALSE | L | Annual | Rate | lb/MWh | 0 | 0 | 0 | 0 | 0 | 0 | 0
BART NOX Annual-Northeastern 3314 -v5.13 | 156 | 5863 | Rate Constraint in lbs/MMBtu | FALSE | L | Annual | Constraint Shadow Price | US2011$/Ton | 0 | 433.5598 | 362.4722 | 0 | 0 | 0 | 0
BART NOX Annual-Pawnee 1 -v5.13 | 157 | 5829 | Rate Constraint in lbs/MMBtu | FALSE | L | Annual | Seasons Included | Seasons |  | Winter, Summer | Winter, Summer | Winter, Summer | Winter, Summer | Winter, Summer | Winter, Summer
BART NOX Annual-Pawnee 1 -v5.13 | 157 | 5829 | Rate Constraint in lbs/MMBtu | FALSE | L | Annual | Standard | lb/MMBtu | 0 | 0.07 | 0.07 | 0.07 | 0.07 | 0.07 | 0.07
BART NOX Annual-Pawnee 1 -v5.13 | 157 | 5829 | Rate Constraint in lbs/MMBtu | FALSE | L | Annual | Emissions at Affected Plants NOX | Thousand Tons | 0 | 1.3215 | 1.3215 | 1.3215 | 1.3215 | 1.3215 | 1.3215
BART NOX Annual-Pawnee 1 -v5.13 | 157 | 5829 | Rate Constraint in lbs/MMBtu | FALSE | L | Annual | Allowances Purchased NOX | Thousand Tons | 0 | 0 | 0 | 0 | 0 | 0 | 0
BART NOX Annual-Pawnee 1 -v5.13 | 157 | 5829 | Rate Constraint in lbs/MMBtu | FALSE | L | Annual | Allowances Sold NOX | Thousand Tons | 0 | 0 | 0 | 0 | 0 | 0 | 0
BART NOX Annual-Pawnee 1 -v5.13 | 157 | 5829 | Rate Constraint in lbs/MMBtu | FALSE | L | Annual | Allowances Banked | Thousand Tons | 0 | 0 | 0 | 0 | 0 | 0 | 0
BART NOX Annual-Pawnee 1 -v5.13 | 157 | 5829 | Rate Constraint in lbs/MMBtu | FALSE | L | Annual | Allowances Withdrawn (1:1) | Thousand Tons | 0 | 0 | 0 | 0 | 0 | 0 | 0
BART NOX Annual-Pawnee 1 -v5.13 | 157 | 5829 | Rate Constraint in lbs/MMBtu | FALSE | L | Annual | Allowances Withdrawn (n:1) | Thousand Tons | 0 | 0 | 0 | 0 | 0 | 0 | 0
BART NOX Annual-Pawnee 1 -v5.13 | 157 | 5829 | Rate Constraint in lbs/MMBtu | FALSE | L | Annual | Net Emissions Allowance Position | Thousand Tons | 0 | 1.3215 | 1.3215 | 1.3215 | 1.3215 | 1.3215 | 1.3215
BART NOX Annual-Pawnee 1 -v5.13 | 157 | 5829 | Rate Constraint in lbs/MMBtu | FALSE | L | Annual | Fuel Consumed | TBtu | 0 | 37.7562 | 37.7562 | 37.7562 | 37.7562 | 37.7562 | 37.7562
BART NOX Annual-Pawnee 1 -v5.13 | 157 | 5829 | Rate Constraint in lbs/MMBtu | FALSE | L | Annual | Rate | lb/MMBtu | 0 | 0.07 | 0.07 | 0.07 | 0.07 | 0.07 | 0.07
BART NOX Annual-Pawnee 1 -v5.13 | 157 | 5829 | Rate Constraint in lbs/MMBtu | FALSE | L | Annual | Generation | TWh | 0 | 3.6231 | 3.6231 | 3.6231 | 3.6231 | 3.6231 | 3.6231
BART NOX Annual-Pawnee 1 -v5.13 | 157 | 5829 | Rate Constraint in lbs/MMBtu | FALSE | L | Annual | Qualifying Generation | TWh | 0 | 3.6231 | 3.6231 | 3.6231 | 3.6231 | 3.6231 | 3.6231
BART NOX Annual-Pawnee 1 -v5.13 | 157 | 5829 | Rate Constraint in lbs/MMBtu | FALSE | L | Annual | Rate | lb/MWh | 0 | 0.36474 | 0.36474 | 0.36474 | 0.36474 | 0.36474 | 0.36474
BART NOX Annual-Pawnee 1 -v5.13 | 157 | 5829 | Rate Constraint in lbs/MMBtu | FALSE | L | Annual | Constraint Shadow Price | US2011$/Ton | 0 | 0 | 0 | 0 | 0 | 0 | 0
BART NOX Annual-Ray D Nixon 1 -v5.13 | 158 | 5830 | Rate Constraint in lbs/MMBtu | FALSE | L | Annual | Seasons Included | Seasons |  | Winter, Summer | Winter, Summer | Winter, Summer | Winter, Summer | Winter, Summer | Winter, Summer
BART NOX Annual-Ray D Nixon 1 -v5.13 | 158 | 5830 | Rate Constraint in lbs/MMBtu | FALSE | L | Annual | Standard | lb/MMBtu | 0 | 0.21 | 0.21 | 0.21 | 0.21 | 0.21 | 0.21
BART NOX Annual-Ray D Nixon 1 -v5.13 | 158 | 5830 | Rate Constraint in lbs/MMBtu | FALSE | L | Annual | Emissions at Affected Plants NOX | Thousand Tons | 0 | 1.3086 | 1.3854 | 1.3854 | 1.3854 | 1.3518 | 1.3854
BART NOX Annual-Ray D Nixon 1 -v5.13 | 158 | 5830 | Rate Constraint in lbs/MMBtu | FALSE | L | Annual | Allowances Purchased NOX | Thousand Tons | 0 | 0 | 0 | 0 | 0 | 0 | 0
BART NOX Annual-Ray D Nixon 1 -v5.13 | 158 | 5830 | Rate Constraint in lbs/MMBtu | FALSE | L | Annual | Allowances Sold NOX | Thousand Tons | 0 | 0 | 0 | 0 | 0 | 0 | 0
BART NOX Annual-Ray D Nixon 1 -v5.13 | 158 | 5830 | Rate Constraint in lbs/MMBtu | FALSE | L | Annual | Allowances Banked | Thousand Tons | 0 | 0 | 0 | 0 | 0 | 0 | 0
BART NOX Annual-Ray D Nixon 1 -v5.13 | 158 | 5830 | Rate Constraint in lbs/MMBtu | FALSE | L | Annual | Allowances Withdrawn (1:1) | Thousand Tons | 0 | 0 | 0 | 0 | 0 | 0 | 0
BART NOX Annual-Ray D Nixon 1 -v5.13 | 158 | 5830 | Rate Constraint in lbs/MMBtu | FALSE | L | Annual | Allowances Withdrawn (n:1) | Thousand Tons | 0 | 0 | 0 | 0 | 0 | 0 | 0
BART NOX Annual-Ray D Nixon 1 -v5.13 | 158 | 5830 | Rate Constraint in lbs/MMBtu | FALSE | L | Annual | Net Emissions Allowance Position | Thousand Tons | 0 | 1.3086 | 1.3854 | 1.3854 | 1.3854 | 1.3518 | 1.3854
BART NOX Annual-Ray D Nixon 1 -v5.13 | 158 | 5830 | Rate Constraint in lbs/MMBtu | FALSE | L | Annual | Fuel Consumed | TBtu | 0 | 15.0183 | 15.9036 | 15.9036 | 15.9036 | 15.5155 | 15.9036
BART NOX Annual-Ray D Nixon 1 -v5.13 | 158 | 5830 | Rate Constraint in lbs/MMBtu | FALSE | L | Annual | Rate | lb/MMBtu | 0 | 0.17427 | 0.17423 | 0.17423 | 0.17423 | 0.17425 | 0.17423
BART NOX Annual-Ray D Nixon 1 -v5.13 | 158 | 5830 | Rate Constraint in lbs/MMBtu | FALSE | L | Annual | Generation | TWh | 0 | 1.4073 | 1.4905 | 1.4905 | 1.4905 | 1.454 | 1.4905
BART NOX Annual-Ray D Nixon 1 -v5.13 | 158 | 5830 | Rate Constraint in lbs/MMBtu | FALSE | L | Annual | Qualifying Generation | TWh | 0 | 1.4073 | 1.4905 | 1.4905 | 1.4905 | 1.454 | 1.4905
BART NOX Annual-Ray D Nixon 1 -v5.13 | 158 | 5830 | Rate Constraint in lbs/MMBtu | FALSE | L | Annual | Rate | lb/MWh | 0 | 0.92987 | 0.9295 | 0.9295 | 0.9295 | 0.92966 | 0.9295
BART NOX Annual-Ray D Nixon 1 -v5.13 | 158 | 5830 | Rate Constraint in lbs/MMBtu | FALSE | L | Annual | Constraint Shadow Price | US2011$/Ton | 0 | 0 | 0 | 0 | 0 | 0 | 0
BART NOX Annual-San Juan 1 -v5.14 | 159 | 6237 | Rate Constraint in lbs/MMBtu | FALSE | L | Annual | Seasons Included | Seasons |  | Winter, Summer | Winter, Summer | Winter, Summer | Winter, Summer | Winter, Summer | Winter, Summer
BART NOX Annual-San Juan 1 -v5.14 | 159 | 6237 | Rate Constraint in lbs/MMBtu | FALSE | L | Annual | Standard | lb/MMBtu | 0 | 0.23 | 0.23 | 0.23 | 0.23 | 0.23 | 0.23
BART NOX Annual-San Juan 1 -v5.14 | 159 | 6237 | Rate Constraint in lbs/MMBtu | FALSE | L | Annual | Emissions at Affected Plants NOX | Thousand Tons | 0 | 2.6433 | 2.6433 | 2.6433 | 2.6433 | 2.4975 | 2.4975
BART NOX Annual-San Juan 1 -v5.14 | 159 | 6237 | Rate Constraint in lbs/MMBtu | FALSE | L | Annual | Allowances Purchased NOX | Thousand Tons | 0 | 0 | 0 | 0 | 0 | 0 | 0
BART NOX Annual-San Juan 1 -v5.14 | 159 | 6237 | Rate Constraint in lbs/MMBtu | FALSE | L | Annual | Allowances Sold NOX | Thousand Tons | 0 | 0 | 0 | 0 | 0 | 0 | 0
BART NOX Annual-San Juan 1 -v5.14 | 159 | 6237 | Rate Constraint in lbs/MMBtu | FALSE | L | Annual | Allowances Banked | Thousand Tons | 0 | 0 | 0 | 0 | 0 | 0 | 0
BART NOX Annual-San Juan 1 -v5.14 | 159 | 6237 | Rate Constraint in lbs/MMBtu | FALSE | L | Annual | Allowances Withdrawn (1:1) | Thousand Tons | 0 | 0 | 0 | 0 | 0 | 0 | 0
BART NOX Annual-San Juan 1 -v5.14 | 159 | 6237 | Rate Constraint in lbs/MMBtu | FALSE | L | Annual | Allowances Withdrawn (n:1) | Thousand Tons | 0 | 0 | 0 | 0 | 0 | 0 | 0
BART NOX Annual-San Juan 1 -v5.14 | 159 | 6237 | Rate Constraint in lbs/MMBtu | FALSE | L | Annual | Net Emissions Allowance Position | Thousand Tons | 0 | 2.6433 | 2.6433 | 2.6433 | 2.6433 | 2.4975 | 2.4975
BART NOX Annual-San Juan 1 -v5.14 | 159 | 6237 | Rate Constraint in lbs/MMBtu | FALSE | L | Annual | Fuel Consumed | TBtu | 0 | 24.9251 | 24.9251 | 24.9253 | 24.9681 | 23.591 | 23.591
BART NOX Annual-San Juan 1 -v5.14 | 159 | 6237 | Rate Constraint in lbs/MMBtu | FALSE | L | Annual | Rate | lb/MMBtu | 0 | 0.2121 | 0.2121 | 0.2121 | 0.21173 | 0.21173 | 0.21173
BART NOX Annual-San Juan 1 -v5.14 | 159 | 6237 | Rate Constraint in lbs/MMBtu | FALSE | L | Annual | Generation | TWh | 0 | 2.3811 | 2.3811 | 2.3811 | 2.3811 | 2.2497 | 2.2497
BART NOX Annual-San Juan 1 -v5.14 | 159 | 6237 | Rate Constraint in lbs/MMBtu | FALSE | L | Annual | Qualifying Generation | TWh | 0 | 2.3811 | 2.3811 | 2.3811 | 2.3811 | 2.2497 | 2.2497
BART NOX Annual-San Juan 1 -v5.14 | 159 | 6237 | Rate Constraint in lbs/MMBtu | FALSE | L | Annual | Rate | lb/MWh | 0 | 1.1101 | 1.1101 | 1.1101 | 1.1101 | 1.1101 | 1.1101
BART NOX Annual-San Juan 1 -v5.14 | 159 | 6237 | Rate Constraint in lbs/MMBtu | FALSE | L | Annual | Constraint Shadow Price | US2011$/Ton | 0 | 0 | 0 | 0 | 0 | 0 | 0
BART NOX Annual-San Juan 4 -v5.14 | 160 | 6238 | Rate Constraint in lbs/MMBtu | FALSE | L | Annual | Seasons Included | Seasons |  | Winter, Summer | Winter, Summer | Winter, Summer | Winter, Summer | Winter, Summer | Winter, Summer
BART NOX Annual-San Juan 4 -v5.14 | 160 | 6238 | Rate Constraint in lbs/MMBtu | FALSE | L | Annual | Standard | lb/MMBtu | 0 | 0.23 | 0.23 | 0.23 | 0.23 | 0.23 | 0.23
BART NOX Annual-San Juan 4 -v5.14 | 160 | 6238 | Rate Constraint in lbs/MMBtu | FALSE | L | Annual | Emissions at Affected Plants NOX | Thousand Tons | 0 | 3.232 | 3.7 | 3.6999 | 3.7 | 2.7712 | 2.7712
BART NOX Annual-San Juan 4 -v5.14 | 160 | 6238 | Rate Constraint in lbs/MMBtu | FALSE | L | Annual | Allowances Purchased NOX | Thousand Tons | 0 | 0 | 0 | 0 | 0 | 0 | 0
BART NOX Annual-San Juan 4 -v5.14 | 160 | 6238 | Rate Constraint in lbs/MMBtu | FALSE | L | Annual | Allowances Sold NOX | Thousand Tons | 0 | 0 | 0 | 0 | 0 | 0 | 0
BART NOX Annual-San Juan 4 -v5.14 | 160 | 6238 | Rate Constraint in lbs/MMBtu | FALSE | L | Annual | Allowances Banked | Thousand Tons | 0 | 0 | 0 | 0 | 0 | 0 | 0
BART NOX Annual-San Juan 4 -v5.14 | 160 | 6238 | Rate Constraint in lbs/MMBtu | FALSE | L | Annual | Allowances Withdrawn (1:1) | Thousand Tons | 0 | 0 | 0 | 0 | 0 | 0 | 0
BART NOX Annual-San Juan 4 -v5.14 | 160 | 6238 | Rate Constraint in lbs/MMBtu | FALSE | L | Annual | Allowances Withdrawn (n:1) | Thousand Tons | 0 | 0 | 0 | 0 | 0 | 0 | 0
BART NOX Annual-San Juan 4 -v5.14 | 160 | 6238 | Rate Constraint in lbs/MMBtu | FALSE | L | Annual | Net Emissions Allowance Position | Thousand Tons | 0 | 3.232 | 3.7 | 3.6999 | 3.7 | 2.7712 | 2.7712
BART NOX Annual-San Juan 4 -v5.14 | 160 | 6238 | Rate Constraint in lbs/MMBtu | FALSE | L | Annual | Fuel Consumed | TBtu | 0 | 31.0468 | 35.5429 | 35.542 | 35.6043 | 26.666 | 26.666
BART NOX Annual-San Juan 4 -v5.14 | 160 | 6238 | Rate Constraint in lbs/MMBtu | FALSE | L | Annual | Rate | lb/MMBtu | 0 | 0.2082 | 0.2082 | 0.2082 | 0.20784 | 0.20784 | 0.20784
BART NOX Annual-San Juan 4 -v5.14 | 160 | 6238 | Rate Constraint in lbs/MMBtu | FALSE | L | Annual | Generation | TWh | 0 | 2.8795 | 3.2965 | 3.2964 | 3.2965 | 2.4689 | 2.4689
BART NOX Annual-San Juan 4 -v5.14 | 160 | 6238 | Rate Constraint in lbs/MMBtu | FALSE | L | Annual | Qualifying Generation | TWh | 0 | 2.8795 | 3.2965 | 3.2964 | 3.2965 | 2.4689 | 2.4689
BART NOX Annual-San Juan 4 -v5.14 | 160 | 6238 | Rate Constraint in lbs/MMBtu | FALSE | L | Annual | Rate | lb/MWh | 0 | 1.1224 | 1.1224 | 1.1224 | 1.1224 | 1.1224 | 1.1224
BART NOX Annual-San Juan 4 -v5.14 | 160 | 6238 | Rate Constraint in lbs/MMBtu | FALSE | L | Annual | Constraint Shadow Price | US2011$/Ton | 0 | 0 | 0 | 0 | 0 | 0 | 0
BART NOX Annual-Sooner 1 -v5.13 | 161 | 5864 | Rate Constraint in lbs/MMBtu | FALSE | L | Annual | Seasons Included | Seasons |  | Winter, Summer | Winter, Summer | Winter, Summer | Winter, Summer | Winter, Summer | Winter, Summer
BART NOX Annual-Sooner 1 -v5.13 | 161 | 5864 | Rate Constraint in lbs/MMBtu | FALSE | L | Annual | Standard | lb/MMBtu | 0 | 0.15 | 0.15 | 0.15 | 0.15 | 0.15 | 0.15
BART NOX Annual-Sooner 1 -v5.13 | 161 | 5864 | Rate Constraint in lbs/MMBtu | FALSE | L | Annual | Emissions at Affected Plants NOX | Thousand Tons | 0 | 2.7503 | 2.7454 | 2.7503 | 2.7503 | 2.7503 | 2.7503
BART NOX Annual-Sooner 1 -v5.13 | 161 | 5864 | Rate Constraint in lbs/MMBtu | FALSE | L | Annual | Allowances Purchased NOX | Thousand Tons | 0 | 0 | 0 | 0 | 0 | 0 | 0
BART NOX Annual-Sooner 1 -v5.13 | 161 | 5864 | Rate Constraint in lbs/MMBtu | FALSE | L | Annual | Allowances Sold NOX | Thousand Tons | 0 | 0 | 0 | 0 | 0 | 0 | 0
BART NOX Annual-Sooner 1 -v5.13 | 161 | 5864 | Rate Constraint in lbs/MMBtu | FALSE | L | Annual | Allowances Banked | Thousand Tons | 0 | 0 | 0 | 0 | 0 | 0 | 0
BART NOX Annual-Sooner 1 -v5.13 | 161 | 5864 | Rate Constraint in lbs/MMBtu | FALSE | L | Annual | Allowances Withdrawn (1:1) | Thousand Tons | 0 | 0 | 0 | 0 | 0 | 0 | 0
BART NOX Annual-Sooner 1 -v5.13 | 161 | 5864 | Rate Constraint in lbs/MMBtu | FALSE | L | Annual | Allowances Withdrawn (n:1) | Thousand Tons | 0 | 0 | 0 | 0 | 0 | 0 | 0
BART NOX Annual-Sooner 1 -v5.13 | 161 | 5864 | Rate Constraint in lbs/MMBtu | FALSE | L | Annual | Net Emissions Allowance Position | Thousand Tons | 0 | 2.7503 | 2.7454 | 2.7503 | 2.7503 | 2.7503 | 2.7503
BART NOX Annual-Sooner 1 -v5.13 | 161 | 5864 | Rate Constraint in lbs/MMBtu | FALSE | L | Annual | Fuel Consumed | TBtu | 0 | 38.4543 | 38.3867 | 38.4543 | 38.4543 | 38.4677 | 38.5586
BART NOX Annual-Sooner 1 -v5.13 | 161 | 5864 | Rate Constraint in lbs/MMBtu | FALSE | L | Annual | Rate | lb/MMBtu | 0 | 0.14304 | 0.14304 | 0.14304 | 0.14304 | 0.14299 | 0.14265
BART NOX Annual-Sooner 1 -v5.13 | 161 | 5864 | Rate Constraint in lbs/MMBtu | FALSE | L | Annual | Generation | TWh | 0 | 3.6895 | 3.683 | 3.6895 | 3.6895 | 3.6895 | 3.6895
BART NOX Annual-Sooner 1 -v5.13 | 161 | 5864 | Rate Constraint in lbs/MMBtu | FALSE | L | Annual | Qualifying Generation | TWh | 0 | 3.6895 | 3.683 | 3.6895 | 3.6895 | 3.6895 | 3.6895
BART NOX Annual-Sooner 1 -v5.13 | 161 | 5864 | Rate Constraint in lbs/MMBtu | FALSE | L | Annual | Rate | lb/MWh | 0 | 0.74543 | 0.74543 | 0.74543 | 0.74543 | 0.74543 | 0.74543
BART NOX Annual-Sooner 1 -v5.13 | 161 | 5864 | Rate Constraint in lbs/MMBtu | FALSE | L | Annual | Constraint Shadow Price | US2011$/Ton | 0 | 0 | 0 | 0 | 0 | 0 | 0
BART NOX Annual-Sooner 2 -v5.13 | 162 | 5865 | Rate Constraint in lbs/MMBtu | FALSE | L | Annual | Seasons Included | Seasons |  | Winter, Summer | Winter, Summer | Winter, Summer | Winter, Summer | Winter, Summer | Winter, Summer
BART NOX Annual-Sooner 2 -v5.13 | 162 | 5865 | Rate Constraint in lbs/MMBtu | FALSE | L | Annual | Standard | lb/MMBtu | 0 | 0.15 | 0.15 | 0.15 | 0.15 | 0.15 | 0.15
BART NOX Annual-Sooner 2 -v5.13 | 162 | 5865 | Rate Constraint in lbs/MMBtu | FALSE | L | Annual | Emissions at Affected Plants NOX | Thousand Tons | 0 | 2.7609 | 2.7561 | 2.7609 | 2.7609 | 2.7609 | 2.7609
BART NOX Annual-Sooner 2 -v5.13 | 162 | 5865 | Rate Constraint in lbs/MMBtu | FALSE | L | Annual | Allowances Purchased NOX | Thousand Tons | 0 | 0 | 0 | 0 | 0 | 0 | 0
BART NOX Annual-Sooner 2 -v5.13 | 162 | 5865 | Rate Constraint in lbs/MMBtu | FALSE | L | Annual | Allowances Sold NOX | Thousand Tons | 0 | 0 | 0 | 0 | 0 | 0 | 0
BART NOX Annual-Sooner 2 -v5.13 | 162 | 5865 | Rate Constraint in lbs/MMBtu | FALSE | L | Annual | Allowances Banked | Thousand Tons | 0 | 0 | 0 | 0 | 0 | 0 | 0
BART NOX Annual-Sooner 2 -v5.13 | 162 | 5865 | Rate Constraint in lbs/MMBtu | FALSE | L | Annual | Allowances Withdrawn (1:1) | Thousand Tons | 0 | 0 | 0 | 0 | 0 | 0 | 0
BART NOX Annual-Sooner 2 -v5.13 | 162 | 5865 | Rate Constraint in lbs/MMBtu | FALSE | L | Annual | Allowances Withdrawn (n:1) | Thousand Tons | 0 | 0 | 0 | 0 | 0 | 0 | 0
BART NOX Annual-Sooner 2 -v5.13 | 162 | 5865 | Rate Constraint in lbs/MMBtu | FALSE | L | Annual | Net Emissions Allowance Position | Thousand Tons | 0 | 2.7609 | 2.7561 | 2.7609 | 2.7609 | 2.7609 | 2.7609
BART NOX Annual-Sooner 2 -v5.13 | 162 | 5865 | Rate Constraint in lbs/MMBtu | FALSE | L | Annual | Fuel Consumed | TBtu | 0 | 38.6542 | 38.5863 | 38.6542 | 38.6542 | 38.6542 | 38.7591
BART NOX Annual-Sooner 2 -v5.13 | 162 | 5865 | Rate Constraint in lbs/MMBtu | FALSE | L | Annual | Rate | lb/MMBtu | 0 | 0.14285 | 0.14285 | 0.14285 | 0.14285 | 0.14285 | 0.14247
BART NOX Annual-Sooner 2 -v5.13 | 162 | 5865 | Rate Constraint in lbs/MMBtu | FALSE | L | Annual | Generation | TWh | 0 | 3.7063 | 3.6998 | 3.7063 | 3.7063 | 3.7063 | 3.7063
BART NOX Annual-Sooner 2 -v5.13 | 162 | 5865 | Rate Constraint in lbs/MMBtu | FALSE | L | Annual | Qualifying Generation | TWh | 0 | 3.7063 | 3.6998 | 3.7063 | 3.7063 | 3.7063 | 3.7063
BART NOX Annual-Sooner 2 -v5.13 | 162 | 5865 | Rate Constraint in lbs/MMBtu | FALSE | L | Annual | Rate | lb/MWh | 0 | 0.74492 | 0.74492 | 0.74492 | 0.74492 | 0.74492 | 0.74492
BART NOX Annual-Sooner 2 -v5.13 | 162 | 5865 | Rate Constraint in lbs/MMBtu | FALSE | L | Annual | Constraint Shadow Price | US2011$/Ton | 0 | 0 | 0 | 0 | 0 | 0 | 0
BART NOX Annual-Stanton 1 -v5.13 | 163 | 5859 | Rate Constraint in lbs/MMBtu | FALSE | L | Annual | Seasons Included | Seasons |  | Winter, Summer | Winter, Summer | Winter, Summer | Winter, Summer | Winter, Summer | Winter, Summer
BART NOX Annual-Stanton 1 -v5.13 | 163 | 5859 | Rate Constraint in lbs/MMBtu | FALSE | L | Annual | Standard | lb/MMBtu | 0 | 0.29 | 0.29 | 0.29 | 0.29 | 0.29 | 0.29
BART NOX Annual-Stanton 1 -v5.13 | 163 | 5859 | Rate Constraint in lbs/MMBtu | FALSE | L | Annual | Emissions at Affected Plants NOX | Thousand Tons | 0 | 1.0352 | 1.0334 | 1.0352 | 1.0352 | 1.0352 | 1.0352
BART NOX Annual-Stanton 1 -v5.13 | 163 | 5859 | Rate Constraint in lbs/MMBtu | FALSE | L | Annual | Allowances Purchased NOX | Thousand Tons | 0 | 0 | 0 | 0 | 0 | 0 | 0
BART NOX Annual-Stanton 1 -v5.13 | 163 | 5859 | Rate Constraint in lbs/MMBtu | FALSE | L | Annual | Allowances Sold NOX | Thousand Tons | 0 | 0 | 0 | 0 | 0 | 0 | 0
BART NOX Annual-Stanton 1 -v5.13 | 163 | 5859 | Rate Constraint in lbs/MMBtu | FALSE | L | Annual | Allowances Banked | Thousand Tons | 0 | 0 | 0 | 0 | 0 | 0 | 0
BART NOX Annual-Stanton 1 -v5.13 | 163 | 5859 | Rate Constraint in lbs/MMBtu | FALSE | L | Annual | Allowances Withdrawn (1:1) | Thousand Tons | 0 | 0 | 0 | 0 | 0 | 0 | 0
BART NOX Annual-Stanton 1 -v5.13 | 163 | 5859 | Rate Constraint in lbs/MMBtu | FALSE | L | Annual | Allowances Withdrawn (n:1) | Thousand Tons | 0 | 0 | 0 | 0 | 0 | 0 | 0
BART NOX Annual-Stanton 1 -v5.13 | 163 | 5859 | Rate Constraint in lbs/MMBtu | FALSE | L | Annual | Net Emissions Allowance Position | Thousand Tons | 0 | 1.0352 | 1.0334 | 1.0352 | 1.0352 | 1.0352 | 1.0352
BART NOX Annual-Stanton 1 -v5.13 | 163 | 5859 | Rate Constraint in lbs/MMBtu | FALSE | L | Annual | Fuel Consumed | TBtu | 0 | 10.9929 | 10.9743 | 10.9929 | 10.9929 | 10.9929 | 10.9929
BART NOX Annual-Stanton 1 -v5.13 | 163 | 5859 | Rate Constraint in lbs/MMBtu | FALSE | L | Annual | Rate | lb/MMBtu | 0 | 0.18833 | 0.18833 | 0.18833 | 0.18833 | 0.18833 | 0.18833
BART NOX Annual-Stanton 1 -v5.13 | 163 | 5859 | Rate Constraint in lbs/MMBtu | FALSE | L | Annual | Generation | TWh | 0 | 1.0303 | 1.0286 | 1.0303 | 1.0303 | 1.0303 | 1.0303
BART NOX Annual-Stanton 1 -v5.13 | 163 | 5859 | Rate Constraint in lbs/MMBtu | FALSE | L | Annual | Qualifying Generation | TWh | 0 | 1.0303 | 1.0286 | 1.0303 | 1.0303 | 1.0303 | 1.0303
BART NOX Annual-Stanton 1 -v5.13 | 163 | 5859 | Rate Constraint in lbs/MMBtu | FALSE | L | Annual | Rate | lb/MWh | 0 | 1.0047 | 1.0047 | 1.0047 | 1.0047 | 1.0047 | 1.0047
BART NOX Annual-Stanton 1 -v5.13 | 163 | 5859 | Rate Constraint in lbs/MMBtu | FALSE | L | Annual | Constraint Shadow Price | US2011$/Ton | 0 | 0 | 0 | 0 | 0 | 0 | 0
BART NOX Annual-Tecumseh Energy Center 10 -v5.13 | 164 | 5834 | Rate Constraint in lbs/MMBtu | FALSE | L | Annual | Seasons Included | Seasons |  | Winter, Summer | Winter, Summer | Winter, Summer | Winter, Summer | Winter, Summer | Winter, Summer
BART NOX Annual-Tecumseh Energy Center 10 -v5.13 | 164 | 5834 | Rate Constraint in lbs/MMBtu | FALSE | L | Annual | Standard | lb/MMBtu | 0 | 0.18 | 0.18 | 0.18 | 0.18 | 0.18 | 0.18
BART NOX Annual-Tecumseh Energy Center 10 -v5.13 | 164 | 5834 | Rate Constraint in lbs/MMBtu | FALSE | L | Annual | Emissions at Affected Plants NOX | Thousand Tons | 0 | 0.87364 | 0.92452 | 0.92452 | 0.92452 | 0.92452 | 0.92452
BART NOX Annual-Tecumseh Energy Center 10 -v5.13 | 164 | 5834 | Rate Constraint in lbs/MMBtu | FALSE | L | Annual | Allowances Purchased NOX | Thousand Tons | 0 | 0 | 0 | 0 | 0 | 0 | 0
BART NOX Annual-Tecumseh Energy Center 10 -v5.13 | 164 | 5834 | Rate Constraint in lbs/MMBtu | FALSE | L | Annual | Allowances Sold NOX | Thousand Tons | 0 | 0 | 0 | 0 | 0 | 0 | 0
BART NOX Annual-Tecumseh Energy Center 10 -v5.13 | 164 | 5834 | Rate Constraint in lbs/MMBtu | FALSE | L | Annual | Allowances Banked | Thousand Tons | 0 | 0 | 0 | 0 | 0 | 0 | 0
BART NOX Annual-Tecumseh Energy Center 10 -v5.13 | 164 | 5834 | Rate Constraint in lbs/MMBtu | FALSE | L | Annual | Allowances Withdrawn (1:1) | Thousand Tons | 0 | 0 | 0 | 0 | 0 | 0 | 0
BART NOX Annual-Tecumseh Energy Center 10 -v5.13 | 164 | 5834 | Rate Constraint in lbs/MMBtu | FALSE | L | Annual | Allowances Withdrawn (n:1) | Thousand Tons | 0 | 0 | 0 | 0 | 0 | 0 | 0
BART NOX Annual-Tecumseh Energy Center 10 -v5.13 | 164 | 5834 | Rate Constraint in lbs/MMBtu | FALSE | L | Annual | Net Emissions Allowance Position | Thousand Tons | 0 | 0.87364 | 0.92452 | 0.92452 | 0.92452 | 0.92452 | 0.92452
BART NOX Annual-Tecumseh Energy Center 10 -v5.13 | 164 | 5834 | Rate Constraint in lbs/MMBtu | FALSE | L | Annual | Fuel Consumed | TBtu | 0 | 10.1924 | 10.786 | 10.786 | 10.786 | 10.786 | 10.786
BART NOX Annual-Tecumseh Energy Center 10 -v5.13 | 164 | 5834 | Rate Constraint in lbs/MMBtu | FALSE | L | Annual | Rate | lb/MMBtu | 0 | 0.17143 | 0.17143 | 0.17143 | 0.17143 | 0.17143 | 0.17143
BART NOX Annual-Tecumseh Energy Center 10 -v5.13 | 164 | 5834 | Rate Constraint in lbs/MMBtu | FALSE | L | Annual | Generation | TWh | 0 | 0.9039 | 0.95655 | 0.95655 | 0.95655 | 0.95655 | 0.95655
BART NOX Annual-Tecumseh Energy Center 10 -v5.13 | 164 | 5834 | Rate Constraint in lbs/MMBtu | FALSE | L | Annual | Qualifying Generation | TWh | 0 | 0.9039 | 0.95655 | 0.95655 | 0.95655 | 0.95655 | 0.95655
BART NOX Annual-Tecumseh Energy Center 10 -v5.13 | 164 | 5834 | Rate Constraint in lbs/MMBtu | FALSE | L | Annual | Rate | lb/MWh | 0 | 0.96652 | 0.96652 | 0.96652 | 0.96652 | 0.96652 | 0.96652
BART NOX Annual-Tecumseh Energy Center 10 -v5.13 | 164 | 5834 | Rate Constraint in lbs/MMBtu | FALSE | L | Annual | Constraint Shadow Price | US2011$/Ton | 0 | 0 | 0 | 0 | 0 | 0 | 0
BART NOX Annual-Tecumseh Energy Center 9 -v5.14 | 165 | 6031 | Rate Constraint in lbs/MMBtu | FALSE | L | Annual | Seasons Included | Seasons |  | Winter, Summer | Winter, Summer | Winter, Summer | Winter, Summer | Winter, Summer | Winter, Summer
BART NOX Annual-Tecumseh Energy Center 9 -v5.14 | 165 | 6031 | Rate Constraint in lbs/MMBtu | FALSE | L | Annual | Standard | lb/MMBtu | 0 | 0.18 | 0.18 | 0.18 | 0.18 | 0.18 | 0.18
BART NOX Annual-Tecumseh Energy Center 9 -v5.14 | 165 | 6031 | Rate Constraint in lbs/MMBtu | FALSE | L | Annual | Emissions at Affected Plants NOX | Thousand Tons | 0 | 0.39579 | 0.4531 | 0.4531 | 0.4531 | 0.42841 | 0.39579
BART NOX Annual-Tecumseh Energy Center 9 -v5.14 | 165 | 6031 | Rate Constraint in lbs/MMBtu | FALSE | L | Annual | Allowances Purchased NOX | Thousand Tons | 0 | 0 | 0 | 0 | 0 | 0 | 0
BART NOX Annual-Tecumseh Energy Center 9 -v5.14 | 165 | 6031 | Rate Constraint in lbs/MMBtu | FALSE | L | Annual | Allowances Sold NOX | Thousand Tons | 0 | 0 | 0 | 0 | 0 | 0 | 0
BART NOX Annual-Tecumseh Energy Center 9 -v5.14 | 165 | 6031 | Rate Constraint in lbs/MMBtu | FALSE | L | Annual | Allowances Banked | Thousand Tons | 0 | 0 | 0 | 0 | 0 | 0 | 0
BART NOX Annual-Tecumseh Energy Center 9 -v5.14 | 165 | 6031 | Rate Constraint in lbs/MMBtu | FALSE | L | Annual | Allowances Withdrawn (1:1) | Thousand Tons | 0 | 0 | 0 | 0 | 0 | 0 | 0
BART NOX Annual-Tecumseh Energy Center 9 -v5.14 | 165 | 6031 | Rate Constraint in lbs/MMBtu | FALSE | L | Annual | Allowances Withdrawn (n:1) | Thousand Tons | 0 | 0 | 0 | 0 | 0 | 0 | 0
BART NOX Annual-Tecumseh Energy Center 9 -v5.14 | 165 | 6031 | Rate Constraint in lbs/MMBtu | FALSE | L | Annual | Net Emissions Allowance Position | Thousand Tons | 0 | 0.39579 | 0.4531 | 0.4531 | 0.4531 | 0.42841 | 0.39579
BART NOX Annual-Tecumseh Energy Center 9 -v5.14 | 165 | 6031 | Rate Constraint in lbs/MMBtu | FALSE | L | Annual | Fuel Consumed | TBtu | 0 | 5.3702 | 6.1479 | 6.1479 | 6.1479 | 5.8128 | 5.3702
BART NOX Annual-Tecumseh Energy Center 9 -v5.14 | 165 | 6031 | Rate Constraint in lbs/MMBtu | FALSE | L | Annual | Rate | lb/MMBtu | 0 | 0.1474 | 0.1474 | 0.1474 | 0.1474 | 0.1474 | 0.1474
BART NOX Annual-Tecumseh Energy Center 9 -v5.14 | 165 | 6031 | Rate Constraint in lbs/MMBtu | FALSE | L | Annual | Generation | TWh | 0 | 0.46747 | 0.53517 | 0.53517 | 0.53517 | 0.506 | 0.46747
BART NOX Annual-Tecumseh Energy Center 9 -v5.14 | 165 | 6031 | Rate Constraint in lbs/MMBtu | FALSE | L | Annual | Qualifying Generation | TWh | 0 | 0.46747 | 0.53517 | 0.53517 | 0.53517 | 0.506 | 0.46747
BART NOX Annual-Tecumseh Energy Center 9 -v5.14 | 165 | 6031 | Rate Constraint in lbs/MMBtu | FALSE | L | Annual | Rate | lb/MWh | 0 | 0.84666 | 0.84666 | 0.84666 | 0.84666 | 0.84666 | 0.84666
BART NOX Annual-Tecumseh Energy Center 9 -v5.14 | 165 | 6031 | Rate Constraint in lbs/MMBtu | FALSE | L | Annual | Constraint Shadow Price | US2011$/Ton | 0 | 0 | 0 | 0 | 0 | 0 | 0
BART NOX Annual-Wyodak 1 -v5.14 | 166 | 6102 | Rate Constraint in lbs/MMBtu | FALSE | L | Annual | Seasons Included | Seasons |  | Winter, Summer | Winter, Summer | Winter, Summer | Winter, Summer | Winter, Summer | Winter, Summer
BART NOX Annual-Wyodak 1 -v5.14 | 166 | 6102 | Rate Constraint in lbs/MMBtu | FALSE | L | Annual | Standard | lb/MMBtu | 0 | 0.07 | 0.07 | 0.07 | 0.07 | 0.07 | 0.07
BART NOX Annual-Wyodak 1 -v5.14 | 166 | 6102 | Rate Constraint in lbs/MMBtu | FALSE | L | Annual | Emissions at Affected Plants NOX | Thousand Tons | 0 | 1.0117 | 1.0117 | 1.0117 | 1.0117 | 1.0117 | 1.0117
BART NOX Annual-Wyodak 1 -v5.14 | 166 | 6102 | Rate Constraint in lbs/MMBtu | FALSE | L | Annual | Allowances Purchased NOX | Thousand Tons | 0 | 0 | 0 | 0 | 0 | 0 | 0
BART NOX Annual-Wyodak 1 -v5.14 | 166 | 6102 | Rate Constraint in lbs/MMBtu | FALSE | L | Annual | Allowances Sold NOX | Thousand Tons | 0 | 0 | 0 | 0 | 0 | 0 | 0
BART NOX Annual-Wyodak 1 -v5.14 | 166 | 6102 | Rate Constraint in lbs/MMBtu | FALSE | L | Annual | Allowances Banked | Thousand Tons | 0 | 0 | 0 | 0 | 0 | 0 | 0
BART NOX Annual-Wyodak 1 -v5.14 | 166 | 6102 | Rate Constraint in lbs/MMBtu | FALSE | L | Annual | Allowances Withdrawn (1:1) | Thousand Tons | 0 | 0 | 0 | 0 | 0 | 0 | 0
BART NOX Annual-Wyodak 1 -v5.14 | 166 | 6102 | Rate Constraint in lbs/MMBtu | FALSE | L | Annual | Allowances Withdrawn (n:1) | Thousand Tons | 0 | 0 | 0 | 0 | 0 | 0 | 0
BART NOX Annual-Wyodak 1 -v5.14 | 166 | 6102 | Rate Constraint in lbs/MMBtu | FALSE | L | Annual | Net Emissions Allowance Position | Thousand Tons | 0 | 1.0117 | 1.0117 | 1.0117 | 1.0117 | 1.0117 | 1.0117
BART NOX Annual-Wyodak 1 -v5.14 | 166 | 6102 | Rate Constraint in lbs/MMBtu | FALSE | L | Annual | Fuel Consumed | TBtu | 0 | 28.9065 | 28.9065 | 28.9065 | 28.9065 | 28.9065 | 28.9065
BART NOX Annual-Wyodak 1 -v5.14 | 166 | 6102 | Rate Constraint in lbs/MMBtu | FALSE | L | Annual | Rate | lb/MMBtu | 0 | 0.07 | 0.07 | 0.07 | 0.07 | 0.07 | 0.07
BART NOX Annual-Wyodak 1 -v5.14 | 166 | 6102 | Rate Constraint in lbs/MMBtu | FALSE | L | Annual | Generation | TWh | 0 | 2.4625 | 2.4625 | 2.4625 | 2.4625 | 2.4625 | 2.4625
BART NOX Annual-Wyodak 1 -v5.14 | 166 | 6102 | Rate Constraint in lbs/MMBtu | FALSE | L | Annual | Qualifying Generation | TWh | 0 | 2.4625 | 2.4625 | 2.4625 | 2.4625 | 2.4625 | 2.4625
BART NOX Annual-Wyodak 1 -v5.14 | 166 | 6102 | Rate Constraint in lbs/MMBtu | FALSE | L | Annual | Rate | lb/MWh | 0 | 0.41085 | 0.41085 | 0.41085 | 0.41085 | 0.41085 | 0.41085
BART NOX Annual-Wyodak 1 -v5.14 | 166 | 6102 | Rate Constraint in lbs/MMBtu | FALSE | L | Annual | Constraint Shadow Price | US2011$/Ton | 0 | 1234.8057 | 3443.9659 | 4158.8182 | 16029.1489 | 0 | 0
BART SO2 Annual Cap-Deerhaven B2 -v5.13 | 167 | 6314 | Rate Constraint in MTons | FALSE | L | Annual | Seasons Included | Seasons |  | Winter, Summer | Winter, Summer | Winter, Summer | Winter, Summer | Winter, Summer | Winter, Summer
BART SO2 Annual Cap-Deerhaven B2 -v5.13 | 167 | 6314 | Rate Constraint in MTons | FALSE | L | Annual | Standard | Thousand Tons | 0 | 0.0055 | 0.0055 | 0.0055 | 0.0055 | 0.0055 | 0.0055
BART SO2 Annual Cap-Deerhaven B2 -v5.13 | 167 | 6314 | Rate Constraint in MTons | FALSE | L | Annual | Standard SO2 | Thousand Tons | 0 | 0.0055 | 0.0055 | 0.0055 | 0.0055 | 0.0055 | 0.0055
BART SO2 Annual Cap-Deerhaven B2 -v5.13 | 167 | 6314 | Rate Constraint in MTons | FALSE | L | Annual | Emissions at Affected Plants SO2 | Thousand Tons | 0 | 0 | 0 | 0 | 0 | 0 | 0
BART SO2 Annual Cap-Deerhaven B2 -v5.13 | 167 | 6314 | Rate Constraint in MTons | FALSE | L | Annual | Allowances Purchased SO2 | Thousand Tons | 0 | 0 | 0 | 0 | 0 | 0 | 0
BART SO2 Annual Cap-Deerhaven B2 -v5.13 | 167 | 6314 | Rate Constraint in MTons | FALSE | L | Annual | Allowances Sold SO2 | Thousand Tons | 0 | 0 | 0 | 0 | 0 | 0 | 0
BART SO2 Annual Cap-Deerhaven B2 -v5.13 | 167 | 6314 | Rate Constraint in MTons | FALSE | L | Annual | Allowances Banked | Thousand Tons | 0 | 0 | 0 | 0 | 0 | 0 | 0
BART SO2 Annual Cap-Deerhaven B2 -v5.13 | 167 | 6314 | Rate Constraint in MTons | FALSE | L | Annual | Allowances Withdrawn (1:1) | Thousand Tons | 0 | 0 | 0 | 0 | 0 | 0 | 0
BART SO2 Annual Cap-Deerhaven B2 -v5.13 | 167 | 6314 | Rate Constraint in MTons | FALSE | L | Annual | Allowances Withdrawn (n:1) | Thousand Tons | 0 | 0 | 0 | 0 | 0 | 0 | 0
BART SO2 Annual Cap-Deerhaven B2 -v5.13 | 167 | 6314 | Rate Constraint in MTons | FALSE | L | Annual | Net Emissions Allowance Position | Thousand Tons | 0 | 0 | 0 | 0 | 0 | 0 | 0
BART SO2 Annual Cap-Deerhaven B2 -v5.13 | 167 | 6314 | Rate Constraint in MTons | FALSE | L | Annual | Fuel Consumed | TBtu | 0 | 0 | 0 | 0 | 0 | 0 | 0
BART SO2 Annual Cap-Deerhaven B2 -v5.13 | 167 | 6314 | Rate Constraint in MTons | FALSE | L | Annual | Rate | lb/MMBtu | 0 | 0 | 0 | 0 | 0 | 0 | 0
BART SO2 Annual Cap-Deerhaven B2 -v5.13 | 167 | 6314 | Rate Constraint in MTons | FALSE | L | Annual | Generation | TWh | 0 | 0 | 0 | 0 | 0 | 0 | 0
BART SO2 Annual Cap-Deerhaven B2 -v5.13 | 167 | 6314 | Rate Constraint in MTons | FALSE | L | Annual | Qualifying Generation | TWh | 0 | 0 | 0 | 0 | 0 | 0 | 0
BART SO2 Annual Cap-Deerhaven B2 -v5.13 | 167 | 6314 | Rate Constraint in MTons | FALSE | L | Annual | Rate | lb/MWh | 0 | 0 | 0 | 0 | 0 | 0 | 0
BART SO2 Annual Cap-Deerhaven B2 -v5.13 | 167 | 6314 | Rate Constraint in MTons | FALSE | L | Annual | Constraint Shadow Price | US2011$/Ton | 0 | 0 | 0 | 0 | 0 | 0 | 0
BART SO2 Annual Cap-Northside 1-3 -v5.13 | 168 | 6315 | Rate Constraint in MTons | FALSE | L | Annual | Seasons Included | Seasons |  | Winter, Summer | Winter, Summer | Winter, Summer | Winter, Summer | Winter, Summer | Winter, Summer
BART SO2 Annual Cap-Northside 1-3 -v5.13 | 168 | 6315 | Rate Constraint in MTons | FALSE | L | Annual | Standard | Thousand Tons | 0 | 0.0036 | 0.0036 | 0.0036 | 0.0036 | 0.0036 | 0.0036
BART SO2 Annual Cap-Northside 1-3 -v5.13 | 168 | 6315 | Rate Constraint in MTons | FALSE | L | Annual | Standard SO2 | Thousand Tons | 0 | 0.0036 | 0.0036 | 0.0036 | 0.0036 | 0.0036 | 0.0036
BART SO2 Annual Cap-Northside 1-3 -v5.13 | 168 | 6315 | Rate Constraint in MTons | FALSE | L | Annual | Emissions at Affected Plants SO2 | Thousand Tons | 0 | 0.0036 | 0.0036 | 0.0036 | 0.0036 | 0.0036 | 0.0036
BART SO2 Annual Cap-Northside 1-3 -v5.13 | 168 | 6315 | Rate Constraint in MTons | FALSE | L | Annual | Allowances Purchased SO2 | Thousand Tons | 0 | 0 | 0 | 0 | 0 | 0 | 0
BART SO2 Annual Cap-Northside 1-3 -v5.13 | 168 | 6315 | Rate Constraint in MTons | FALSE | L | Annual | Allowances Sold SO2 | Thousand Tons | 0 | 0 | 0 | 0 | 0 | 0 | 0
BART SO2 Annual Cap-Northside 1-3 -v5.13 | 168 | 6315 | Rate Constraint in MTons | FALSE | L | Annual | Allowances Banked | Thousand Tons | 0 | 0 | 0 | 0 | 0 | 0 | 0
BART SO2 Annual Cap-Northside 1-3 -v5.13 | 168 | 6315 | Rate Constraint in MTons | FALSE | L | Annual | Allowances Withdrawn (1:1) | Thousand Tons | 0 | 0 | 0 | 0 | 0 | 0 | 0
BART SO2 Annual Cap-Northside 1-3 -v5.13 | 168 | 6315 | Rate Constraint in MTons | FALSE | L | Annual | Allowances Withdrawn (n:1) | Thousand Tons | 0 | 0 | 0 | 0 | 0 | 0 | 0
BART SO2 Annual Cap-Northside 1-3 -v5.13 | 168 | 6315 | Rate Constraint in MTons | FALSE | L | Annual | Net Emissions Allowance Position | Thousand Tons | 0 | 0.0036 | 0.0036 | 0.0036 | 0.0036 | 0.0036 | 0.0036
BART SO2 Annual Cap-Northside 1-3 -v5.13 | 168 | 6315 | Rate Constraint in MTons | FALSE | L | Annual | Fuel Consumed | TBtu | 0 | 12.1005 | 8.3549 | 9.7715 | 6.045 | 4.7993 | 4.7993
BART SO2 Annual Cap-Northside 1-3 -v5.13 | 168 | 6315 | Rate Constraint in MTons | FALSE | L | Annual | Rate | lb/MMBtu | 0 | 0.00059502 | 0.00086177 | 0.00073683 | 0.0011911 | 0.0015002 | 0.0015002
BART SO2 Annual Cap-Northside 1-3 -v5.13 | 168 | 6315 | Rate Constraint in MTons | FALSE | L | Annual | Generation | TWh | 0 | 1.1988 | 0.82771 | 0.96805 | 0.59887 | 0.47546 | 0.47546
BART SO2 Annual Cap-Northside 1-3 -v5.13 | 168 | 6315 | Rate Constraint in MTons | FALSE | L | Annual | Qualifying Generation | TWh | 0 | 1.1988 | 0.82771 | 0.96805 | 0.59887 | 0.47546 | 0.47546
BART SO2 Annual Cap-Northside 1-3 -v5.13 | 168 | 6315 | Rate Constraint in MTons | FALSE | L | Annual | Rate | lb/MWh | 0 | 0.003003 | 0.0043494 | 0.0037188 | 0.0060113 | 0.0075716 | 0.0075716
BART SO2 Annual Cap-Northside 1-3 -v5.13 | 168 | 6315 | Rate Constraint in MTons | FALSE | L | Annual | Constraint Shadow Price | US2011$/Ton | 0 | 9582.5571 | 6928.2536 | 11632.7308 | 13582.1386 | 7653.6746 | 11427.7741
BART SO2 Annual Rate-Lansing Smith 1&2 -v5.13 | 169 | 6311 | Rate Constraint in lbs/MMBtu | FALSE | L | Annual | Seasons Included | Seasons |  | Winter, Summer | Winter, Summer | Winter, Summer | Winter, Summer | Winter, Summer | Winter, Summer
BART SO2 Annual Rate-Lansing Smith 1&2 -v5.13 | 169 | 6311 | Rate Constraint in lbs/MMBtu | FALSE | L | Annual | Standard | lb/MMBtu | 0 | 0.74 | 0.74 | 0.74 | 0.74 | 0.74 | 0.74
BART SO2 Annual Rate-Lansing Smith 1&2 -v5.13 | 169 | 6311 | Rate Constraint in lbs/MMBtu | FALSE | L | Annual | Emissions at Affected Plants SO2 | Thousand Tons | 0 | 0 | 0 | 0 | 0 | 0 | 0
BART SO2 Annual Rate-Lansing Smith 1&2 -v5.13 | 169 | 6311 | Rate Constraint in lbs/MMBtu | FALSE | L | Annual | Allowances Purchased SO2 | Thousand Tons | 0 | 0 | 0 | 0 | 0 | 0 | 0
BART SO2 Annual Rate-Lansing Smith 1&2 -v5.13 | 169 | 6311 | Rate Constraint in lbs/MMBtu | FALSE | L | Annual | Allowances Sold SO2 | Thousand Tons | 0 | 0 | 0 | 0 | 0 | 0 | 0
BART SO2 Annual Rate-Lansing Smith 1&2 -v5.13 | 169 | 6311 | Rate Constraint in lbs/MMBtu | FALSE | L | Annual | Allowances Banked | Thousand Tons | 0 | 0 | 0 | 0 | 0 | 0 | 0
BART SO2 Annual Rate-Lansing Smith 1&2 -v5.13 | 169 | 6311 | Rate Constraint in lbs/MMBtu | FALSE | L | Annual | Allowances Withdrawn (1:1) | Thousand Tons | 0 | 0 | 0 | 0 | 0 | 0 | 0
BART SO2 Annual Rate-Lansing Smith 1&2 -v5.13 | 169 | 6311 | Rate Constraint in lbs/MMBtu | FALSE | L | Annual | Allowances Withdrawn (n:1) | Thousand Tons | 0 | 0 | 0 | 0 | 0 | 0 | 0
BART SO2 Annual Rate-Lansing Smith 1&2 -v5.13 | 169 | 6311 | Rate Constraint in lbs/MMBtu | FALSE | L | Annual | Net Emissions Allowance Position | Thousand Tons | 0 | 0 | 0 | 0 | 0 | 0 | 0
BART SO2 Annual Rate-Lansing Smith 1&2 -v5.13 | 169 | 6311 | Rate Constraint in lbs/MMBtu | FALSE | L | Annual | Fuel Consumed | TBtu | 0 | 0 | 0 | 0 | 0 | 0 | 0
BART SO2 Annual Rate-Lansing Smith 1&2 -v5.13 | 169 | 6311 | Rate Constraint in lbs/MMBtu | FALSE | L | Annual | Rate | lb/MMBtu | 0 | 0 | 0 | 0 | 0 | 0 | 0
BART SO2 Annual Rate-Lansing Smith 1&2 -v5.13 | 169 | 6311 | Rate Constraint in lbs/MMBtu | FALSE | L | Annual | Generation | TWh | 0 | 0 | 0 | 0 | 0 | 0 | 0
BART SO2 Annual Rate-Lansing Smith 1&2 -v5.13 | 169 | 6311 | Rate Constraint in lbs/MMBtu | FALSE | L | Annual | Qualifying Generation | TWh | 0 | 0 | 0 | 0 | 0 | 0 | 0
BART SO2 Annual Rate-Lansing Smith 1&2 -v5.13 | 169 | 6311 | Rate Constraint in lbs/MMBtu | FALSE | L | Annual | Rate | lb/MWh | 0 | 0 | 0 | 0 | 0 | 0 | 0
BART SO2 Annual Rate-Lansing Smith 1&2 -v5.13 | 169 | 6311 | Rate Constraint in lbs/MMBtu | FALSE | L | Annual | Constraint Shadow Price | US2011$/Ton | 0 | 0 | 0 | 0 | 0 | 0 | 0
BART SO2 Annual Rate-Seminole 1&2 -v5.13 | 170 | 6313 | Rate Constraint in lbs/MMBtu | FALSE | L | Annual | Seasons Included | Seasons |  | Winter, Summer | Winter, Summer | Winter, Summer | Winter, Summer | Winter, Summer | Winter, Summer
BART SO2 Annual Rate-Seminole 1&2 -v5.13 | 170 | 6313 | Rate Constraint in lbs/MMBtu | FALSE | L | Annual | Standard | lb/MMBtu | 0 | 0.25 | 0.25 | 0.25 | 0.25 | 0.25 | 0.25
BART SO2 Annual Rate-Seminole 1&2 -v5.13 | 170 | 6313 | Rate Constraint in lbs/MMBtu | FALSE | L | Annual | Emissions at Affected Plants SO2 | Thousand Tons | 0 | 7.4269 | 9.5622 | 8.9897 | 10.2916 | 7.4269 | 7.4269
BART SO2 Annual Rate-Seminole 1&2 -v5.13 | 170 | 6313 | Rate Constraint in lbs/MMBtu | FALSE | L | Annual | Allowances Purchased SO2 | Thousand Tons | 0 | 0 | 0 | 0 | 0 | 0 | 0
BART SO2 Annual Rate-Seminole 1&2 -v5.13 | 170 | 6313 | Rate Constraint in lbs/MMBtu | FALSE | L | Annual | Allowances Sold SO2 | Thousand Tons | 0 | 0 | 0 | 0 | 0 | 0 | 0
BART SO2 Annual Rate-Seminole 1&2 -v5.13 | 170 | 6313 | Rate Constraint in lbs/MMBtu | FALSE | L | Annual | Allowances Banked | Thousand Tons | 0 | 0 | 0 | 0 | 0 | 0 | 0
BART SO2 Annual Rate-Seminole 1&2 -v5.13 | 170 | 6313 | Rate Constraint in lbs/MMBtu | FALSE | L | Annual | Allowances Withdrawn (1:1) | Thousand Tons | 0 | 0 | 0 | 0 | 0 | 0 | 0
BART SO2 Annual Rate-Seminole 1&2 -v5.13 | 170 | 6313 | Rate Constraint in lbs/MMBtu | FALSE | L | Annual | Allowances Withdrawn (n:1) | Thousand Tons | 0 | 0 | 0 | 0 | 0 | 0 | 0
BART SO2 Annual Rate-Seminole 1&2 -v5.13 | 170 | 6313 | Rate Constraint in lbs/MMBtu | FALSE | L | Annual | Net Emissions Allowance Position | Thousand Tons | 0 | 7.4269 | 9.5622 | 8.9897 | 10.2916 | 7.4269 | 7.4269
BART SO2 Annual Rate-Seminole 1&2 -v5.13 | 170 | 6313 | Rate Constraint in lbs/MMBtu | FALSE | L | Annual | Fuel Consumed | TBtu | 0 | 68.5613 | 88.2737 | 82.9889 | 95.0073 | 68.5613 | 68.5613
BART SO2 Annual Rate-Seminole 1&2 -v5.13 | 170 | 6313 | Rate Constraint in lbs/MMBtu | FALSE | L | Annual | Rate | lb/MMBtu | 0 | 0.21665 | 0.21665 | 0.21665 | 0.21665 | 0.21665 | 0.21665
BART SO2 Annual Rate-Seminole 1&2 -v5.13 | 170 | 6313 | Rate Constraint in lbs/MMBtu | FALSE | L | Annual | Generation | TWh | 0 | 6.8927 | 8.8744 | 8.3431 | 9.5514 | 6.8927 | 6.8927
BART SO2 Annual Rate-Seminole 1&2 -v5.13 | 170 | 6313 | Rate Constraint in lbs/MMBtu | FALSE | L | Annual | Qualifying Generation | TWh | 0 | 6.8927 | 8.8744 | 8.3431 | 9.5514 | 6.8927 | 6.8927
BART SO2 Annual Rate-Seminole 1&2 -v5.13 | 170 | 6313 | Rate Constraint in lbs/MMBtu | FALSE | L | Annual | Rate | lb/MWh | 0 | 1.0775 | 1.0775 | 1.0775 | 1.0775 | 1.0775 | 1.0775
BART SO2 Annual Rate-Seminole 1&2 -v5.13 | 170 | 6313 | Rate Constraint in lbs/MMBtu | FALSE | L | Annual | Constraint Shadow Price | US2011$/Ton | 0 | 0 | 0 | 0 | 0 | 0 | 0
BART SO2 Annual-Apache Station 2 -v5.13 | 171 | 5867 | Rate Constraint in lbs/MMBtu | FALSE | L | Annual | Seasons Included | Seasons |  | Winter, Summer | Winter, Summer | Winter, Summer | Winter, Summer | Winter, Summer | Winter, Summer
BART SO2 Annual-Apache Station 2 -v5.13 | 171 | 5867 | Rate Constraint in lbs/MMBtu | FALSE | L | Annual | Standard | lb/MMBtu | 0.15 | 0.15 | 0.15 | 0.15 | 0.15 | 0.15 | 0.15
BART SO2 Annual-Apache Station 2 -v5.13 | 171 | 5867 | Rate Constraint in lbs/MMBtu | FALSE | L | Annual | Emissions at Affected Plants SO2 | Thousand Tons | 0 | 0.16202 | 0.18548 | 0.18548 | 0.18548 | 0.18548 | 0.18548
BART SO2 Annual-Apache Station 2 -v5.13 | 171 | 5867 | Rate Constraint in lbs/MMBtu | FALSE | L | Annual | Allowances Purchased SO2 | Thousand Tons | 0 | 0 | 0 | 0 | 0 | 0 | 0
BART SO2 Annual-Apache Station 2 -v5.13 | 171 | 5867 | Rate Constraint in lbs/MMBtu | FALSE | L | Annual | Allowances Sold SO2 | Thousand Tons | 0 | 0 | 0 | 0 | 0 | 0 | 0
BART SO2 Annual-Apache Station 2 -v5.13 | 171 | 5867 | Rate Constraint in lbs/MMBtu | FALSE | L | Annual | Allowances Banked | Thousand Tons | 0 | 0 | 0 | 0 | 0 | 0 | 0
BART SO2 Annual-Apache Station 2 -v5.13 | 171 | 5867 | Rate Constraint in lbs/MMBtu | FALSE | L | Annual | Allowances Withdrawn (1:1) | Thousand Tons | 0 | 0 | 0 | 0 | 0 | 0 | 0
BART SO2 Annual-Apache Station 2 -v5.13 | 171 | 5867 | Rate Constraint in lbs/MMBtu | FALSE | L | Annual | Allowances Withdrawn (n:1) | Thousand Tons | 0 | 0 | 0 | 0 | 0 | 0 | 0
BART SO2 Annual-Apache Station 2 -v5.13 | 171 | 5867 | Rate Constraint in lbs/MMBtu | FALSE | L | Annual | Net Emissions Allowance Position | Thousand Tons | 0 | 0.16202 | 0.18548 | 0.18548 | 0.18548 | 0.18548 | 0.18548
BART SO2 Annual-Apache Station 2 -v5.13 | 171 | 5867 | Rate Constraint in lbs/MMBtu | FALSE | L | Annual | Fuel Consumed | TBtu | 0 | 2.1602 | 2.4731 | 2.4731 | 2.4731 | 2.4731 | 2.4731
BART SO2 Annual-Apache Station 2 -v5.13 | 171 | 5867 | Rate Constraint in lbs/MMBtu | FALSE | L | Annual | Rate | lb/MMBtu | 0 | 0.15 | 0.15 | 0.15 | 0.15 | 0.15 | 0.15
BART SO2 Annual-Apache Station 2 -v5.13 | 171 | 5867 | Rate Constraint in lbs/MMBtu | FALSE | L | Annual | Generation | TWh | 0 | 0.19908 | 0.22791 | 0.22791 | 0.22791 | 0.22791 | 0.22791
BART SO2 Annual-Apache Station 2 -v5.13 | 171 | 5867 | Rate Constraint in lbs/MMBtu | FALSE | L | Annual | Qualifying Generation | TWh | 0 | 0.19908 | 0.22791 | 0.22791 | 0.22791 | 0.22791 | 0.22791
BART SO2 Annual-Apache Station 2 -v5.13 | 171 | 5867 | Rate Constraint in lbs/MMBtu | FALSE | L | Annual | Rate | lb/MWh | 0 | 0.81385 | 0.81385 | 0.81385 | 0.81385 | 0.81385 | 0.81385
BART SO2 Annual-Apache Station 2 -v5.13 | 171 | 5867 | Rate Constraint in lbs/MMBtu | FALSE | L | Annual | Constraint Shadow Price | US2011$/Ton | 0 | 12878.3963 | 13003.3815 | 13394.2693 | 12846.969 | 13251.124 | 13142.1775
BART SO2 Annual-Apache Station 3 -v5.13 | 172 | 5868 | Rate Constraint in lbs/MMBtu | FALSE | L | Annual | Seasons Included | Seasons |  | Winter, Summer | Winter, Summer | Winter, Summer | Winter, Summer | Winter, Summer | Winter, Summer
BART SO2 Annual-Apache Station 3 -v5.13 | 172 | 5868 | Rate Constraint in lbs/MMBtu | FALSE | L | Annual | Standard | lb/MMBtu | 0.15 | 0.15 | 0.15 | 0.15 | 0.15 | 0.15 | 0.15
BART SO2 Annual-Apache Station 3 -v5.13 | 172 | 5868 | Rate Constraint in lbs/MMBtu | FALSE | L | Annual | Emissions at Affected Plants SO2 | Thousand Tons | 0 | 0.98958 | 1.0481 | 1.0481 | 1.0481 | 1.0481 | 1.0481
BART SO2 Annual-Apache Station 3 -v5.13 | 172 | 5868 | Rate Constraint in lbs/MMBtu | FALSE | L | Annual | Allowances Purchased SO2 | Thousand Tons | 0 | 0 | 0 | 0 | 0 | 0 | 0
BART SO2 Annual-Apache Station 3 -v5.13 | 172 | 5868 | Rate Constraint in lbs/MMBtu | FALSE | L | Annual | Allowances Sold SO2 | Thousand Tons | 0 | 0 | 0 | 0 | 0 | 0 | 0
BART SO2 Annual-Apache Station 3 -v5.13 | 172 | 5868 | Rate Constraint in lbs/MMBtu | FALSE | L | Annual | Allowances Banked | Thousand Tons | 0 | 0 | 0 | 0 | 0 | 0 | 0
BART SO2 Annual-Apache Station 3 -v5.13 | 172 | 5868 | Rate Constraint in lbs/MMBtu | FALSE | L | Annual | Allowances Withdrawn (1:1) | Thousand Tons | 0 | 0 | 0 | 0 | 0 | 0 | 0
BART SO2 Annual-Apache Station 3 -v5.13 | 172 | 5868 | Rate Constraint in lbs/MMBtu | FALSE | L | Annual | Allowances Withdrawn (n:1) | Thousand Tons | 0 | 0 | 0 | 0 | 0 | 0 | 0
BART SO2 Annual-Apache Station 3 -v5.13 | 172 | 5868 | Rate Constraint in lbs/MMBtu | FALSE | L | Annual | Net Emissions Allowance Position | Thousand Tons | 0 | 0.98958 | 1.0481 | 1.0481 | 1.0481 | 1.0481 | 1.0481
BART SO2 Annual-Apache Station 3 -v5.13 | 172 | 5868 | Rate Constraint in lbs/MMBtu | FALSE | L | Annual | Fuel Consumed | TBtu | 0 | 13.1944 | 13.9743 | 13.9743 | 13.9743 | 13.9743 | 13.9743
BART SO2 Annual-Apache Station 3 -v5.13 | 172 | 5868 | Rate Constraint in lbs/MMBtu | FALSE | L | Annual | Rate | lb/MMBtu | 0 | 0.15 | 0.15 | 0.15 | 0.15 | 0.15 | 0.15
BART SO2 Annual-Apache Station 3 -v5.13 | 172 | 5868 | Rate Constraint in lbs/MMBtu | FALSE | L | Annual | Generation | TWh | 0 | 1.223 | 1.2952 | 1.2952 | 1.2952 | 1.2952 | 1.2952
BART SO2 Annual-Apache Station 3 -v5.13 | 172 | 5868 | Rate Constraint in lbs/MMBtu | FALSE | L | Annual | Qualifying Generation | TWh | 0 | 1.223 | 1.2952 | 1.2952 | 1.2952 | 1.2952 | 1.2952
BART SO2 Annual-Apache Station 3 -v5.13 | 172 | 5868 | Rate Constraint in lbs/MMBtu | FALSE | L | Annual | Rate | lb/MWh | 0 | 0.80917 | 0.80922 | 0.80922 | 0.80922 | 0.80922 | 0.80922
BART SO2 Annual-Apache Station 3 -v5.13 | 172 | 5868 | Rate Constraint in lbs/MMBtu | FALSE | L | Annual | Constraint Shadow Price | US2011$/Ton | 0 | 12878.3963 | 13003.3815 | 13394.2693 | 12846.969 | 13251.124 | 13142.1775
BART SO2 Annual-Boardman 1SG -v5.13 | 173 | 5894 | Rate Constraint in lbs/MMBtu | FALSE | L | Annual | Seasons Included | Seasons |  | Winter, Summer | Winter, Summer | Winter, Summer | Winter, Summer | Winter, Summer | Winter, Summer
BART SO2 Annual-Boardman 1SG -v5.13 | 173 | 5894 | Rate Constraint in lbs/MMBtu | FALSE | L | Annual | Standard | lb/MMBtu | 0 | 1.2 | 1.2 | 1.2 | 1.2 | 1.2 | 1.2
BART SO2 Annual-Boardman 1SG -v5.13 | 173 | 5894 | Rate Constraint in lbs/MMBtu | FALSE | L | Annual | Emissions at Affected Plants SO2 | Thousand Tons | 0 | 0 | 0 | 0 | 0 | 0 | 0
BART SO2 Annual-Boardman 1SG -v5.13 | 173 | 5894 | Rate Constraint in lbs/MMBtu | FALSE | L | Annual | Allowances Purchased SO2 | Thousand Tons | 0 | 0 | 0 | 0 | 0 | 0 | 0
BART SO2 Annual-Boardman 1SG -v5.13 | 173 | 5894 | Rate Constraint in lbs/MMBtu | FALSE | L | Annual | Allowances Sold SO2 | Thousand Tons | 0 | 0 | 0 | 0 | 0 | 0 | 0
BART SO2 Annual-Boardman 1SG -v5.13 | 173 | 5894 | Rate Constraint in lbs/MMBtu | FALSE | L | Annual | Allowances Banked | Thousand Tons | 0 | 0 | 0 | 0 | 0 | 0 | 0
BART SO2 Annual-Boardman 1SG -v5.13 | 173 | 5894 | Rate Constraint in lbs/MMBtu | FALSE | L | Annual | Allowances Withdrawn (1:1) | Thousand Tons | 0 | 0 | 0 | 0 | 0 | 0 | 0
BART SO2 Annual-Boardman 1SG -v5.13 | 173 | 5894 | Rate Constraint in lbs/MMBtu | FALSE | L | Annual | Allowances Withdrawn (n:1) | Thousand Tons | 0 | 0 | 0 | 0 | 0 | 0 | 0
BART SO2 Annual-Boardman 1SG -v5.13 | 173 | 5894 | Rate Constraint in lbs/MMBtu | FALSE | L | Annual | Net Emissions Allowance Position | Thousand Tons | 0 | 0 | 0 | 0 | 0 | 0 | 0
BART SO2 Annual-Boardman 1SG -v5.13 | 173 | 5894 | Rate Constraint in lbs/MMBtu | FALSE | L | Annual | Fuel Consumed | TBtu | 0 | 0 | 0 | 0 | 0 | 0 | 0
BART SO2 Annual-Boardman 1SG -v5.13 | 173 | 5894 | Rate Constraint in lbs/MMBtu | FALSE | L | Annual | Rate | lb/MMBtu | 0 | 0 | 0 | 0 | 0 | 0 | 0
BART SO2 Annual-Boardman 1SG -v5.13 | 173 | 5894 | Rate Constraint in lbs/MMBtu | FALSE | L | Annual | Generation | TWh | 0 | 0 | 0 | 0 | 0 | 0 | 0
BART SO2 Annual-Boardman 1SG -v5.13 | 173 | 5894 | Rate Constraint in lbs/MMBtu | FALSE | L | Annual | Qualifying Generation | TWh | 0 | 0 | 0 | 0 | 0 | 0 | 0
BART SO2 Annual-Boardman 1SG -v5.13 | 173 | 5894 | Rate Constraint in lbs/MMBtu | FALSE | L | Annual | Rate | lb/MWh | 0 | 0 | 0 | 0 | 0 | 0 | 0
BART SO2 Annual-Boardman 1SG -v5.13 | 173 | 5894 | Rate Constraint in lbs/MMBtu | FALSE | L | Annual | Constraint Shadow Price | US2011$/Ton | 0 | 0 | 0 | 0 | 0 | 0 | 0
BART SO2 Annual-Campbell 1 -v5.14 | 174 | 6117 | Rate Constraint in lbs/MMBtu | FALSE | L | Annual | Seasons Included | Seasons |  | Winter, Summer | Winter, Summer | Winter, Summer | Winter, Summer | Winter, Summer | Winter, Summer
BART SO2 Annual-Campbell 1 -v5.14 | 174 | 6117 | Rate Constraint in lbs/MMBtu | FALSE | L | Annual | Standard | lb/MMBtu | 0.29 | 0.29 | 0.29 | 0.29 | 0.29 | 0.29 | 0.29
BART SO2 Annual-Campbell 1 -v5.14 | 174 | 6117 | Rate Constraint in lbs/MMBtu | FALSE | L | Annual | Emissions at Affected Plants SO2 | Thousand Tons | 0 | 0 | 0 | 0 | 0 | 0 | 0
BART SO2 Annual-Campbell 1 -v5.14 | 174 | 6117 | Rate Constraint in lbs/MMBtu | FALSE | L | Annual | Allowances Purchased SO2 | Thousand Tons | 0 | 0 | 0 | 0 | 0 | 0 | 0
BART SO2 Annual-Campbell 1 -v5.14 | 174 | 6117 | Rate Constraint in lbs/MMBtu | FALSE | L | Annual | Allowances Sold SO2 | Thousand Tons | 0 | 0 | 0 | 0 | 0 | 0 | 0
BART SO2 Annual-Campbell 1 -v5.14 | 174 | 6117 | Rate Constraint in lbs/MMBtu | FALSE | L | Annual | Allowances Banked | Thousand Tons | 0 | 0 | 0 | 0 | 0 | 0 | 0
BART SO2 Annual-Campbell 1 -v5.14 | 174 | 6117 | Rate Constraint in lbs/MMBtu | FALSE | L | Annual | Allowances Withdrawn (1:1) | Thousand Tons | 0 | 0 | 0 | 0 | 0 | 0 | 0
BART SO2 Annual-Campbell 1 -v5.14 | 174 | 6117 | Rate Constraint in lbs/MMBtu | FALSE | L | Annual | Allowances Withdrawn (n:1) | Thousand Tons | 0 | 0 | 0 | 0 | 0 | 0 | 0
BART SO2 Annual-Campbell 1 -v5.14 | 174 | 6117 | Rate Constraint in lbs/MMBtu | FALSE | L | Annual | Net Emissions Allowance Position | Thousand Tons | 0 | 0 | 0 | 0 | 0 | 0 | 0
BART SO2 Annual-Campbell 1 -v5.14 | 174 | 6117 | Rate Constraint in lbs/MMBtu | FALSE | L | Annual | Fuel Consumed | TBtu | 0 | 0 | 0 | 0 | 0 | 0 | 0
BART SO2 Annual-Campbell 1 -v5.14 | 174 | 6117 | Rate Constraint in lbs/MMBtu | FALSE | L | Annual | Rate | lb/MMBtu | 0 | 0 | 0 | 0 | 0 | 0 | 0
BART SO2 Annual-Campbell 1 -v5.14 | 174 | 6117 | Rate Constraint in lbs/MMBtu | FALSE | L | Annual | Generation | TWh | 0 | 0 | 0 | 0 | 0 | 0 | 0
BART SO2 Annual-Campbell 1 -v5.14 | 174 | 6117 | Rate Constraint in lbs/MMBtu | FALSE | L | Annual | Qualifying Generation | TWh | 0 | 0 | 0 | 0 | 0 | 0 | 0
BART SO2 Annual-Campbell 1 -v5.14 | 174 | 6117 | Rate Constraint in lbs/MMBtu | FALSE | L | Annual | Rate | lb/MWh | 0 | 0 | 0 | 0 | 0 | 0 | 0
BART SO2 Annual-Campbell 1 -v5.14 | 174 | 6117 | Rate Constraint in lbs/MMBtu | FALSE | L | Annual | Constraint Shadow Price | US2011$/Ton | 0 | 0 | 184.9821 | 0 | 322.5051 | 0 | 161.0266
BART SO2 Annual-Campbell 2 -v5.14 | 175 | 6118 | Rate Constraint in lbs/MMBtu | FALSE | L | Annual | Seasons Included | Seasons |  | Winter, Summer | Winter, Summer | Winter, Summer | Winter, Summer | Winter, Summer | Winter, Summer
BART SO2 Annual-Campbell 2 -v5.14 | 175 | 6118 | Rate Constraint in lbs/MMBtu | FALSE | L | Annual | Standard | lb/MMBtu | 0.32 | 0.32 | 0.32 | 0.32 | 0.32 | 0.32 | 0.32
BART SO2 Annual-Campbell 2 -v5.14 | 175 | 6118 | Rate Constraint in lbs/MMBtu | FALSE | L | Annual | Emissions at Affected Plants SO2 | Thousand Tons | 0 | 0 | 0 | 0 | 0 | 0 | 0
BART SO2 Annual-Campbell 2 -v5.14 | 175 | 6118 | Rate Constraint in lbs/MMBtu | FALSE | L | Annual | Allowances Purchased SO2 | Thousand Tons | 0 | 0 | 0 | 0 | 0 | 0 | 0
BART SO2 Annual-Campbell 2 -v5.14 | 175 | 6118 | Rate Constraint in lbs/MMBtu | FALSE | L | Annual | Allowances Sold SO2 | Thousand Tons | 0 | 0 | 0 | 0 | 0 | 0 | 0
BART SO2 Annual-Campbell 2 -v5.14 | 175 | 6118 | Rate Constraint in lbs/MMBtu | FALSE | L | Annual | Allowances Banked | Thousand Tons | 0 | 0 | 0 | 0 | 0 | 0 | 0
BART SO2 Annual-Campbell 2 -v5.14 | 175 | 6118 | Rate Constraint in lbs/MMBtu | FALSE | L | Annual | Allowances Withdrawn (1:1) | Thousand Tons | 0 | 0 | 0 | 0 | 0 | 0 | 0
BART SO2 Annual-Campbell 2 -v5.14 | 175 | 6118 | Rate Constraint in lbs/MMBtu | FALSE | L | Annual | Allowances Withdrawn (n:1) | Thousand Tons | 0 | 0 | 0 | 0 | 0 | 0 | 0
BART SO2 Annual-Campbell 2 -v5.14 | 175 | 6118 | Rate Constraint in lbs/MMBtu | FALSE | L | Annual | Net Emissions Allowance Position | Thousand Tons | 0 | 0 | 0 | 0 | 0 | 0 | 0
BART SO2 Annual-Campbell 2 -v5.14 | 175 | 6118 | Rate Constraint in lbs/MMBtu | FALSE | L | Annual | Fuel Consumed | TBtu | 0 | 0 | 0 | 0 | 0 | 0 | 0
BART SO2 Annual-Campbell 2 -v5.14 | 175 | 6118 | Rate Constraint in lbs/MMBtu | FALSE | L | Annual | Rate | lb/MMBtu | 0 | 0 | 0 | 0 | 0 | 0 | 0
BART SO2 Annual-Campbell 2 -v5.14 | 175 | 6118 | Rate Constraint in lbs/MMBtu | FALSE | L | Annual | Generation | TWh | 0 | 0 | 0 | 0 | 0 | 0 | 0
BART SO2 Annual-Campbell 2 -v5.14 | 175 | 6118 | Rate Constraint in lbs/MMBtu | FALSE | L | Annual | Qualifying Generation | TWh | 0 | 0 | 0 | 0 | 0 | 0 | 0
BART SO2 Annual-Campbell 2 -v5.14 | 175 | 6118 | Rate Constraint in lbs/MMBtu | FALSE | L | Annual | Rate | lb/MWh | 0 | 0 | 0 | 0 | 0 | 0 | 0
BART SO2 Annual-Campbell 2 -v5.14 | 175 | 6118 | Rate Constraint in lbs/MMBtu | FALSE | L | Annual | Constraint Shadow Price | US2011$/Ton | 0 | 0 | 0 | 0 | 1663.1494 | 8060.2351 | 2566.9522
BART SO2 Annual-Campbell 3 -v5.14 | 176 | 6119 | Rate Constraint in lbs/MMBtu | FALSE | L | Annual | Seasons Included | Seasons |  | Winter, Summer | Winter, Summer | Winter, Summer | Winter, Summer | Winter, Summer | Winter, Summer
BART SO2 Annual-Campbell 3 -v5.14 | 176 | 6119 | Rate Constraint in lbs/MMBtu | FALSE | L | Annual | Standard | lb/MMBtu | 0 | 0.07 | 0.07 | 0.07 | 0.07 | 0.07 | 0.07
BART SO2 Annual-Campbell 3 -v5.14 | 176 | 6119 | Rate Constraint in lbs/MMBtu | FALSE | L | Annual | Emissions at Affected Plants SO2 | Thousand Tons | 0 | 0.0068569 | 0.0068569 | 0.0068569 | 0.0068571 | 0.0068571 | 0.0068571
BART SO2 Annual-Campbell 3 -v5.14 | 176 | 6119 | Rate Constraint in lbs/MMBtu | FALSE | L | Annual | Allowances Purchased SO2 | Thousand Tons | 0 | 0 | 0 | 0 | 0 | 0 | 0
BART SO2 Annual-Campbell 3 -v5.14 | 176 | 6119 | Rate Constraint in lbs/MMBtu | FALSE | L | Annual | Allowances Sold SO2 | Thousand Tons | 0 | 0 | 0 | 0 | 0 | 0 | 0
BART SO2 Annual-Campbell 3 -v5.14 | 176 | 6119 | Rate Constraint in lbs/MMBtu | FALSE | L | Annual | Allowances Banked | Thousand Tons | 0 | 0 | 0 | 0 | 0 | 0 | 0
BART SO2 Annual-Campbell 3 -v5.14 | 176 | 6119 | Rate Constraint in lbs/MMBtu | FALSE | L | Annual | Allowances Withdrawn (1:1) | Thousand Tons | 0 | 0 | 0 | 0 | 0 | 0 | 0
BART SO2 Annual-Campbell 3 -v5.14 | 176 | 6119 | Rate Constraint in lbs/MMBtu | FALSE | L | Annual | Allowances Withdrawn (n:1) | Thousand Tons | 0 | 0 | 0 | 0 | 0 | 0 | 0
BART SO2 Annual-Campbell 3 -v5.14 | 176 | 6119 | Rate Constraint in lbs/MMBtu | FALSE | L | Annual | Net Emissions Allowance Position | Thousand Tons | 0 | 0.0068569 | 0.0068569 | 0.0068569 | 0.0068571 | 0.0068571 | 0.0068571
BART SO2 Annual-Campbell 3 -v5.14 | 176 | 6119 | Rate Constraint in lbs/MMBtu | FALSE | L | Annual | Fuel Consumed | TBtu | 0 | 0.19591 | 0.19591 | 0.19591 | 0.19592 | 0.19592 | 0.19592
BART SO2 Annual-Campbell 3 -v5.14 | 176 | 6119 | Rate Constraint in lbs/MMBtu | FALSE | L | Annual | Rate | lb/MMBtu | 0 | 0.07 | 0.07 | 0.07 | 0.07 | 0.07 | 0.07
BART SO2 Annual-Campbell 3 -v5.14 | 176 | 6119 | Rate Constraint in lbs/MMBtu | FALSE | L | Annual | Generation | TWh | 0 | 0.019846 | 0.019846 | 0.019846 | 0.019841 | 0.019841 | 0.019841
BART SO2 Annual-Campbell 3 -v5.14 | 176 | 6119 | Rate Constraint in lbs/MMBtu | FALSE | L | Annual | Qualifying Generation | TWh | 0 | 0.019846 | 0.019846 | 0.019846 | 0.019841 | 0.019841 | 0.019841
BART SO2 Annual-Campbell 3 -v5.14 | 176 | 6119 | Rate Constraint in lbs/MMBtu | FALSE | L | Annual | Rate | lb/MWh | 0 | 0.3455 | 0.3455 | 0.3455 | 0.3456 | 0.3456 | 0.3456
BART SO2 Annual-Campbell 3 -v5.14 | 176 | 6119 | Rate Constraint in lbs/MMBtu | FALSE | L | Annual | Constraint Shadow Price | US2011$/Ton | 0 | 41085.1607 | 50755.6123 | 52531.1442 | 0 | 57459.5391 | 0
BART SO2 Annual-Cherokee 4 -v5.13 | 177 | 5874 | Rate Constraint in lbs/MMBtu | FALSE | L | Annual | Seasons Included | Seasons |  | Winter, Summer | Winter, Summer | Winter, Summer | Winter, Summer | Winter, Summer | Winter, Summer
BART SO2 Annual-Cherokee 4 -v5.13 | 177 | 5874 | Rate Constraint in lbs/MMBtu | FALSE | L | Annual | Standard | lb/MMBtu | 0 | 0.00781 | 0.00781 | 0.00781 | 0.00781 | 0.00781 | 0.00781
BART SO2 Annual-Cherokee 4 -v5.13 | 177 | 5874 | Rate Constraint in lbs/MMBtu | FALSE | L | Annual | Emissions at Affected Plants SO2 | Thousand Tons | 0 | 0 | 0 | 0 | 0 | 0 | 0
BART SO2 Annual-Cherokee 4 -v5.13 | 177 | 5874 | Rate Constraint in lbs/MMBtu | FALSE | L | Annual | Allowances Purchased SO2 | Thousand Tons | 0 | 0 | 0 | 0 | 0 | 0 | 0
BART SO2 Annual-Cherokee 4 -v5.13 | 177 | 5874 | Rate Constraint in lbs/MMBtu | FALSE | L | Annual | Allowances Sold SO2 | Thousand Tons | 0 | 0 | 0 | 0 | 0 | 0 | 0
BART SO2 Annual-Cherokee 4 -v5.13 | 177 | 5874 | Rate Constraint in lbs/MMBtu | FALSE | L | Annual | Allowances Banked | Thousand Tons | 0 | 0 | 0 | 0 | 0 | 0 | 0
BART SO2 Annual-Cherokee 4 -v5.13 | 177 | 5874 | Rate Constraint in lbs/MMBtu | FALSE | L | Annual | Allowances Withdrawn (1:1) | Thousand Tons | 0 | 0 | 0 | 0 | 0 | 0 | 0
BART SO2 Annual-Cherokee 4 -v5.13 | 177 | 5874 | Rate Constraint in lbs/MMBtu | FALSE | L | Annual | Allowances Withdrawn (n:1) | Thousand Tons | 0 | 0 | 0 | 0 | 0 | 0 | 0
BART SO2 Annual-Cherokee 4 -v5.13 | 177 | 5874 | Rate Constraint in lbs/MMBtu | FALSE | L | Annual | Net Emissions Allowance Position | Thousand Tons | 0 | 0 | 0 | 0 | 0 | 0 | 0
BART SO2 Annual-Cherokee 4 -v5.13 | 177 | 5874 | Rate Constraint in lbs/MMBtu | FALSE | L | Annual | Fuel Consumed | TBtu | 0 | 0 | 0 | 0 | 0 | 0 | 0
BART SO2 Annual-Cherokee 4 -v5.13 | 177 | 5874 | Rate Constraint in lbs/MMBtu | FALSE | L | Annual | Rate | lb/MMBtu | 0 | 0 | 0 | 0 | 0 | 0 | 0
BART SO2 Annual-Cherokee 4 -v5.13 | 177 | 5874 | Rate Constraint in lbs/MMBtu | FALSE | L | Annual | Generation | TWh | 0 | 0 | 0 | 0 | 0 | 0 | 0
BART SO2 Annual-Cherokee 4 -v5.13 | 177 | 5874 | Rate Constraint in lbs/MMBtu | FALSE | L | Annual | Qualifying Generation | TWh | 0 | 0 | 0 | 0 | 0 | 0 | 0
BART SO2 Annual-Cherokee 4 -v5.13 | 177 | 5874 | Rate Constraint in lbs/MMBtu | FALSE | L | Annual | Rate | lb/MWh | 0 | 0 | 0 | 0 | 0 | 0 | 0
BART SO2 Annual-Cherokee 4 -v5.13 | 177 | 5874 | Rate Constraint in lbs/MMBtu | FALSE | L | Annual | Constraint Shadow Price | US2011$/Ton | 0 | 6955.9837 | 8566.6977 | 0 | 0 | 30705.0109 | 9770.1136
BART SO2 Annual-Cholla 2 -v5.13 | 178 | 5869 | Rate Constraint in lbs/MMBtu | FALSE | L | Annual | Seasons Included | Seasons | Winter, Summer | Winter, Summer | Winter, Summer | Winter, Summer | Winter, Summer | Winter, Summer | Winter, Summer
BART SO2 Annual-Cholla 2 -v5.13 | 178 | 5869 | Rate Constraint in lbs/MMBtu | FALSE | L | Annual | Standard | lb/MMBtu | 0.15 | 0.15 | 0.15 | 0.15 | 0.15 | 0.15 | 0.15
BART SO2 Annual-Cholla 2 -v5.13 | 178 | 5869 | Rate Constraint in lbs/MMBtu | FALSE | L | Annual | Emissions at Affected Plants SO2 | Thousand Tons | 1.4634 | 1.4634 | 1.4609 | 1.4634 | 1.4634 | 1.4552 | 1.4552
BART SO2 Annual-Cholla 2 -v5.13 | 178 | 5869 | Rate Constraint in lbs/MMBtu | FALSE | L | Annual | Allowances Purchased SO2 | Thousand Tons | 0 | 0 | 0 | 0 | 0 | 0 | 0
BART SO2 Annual-Cholla 2 -v5.13 | 178 | 5869 | Rate Constraint in lbs/MMBtu | FALSE | L | Annual | Allowances Sold SO2 | Thousand Tons | 0 | 0 | 0 | 0 | 0 | 0 | 0
BART SO2 Annual-Cholla 2 -v5.13 | 178 | 5869 | Rate Constraint in lbs/MMBtu | FALSE | L | Annual | Allowances Banked | Thousand Tons | 0 | 0 | 0 | 0 | 0 | 0 | 0
BART SO2 Annual-Cholla 2 -v5.13 | 178 | 5869 | Rate Constraint in lbs/MMBtu | FALSE | L | Annual | Allowances Withdrawn (1:1) | Thousand Tons | 0 | 0 | 0 | 0 | 0 | 0 | 0
BART SO2 Annual-Cholla 2 -v5.13 | 178 | 5869 | Rate Constraint in lbs/MMBtu | FALSE | L | Annual | Allowances Withdrawn (n:1) | Thousand Tons | 0 | 0 | 0 | 0 | 0 | 0 | 0
BART SO2 Annual-Cholla 2 -v5.13 | 178 | 5869 | Rate Constraint in lbs/MMBtu | FALSE | L | Annual | Net Emissions Allowance Position | Thousand Tons | 1.4634 | 1.4634 | 1.4609 | 1.4634 | 1.4634 | 1.4552 | 1.4552
BART SO2 Annual-Cholla 2 -v5.13 | 178 | 5869 | Rate Constraint in lbs/MMBtu | FALSE | L | Annual | Fuel Consumed | TBtu | 19.5126 | 19.5126 | 19.4786 | 19.5126 | 19.5126 | 19.5346 | 19.5346
BART SO2 Annual-Cholla 2 -v5.13 | 178 | 5869 | Rate Constraint in lbs/MMBtu | FALSE | L | Annual | Rate | lb/MMBtu | 0.15 | 0.15 | 0.15 | 0.15 | 0.15 | 0.14899 | 0.14899
BART SO2 Annual-Cholla 2 -v5.13 | 178 | 5869 | Rate Constraint in lbs/MMBtu | FALSE | L | Annual | Generation | TWh | 1.877 | 1.8706 | 1.8674 | 1.8706 | 1.8706 | 1.8706 | 1.8706
BART SO2 Annual-Cholla 2 -v5.13 | 178 | 5869 | Rate Constraint in lbs/MMBtu | FALSE | L | Annual | Qualifying Generation | TWh | 1.877 | 1.8706 | 1.8674 | 1.8706 | 1.8706 | 1.8706 | 1.8706
BART SO2 Annual-Cholla 2 -v5.13 | 178 | 5869 | Rate Constraint in lbs/MMBtu | FALSE | L | Annual | Rate | lb/MWh | 0.77966 | 0.78232 | 0.78232 | 0.78232 | 0.78232 | 0.77791 | 0.77791
BART SO2 Annual-Cholla 2 -v5.13 | 178 | 5869 | Rate Constraint in lbs/MMBtu | FALSE | L | Annual | Constraint Shadow Price | US2011$/Ton | 4244.1085 | 7623.0849 | 6592.3604 | 7786.4182 | 5137.0274 | 0 | 0
BART SO2 Annual-Cholla 3 -v5.13 | 179 | 5870 | Rate Constraint in lbs/MMBtu | FALSE | L | Annual | Seasons Included | Seasons | Winter, Summer | Winter, Summer | Winter, Summer | Winter, Summer | Winter, Summer | Winter, Summer | Winter, Summer
BART SO2 Annual-Cholla 3 -v5.13 | 179 | 5870 | Rate Constraint in lbs/MMBtu | FALSE | L | Annual | Standard | lb/MMBtu | 0.15 | 0.15 | 0.15 | 0.15 | 0.15 | 0.15 | 0.15
BART SO2 Annual-Cholla 3 -v5.13 | 179 | 5870 | Rate Constraint in lbs/MMBtu | FALSE | L | Annual | Emissions at Affected Plants SO2 | Thousand Tons | 1.1092 | 1.1092 | 1.1073 | 1.1092 | 1.1092 | 1.1092 | 1.1092
BART SO2 Annual-Cholla 3 -v5.13 | 179 | 5870 | Rate Constraint in lbs/MMBtu | FALSE | L | Annual | Allowances Purchased SO2 | Thousand Tons | 0 | 0 | 0 | 0 | 0 | 0 | 0
BART SO2 Annual-Cholla 3 -v5.13 | 179 | 5870 | Rate Constraint in lbs/MMBtu | FALSE | L | Annual | Allowances Sold SO2 | Thousand Tons | 0 | 0 | 0 | 0 | 0 | 0 | 0
BART SO2 Annual-Cholla 3 -v5.13 | 179 | 5870 | Rate Constraint in lbs/MMBtu | FALSE | L | Annual | Allowances Banked | Thousand Tons | 0 | 0 | 0 | 0 | 0 | 0 | 0
BART SO2 Annual-Cholla 3 -v5.13 | 179 | 5870 | Rate Constraint in lbs/MMBtu | FALSE | L | Annual | Allowances Withdrawn (1:1) | Thousand Tons | 0 | 0 | 0 | 0 | 0 | 0 | 0
BART SO2 Annual-Cholla 3 -v5.13 | 179 | 5870 | Rate Constraint in lbs/MMBtu | FALSE | L | Annual | Allowances Withdrawn (n:1) | Thousand Tons | 0 | 0 | 0 | 0 | 0 | 0 | 0
BART SO2 Annual-Cholla 3 -v5.13 | 179 | 5870 | Rate Constraint in lbs/MMBtu | FALSE | L | Annual | Net Emissions Allowance Position | Thousand Tons | 1.1092 | 1.1092 | 1.1073 | 1.1092 | 1.1092 | 1.1092 | 1.1092
BART SO2 Annual-Cholla 3 -v5.13 | 179 | 5870 | Rate Constraint in lbs/MMBtu | FALSE | L | Annual | Fuel Consumed | TBtu | 20.4216 | 20.4216 | 20.386 | 20.4216 | 20.4216 | 20.4216 | 20.4216
BART SO2 Annual-Cholla 3 -v5.13 | 179 | 5870 | Rate Constraint in lbs/MMBtu | FALSE | L | Annual | Rate | lb/MMBtu | 0.10863 | 0.10863 | 0.10863 | 0.10863 | 0.10863 | 0.10863 | 0.10863
BART SO2 Annual-Cholla 3 -v5.13 | 179 | 5870 | Rate Constraint in lbs/MMBtu | FALSE | L | Annual | Generation | TWh | 1.96 | 1.9486 | 1.9452 | 1.9486 | 1.9486 | 1.9486 | 1.9486
BART SO2 Annual-Cholla 3 -v5.13 | 179 | 5870 | Rate Constraint in lbs/MMBtu | FALSE | L | Annual | Qualifying Generation | TWh | 1.96 | 1.9486 | 1.9452 | 1.9486 | 1.9486 | 1.9486 | 1.9486
BART SO2 Annual-Cholla 3 -v5.13 | 179 | 5870 | Rate Constraint in lbs/MMBtu | FALSE | L | Annual | Rate | lb/MWh | 0.56592 | 0.56924 | 0.56924 | 0.56924 | 0.56924 | 0.56924 | 0.56924
BART SO2 Annual-Cholla 3 -v5.13 | 179 | 5870 | Rate Constraint in lbs/MMBtu | FALSE | L | Annual | Constraint Shadow Price | US2011$/Ton | 0 | 0 | 0 | 0 | 0 | 0 | 0
BART SO2 Annual-Cholla 4 -v5.13 | 180 | 5871 | Rate Constraint in lbs/MMBtu | FALSE | L | Annual | Seasons Included | Seasons | Winter, Summer | Winter, Summer | Winter, Summer | Winter, Summer | Winter, Summer | Winter, Summer | Winter, Summer
BART SO2 Annual-Cholla 4 -v5.13 | 180 | 5871 | Rate Constraint in lbs/MMBtu | FALSE | L | Annual | Standard | lb/MMBtu | 0.15 | 0.15 | 0.15 | 0.15 | 0.15 | 0.15 | 0.15
BART SO2 Annual-Cholla 4 -v5.13 | 180 | 5871 | Rate Constraint in lbs/MMBtu | FALSE | L | Annual | Emissions at Affected Plants SO2 | Thousand Tons | 1.5789 | 1.5789 | 1.5762 | 1.5789 | 1.5789 | 1.5789 | 1.5789
BART SO2 Annual-Cholla 4 -v5.13 | 180 | 5871 | Rate Constraint in lbs/MMBtu | FALSE | L | Annual | Allowances Purchased SO2 | Thousand Tons | 0 | 0 | 0 | 0 | 0 | 0 | 0
BART SO2 Annual-Cholla 4 -v5.13 | 180 | 5871 | Rate Constraint in lbs/MMBtu | FALSE | L | Annual | Allowances Sold SO2 | Thousand Tons | 0 | 0 | 0 | 0 | 0 | 0 | 0
BART SO2 Annual-Cholla 4 -v5.13 | 180 | 5871 | Rate Constraint in lbs/MMBtu | FALSE | L | Annual | Allowances Banked | Thousand Tons | 0 | 0 | 0 | 0 | 0 | 0 | 0
BART SO2 Annual-Cholla 4 -v5.13 | 180 | 5871 | Rate Constraint in lbs/MMBtu | FALSE | L | Annual | Allowances Withdrawn (1:1) | Thousand Tons | 0 | 0 | 0 | 0 | 0 | 0 | 0
BART SO2 Annual-Cholla 4 -v5.13 | 180 | 5871 | Rate Constraint in lbs/MMBtu | FALSE | L | Annual | Allowances Withdrawn (n:1) | Thousand Tons | 0 | 0 | 0 | 0 | 0 | 0 | 0
BART SO2 Annual-Cholla 4 -v5.13 | 180 | 5871 | Rate Constraint in lbs/MMBtu | FALSE | L | Annual | Net Emissions Allowance Position | Thousand Tons | 1.5789 | 1.5789 | 1.5762 | 1.5789 | 1.5789 | 1.5789 | 1.5789
BART SO2 Annual-Cholla 4 -v5.13 | 180 | 5871 | Rate Constraint in lbs/MMBtu | FALSE | L | Annual | Fuel Consumed | TBtu | 29.0695 | 29.0695 | 29.02 | 29.0695 | 29.0695 | 29.0695 | 29.0695
BART SO2 Annual-Cholla 4 -v5.13 | 180 | 5871 | Rate Constraint in lbs/MMBtu | FALSE | L | Annual | Rate | lb/MMBtu | 0.10863 | 0.10863 | 0.10863 | 0.10863 | 0.10863 | 0.10863 | 0.10863
BART SO2 Annual-Cholla 4 -v5.13 | 180 | 5871 | Rate Constraint in lbs/MMBtu | FALSE | L | Annual | Generation | TWh | 2.8086 | 2.7923 | 2.7875 | 2.7923 | 2.7923 | 2.7923 | 2.7923
BART SO2 Annual-Cholla 4 -v5.13 | 180 | 5871 | Rate Constraint in lbs/MMBtu | FALSE | L | Annual | Qualifying Generation | TWh | 2.8086 | 2.7923 | 2.7875 | 2.7923 | 2.7923 | 2.7923 | 2.7923
BART SO2 Annual-Cholla 4 -v5.13 | 180 | 5871 | Rate Constraint in lbs/MMBtu | FALSE | L | Annual | Rate | lb/MWh | 0.56217 | 0.56545 | 0.56545 | 0.56545 | 0.56545 | 0.56545 | 0.56545
BART SO2 Annual-Cholla 4 -v5.13 | 180 | 5871 | Rate Constraint in lbs/MMBtu | FALSE | L | Annual | Constraint Shadow Price | US2011$/Ton | 0 | 0 | 0 | 0 | 0 | 0 | 0
BART SO2 Annual-Coal Creek 1 -v5.13 | 181 | 5881 | Rate Constraint in lbs/MMBtu | FALSE | L | Annual | Seasons Included | Seasons |  | Winter, Summer | Winter, Summer | Winter, Summer | Winter, Summer | Winter, Summer | Winter, Summer
BART SO2 Annual-Coal Creek 1 -v5.13 | 181 | 5881 | Rate Constraint in lbs/MMBtu | FALSE | L | Annual | Standard | lb/MMBtu | 0 | 0.15 | 0.15 | 0.15 | 0.15 | 0.15 | 0.15
BART SO2 Annual-Coal Creek 1 -v5.13 | 181 | 5881 | Rate Constraint in lbs/MMBtu | FALSE | L | Annual | Emissions at Affected Plants SO2 | Thousand Tons | 0 | 2.8366 | 3.0011 | 3.0011 | 3.0011 | 3.0011 | 3.0011
BART SO2 Annual-Coal Creek 1 -v5.13 | 181 | 5881 | Rate Constraint in lbs/MMBtu | FALSE | L | Annual | Allowances Purchased SO2 | Thousand Tons | 0 | 0 | 0 | 0 | 0 | 0 | 0
BART SO2 Annual-Coal Creek 1 -v5.13 | 181 | 5881 | Rate Constraint in lbs/MMBtu | FALSE | L | Annual | Allowances Sold SO2 | Thousand Tons | 0 | 0 | 0 | 0 | 0 | 0 | 0
BART SO2 Annual-Coal Creek 1 -v5.13 | 181 | 5881 | Rate Constraint in lbs/MMBtu | FALSE | L | Annual | Allowances Banked | Thousand Tons | 0 | 0 | 0 | 0 | 0 | 0 | 0
BART SO2 Annual-Coal Creek 1 -v5.13 | 181 | 5881 | Rate Constraint in lbs/MMBtu | FALSE | L | Annual | Allowances Withdrawn (1:1) | Thousand Tons | 0 | 0 | 0 | 0 | 0 | 0 | 0
BART SO2 Annual-Coal Creek 1 -v5.13 | 181 | 5881 | Rate Constraint in lbs/MMBtu | FALSE | L | Annual | Allowances Withdrawn (n:1) | Thousand Tons | 0 | 0 | 0 | 0 | 0 | 0 | 0
BART SO2 Annual-Coal Creek 1 -v5.13 | 181 | 5881 | Rate Constraint in lbs/MMBtu | FALSE | L | Annual | Net Emissions Allowance Position | Thousand Tons | 0 | 2.8366 | 3.0011 | 3.0011 | 3.0011 | 3.0011 | 3.0011
BART SO2 Annual-Coal Creek 1 -v5.13 | 181 | 5881 | Rate Constraint in lbs/MMBtu | FALSE | L | Annual | Fuel Consumed | TBtu | 0 | 37.8212 | 40.0146 | 40.0146 | 40.0146 | 40.0146 | 40.0146
BART SO2 Annual-Coal Creek 1 -v5.13 | 181 | 5881 | Rate Constraint in lbs/MMBtu | FALSE | L | Annual | Rate | lb/MMBtu | 0 | 0.15 | 0.15 | 0.15 | 0.15 | 0.15 | 0.15
BART SO2 Annual-Coal Creek 1 -v5.13 | 181 | 5881 | Rate Constraint in lbs/MMBtu | FALSE | L | Annual | Generation | TWh | 0 | 3.4023 | 3.5996 | 3.5996 | 3.5996 | 3.5996 | 3.5996
BART SO2 Annual-Coal Creek 1 -v5.13 | 181 | 5881 | Rate Constraint in lbs/MMBtu | FALSE | L | Annual | Qualifying Generation | TWh | 0 | 3.4023 | 3.5996 | 3.5996 | 3.5996 | 3.5996 | 3.5996
BART SO2 Annual-Coal Creek 1 -v5.13 | 181 | 5881 | Rate Constraint in lbs/MMBtu | FALSE | L | Annual | Rate | lb/MWh | 0 | 0.83373 | 0.83373 | 0.83373 | 0.83373 | 0.83373 | 0.83373
BART SO2 Annual-Coal Creek 1 -v5.13 | 181 | 5881 | Rate Constraint in lbs/MMBtu | FALSE | L | Annual | Constraint Shadow Price | US2011$/Ton | 0 | 20854.3607 | 24924.4471 | 22678.3619 | 37847.4867 | 26493.9269 | 31991.4633
BART SO2 Annual-Coal Creek 2 -v5.13 | 182 | 5882 | Rate Constraint in lbs/MMBtu | FALSE | L | Annual | Seasons Included | Seasons |  | Winter, Summer | Winter, Summer | Winter, Summer | Winter, Summer | Winter, Summer | Winter, Summer
BART SO2 Annual-Coal Creek 2 -v5.13 | 182 | 5882 | Rate Constraint in lbs/MMBtu | FALSE | L | Annual | Standard | lb/MMBtu | 0 | 0.15 | 0.15 | 0.15 | 0.15 | 0.15 | 0.15
BART SO2 Annual-Coal Creek 2 -v5.13 | 182 | 5882 | Rate Constraint in lbs/MMBtu | FALSE | L | Annual | Emissions at Affected Plants SO2 | Thousand Tons | 0 | 2.9526 | 3.0714 | 3.0714 | 3.1238 | 3.1238 | 3.1206
BART SO2 Annual-Coal Creek 2 -v5.13 | 182 | 5882 | Rate Constraint in lbs/MMBtu | FALSE | L | Annual | Allowances Purchased SO2 | Thousand Tons | 0 | 0 | 0 | 0 | 0 | 0 | 0
BART SO2 Annual-Coal Creek 2 -v5.13 | 182 | 5882 | Rate Constraint in lbs/MMBtu | FALSE | L | Annual | Allowances Sold SO2 | Thousand Tons | 0 | 0 | 0 | 0 | 0 | 0 | 0
BART SO2 Annual-Coal Creek 2 -v5.13 | 182 | 5882 | Rate Constraint in lbs/MMBtu | FALSE | L | Annual | Allowances Banked | Thousand Tons | 0 | 0 | 0 | 0 | 0 | 0 | 0
BART SO2 Annual-Coal Creek 2 -v5.13 | 182 | 5882 | Rate Constraint in lbs/MMBtu | FALSE | L | Annual | Allowances Withdrawn (1:1) | Thousand Tons | 0 | 0 | 0 | 0 | 0 | 0 | 0
BART SO2 Annual-Coal Creek 2 -v5.13 | 182 | 5882 | Rate Constraint in lbs/MMBtu | FALSE | L | Annual | Allowances Withdrawn (n:1) | Thousand Tons | 0 | 0 | 0 | 0 | 0 | 0 | 0
BART SO2 Annual-Coal Creek 2 -v5.13 | 182 | 5882 | Rate Constraint in lbs/MMBtu | FALSE | L | Annual | Net Emissions Allowance Position | Thousand Tons | 0 | 2.9526 | 3.0714 | 3.0714 | 3.1238 | 3.1238 | 3.1206
BART SO2 Annual-Coal Creek 2 -v5.13 | 182 | 5882 | Rate Constraint in lbs/MMBtu | FALSE | L | Annual | Fuel Consumed | TBtu | 0 | 39.3681 | 40.9515 | 40.9515 | 41.6512 | 41.6512 | 41.6082
BART SO2 Annual-Coal Creek 2 -v5.13 | 182 | 5882 | Rate Constraint in lbs/MMBtu | FALSE | L | Annual | Rate | lb/MMBtu | 0 | 0.15 | 0.15 | 0.15 | 0.15 | 0.15 | 0.15
BART SO2 Annual-Coal Creek 2 -v5.13 | 182 | 5882 | Rate Constraint in lbs/MMBtu | FALSE | L | Annual | Generation | TWh | 0 | 3.5437 | 3.6863 | 3.6863 | 3.7492 | 3.7492 | 3.7454
BART SO2 Annual-Coal Creek 2 -v5.13 | 182 | 5882 | Rate Constraint in lbs/MMBtu | FALSE | L | Annual | Qualifying Generation | TWh | 0 | 3.5437 | 3.6863 | 3.6863 | 3.7492 | 3.7492 | 3.7454
BART SO2 Annual-Coal Creek 2 -v5.13 | 182 | 5882 | Rate Constraint in lbs/MMBtu | FALSE | L | Annual | Rate | lb/MWh | 0 | 0.83319 | 0.83319 | 0.83319 | 0.83319 | 0.83319 | 0.83319
BART SO2 Annual-Coal Creek 2 -v5.13 | 182 | 5882 | Rate Constraint in lbs/MMBtu | FALSE | L | Annual | Constraint Shadow Price | US2011$/Ton | 0 | 21493.8213 | 24694.7704 | 24016.4223 | 37345.3295 | 26557.8734 | 30397.2119
BART SO2 Annual-Coronado U1B -v5.13 | 183 | 5872 | Rate Constraint in lbs/MMBtu | FALSE | L | Annual | Seasons Included | Seasons | Winter, Summer | Winter, Summer | Winter, Summer | Winter, Summer | Winter, Summer | Winter, Summer | Winter, Summer
BART SO2 Annual-Coronado U1B -v5.13 | 183 | 5872 | Rate Constraint in lbs/MMBtu | FALSE | L | Annual | Standard | lb/MMBtu | 0.08 | 0.08 | 0.08 | 0.08 | 0.08 | 0.08 | 0.08
BART SO2 Annual-Coronado U1B -v5.13 | 183 | 5872 | Rate Constraint in lbs/MMBtu | FALSE | L | Annual | Emissions at Affected Plants SO2 | Thousand Tons | 0.82115 | 0.82115 | 0.82115 | 0.82115 | 0.82115 | 0.82115 | 0.82115
BART SO2 Annual-Coronado U1B -v5.13 | 183 | 5872 | Rate Constraint in lbs/MMBtu | FALSE | L | Annual | Allowances Purchased SO2 | Thousand Tons | 0 | 0 | 0 | 0 | 0 | 0 | 0
BART SO2 Annual-Coronado U1B -v5.13 | 183 | 5872 | Rate Constraint in lbs/MMBtu | FALSE | L | Annual | Allowances Sold SO2 | Thousand Tons | 0 | 0 | 0 | 0 | 0 | 0 | 0
BART SO2 Annual-Coronado U1B -v5.13 | 183 | 5872 | Rate Constraint in lbs/MMBtu | FALSE | L | Annual | Allowances Banked | Thousand Tons | 0 | 0 | 0 | 0 | 0 | 0 | 0
BART SO2 Annual-Coronado U1B -v5.13 | 183 | 5872 | Rate Constraint in lbs/MMBtu | FALSE | L | Annual | Allowances Withdrawn (1:1) | Thousand Tons | 0 | 0 | 0 | 0 | 0 | 0 | 0
BART SO2 Annual-Coronado U1B -v5.13 | 183 | 5872 | Rate Constraint in lbs/MMBtu | FALSE | L | Annual | Allowances Withdrawn (n:1) | Thousand Tons | 0 | 0 | 0 | 0 | 0 | 0 | 0
BART SO2 Annual-Coronado U1B -v5.13 | 183 | 5872 | Rate Constraint in lbs/MMBtu | FALSE | L | Annual | Net Emissions Allowance Position | Thousand Tons | 0.82115 | 0.82115 | 0.82115 | 0.82115 | 0.82115 | 0.82115 | 0.82115
BART SO2 Annual-Coronado U1B -v5.13 | 183 | 5872 | Rate Constraint in lbs/MMBtu | FALSE | L | Annual | Fuel Consumed | TBtu | 27.3718 | 27.3718 | 27.3718 | 27.3718 | 27.3718 | 27.3718 | 27.4757
BART SO2 Annual-Coronado U1B -v5.13 | 183 | 5872 | Rate Constraint in lbs/MMBtu | FALSE | L | Annual | Rate | lb/MMBtu | 0.06 | 0.06 | 0.06 | 0.06 | 0.06 | 0.06 | 0.059773
BART SO2 Annual-Coronado U1B -v5.13 | 183 | 5872 | Rate Constraint in lbs/MMBtu | FALSE | L | Annual | Generation | TWh | 2.7508 | 2.7508 | 2.7508 | 2.7508 | 2.7508 | 2.7508 | 2.7508
BART SO2 Annual-Coronado U1B -v5.13 | 183 | 5872 | Rate Constraint in lbs/MMBtu | FALSE | L | Annual | Qualifying Generation | TWh | 2.7508 | 2.7508 | 2.7508 | 2.7508 | 2.7508 | 2.7508 | 2.7508
BART SO2 Annual-Coronado U1B -v5.13 | 183 | 5872 | Rate Constraint in lbs/MMBtu | FALSE | L | Annual | Rate | lb/MWh | 0.29851 | 0.29851 | 0.29851 | 0.29851 | 0.29851 | 0.29851 | 0.29851
BART SO2 Annual-Coronado U1B -v5.13 | 183 | 5872 | Rate Constraint in lbs/MMBtu | FALSE | L | Annual | Constraint Shadow Price | US2011$/Ton | 0 | 0 | 0 | 0 | 0 | 0 | 0
BART SO2 Annual-Coronado U2B -v5.13 | 184 | 5873 | Rate Constraint in lbs/MMBtu | FALSE | L | Annual | Seasons Included | Seasons | Winter, Summer | Winter, Summer | Winter, Summer | Winter, Summer | Winter, Summer | Winter, Summer | Winter, Summer
BART SO2 Annual-Coronado U2B -v5.13 | 184 | 5873 | Rate Constraint in lbs/MMBtu | FALSE | L | Annual | Standard | lb/MMBtu | 0.08 | 0.08 | 0.08 | 0.08 | 0.08 | 0.08 | 0.08
BART SO2 Annual-Coronado U2B -v5.13 | 184 | 5873 | Rate Constraint in lbs/MMBtu | FALSE | L | Annual | Emissions at Affected Plants SO2 | Thousand Tons | 0.93096 | 0.93096 | 0.93096 | 0.93096 | 0.93096 | 0.93096 | 0.93096
BART SO2 Annual-Coronado U2B -v5.13 | 184 | 5873 | Rate Constraint in lbs/MMBtu | FALSE | L | Annual | Allowances Purchased SO2 | Thousand Tons | 0 | 0 | 0 | 0 | 0 | 0 | 0
BART SO2 Annual-Coronado U2B -v5.13 | 184 | 5873 | Rate Constraint in lbs/MMBtu | FALSE | L | Annual | Allowances Sold SO2 | Thousand Tons | 0 | 0 | 0 | 0 | 0 | 0 | 0
BART SO2 Annual-Coronado U2B -v5.13 | 184 | 5873 | Rate Constraint in lbs/MMBtu | FALSE | L | Annual | Allowances Banked | Thousand Tons | 0 | 0 | 0 | 0 | 0 | 0 | 0
BART SO2 Annual-Coronado U2B -v5.13 | 184 | 5873 | Rate Constraint in lbs/MMBtu | FALSE | L | Annual | Allowances Withdrawn (1:1) | Thousand Tons | 0 | 0 | 0 | 0 | 0 | 0 | 0
BART SO2 Annual-Coronado U2B -v5.13 | 184 | 5873 | Rate Constraint in lbs/MMBtu | FALSE | L | Annual | Allowances Withdrawn (n:1) | Thousand Tons | 0 | 0 | 0 | 0 | 0 | 0 | 0
BART SO2 Annual-Coronado U2B -v5.13 | 184 | 5873 | Rate Constraint in lbs/MMBtu | FALSE | L | Annual | Net Emissions Allowance Position | Thousand Tons | 0.93096 | 0.93096 | 0.93096 | 0.93096 | 0.93096 | 0.93096 | 0.93096
BART SO2 Annual-Coronado U2B -v5.13 | 184 | 5873 | Rate Constraint in lbs/MMBtu | FALSE | L | Annual | Fuel Consumed | TBtu | 27.9705 | 27.9705 | 27.9705 | 27.9705 | 27.9705 | 27.9705 | 28.0538
BART SO2 Annual-Coronado U2B -v5.13 | 184 | 5873 | Rate Constraint in lbs/MMBtu | FALSE | L | Annual | Rate | lb/MMBtu | 0.066567 | 0.066567 | 0.066567 | 0.066567 | 0.066567 | 0.066567 | 0.066369
BART SO2 Annual-Coronado U2B -v5.13 | 184 | 5873 | Rate Constraint in lbs/MMBtu | FALSE | L | Annual | Generation | TWh | 2.784 | 2.784 | 2.784 | 2.784 | 2.784 | 2.784 | 2.784
BART SO2 Annual-Coronado U2B -v5.13 | 184 | 5873 | Rate Constraint in lbs/MMBtu | FALSE | L | Annual | Qualifying Generation | TWh | 2.784 | 2.784 | 2.784 | 2.784 | 2.784 | 2.784 | 2.784
BART SO2 Annual-Coronado U2B -v5.13 | 184 | 5873 | Rate Constraint in lbs/MMBtu | FALSE | L | Annual | Rate | lb/MWh | 0.33439 | 0.33439 | 0.33439 | 0.33439 | 0.33439 | 0.33439 | 0.33439
BART SO2 Annual-Coronado U2B -v5.13 | 184 | 5873 | Rate Constraint in lbs/MMBtu | FALSE | L | Annual | Constraint Shadow Price | US2011$/Ton | 0 | 0 | 0 | 0 | 0 | 0 | 0
BART SO2 Annual-Craig C1 -v5.14 | 185 | 6097 | Rate Constraint in lbs/MMBtu | FALSE | L | Annual | Seasons Included | Seasons | Winter, Summer | Winter, Summer | Winter, Summer | Winter, Summer | Winter, Summer | Winter, Summer | Winter, Summer
BART SO2 Annual-Craig C1 -v5.14 | 185 | 6097 | Rate Constraint in lbs/MMBtu | FALSE | L | Annual | Standard | lb/MMBtu | 0.11 | 0.11 | 0.11 | 0.11 | 0.11 | 0.11 | 0.11
BART SO2 Annual-Craig C1 -v5.14 | 185 | 6097 | Rate Constraint in lbs/MMBtu | FALSE | L | Annual | Emissions at Affected Plants SO2 | Thousand Tons | 0.88076 | 0.88076 | 0.88076 | 0.88076 | 0.88076 | 0.88076 | 0.88076
BART SO2 Annual-Craig C1 -v5.14 | 185 | 6097 | Rate Constraint in lbs/MMBtu | FALSE | L | Annual | Allowances Purchased SO2 | Thousand Tons | 0 | 0 | 0 | 0 | 0 | 0 | 0
BART SO2 Annual-Craig C1 -v5.14 | 185 | 6097 | Rate Constraint in lbs/MMBtu | FALSE | L | Annual | Allowances Sold SO2 | Thousand Tons | 0 | 0 | 0 | 0 | 0 | 0 | 0
BART SO2 Annual-Craig C1 -v5.14 | 185 | 6097 | Rate Constraint in lbs/MMBtu | FALSE | L | Annual | Allowances Banked | Thousand Tons | 0 | 0 | 0 | 0 | 0 | 0 | 0
BART SO2 Annual-Craig C1 -v5.14 | 185 | 6097 | Rate Constraint in lbs/MMBtu | FALSE | L | Annual | Allowances Withdrawn (1:1) | Thousand Tons | 0 | 0 | 0 | 0 | 0 | 0 | 0
BART SO2 Annual-Craig C1 -v5.14 | 185 | 6097 | Rate Constraint in lbs/MMBtu | FALSE | L | Annual | Allowances Withdrawn (n:1) | Thousand Tons | 0 | 0 | 0 | 0 | 0 | 0 | 0
BART SO2 Annual-Craig C1 -v5.14 | 185 | 6097 | Rate Constraint in lbs/MMBtu | FALSE | L | Annual | Net Emissions Allowance Position | Thousand Tons | 0.88076 | 0.88076 | 0.88076 | 0.88076 | 0.88076 | 0.88076 | 0.88076
BART SO2 Annual-Craig C1 -v5.14 | 185 | 6097 | Rate Constraint in lbs/MMBtu | FALSE | L | Annual | Fuel Consumed | TBtu | 29.3586 | 29.3586 | 29.3586 | 29.3586 | 29.3586 | 29.3586 | 29.3586
BART SO2 Annual-Craig C1 -v5.14 | 185 | 6097 | Rate Constraint in lbs/MMBtu | FALSE | L | Annual | Rate | lb/MMBtu | 0.06 | 0.06 | 0.06 | 0.06 | 0.06 | 0.06 | 0.06
BART SO2 Annual-Craig C1 -v5.14 | 185 | 6097 | Rate Constraint in lbs/MMBtu | FALSE | L | Annual | Generation | TWh | 3.0691 | 3.0691 | 3.0691 | 3.0531 | 3.0531 | 3.0531 | 3.0531
BART SO2 Annual-Craig C1 -v5.14 | 185 | 6097 | Rate Constraint in lbs/MMBtu | FALSE | L | Annual | Qualifying Generation | TWh | 3.0691 | 3.0691 | 3.0691 | 3.0531 | 3.0531 | 3.0531 | 3.0531
BART SO2 Annual-Craig C1 -v5.14 | 185 | 6097 | Rate Constraint in lbs/MMBtu | FALSE | L | Annual | Rate | lb/MWh | 0.28698 | 0.28698 | 0.28698 | 0.28848 | 0.28848 | 0.28848 | 0.28848
BART SO2 Annual-Craig C1 -v5.14 | 185 | 6097 | Rate Constraint in lbs/MMBtu | FALSE | L | Annual | Constraint Shadow Price | US2011$/Ton | 0 | 0 | 0 | 0 | 0 | 0 | 0
BART SO2 Annual-Craig C2 -v5.14 | 186 | 6098 | Rate Constraint in lbs/MMBtu | FALSE | L | Annual | Seasons Included | Seasons | Winter, Summer | Winter, Summer | Winter, Summer | Winter, Summer | Winter, Summer | Winter, Summer | Winter, Summer
BART SO2 Annual-Craig C2 -v5.14 | 186 | 6098 | Rate Constraint in lbs/MMBtu | FALSE | L | Annual | Standard | lb/MMBtu | 0.11 | 0.11 | 0.11 | 0.11 | 0.11 | 0.11 | 0.11
BART SO2 Annual-Craig C2 -v5.14 | 186 | 6098 | Rate Constraint in lbs/MMBtu | FALSE | L | Annual | Emissions at Affected Plants SO2 | Thousand Tons | 0.9095 | 0.91571 | 0.91571 | 0.91571 | 0.91571 | 0.91571 | 0.91571
BART SO2 Annual-Craig C2 -v5.14 | 186 | 6098 | Rate Constraint in lbs/MMBtu | FALSE | L | Annual | Allowances Purchased SO2 | Thousand Tons | 0 | 0 | 0 | 0 | 0 | 0 | 0
BART SO2 Annual-Craig C2 -v5.14 | 186 | 6098 | Rate Constraint in lbs/MMBtu | FALSE | L | Annual | Allowances Sold SO2 | Thousand Tons | 0 | 0 | 0 | 0 | 0 | 0 | 0
BART SO2 Annual-Craig C2 -v5.14 | 186 | 6098 | Rate Constraint in lbs/MMBtu | FALSE | L | Annual | Allowances Banked | Thousand Tons | 0 | 0 | 0 | 0 | 0 | 0 | 0
BART SO2 Annual-Craig C2 -v5.14 | 186 | 6098 | Rate Constraint in lbs/MMBtu | FALSE | L | Annual | Allowances Withdrawn (1:1) | Thousand Tons | 0 | 0 | 0 | 0 | 0 | 0 | 0
BART SO2 Annual-Craig C2 -v5.14 | 186 | 6098 | Rate Constraint in lbs/MMBtu | FALSE | L | Annual | Allowances Withdrawn (n:1) | Thousand Tons | 0 | 0 | 0 | 0 | 0 | 0 | 0
BART SO2 Annual-Craig C2 -v5.14 | 186 | 6098 | Rate Constraint in lbs/MMBtu | FALSE | L | Annual | Net Emissions Allowance Position | Thousand Tons | 0.9095 | 0.91571 | 0.91571 | 0.91571 | 0.91571 | 0.91571 | 0.91571
BART SO2 Annual-Craig C2 -v5.14 | 186 | 6098 | Rate Constraint in lbs/MMBtu | FALSE | L | Annual | Fuel Consumed | TBtu | 30.3166 | 30.5237 | 30.5237 | 30.5237 | 30.5237 | 30.5237 | 30.5237
BART SO2 Annual-Craig C2 -v5.14 | 186 | 6098 | Rate Constraint in lbs/MMBtu | FALSE | L | Annual | Rate | lb/MMBtu | 0.06 | 0.06 | 0.06 | 0.06 | 0.06 | 0.06 | 0.06
BART SO2 Annual-Craig C2 -v5.14 | 186 | 6098 | Rate Constraint in lbs/MMBtu | FALSE | L | Annual | Generation | TWh | 3.033 | 3.0537 | 3.0537 | 3.0537 | 3.0537 | 3.0537 | 3.0537
BART SO2 Annual-Craig C2 -v5.14 | 186 | 6098 | Rate Constraint in lbs/MMBtu | FALSE | L | Annual | Qualifying Generation | TWh | 3.033 | 3.0537 | 3.0537 | 3.0537 | 3.0537 | 3.0537 | 3.0537
BART SO2 Annual-Craig C2 -v5.14 | 186 | 6098 | Rate Constraint in lbs/MMBtu | FALSE | L | Annual | Rate | lb/MWh | 0.29987 | 0.29987 | 0.29987 | 0.29987 | 0.29987 | 0.29987 | 0.29987
BART SO2 Annual-Craig C2 -v5.14 | 186 | 6098 | Rate Constraint in lbs/MMBtu | FALSE | L | Annual | Constraint Shadow Price | US2011$/Ton | 0 | 0 | 0 | 0 | 0 | 0 | 0
BART SO2 Annual-Jeffrey Energy Center 1 -v5.13 | 187 | 5877 | Rate Constraint in lbs/MMBtu | FALSE | L | Annual | Seasons Included | Seasons |  | Winter, Summer | Winter, Summer | Winter, Summer | Winter, Summer | Winter, Summer | Winter, Summer
BART SO2 Annual-Jeffrey Energy Center 1 -v5.13 | 187 | 5877 | Rate Constraint in lbs/MMBtu | FALSE | L | Annual | Standard | lb/MMBtu | 0 | 0.15 | 0.15 | 0.15 | 0.15 | 0.15 | 0.15
BART SO2 Annual-Jeffrey Energy Center 1 -v5.13 | 187 | 5877 | Rate Constraint in lbs/MMBtu | FALSE | L | Annual | Emissions at Affected Plants SO2 | Thousand Tons | 0 | 1.7668 | 1.7668 | 1.7668 | 1.7668 | 1.7668 | 1.7668
BART SO2 Annual-Jeffrey Energy Center 1 -v5.13 | 187 | 5877 | Rate Constraint in lbs/MMBtu | FALSE | L | Annual | Allowances Purchased SO2 | Thousand Tons | 0 | 0 | 0 | 0 | 0 | 0 | 0
BART SO2 Annual-Jeffrey Energy Center 1 -v5.13 | 187 | 5877 | Rate Constraint in lbs/MMBtu | FALSE | L | Annual | Allowances Sold SO2 | Thousand Tons | 0 | 0 | 0 | 0 | 0 | 0 | 0
BART SO2 Annual-Jeffrey Energy Center 1 -v5.13 | 187 | 5877 | Rate Constraint in lbs/MMBtu | FALSE | L | Annual | Allowances Banked | Thousand Tons | 0 | 0 | 0 | 0 | 0 | 0 | 0
BART SO2 Annual-Jeffrey Energy Center 1 -v5.13 | 187 | 5877 | Rate Constraint in lbs/MMBtu | FALSE | L | Annual | Allowances Withdrawn (1:1) | Thousand Tons | 0 | 0 | 0 | 0 | 0 | 0 | 0
BART SO2 Annual-Jeffrey Energy Center 1 -v5.13 | 187 | 5877 | Rate Constraint in lbs/MMBtu | FALSE | L | Annual | Allowances Withdrawn (n:1) | Thousand Tons | 0 | 0 | 0 | 0 | 0 | 0 | 0
BART SO2 Annual-Jeffrey Energy Center 1 -v5.13 | 187 | 5877 | Rate Constraint in lbs/MMBtu | FALSE | L | Annual | Net Emissions Allowance Position | Thousand Tons | 0 | 1.7668 | 1.7668 | 1.7668 | 1.7668 | 1.7668 | 1.7668
BART SO2 Annual-Jeffrey Energy Center 1 -v5.13 | 187 | 5877 | Rate Constraint in lbs/MMBtu | FALSE | L | Annual | Fuel Consumed | TBtu | 0 | 58.8929 | 58.8929 | 58.8929 | 58.8929 | 58.8929 | 58.8929
BART SO2 Annual-Jeffrey Energy Center 1 -v5.13 | 187 | 5877 | Rate Constraint in lbs/MMBtu | FALSE | L | Annual | Rate | lb/MMBtu | 0 | 0.06 | 0.06 | 0.06 | 0.06 | 0.06 | 0.06
BART SO2 Annual-Jeffrey Energy Center 1 -v5.13 | 187 | 5877 | Rate Constraint in lbs/MMBtu | FALSE | L | Annual | Generation | TWh | 0 | 5.2715 | 5.2715 | 5.2715 | 5.2715 | 5.2715 | 5.2715
BART SO2 Annual-Jeffrey Energy Center 1 -v5.13 | 187 | 5877 | Rate Constraint in lbs/MMBtu | FALSE | L | Annual | Qualifying Generation | TWh | 0 | 5.2715 | 5.2715 | 5.2715 | 5.2715 | 5.2715 | 5.2715
BART SO2 Annual-Jeffrey Energy Center 1 -v5.13 | 187 | 5877 | Rate Constraint in lbs/MMBtu | FALSE | L | Annual | Rate | lb/MWh | 0 | 0.33516 | 0.33516 | 0.33516 | 0.33516 | 0.33516 | 0.33516
BART SO2 Annual-Jeffrey Energy Center 1 -v5.13 | 187 | 5877 | Rate Constraint in lbs/MMBtu | FALSE | L | Annual | Constraint Shadow Price | US2011$/Ton | 0 | 0 | 0 | 0 | 0 | 0 | 0
BART SO2 Annual-Jeffrey Energy Center 2 -v5.13 | 188 | 5878 | Rate Constraint in lbs/MMBtu | FALSE | L | Annual | Seasons Included | Seasons |  | Winter, Summer | Winter, Summer | Winter, Summer | Winter, Summer | Winter, Summer | Winter, Summer
BART SO2 Annual-Jeffrey Energy Center 2 -v5.13 | 188 | 5878 | Rate Constraint in lbs/MMBtu | FALSE | L | Annual | Standard | lb/MMBtu | 0 | 0.15 | 0.15 | 0.15 | 0.15 | 0.15 | 0.15
BART SO2 Annual-Jeffrey Energy Center 2 -v5.13 | 188 | 5878 | Rate Constraint in lbs/MMBtu | FALSE | L | Annual | Emissions at Affected Plants SO2 | Thousand Tons | 0 | 1.7664 | 1.7664 | 1.7664 | 1.7664 | 1.7664 | 1.7664
BART SO2 Annual-Jeffrey Energy Center 2 -v5.13 | 188 | 5878 | Rate Constraint in lbs/MMBtu | FALSE | L | Annual | Allowances Purchased SO2 | Thousand Tons | 0 | 0 | 0 | 0 | 0 | 0 | 0
BART SO2 Annual-Jeffrey Energy Center 2 -v5.13 | 188 | 5878 | Rate Constraint in lbs/MMBtu | FALSE | L | Annual | Allowances Sold SO2 | Thousand Tons | 0 | 0 | 0 | 0 | 0 | 0 | 0
BART SO2 Annual-Jeffrey Energy Center 2 -v5.13 | 188 | 5878 | Rate Constraint in lbs/MMBtu | FALSE | L | Annual | Allowances Banked | Thousand Tons | 0 | 0 | 0 | 0 | 0 | 0 | 0
BART SO2 Annual-Jeffrey Energy Center 2 -v5.13 | 188 | 5878 | Rate Constraint in lbs/MMBtu | FALSE | L | Annual | Allowances Withdrawn (1:1) | Thousand Tons | 0 | 0 | 0 | 0 | 0 | 0 | 0
BART SO2 Annual-Jeffrey Energy Center 2 -v5.13 | 188 | 5878 | Rate Constraint in lbs/MMBtu | FALSE | L | Annual | Allowances Withdrawn (n:1) | Thousand Tons | 0 | 0 | 0 | 0 | 0 | 0 | 0
BART SO2 Annual-Jeffrey Energy Center 2 -v5.13 | 188 | 5878 | Rate Constraint in lbs/MMBtu | FALSE | L | Annual | Net Emissions Allowance Position | Thousand Tons | 0 | 1.7664 | 1.7664 | 1.7664 | 1.7664 | 1.7664 | 1.7664
BART SO2 Annual-Jeffrey Energy Center 2 -v5.13 | 188 | 5878 | Rate Constraint in lbs/MMBtu | FALSE | L | Annual | Fuel Consumed | TBtu | 0 | 58.8814 | 58.8814 | 58.8814 | 58.8814 | 58.8814 | 58.8814
BART SO2 Annual-Jeffrey Energy Center 2 -v5.13 | 188 | 5878 | Rate Constraint in lbs/MMBtu | FALSE | L | Annual | Rate | lb/MMBtu | 0 | 0.06 | 0.06 | 0.06 | 0.06 | 0.06 | 0.06
BART SO2 Annual-Jeffrey Energy Center 2 -v5.13 | 188 | 5878 | Rate Constraint in lbs/MMBtu | FALSE | L | Annual | Generation | TWh | 0 | 5.2861 | 5.2861 | 5.2861 | 5.2861 | 5.2861 | 5.2861
BART SO2 Annual-Jeffrey Energy Center 2 -v5.13 | 188 | 5878 | Rate Constraint in lbs/MMBtu | FALSE | L | Annual | Qualifying Generation | TWh | 0 | 5.2861 | 5.2861 | 5.2861 | 5.2861 | 5.2861 | 5.2861
BART SO2 Annual-Jeffrey Energy Center 2 -v5.13 | 188 | 5878 | Rate Constraint in lbs/MMBtu | FALSE | L | Annual | Rate | lb/MWh | 0 | 0.33417 | 0.33417 | 0.33417 | 0.33417 | 0.33417 | 0.33417
BART SO2 Annual-Jeffrey Energy Center 2 -v5.13 | 188 | 5878 | Rate Constraint in lbs/MMBtu | FALSE | L | Annual | Constraint Shadow Price | US2011$/Ton | 0 | 0 | 0 | 0 | 0 | 0 | 0
BART SO2 Annual-La Cygne 1 -v5.13 | 189 | 5879 | Rate Constraint in lbs/MMBtu | FALSE | L | Annual | Seasons Included | Seasons | Winter, Summer | Winter, Summer | Winter, Summer | Winter, Summer | Winter, Summer | Winter, Summer | Winter, Summer
BART SO2 Annual-La Cygne 1 -v5.13 | 189 | 5879 | Rate Constraint in lbs/MMBtu | FALSE | L | Annual | Standard | lb/MMBtu | 0.15 | 0.15 | 0.15 | 0.15 | 0.15 | 0.15 | 0.15
BART SO2 Annual-La Cygne 1 -v5.13 | 189 | 5879 | Rate Constraint in lbs/MMBtu | FALSE | L | Annual | Emissions at Affected Plants SO2 | Thousand Tons | 2.5902 | 2.5902 | 2.5857 | 2.5902 | 2.5902 | 2.5834 | 2.5834
BART SO2 Annual-La Cygne 1 -v5.13 | 189 | 5879 | Rate Constraint in lbs/MMBtu | FALSE | L | Annual | Allowances Purchased SO2 | Thousand Tons | 0 | 0 | 0 | 0 | 0 | 0 | 0
BART SO2 Annual-La Cygne 1 -v5.13 | 189 | 5879 | Rate Constraint in lbs/MMBtu | FALSE | L | Annual | Allowances Sold SO2 | Thousand Tons | 0 | 0 | 0 | 0 | 0 | 0 | 0
BART SO2 Annual-La Cygne 1 -v5.13 | 189 | 5879 | Rate Constraint in lbs/MMBtu | FALSE | L | Annual | Allowances Banked | Thousand Tons | 0 | 0 | 0 | 0 | 0 | 0 | 0
BART SO2 Annual-La Cygne 1 -v5.13 | 189 | 5879 | Rate Constraint in lbs/MMBtu | FALSE | L | Annual | Allowances Withdrawn (1:1) | Thousand Tons | 0 | 0 | 0 | 0 | 0 | 0 | 0
BART SO2 Annual-La Cygne 1 -v5.13 | 189 | 5879 | Rate Constraint in lbs/MMBtu | FALSE | L | Annual | Allowances Withdrawn (n:1) | Thousand Tons | 0 | 0 | 0 | 0 | 0 | 0 | 0
BART SO2 Annual-La Cygne 1 -v5.13 | 189 | 5879 | Rate Constraint in lbs/MMBtu | FALSE | L | Annual | Net Emissions Allowance Position | Thousand Tons | 2.5902 | 2.5902 | 2.5857 | 2.5902 | 2.5902 | 2.5834 | 2.5834
BART SO2 Annual-La Cygne 1 -v5.13 | 189 | 5879 | Rate Constraint in lbs/MMBtu | FALSE | L | Annual | Fuel Consumed | TBtu | 57.8657 | 57.8657 | 57.7657 | 57.8657 | 57.8657 | 57.8697 | 57.8697
BART SO2 Annual-La Cygne 1 -v5.13 | 189 | 5879 | Rate Constraint in lbs/MMBtu | FALSE | L | Annual | Rate | lb/MMBtu | 0.089524 | 0.089524 | 0.089524 | 0.089524 | 0.089524 | 0.089284 | 0.089284
BART SO2 Annual-La Cygne 1 -v5.13 | 189 | 5879 | Rate Constraint in lbs/MMBtu | FALSE | L | Annual | Generation | TWh | 5.3663 | 5.3663 | 5.357 | 5.3663 | 5.3663 | 5.3663 | 5.3663
BART SO2 Annual-La Cygne 1 -v5.13 | 189 | 5879 | Rate Constraint in lbs/MMBtu | FALSE | L | Annual | Qualifying Generation | TWh | 5.3663 | 5.3663 | 5.357 | 5.3663 | 5.3663 | 5.3663 | 5.3663
BART SO2 Annual-La Cygne 1 -v5.13 | 189 | 5879 | Rate Constraint in lbs/MMBtu | FALSE | L | Annual | Rate | lb/MWh | 0.48268 | 0.48268 | 0.48268 | 0.48268 | 0.48268 | 0.48142 | 0.48142
BART SO2 Annual-La Cygne 1 -v5.13 | 189 | 5879 | Rate Constraint in lbs/MMBtu | FALSE | L | Annual | Constraint Shadow Price | US2011$/Ton | 0 | 0 | 0 | 0 | 0 | 0 | 0
BART SO2 Annual-La Cygne 2 -v5.13 | 190 | 5880 | Rate Constraint in lbs/MMBtu | FALSE | L | Annual | Seasons Included | Seasons |  | Winter, Summer | Winter, Summer | Winter, Summer | Winter, Summer | Winter, Summer | Winter, Summer
BART SO2 Annual-La Cygne 2 -v5.13 | 190 | 5880 | Rate Constraint in lbs/MMBtu | FALSE | L | Annual | Standard | lb/MMBtu | 0 | 0.15 | 0.15 | 0.15 | 0.15 | 0.15 | 0.15
BART SO2 Annual-La Cygne 2 -v5.13 | 190 | 5880 | Rate Constraint in lbs/MMBtu | FALSE | L | Annual | Emissions at Affected Plants SO2 | Thousand Tons | 0 | 1.4572 | 1.4547 | 1.4572 | 1.4572 | 1.4572 | 1.4572
BART SO2 Annual-La Cygne 2 -v5.13 | 190 | 5880 | Rate Constraint in lbs/MMBtu | FALSE | L | Annual | Allowances Purchased SO2 | Thousand Tons | 0 | 0 | 0 | 0 | 0 | 0 | 0
BART SO2 Annual-La Cygne 2 -v5.13 | 190 | 5880 | Rate Constraint in lbs/MMBtu | FALSE | L | Annual | Allowances Sold SO2 | Thousand Tons | 0 | 0 | 0 | 0 | 0 | 0 | 0
BART SO2 Annual-La Cygne 2 -v5.13 | 190 | 5880 | Rate Constraint in lbs/MMBtu | FALSE | L | Annual | Allowances Banked | Thousand Tons | 0 | 0 | 0 | 0 | 0 | 0 | 0
BART SO2 Annual-La Cygne 2 -v5.13 | 190 | 5880 | Rate Constraint in lbs/MMBtu | FALSE | L | Annual | Allowances Withdrawn (1:1) | Thousand Tons | 0 | 0 | 0 | 0 | 0 | 0 | 0
BART SO2 Annual-La Cygne 2 -v5.13 | 190 | 5880 | Rate Constraint in lbs/MMBtu | FALSE | L | Annual | Allowances Withdrawn (n:1) | Thousand Tons | 0 | 0 | 0 | 0 | 0 | 0 | 0
BART SO2 Annual-La Cygne 2 -v5.13 | 190 | 5880 | Rate Constraint in lbs/MMBtu | FALSE | L | Annual | Net Emissions Allowance Position | Thousand Tons | 0 | 1.4572 | 1.4547 | 1.4572 | 1.4572 | 1.4572 | 1.4572
BART SO2 Annual-La Cygne 2 -v5.13 | 190 | 5880 | Rate Constraint in lbs/MMBtu | FALSE | L | Annual | Fuel Consumed | TBtu | 0 | 51.0022 | 50.914 | 51.0022 | 51.0022 | 51.0192 | 51.0192
BART SO2 Annual-La Cygne 2 -v5.13 | 190 | 5880 | Rate Constraint in lbs/MMBtu | FALSE | L | Annual | Rate | lb/MMBtu | 0 | 0.057143 | 0.057143 | 0.057143 | 0.057143 | 0.057124 | 0.057124
BART SO2 Annual-La Cygne 2 -v5.13 | 190 | 5880 | Rate Constraint in lbs/MMBtu | FALSE | L | Annual | Generation | TWh | 0 | 4.9725 | 4.9639 | 4.9725 | 4.9725 | 4.9725 | 4.9725
BART SO2 Annual-La Cygne 2 -v5.13 | 190 | 5880 | Rate Constraint in lbs/MMBtu | FALSE | L | Annual | Qualifying Generation | TWh | 0 | 4.9725 | 4.9639 | 4.9725 | 4.9725 | 4.9725 | 4.9725
BART SO2 Annual-La Cygne 2 -v5.13 | 190 | 5880 | Rate Constraint in lbs/MMBtu | FALSE | L | Annual | Rate | lb/MWh | 0 | 0.29305 | 0.29305 | 0.29305 | 0.29305 | 0.29305 | 0.29305
BART SO2 Annual-La Cygne 2 -v5.13 | 190 | 5880 | Rate Constraint in lbs/MMBtu | FALSE | L | Annual | Constraint Shadow Price | US2011$/Ton | 0 | 0 | 0 | 0 | 0 | 0 | 0
BART SO2 Annual-Lawrence 4 -v5.14 | 191 | 6092 | Rate Constraint in lbs/MMBtu | FALSE | L | Annual | Seasons Included | Seasons | Winter, Summer | Winter, Summer | Winter, Summer | Winter, Summer | Winter, Summer | Winter, Summer | Winter, Summer
BART SO2 Annual-Lawrence 4 -v5.14 | 191 | 6092 | Rate Constraint in lbs/MMBtu | FALSE | L | Annual | Standard | lb/MMBtu | 0.15 | 0.15 | 0.15 | 0.15 | 0.15 | 0.15 | 0.15
BART SO2 Annual-Lawrence 4 -v5.14 | 191 | 6092 | Rate Constraint in lbs/MMBtu | FALSE | L | Annual | Emissions at Affected Plants SO2 | Thousand Tons | 0.24923 | 0.26375 | 0.26375 | 0.26375 | 0.26375 | 0.26375 | 0.26375
BART SO2 Annual-Lawrence 4 -v5.14 | 191 | 6092 | Rate Constraint in lbs/MMBtu | FALSE | L | Annual | Allowances Purchased SO2 | Thousand Tons | 0 | 0 | 0 | 0 | 0 | 0 | 0
BART SO2 Annual-Lawrence 4 -v5.14 | 191 | 6092 | Rate Constraint in lbs/MMBtu | FALSE | L | Annual | Allowances Sold SO2 | Thousand Tons | 0 | 0 | 0 | 0 | 0 | 0 | 0
BART SO2 Annual-Lawrence 4 -v5.14 | 191 | 6092 | Rate Constraint in lbs/MMBtu | FALSE | L | Annual | Allowances Banked | Thousand Tons | 0 | 0 | 0 | 0 | 0 | 0 | 0
BART SO2 Annual-Lawrence 4 -v5.14 | 191 | 6092 | Rate Constraint in lbs/MMBtu | FALSE | L | Annual | Allowances Withdrawn (1:1) | Thousand Tons | 0 | 0 | 0 | 0 | 0 | 0 | 0
BART SO2 Annual-Lawrence 4 -v5.14 | 191 | 6092 | Rate Constraint in lbs/MMBtu | FALSE | L | Annual | Allowances Withdrawn (n:1) | Thousand Tons | 0 | 0 | 0 | 0 | 0 | 0 | 0
BART SO2 Annual-Lawrence 4 -v5.14 | 191 | 6092 | Rate Constraint in lbs/MMBtu | FALSE | L | Annual | Net Emissions Allowance Position | Thousand Tons | 0.24923 | 0.26375 | 0.26375 | 0.26375 | 0.26375 | 0.26375 | 0.26375
BART SO2 Annual-Lawrence 4 -v5.14 | 191 | 6092 | Rate Constraint in lbs/MMBtu | FALSE | L | Annual | Fuel Consumed | TBtu | 8.7231 | 9.2312 | 9.2312 | 9.2312 | 9.2312 | 9.2394 | 9.2394
BART SO2 Annual-Lawrence 4 -v5.14 | 191 | 6092 | Rate Constraint in lbs/MMBtu | FALSE | L | Annual | Rate | lb/MMBtu | 0.057143 | 0.057143 | 0.057143 | 0.057143 | 0.057143 | 0.057092 | 0.057092
BART SO2 Annual-Lawrence 4 -v5.14 | 191 | 6092 | Rate Constraint in lbs/MMBtu | FALSE | L | Annual | Generation | TWh | 0.75979 | 0.80404 | 0.80404 | 0.80404 | 0.80404 | 0.80404 | 0.80404
BART SO2 Annual-Lawrence 4 -v5.14 | 191 | 6092 | Rate Constraint in lbs/MMBtu | FALSE | L | Annual | Qualifying Generation | TWh | 0.75979 | 0.80404 | 0.80404 | 0.80404 | 0.80404 | 0.80404 | 0.80404
BART SO2 Annual-Lawrence 4 -v5.14 | 191 | 6092 | Rate Constraint in lbs/MMBtu | FALSE | L | Annual | Rate | lb/MWh | 0.32803 | 0.32803 | 0.32803 | 0.32803 | 0.32803 | 0.32803 | 0.32803
BART SO2 Annual-Lawrence 4 -v5.14 | 191 | 6092 | Rate Constraint in lbs/MMBtu | FALSE | L | Annual | Constraint Shadow Price | US2011$/Ton | 0 | 0 | 0 | 0 | 0 | 0 | 0
BART SO2 Annual-Lawrence 5 -v5.14 | 192 | 6093 | Rate Constraint in lbs/MMBtu | FALSE | L | Annual | Seasons Included | Seasons | Winter, Summer | Winter, Summer | Winter, Summer | Winter, Summer | Winter, Summer | Winter, Summer | Winter, Summer
BART SO2 Annual-Lawrence 5 -v5.14 | 192 | 6093 | Rate Constraint in lbs/MMBtu | FALSE | L | Annual | Standard | lb/MMBtu | 0.15 | 0.15 | 0.15 | 0.15 | 0.15 | 0.15 | 0.15
BART SO2 Annual-Lawrence 5 -v5.14 | 192 | 6093 | Rate Constraint in lbs/MMBtu | FALSE | L | Annual | Emissions at Affected Plants SO2 | Thousand Tons | 0.85007 | 0.85007 | 0.85007 | 0.85007 | 0.85007 | 0.85007 | 0.85007
BART SO2 Annual-Lawrence 5 -v5.14 | 192 | 6093 | Rate Constraint in lbs/MMBtu | FALSE | L | Annual | Allowances Purchased SO2 | Thousand Tons | 0 | 0 | 0 | 0 | 0 | 0 | 0
BART SO2 Annual-Lawrence 5 -v5.14 | 192 | 6093 | Rate Constraint in lbs/MMBtu | FALSE | L | Annual | Allowances Sold SO2 | Thousand Tons | 0 | 0 | 0 | 0 | 0 | 0 | 0
BART SO2 Annual-Lawrence 5 -v5.14 | 192 | 6093 | Rate Constraint in lbs/MMBtu | FALSE | L | Annual | Allowances Banked | Thousand Tons | 0 | 0 | 0 | 0 | 0 | 0 | 0
BART SO2 Annual-Lawrence 5 -v5.14 | 192 | 6093 | Rate Constraint in lbs/MMBtu | FALSE | L | Annual | Allowances Withdrawn (1:1) | Thousand Tons | 0 | 0 | 0 | 0 | 0 | 0 | 0
BART SO2 Annual-Lawrence 5 -v5.14 | 192 | 6093 | Rate Constraint in lbs/MMBtu | FALSE | L | Annual | Allowances Withdrawn (n:1) | Thousand Tons | 0 | 0 | 0 | 0 | 0 | 0 | 0
BART SO2 Annual-Lawrence 5 -v5.14 | 192 | 6093 | Rate Constraint in lbs/MMBtu | FALSE | L | Annual | Net Emissions Allowance Position | Thousand Tons | 0.85007 | 0.85007 | 0.85007 | 0.85007 | 0.85007 | 0.85007 | 0.85007
BART SO2 Annual-Lawrence 5 -v5.14 | 192 | 6093 | Rate Constraint in lbs/MMBtu | FALSE | L | Annual | Fuel Consumed | TBtu | 29.7523 | 29.7523 | 29.7523 | 29.7523 | 29.7523 | 29.7789 | 29.7789
BART SO2 Annual-Lawrence 5 -v5.14 | 192 | 6093 | Rate Constraint in lbs/MMBtu | FALSE | L | Annual | Rate | lb/MMBtu | 0.057143 | 0.057143 | 0.057143 | 0.057143 | 0.057143 | 0.057092 | 0.057092
BART SO2 Annual-Lawrence 5 -v5.14 | 192 | 6093 | Rate Constraint in lbs/MMBtu | FALSE | L | Annual | Generation | TWh | 2.7434 | 2.7434 | 2.7434 | 2.7434 | 2.7434 | 2.7434 | 2.7434
BART SO2 Annual-Lawrence 5 -v5.14 | 192 | 6093 | Rate Constraint in lbs/MMBtu | FALSE | L | Annual | Qualifying Generation | TWh | 2.7434 | 2.7434 | 2.7434 | 2.7434 | 2.7434 | 2.7434 | 2.7434
BART SO2 Annual-Lawrence 5 -v5.14 | 192 | 6093 | Rate Constraint in lbs/MMBtu | FALSE | L | Annual | Rate | lb/MWh | 0.30986 | 0.30986 | 0.30986 | 0.30986 | 0.30986 | 0.30986 | 0.30986
BART SO2 Annual-Lawrence 5 -v5.14 | 192 | 6093 | Rate Constraint in lbs/MMBtu | FALSE | L | Annual | Constraint Shadow Price | US2011$/Ton | 0 | 0 | 0 | 0 | 0 | 0 | 0
BART SO2 Annual-Leland Olds 1 -v5.13 | 193 | 5883 | Rate Constraint in lbs/MMBtu | FALSE | L | Annual | Seasons Included | Seasons |  | Winter, Summer | Winter, Summer | Winter, Summer | Winter, Summer | Winter, Summer | Winter, Summer
BART SO2 Annual-Leland Olds 1 -v5.13 | 193 | 5883 | Rate Constraint in lbs/MMBtu | FALSE | L | Annual | Standard | lb/MMBtu | 0 | 0.15 | 0.15 | 0.15 | 0.15 | 0.15 | 0.15
BART SO2 Annual-Leland Olds 1 -v5.13 | 193 | 5883 | Rate Constraint in lbs/MMBtu | FALSE | L | Annual | Emissions at Affected Plants SO2 | Thousand Tons | 0 | 0.54716 | 0.54716 | 0.54716 | 0.54716 | 0.54716 | 0.54716
BART SO2 Annual-Leland Olds 1 -v5.13 | 193 | 5883 | Rate Constraint in lbs/MMBtu | FALSE | L | Annual | Allowances Purchased SO2 | Thousand Tons | 0 | 0 | 0 | 0 | 0 | 0 | 0
BART SO2 Annual-Leland Olds 1 -v5.13 | 193 | 5883 | Rate Constraint in lbs/MMBtu | FALSE | L | Annual | Allowances Sold SO2 | Thousand Tons | 0 | 0 | 0 | 0 | 0 | 0 | 0
BART SO2 Annual-Leland Olds 1 -v5.13 | 193 | 5883 | Rate Constraint in lbs/MMBtu | FALSE | L | Annual | Allowances Banked | Thousand Tons | 0 | 0 | 0 | 0 | 0 | 0 | 0
BART SO2 Annual-Leland Olds 1 -v5.13 | 193 | 5883 | Rate Constraint in lbs/MMBtu | FALSE | L | Annual | Allowances Withdrawn (1:1) | Thousand Tons | 0 | 0 | 0 | 0 | 0 | 0 | 0
BART SO2 Annual-Leland Olds 1 -v5.13 | 193 | 5883 | Rate Constraint in lbs/MMBtu | FALSE | L | Annual | Allowances Withdrawn (n:1) | Thousand Tons | 0 | 0 | 0 | 0 | 0 | 0 | 0
BART SO2 Annual-Leland Olds 1 -v5.13 | 193 | 5883 | Rate Constraint in lbs/MMBtu | FALSE | L | Annual | Net Emissions Allowance Position | Thousand Tons | 0 | 0.54716 | 0.54716 | 0.54716 | 0.54716 | 0.54716 | 0.54716
BART SO2 Annual-Leland Olds 1 -v5.13 | 193 | 5883 | Rate Constraint in lbs/MMBtu | FALSE | L | Annual | Fuel Consumed | TBtu | 0 | 18.2388 | 18.2388 | 18.2388 | 18.2388 | 18.2388 | 18.2388
BART SO2 Annual-Leland Olds 1 -v5.13 | 193 | 5883 | Rate Constraint in lbs/MMBtu | FALSE | L | Annual | Rate | lb/MMBtu | 0 | 0.06 | 0.06 | 0.06 | 0.06 | 0.06 | 0.06
BART SO2 Annual-Leland Olds 1 -v5.13 | 193 | 5883 | Rate Constraint in lbs/MMBtu | FALSE | L | Annual | Generation | TWh | 0 | 1.6034 | 1.6034 | 1.6034 | 1.6034 | 1.6034 | 1.6034
BART SO2 Annual-Leland Olds 1 -v5.13 | 193 | 5883 | Rate Constraint in lbs/MMBtu | FALSE | L | Annual | Qualifying Generation | TWh | 0 | 1.6034 | 1.6034 | 1.6034 | 1.6034 | 1.6034 | 1.6034
BART SO2 Annual-Leland Olds 1 -v5.13 | 193 | 5883 | Rate Constraint in lbs/MMBtu | FALSE | L | Annual | Rate | lb/MWh | 0 | 0.34124 | 0.34124 | 0.34124 | 0.34124 | 0.34124 | 0.34124
BART SO2 Annual-Leland Olds 1 -v5.13 | 193 | 5883 | Rate Constraint in lbs/MMBtu | FALSE | L | Annual | Constraint Shadow Price | US2011$/Ton | 0 | 0 | 0 | 0 | 0 | 0 | 0
BART SO2 Annual-Leland Olds 2 -v5.13 | 194 | 5884 | Rate Constraint in lbs/MMBtu | FALSE | L | Annual | Seasons Included | Seasons |  | Winter, Summer | Winter, Summer | Winter, Summer | Winter, Summer | Winter, Summer | Winter, Summer
BART SO2 Annual-Leland Olds 2 -v5.13 | 194 | 5884 | Rate Constraint in lbs/MMBtu | FALSE | L | Annual | Standard | lb/MMBtu | 0 | 0.15 | 0.15 | 0.15 | 0.15 | 0.15 | 0.15
BART SO2 Annual-Leland Olds 2 -v5.13 | 194 | 5884 | Rate Constraint in lbs/MMBtu | FALSE | L | Annual | Emissions at Affected Plants SO2 | Thousand Tons | 0 | 1.0908 | 1.0908 | 1.0908 | 1.0908 | 1.0908 | 1.0908
BART SO2 Annual-Leland Olds 2 -v5.13 | 194 | 5884 | Rate Constraint in lbs/MMBtu | FALSE | L | Annual | Allowances Purchased SO2 | Thousand Tons | 0 | 0 | 0 | 0 | 0 | 0 | 0
BART SO2 Annual-Leland Olds 2 -v5.13 | 194 | 5884 | Rate Constraint in lbs/MMBtu | FALSE | L | Annual | Allowances Sold SO2 | Thousand Tons | 0 | 0 | 0 | 0 | 0 | 0 | 0
BART SO2 Annual-Leland Olds 2 -v5.13 | 194 | 5884 | Rate Constraint in lbs/MMBtu | FALSE | L | Annual | Allowances Banked | Thousand Tons | 0 | 0 | 0 | 0 | 0 | 0 | 0
BART SO2 Annual-Leland Olds 2 -v5.13 | 194 | 5884 | Rate Constraint in lbs/MMBtu | FALSE | L | Annual | Allowances Withdrawn (1:1) | Thousand Tons | 0 | 0 | 0 | 0 | 0 | 0 | 0
BART SO2 Annual-Leland Olds 2 -v5.13 | 194 | 5884 | Rate Constraint in lbs/MMBtu | FALSE | L | Annual | Allowances Withdrawn (n:1) | Thousand Tons | 0 | 0 | 0 | 0 | 0 | 0 | 0
BART SO2 Annual-Leland Olds 2 -v5.13 | 194 | 5884 | Rate Constraint in lbs/MMBtu | FALSE | L | Annual | Net Emissions Allowance Position | Thousand Tons | 0 | 1.0908 | 1.0908 | 1.0908 | 1.0908 | 1.0908 | 1.0908
BART SO2 Annual-Leland Olds 2 -v5.13 | 194 | 5884 | Rate Constraint in lbs/MMBtu | FALSE | L | Annual | Fuel Consumed | TBtu | 0 | 36.3585 | 36.3585 | 36.3585 | 36.3585 | 36.3585 | 36.3585
BART SO2 Annual-Leland Olds 2 -v5.13 | 194 | 5884 | Rate Constraint in lbs/MMBtu | FALSE | L | Annual | Rate | lb/MMBtu | 0 | 0.06 | 0.06 | 0.06 | 0.06 | 0.06 | 0.06
BART SO2 Annual-Leland Olds 2 -v5.13 | 194 | 5884 | Rate Constraint in lbs/MMBtu | FALSE | L | Annual | Generation | TWh | 0 | 3.2141 | 3.2141 | 3.2141 | 3.2141 | 3.2141 | 3.2141
BART SO2 Annual-Leland Olds 2 -v5.13 | 194 | 5884 | Rate Constraint in lbs/MMBtu | FALSE | L | Annual | Qualifying Generation | TWh | 0 | 3.2141 | 3.2141 | 3.2141 | 3.2141 | 3.2141 | 3.2141
BART SO2 Annual-Leland Olds 2 -v5.13 | 194 | 5884 | Rate Constraint in lbs/MMBtu | FALSE | L | Annual | Rate | lb/MWh | 0 | 0.33936 | 0.33936 | 0.33936 | 0.33936 | 0.33936 | 0.33936
BART SO2 Annual-Leland Olds 2 -v5.13 | 194 | 5884 | Rate Constraint in lbs/MMBtu | FALSE | L | Annual | Constraint Shadow Price | US2011$/Ton | 0 | 0 | 0 | 0 | 0 | 0 | 0
BART SO2 Annual-Milton R Young B1 -v5.13 | 195 | 5885 | Rate Constraint in lbs/MMBtu | FALSE | L | Annual | Seasons Included | Seasons |  | Winter, Summer | Winter, Summer | Winter, Summer | Winter, Summer | Winter, Summer | Winter, Summer
BART SO2 Annual-Milton R Young B1 -v5.13 | 195 | 5885 | Rate Constraint in lbs/MMBtu | FALSE | L | Annual | Standard | lb/MMBtu | 0 | 0.15 | 0.15 | 0.15 | 0.15 | 0.15 | 0.15
BART SO2 Annual-Milton R Young B1 -v5.13 | 195 | 5885 | Rate Constraint in lbs/MMBtu | FALSE | L | Annual | Emissions at Affected Plants SO2 | Thousand Tons | 0 | 0.055615 | 0.065397 | 0.065082 | 0.068856 | 0.068856 | 0.068856
BART SO2 Annual-Milton R Young B1 -v5.13 | 195 | 5885 | Rate Constraint in lbs/MMBtu | FALSE | L | Annual | Allowances Purchased SO2 | Thousand Tons | 0 | 0 | 0 | 0 | 0 | 0 | 0
BART SO2 Annual-Milton R Young B1 -v5.13 | 195 | 5885 | Rate Constraint in lbs/MMBtu | FALSE | L | Annual | Allowances Sold SO2 | Thousand Tons | 0 | 0 | 0 | 0 | 0 | 0 | 0
BART SO2 Annual-Milton R Young B1 -v5.13 | 195 | 5885 | Rate Constraint in lbs/MMBtu | FALSE | L | Annual | Allowances Banked | Thousand Tons | 0 | 0 | 0 | 0 | 0 | 0 | 0
BART SO2 Annual-Milton R Young B1 -v5.13 | 195 | 5885 | Rate Constraint in lbs/MMBtu | FALSE | L | Annual | Allowances Withdrawn (1:1) | Thousand Tons | 0 | 0 | 0 | 0 | 0 | 0 | 0
BART SO2 Annual-Milton R Young B1 -v5.13 | 195 | 5885 | Rate Constraint in lbs/MMBtu | FALSE | L | Annual | Allowances Withdrawn (n:1) | Thousand Tons | 0 | 0 | 0 | 0 | 0 | 0 | 0
BART SO2 Annual-Milton R Young B1 -v5.13 | 195 | 5885 | Rate Constraint in lbs/MMBtu | FALSE | L | Annual | Net Emissions Allowance Position | Thousand Tons | 0 | 0.055615 | 0.065397 | 0.065082 | 0.068856 | 0.068856 | 0.068856
BART SO2 Annual-Milton R Young B1 -v5.13 | 195 | 5885 | Rate Constraint in lbs/MMBtu | FALSE | L | Annual | Fuel Consumed | TBtu | 0 | 0.98 | 1.1524 | 1.1468 | 1.2133 | 1.2133 | 1.2133
BART SO2 Annual-Milton R Young B1 -v5.13 | 195 | 5885 | Rate Constraint in lbs/MMBtu | FALSE | L | Annual | Rate | lb/MMBtu | 0 | 0.1135 | 0.1135 | 0.1135 | 0.1135 | 0.1135 | 0.1135
BART SO2 Annual-Milton R Young B1 -v5.13 | 195 | 5885 | Rate Constraint in lbs/MMBtu | FALSE | L | Annual | Generation | TWh | 0 | 0.088248 | 0.10377 | 0.10327 | 0.10926 | 0.10926 | 0.10926
BART SO2 Annual-Milton R Young B1 -v5.13 | 195 | 5885 | Rate Constraint in lbs/MMBtu | FALSE | L | Annual | Qualifying Generation | TWh | 0 | 0.088248 | 0.10377 | 0.10327 | 0.10926 | 0.10926 | 0.10926
BART SO2 Annual-Milton R Young B1 -v5.13 | 195 | 5885 | Rate Constraint in lbs/MMBtu | FALSE | L | Annual | Rate | lb/MWh | 0 | 0.63021 | 0.63021 | 0.63021 | 0.63021 | 0.63021 | 0.63021
BART SO2 Annual-Milton R Young B1 -v5.13 | 195 | 5885 | Rate Constraint in lbs/MMBtu | FALSE | L | Annual | Constraint Shadow Price | US2011$/Ton | 0 | 0 | 0 | 0 | 0 | 0 | 0
BART SO2 Annual-Milton R Young B2 -v5.13 | 196 | 5886 | Rate Constraint in lbs/MMBtu | FALSE | L | Annual | Seasons Included | Seasons |  | Winter, Summer | Winter, Summer | Winter, Summer | Winter, Summer | Winter, Summer | Winter, Summer
BART SO2 Annual-Milton R Young B2 -v5.13 | 196 | 5886 | Rate Constraint in lbs/MMBtu | FALSE | L | Annual | Standard | lb/MMBtu | 0 | 0.15 | 0.15 | 0.15 | 0.15 | 0.15 | 0.15
BART SO2 Annual-Milton R Young B2 -v5.13 | 196 | 5886 | Rate Constraint in lbs/MMBtu | FALSE | L | Annual | Emissions at Affected Plants SO2 | Thousand Tons | 0 | 1.7072 | 2.0074 | 1.9978 | 2.1136 | 2.1136 | 2.1136
BART SO2 Annual-Milton R Young B2 -v5.13 | 196 | 5886 | Rate Constraint in lbs/MMBtu | FALSE | L | Annual | Allowances Purchased SO2 | Thousand Tons | 0 | 0 | 0 | 0 | 0 | 0 | 0
BART SO2 Annual-Milton R Young B2 -v5.13 | 196 | 5886 | Rate Constraint in lbs/MMBtu | FALSE | L | Annual | Allowances Sold SO2 | Thousand Tons | 0 | 0 | 0 | 0 | 0 | 0 | 0
BART SO2 Annual-Milton R Young B2 -v5.13 | 196 | 5886 | Rate Constraint in lbs/MMBtu | FALSE | L | Annual | Allowances Banked | Thousand Tons | 0 | 0 | 0 | 0 | 0 | 0 | 0
BART SO2 Annual-Milton R Young B2 -v5.13 | 196 | 5886 | Rate Constraint in lbs/MMBtu | FALSE | L | Annual | Allowances Withdrawn (1:1) | Thousand Tons | 0 | 0 | 0 | 0 | 0 | 0 | 0
BART SO2 Annual-Milton R Young B2 -v5.13 | 196 | 5886 | Rate Constraint in lbs/MMBtu | FALSE | L | Annual | Allowances Withdrawn (n:1) | Thousand Tons | 0 | 0 | 0 | 0 | 0 | 0 | 0
BART SO2 Annual-Milton R Young B2 -v5.13 | 196 | 5886 | Rate Constraint in lbs/MMBtu | FALSE | L | Annual | Net Emissions Allowance Position | Thousand Tons | 0 | 1.7072 | 2.0074 | 1.9978 | 2.1136 | 2.1136 | 2.1136
BART SO2 Annual-Milton R Young B2 -v5.13 | 196 | 5886 | Rate Constraint in lbs/MMBtu | FALSE | L | Annual | Fuel Consumed | TBtu | 0 | 30.0822 | 35.373 | 35.2028 | 37.2443 | 37.2443 | 37.2443
BART SO2 Annual-Milton R Young B2 -v5.13 | 196 | 5886 | Rate Constraint in lbs/MMBtu | FALSE | L | Annual | Rate | lb/MMBtu | 0 | 0.1135 | 0.1135 | 0.1135 | 0.1135 | 0.1135 | 0.1135
BART SO2 Annual-Milton R Young B2 -v5.13 | 196 | 5886 | Rate Constraint in lbs/MMBtu | FALSE | L | Annual | Generation | TWh | 0 | 2.7123 | 3.1893 | 3.174 | 3.3581 | 3.3581 | 3.3581
BART SO2 Annual-Milton R Young B2 -v5.13 | 196 | 5886 | Rate Constraint in lbs/MMBtu | FALSE | L | Annual | Qualifying Generation | TWh | 0 | 2.7123 | 3.1893 | 3.174 | 3.3581 | 3.3581 | 3.3581
BART SO2 Annual-Milton R Young B2 -v5.13 | 196 | 5886 | Rate Constraint in lbs/MMBtu | FALSE | L | Annual | Rate | lb/MWh | 0 | 0.62942 | 0.62942 | 0.62942 | 0.62942 | 0.62942 | 0.62942
BART SO2 Annual-Milton R Young B2 -v5.13 | 196 | 5886 | Rate Constraint in lbs/MMBtu | FALSE | L | Annual | Constraint Shadow Price | US2011$/Ton | 0 | 0 | 0 | 0 | 0 | 0 | 0
BART SO2 Annual-Muskogee 4 -v5.13 | 197 | 5888 | Rate Constraint in lbs/MMBtu | FALSE | L | Annual | Seasons Included | Seasons |  | Winter, Summer | Winter, Summer | Winter, Summer | Winter, Summer | Winter, Summer | Winter, Summer
BART SO2 Annual-Muskogee 4 -v5.13 | 197 | 5888 | Rate Constraint in lbs/MMBtu | FALSE | L | Annual | Standard | lb/MMBtu | 0 | 0.06 | 0.06 | 0.06 | 0.06 | 0.06 | 0.06
BART SO2 Annual-Muskogee 4 -v5.13 | 197 | 5888 | Rate Constraint in lbs/MMBtu | FALSE | L | Annual | Emissions at Affected Plants SO2 | Thousand Tons | 0 | 1.1514 | 1.0907 | 1.1514 | 1.1514 | 1.1514 | 1.1514
BART SO2 Annual-Muskogee 4 -v5.13 | 197 | 5888 | Rate Constraint in lbs/MMBtu | FALSE | L | Annual | Allowances Purchased SO2 | Thousand Tons | 0 | 0 | 0 | 0 | 0 | 0 | 0
BART SO2 Annual-Muskogee 4 -v5.13 | 197 | 5888 | Rate Constraint in lbs/MMBtu | FALSE | L | Annual | Allowances Sold SO2 | Thousand Tons | 0 | 0 | 0 | 0 | 0 | 0 | 0
BART SO2 Annual-Muskogee 4 -v5.13 | 197 | 5888 | Rate Constraint in lbs/MMBtu | FALSE | L | Annual | Allowances Banked | Thousand Tons | 0 | 0 | 0 | 0 | 0 | 0 | 0
BART SO2 Annual-Muskogee 4 -v5.13 | 197 | 5888 | Rate Constraint in lbs/MMBtu | FALSE | L | Annual | Allowances Withdrawn (1:1) | Thousand Tons | 0 | 0 | 0 | 0 | 0 | 0 | 0
BART SO2 Annual-Muskogee 4 -v5.13 | 197 | 5888 | Rate Constraint in lbs/MMBtu | FALSE | L | Annual | Allowances Withdrawn (n:1) | Thousand Tons | 0 | 0 | 0 | 0 | 0 | 0 | 0
BART SO2 Annual-Muskogee 4 -v5.13 | 197 | 5888 | Rate Constraint in lbs/MMBtu | FALSE | L | Annual | Net Emissions Allowance Position | Thousand Tons | 0 | 1.1514 | 1.0907 | 1.1514 | 1.1514 | 1.1514 | 1.1514
BART SO2 Annual-Muskogee 4 -v5.13 | 197 | 5888 | Rate Constraint in lbs/MMBtu | FALSE | L | Annual | Fuel Consumed | TBtu | 0 | 38.3794 | 36.3573 | 38.3794 | 38.3794 | 38.4508 | 38.4508
BART SO2 Annual-Muskogee 4 -v5.13 | 197 | 5888 | Rate Constraint in lbs/MMBtu | FALSE | L | Annual | Rate | lb/MMBtu | 0 | 0.06 | 0.06 | 0.06 | 0.06 | 0.059889 | 0.059889
BART SO2 Annual-Muskogee 4 -v5.13 | 197 | 5888 | Rate Constraint in lbs/MMBtu | FALSE | L | Annual | Generation | TWh | 0 | 3.5676 | 3.3797 | 3.5676 | 3.5676 | 3.5676 | 3.5676
BART SO2 Annual-Muskogee 4 -v5.13 | 197 | 5888 | Rate Constraint in lbs/MMBtu | FALSE | L | Annual | Qualifying Generation | TWh | 0 | 3.5676 | 3.3797 | 3.5676 | 3.5676 | 3.5676 | 3.5676
BART SO2 Annual-Muskogee 4 -v5.13 | 197 | 5888 | Rate Constraint in lbs/MMBtu | FALSE | L | Annual | Rate | lb/MWh | 0 | 0.32273 | 0.32273 | 0.32273 | 0.32273 | 0.32273 | 0.32273
BART SO2 Annual-Muskogee 4 -v5.13 | 197 | 5888 | Rate Constraint in lbs/MMBtu | FALSE | L | Annual | Constraint Shadow Price | US2011$/Ton | 0 | 147807.7768 | 74709.5042 | 67771.6124 | 65879.1347 | 0 | 0
BART SO2 Annual-Muskogee 5 -v5.13 | 198 | 5889 | Rate Constraint in lbs/MMBtu | FALSE | L | Annual | Seasons Included | Seasons |  | Winter, Summer | Winter, Summer | Winter, Summer | Winter, Summer | Winter, Summer | Winter, Summer
BART SO2 Annual-Muskogee 5 -v5.13 | 198 | 5889 | Rate Constraint in lbs/MMBtu | FALSE | L | Annual | Standard | lb/MMBtu | 0 | 0.06 | 0.06 | 0.06 | 0.06 | 0.06 | 0.06
BART SO2 Annual-Muskogee 5 -v5.13 | 198 | 5889 | Rate Constraint in lbs/MMBtu | FALSE | L | Annual | Emissions at Affected Plants SO2 | Thousand Tons | 0 | 1.1853 | 1.1229 | 1.1853 | 1.1853 | 1.1853 | 1.1853
BART SO2 Annual-Muskogee 5 -v5.13 | 198 | 5889 | Rate Constraint in lbs/MMBtu | FALSE | L | Annual | Allowances Purchased SO2 | Thousand Tons | 0 | 0 | 0 | 0 | 0 | 0 | 0
BART SO2 Annual-Muskogee 5 -v5.13 | 198 | 5889 | Rate Constraint in lbs/MMBtu | FALSE | L | Annual | Allowances Sold SO2 | Thousand Tons | 0 | 0 | 0 | 0 | 0 | 0 | 0
BART SO2 Annual-Muskogee 5 -v5.13 | 198 | 5889 | Rate Constraint in lbs/MMBtu | FALSE | L | Annual | Allowances Banked | Thousand Tons | 0 | 0 | 0 | 0 | 0 | 0 | 0
BART SO2 Annual-Muskogee 5 -v5.13 | 198 | 5889 | Rate Constraint in lbs/MMBtu | FALSE | L | Annual | Allowances Withdrawn (1:1) | Thousand Tons | 0 | 0 | 0 | 0 | 0 | 0 | 0
BART SO2 Annual-Muskogee 5 -v5.13 | 198 | 5889 | Rate Constraint in lbs/MMBtu | FALSE | L | Annual | Allowances Withdrawn (n:1) | Thousand Tons | 0 | 0 | 0 | 0 | 0 | 0 | 0
BART SO2 Annual-Muskogee 5 -v5.13 | 198 | 5889 | Rate Constraint in lbs/MMBtu | FALSE | L | Annual | Net Emissions Allowance Position | Thousand Tons | 0 | 1.1853 | 1.1229 | 1.1853 | 1.1853 | 1.1853 | 1.1853
BART SO2 Annual-Muskogee 5 -v5.13 | 198 | 5889 | Rate Constraint in lbs/MMBtu | FALSE | L | Annual | Fuel Consumed | TBtu | 0 | 39.5102 | 37.4286 | 39.5102 | 39.5102 | 39.5838 | 39.5838
BART SO2 Annual-Muskogee 5 -v5.13 | 198 | 5889 | Rate Constraint in lbs/MMBtu | FALSE | L | Annual | Rate | lb/MMBtu | 0 | 0.06 | 0.06 | 0.06 | 0.06 | 0.059889 | 0.059889
BART SO2 Annual-Muskogee 5 -v5.13 | 198 | 5889 | Rate Constraint in lbs/MMBtu | FALSE | L | Annual | Generation | TWh | 0 | 3.6521 | 3.4597 | 3.6521 | 3.6521 | 3.6521 | 3.6521
BART SO2 Annual-Muskogee 5 -v5.13 | 198 | 5889 | Rate Constraint in lbs/MMBtu | FALSE | L | Annual | Qualifying Generation | TWh | 0 | 3.6521 | 3.4597 | 3.6521 | 3.6521 | 3.6521 | 3.6521
BART SO2 Annual-Muskogee 5 -v5.13 | 198 | 5889 | Rate Constraint in lbs/MMBtu | FALSE | L | Annual | Rate | lb/MWh | 0 | 0.32455 | 0.32455 | 0.32455 | 0.32455 | 0.32455 | 0.32455
BART SO2 Annual-Muskogee 5 -v5.13 | 198 | 5889 | Rate Constraint in lbs/MMBtu | FALSE | L | Annual | Constraint Shadow Price | US2011$/Ton | 0 | 147807.7768 | 72756.1066 | 67576.7364 | 66643.7851 | 0 | 0
BART SO2 Annual-Northeastern 3313 -v5.13 | 199 | 5890 | Rate Constraint in lbs/MMBtu | FALSE | L | Annual | Seasons Included | Seasons |  | Winter, Summer | Winter, Summer | Winter, Summer | Winter, Summer | Winter, Summer | Winter, Summer
BART SO2 Annual-Northeastern 3313 -v5.13 | 199 | 5890 | Rate Constraint in lbs/MMBtu | FALSE | L | Annual | Standard | lb/MMBtu | 0 | 0.6 | 0.6 | 0.6 | 0.6 | 0.6 | 0.6
BART SO2 Annual-Northeastern 3313 -v5.13 | 199 | 5890 | Rate Constraint in lbs/MMBtu | FALSE | L | Annual | Emissions at Affected Plants SO2 | Thousand Tons | 0 | 5.5375 | 5.5375 | 5.5375 | 0 | 0 | 0
BART SO2 Annual-Northeastern 3313 -v5.13 | 199 | 5890 | Rate Constraint in lbs/MMBtu | FALSE | L | Annual | Allowances Purchased SO2 | Thousand Tons | 0 | 0 | 0 | 0 | 0 | 0 | 0
BART SO2 Annual-Northeastern 3313 -v5.13 | 199 | 5890 | Rate Constraint in lbs/MMBtu | FALSE | L | Annual | Allowances Sold SO2 | Thousand Tons | 0 | 0 | 0 | 0 | 0 | 0 | 0
BART SO2 Annual-Northeastern 3313 -v5.13 | 199 | 5890 | Rate Constraint in lbs/MMBtu | FALSE | L | Annual | Allowances Banked | Thousand Tons | 0 | 0 | 0 | 0 | 0 | 0 | 0
BART SO2 Annual-Northeastern 3313 -v5.13 | 199 | 5890 | Rate Constraint in lbs/MMBtu | FALSE | L | Annual | Allowances Withdrawn (1:1) | Thousand Tons | 0 | 0 | 0 | 0 | 0 | 0 | 0
BART SO2 Annual-Northeastern 3313 -v5.13 | 199 | 5890 | Rate Constraint in lbs/MMBtu | FALSE | L | Annual | Allowances Withdrawn (n:1) | Thousand Tons | 0 | 0 | 0 | 0 | 0 | 0 | 0
BART SO2 Annual-Northeastern 3313 -v5.13 | 199 | 5890 | Rate Constraint in lbs/MMBtu | FALSE | L | Annual | Net Emissions Allowance Position | Thousand Tons | 0 | 5.5375 | 5.5375 | 5.5375 | 0 | 0 | 0
BART SO2 Annual-Northeastern 3313 -v5.13 | 199 | 5890 | Rate Constraint in lbs/MMBtu | FALSE | L | Annual | Fuel Consumed | TBtu | 0 | 33.9826 | 33.9826 | 33.9826 | 0 | 0 | 0
BART SO2 Annual-Northeastern 3313 -v5.13 | 199 | 5890 | Rate Constraint in lbs/MMBtu | FALSE | L | Annual | Rate | lb/MMBtu | 0 | 0.3259 | 0.3259 | 0.3259 | 0 | 0 | 0
BART SO2 Annual-Northeastern 3313 -v5.13 | 199 | 5890 | Rate Constraint in lbs/MMBtu | FALSE | L | Annual | Generation | TWh | 0 | 3.299 | 3.299 | 3.299 | 0 | 0 | 0
BART SO2 Annual-Northeastern 3313 -v5.13 | 199 | 5890 | Rate Constraint in lbs/MMBtu | FALSE | L | Annual | Qualifying Generation | TWh | 0 | 3.299 | 3.299 | 3.299 | 0 | 0 | 0
BART SO2 Annual-Northeastern 3313 -v5.13 | 199 | 5890 | Rate Constraint in lbs/MMBtu | FALSE | L | Annual | Rate | lb/MWh | 0 | 1.6785 | 1.6785 | 1.6785 | 0 | 0 | 0
BART SO2 Annual-Northeastern 3313 -v5.13 | 199 | 5890 | Rate Constraint in lbs/MMBtu | FALSE | L | Annual | Constraint Shadow Price | US2011$/Ton | 0 | 0 | 0 | 0 | 0 | 0 | 0
BART SO2 Annual-Northeastern 3314 -v5.13 | 200 | 5891 | Rate Constraint in lbs/MMBtu | FALSE | L | Annual | Seasons Included | Seasons |  | Winter, Summer | Winter, Summer | Winter, Summer | Winter, Summer | Winter, Summer | Winter, Summer
BART SO2 Annual-Northeastern 3314 -v5.13 | 200 | 5891 | Rate Constraint in lbs/MMBtu | FALSE | L | Annual | Standard | lb/MMBtu | 0 | 0.4 | 0.4 | 0.4 | 0.4 | 0.4 | 0.4
BART SO2 Annual-Northeastern 3314 -v5.13 | 200 | 5891 | Rate Constraint in lbs/MMBtu | FALSE | L | Annual | Emissions at Affected Plants SO2 | Thousand Tons | 0 | 0 | 0 | 0 | 0 | 0 | 0
BART SO2 Annual-Northeastern 3314 -v5.13 | 200 | 5891 | Rate Constraint in lbs/MMBtu | FALSE | L | Annual | Allowances Purchased SO2 | Thousand Tons | 0 | 0 | 0 | 0 | 0 | 0 | 0
BART SO2 Annual-Northeastern 3314 -v5.13 | 200 | 5891 | Rate Constraint in lbs/MMBtu | FALSE | L | Annual | Allowances Sold SO2 | Thousand Tons | 0 | 0 | 0 | 0 | 0 | 0 | 0
BART SO2 Annual-Northeastern 3314 -v5.13 | 200 | 5891 | Rate Constraint in lbs/MMBtu | FALSE | L | Annual | Allowances Banked | Thousand Tons | 0 | 0 | 0 | 0 | 0 | 0 | 0
BART SO2 Annual-Northeastern 3314 -v5.13 | 200 | 5891 | Rate Constraint in lbs/MMBtu | FALSE | L | Annual | Allowances Withdrawn (1:1) | Thousand Tons | 0 | 0 | 0 | 0 | 0 | 0 | 0
BART SO2 Annual-Northeastern 3314 -v5.13 | 200 | 5891 | Rate Constraint in lbs/MMBtu | FALSE | L | Annual | Allowances Withdrawn (n:1) | Thousand Tons | 0 | 0 | 0 | 0 | 0 | 0 | 0
BART SO2 Annual-Northeastern 3314 -v5.13 | 200 | 5891 | Rate Constraint in lbs/MMBtu | FALSE | L | Annual | Net Emissions Allowance Position | Thousand Tons | 0 | 0 | 0 | 0 | 0 | 0 | 0
BART SO2 Annual-Northeastern 3314 -v5.13 | 200 | 5891 | Rate Constraint in lbs/MMBtu | FALSE | L | Annual | Fuel Consumed | TBtu | 0 | 0 | 0 | 0 | 0 | 0 | 0
BART SO2 Annual-Northeastern 3314 -v5.13 | 200 | 5891 | Rate Constraint in lbs/MMBtu | FALSE | L | Annual | Rate | lb/MMBtu | 0 | 0 | 0 | 0 | 0 | 0 | 0
BART SO2 Annual-Northeastern 3314 -v5.13 | 200 | 5891 | Rate Constraint in lbs/MMBtu | FALSE | L | Annual | Generation | TWh | 0 | 0 | 0 | 0 | 0 | 0 | 0
BART SO2 Annual-Northeastern 3314 -v5.13 | 200 | 5891 | Rate Constraint in lbs/MMBtu | FALSE | L | Annual | Qualifying Generation | TWh | 0 | 0 | 0 | 0 | 0 | 0 | 0
BART SO2 Annual-Northeastern 3314 -v5.13 | 200 | 5891 | Rate Constraint in lbs/MMBtu | FALSE | L | Annual | Rate | lb/MWh | 0 | 0 | 0 | 0 | 0 | 0 | 0
BART SO2 Annual-Northeastern 3314 -v5.13 | 200 | 5891 | Rate Constraint in lbs/MMBtu | FALSE | L | Annual | Constraint Shadow Price | US2011$/Ton | 0 | 0 | 0 | 0 | 0 | 0 | 0
BART SO2 Annual-Pawnee 1 -v5.13 | 201 | 5875 | Rate Constraint in lbs/MMBtu | FALSE | L | Annual | Seasons Included | Seasons |  | Winter, Summer | Winter, Summer | Winter, Summer | Winter, Summer | Winter, Summer | Winter, Summer
BART SO2 Annual-Pawnee 1 -v5.13 | 201 | 5875 | Rate Constraint in lbs/MMBtu | FALSE | L | Annual | Standard | lb/MMBtu | 0 | 0.12 | 0.12 | 0.12 | 0.12 | 0.12 | 0.12
BART SO2 Annual-Pawnee 1 -v5.13 | 201 | 5875 | Rate Constraint in lbs/MMBtu | FALSE | L | Annual | Emissions at Affected Plants SO2 | Thousand Tons | 0 | 1.5102 | 1.5102 | 1.5102 | 1.5102 | 1.5102 | 1.7745
BART SO2 Annual-Pawnee 1 -v5.13 | 201 | 5875 | Rate Constraint in lbs/MMBtu | FALSE | L | Annual | Allowances Purchased SO2 | Thousand Tons | 0 | 0 | 0 | 0 | 0 | 0 | 0
BART SO2 Annual-Pawnee 1 -v5.13 | 201 | 5875 | Rate Constraint in lbs/MMBtu | FALSE | L | Annual | Allowances Sold SO2 | Thousand Tons | 0 | 0 | 0 | 0 | 0 | 0 | 0
BART SO2 Annual-Pawnee 1 -v5.13 | 201 | 5875 | Rate Constraint in lbs/MMBtu | FALSE | L | Annual | Allowances Banked | Thousand Tons | 0 | 0 | 0 | 0 | 0 | 0 | 0
BART SO2 Annual-Pawnee 1 -v5.13 | 201 | 5875 | Rate Constraint in lbs/MMBtu | FALSE | L | Annual | Allowances Withdrawn (1:1) | Thousand Tons | 0 | 0 | 0 | 0 | 0 | 0 | 0
BART SO2 Annual-Pawnee 1 -v5.13 | 201 | 5875 | Rate Constraint in lbs/MMBtu | FALSE | L | Annual | Allowances Withdrawn (n:1) | Thousand Tons | 0 | 0 | 0 | 0 | 0 | 0 | 0
BART SO2 Annual-Pawnee 1 -v5.13 | 201 | 5875 | Rate Constraint in lbs/MMBtu | FALSE | L | Annual | Net Emissions Allowance Position | Thousand Tons | 0 | 1.5102 | 1.5102 | 1.5102 | 1.5102 | 1.5102 | 1.7745
BART SO2 Annual-Pawnee 1 -v5.13 | 201 | 5875 | Rate Constraint in lbs/MMBtu | FALSE | L | Annual | Fuel Consumed | TBtu | 0 | 37.7562 | 37.7562 | 37.7562 | 37.7562 | 37.7562 | 37.7562
BART SO2 Annual-Pawnee 1 -v5.13 | 201 | 5875 | Rate Constraint in lbs/MMBtu | FALSE | L | Annual | Rate | lb/MMBtu | 0 | 0.08 | 0.08 | 0.08 | 0.08 | 0.08 | 0.094
BART SO2 Annual-Pawnee 1 -v5.13 | 201 | 5875 | Rate Constraint in lbs/MMBtu | FALSE | L | Annual | Generation | TWh | 0 | 3.6231 | 3.6231 | 3.6231 | 3.6231 | 3.6231 | 3.6231
BART SO2 Annual-Pawnee 1 -v5.13 | 201 | 5875 | Rate Constraint in lbs/MMBtu | FALSE | L | Annual | Qualifying Generation | TWh | 0 | 3.6231 | 3.6231 | 3.6231 | 3.6231 | 3.6231 | 3.6231
BART SO2 Annual-Pawnee 1 -v5.13 | 201 | 5875 | Rate Constraint in lbs/MMBtu | FALSE | L | Annual | Rate | lb/MWh | 0 | 0.41684 | 0.41684 | 0.41684 | 0.41684 | 0.41684 | 0.48979
BART SO2 Annual-Pawnee 1 -v5.13 | 201 | 5875 | Rate Constraint in lbs/MMBtu | FALSE | L | Annual | Constraint Shadow Price | US2011$/Ton | 0 | 0 | 0 | 0 | 0 | 0 | 0
BART SO2 Annual-Ray D Nixon 1 -v5.13 | 202 | 5876 | Rate Constraint in lbs/MMBtu | FALSE | L | Annual | Seasons Included | Seasons |  | Winter, Summer | Winter, Summer | Winter, Summer | Winter, Summer | Winter, Summer | Winter, Summer
BART SO2 Annual-Ray D Nixon 1 -v5.13 | 202 | 5876 | Rate Constraint in lbs/MMBtu | FALSE | L | Annual | Standard | lb/MMBtu | 0 | 0.11 | 0.11 | 0.11 | 0.11 | 0.11 | 0.11
BART SO2 Annual-Ray D Nixon 1 -v5.13 | 202 | 5876 | Rate Constraint in lbs/MMBtu | FALSE | L | Annual | Emissions at Affected Plants SO2 | Thousand Tons | 0 | 0.82601 | 0.8747 | 0.8747 | 0.8747 | 0.85336 | 0.8747
BART SO2 Annual-Ray D Nixon 1 -v5.13 | 202 | 5876 | Rate Constraint in lbs/MMBtu | FALSE | L | Annual | Allowances Purchased SO2 | Thousand Tons | 0 | 0 | 0 | 0 | 0 | 0 | 0
BART SO2 Annual-Ray D Nixon 1 -v5.13 | 202 | 5876 | Rate Constraint in lbs/MMBtu | FALSE | L | Annual | Allowances Sold SO2 | Thousand Tons | 0 | 0 | 0 | 0 | 0 | 0 | 0
BART SO2 Annual-Ray D Nixon 1 -v5.13 | 202 | 5876 | Rate Constraint in lbs/MMBtu | FALSE | L | Annual | Allowances Banked | Thousand Tons | 0 | 0 | 0 | 0 | 0 | 0 | 0
BART SO2 Annual-Ray D Nixon 1 -v5.13 | 202 | 5876 | Rate Constraint in lbs/MMBtu | FALSE | L | Annual | Allowances Withdrawn (1:1) | Thousand Tons | 0 | 0 | 0 | 0 | 0 | 0 | 0
BART SO2 Annual-Ray D Nixon 1 -v5.13 | 202 | 5876 | Rate Constraint in lbs/MMBtu | FALSE | L | Annual | Allowances Withdrawn (n:1) | Thousand Tons | 0 | 0 | 0 | 0 | 0 | 0 | 0
BART SO2 Annual-Ray D Nixon 1 -v5.13 | 202 | 5876 | Rate Constraint in lbs/MMBtu | FALSE | L | Annual | Net Emissions Allowance Position | Thousand Tons | 0 | 0.82601 | 0.8747 | 0.8747 | 0.8747 | 0.85336 | 0.8747
BART SO2 Annual-Ray D Nixon 1 -v5.13 | 202 | 5876 | Rate Constraint in lbs/MMBtu | FALSE | L | Annual | Fuel Consumed | TBtu | 0 | 15.0183 | 15.9036 | 15.9036 | 15.9036 | 15.5155 | 15.9036
BART SO2 Annual-Ray D Nixon 1 -v5.13 | 202 | 5876 | Rate Constraint in lbs/MMBtu | FALSE | L | Annual | Rate | lb/MMBtu | 0 | 0.11 | 0.11 | 0.11 | 0.11 | 0.11 | 0.11
BART SO2 Annual-Ray D Nixon 1 -v5.13 | 202 | 5876 | Rate Constraint in lbs/MMBtu | FALSE | L | Annual | Generation | TWh | 0 | 1.4073 | 1.4905 | 1.4905 | 1.4905 | 1.454 | 1.4905
BART SO2 Annual-Ray D Nixon 1 -v5.13 | 202 | 5876 | Rate Constraint in lbs/MMBtu | FALSE | L | Annual | Qualifying Generation | TWh | 0 | 1.4073 | 1.4905 | 1.4905 | 1.4905 | 1.454 | 1.4905
BART SO2 Annual-Ray D Nixon 1 -v5.13 | 202 | 5876 | Rate Constraint in lbs/MMBtu | FALSE | L | Annual | Rate | lb/MWh | 0 | 0.58696 | 0.58684 | 0.58684 | 0.58684 | 0.58689 | 0.58684
BART SO2 Annual-Ray D Nixon 1 -v5.13 | 202 | 5876 | Rate Constraint in lbs/MMBtu | FALSE | L | Annual | Constraint Shadow Price | US2011$/Ton | 0 | 19046.9275 | 9064.3905 | 4117.4765 | 7908.5136 | 14960.745 | 12884.2563
BART SO2 Annual-Sooner 1 -v5.13 | 203 | 5892 | Rate Constraint in lbs/MMBtu | FALSE | L | Annual | Seasons Included | Seasons |  | Winter, Summer | Winter, Summer | Winter, Summer | Winter, Summer | Winter, Summer | Winter, Summer
BART SO2 Annual-Sooner 1 -v5.13 | 203 | 5892 | Rate Constraint in lbs/MMBtu | FALSE | L | Annual | Standard | lb/MMBtu | 0 | 0.06 | 0.06 | 0.06 | 0.06 | 0.06 | 0.06
BART SO2 Annual-Sooner 1 -v5.13 | 203 | 5892 | Rate Constraint in lbs/MMBtu | FALSE | L | Annual | Emissions at Affected Plants SO2 | Thousand Tons | 0 | 1.1536 | 1.1516 | 1.1536 | 1.1536 | 1.1536 | 1.1536
BART SO2 Annual-Sooner 1 -v5.13 | 203 | 5892 | Rate Constraint in lbs/MMBtu | FALSE | L | Annual | Allowances Purchased SO2 | Thousand Tons | 0 | 0 | 0 | 0 | 0 | 0 | 0
BART SO2 Annual-Sooner 1 -v5.13 | 203 | 5892 | Rate Constraint in lbs/MMBtu | FALSE | L | Annual | Allowances Sold SO2 | Thousand Tons | 0 | 0 | 0 | 0 | 0 | 0 | 0
BART SO2 Annual-Sooner 1 -v5.13 | 203 | 5892 | Rate Constraint in lbs/MMBtu | FALSE | L | Annual | Allowances Banked | Thousand Tons | 0 | 0 | 0 | 0 | 0 | 0 | 0
BART SO2 Annual-Sooner 1 -v5.13 | 203 | 5892 | Rate Constraint in lbs/MMBtu | FALSE | L | Annual | Allowances Withdrawn (1:1) | Thousand Tons | 0 | 0 | 0 | 0 | 0 | 0 | 0
BART SO2 Annual-Sooner 1 -v5.13 | 203 | 5892 | Rate Constraint in lbs/MMBtu | FALSE | L | Annual | Allowances Withdrawn (n:1) | Thousand Tons | 0 | 0 | 0 | 0 | 0 | 0 | 0
BART SO2 Annual-Sooner 1 -v5.13 | 203 | 5892 | Rate Constraint in lbs/MMBtu | FALSE | L | Annual | Net Emissions Allowance Position | Thousand Tons | 0 | 1.1536 | 1.1516 | 1.1536 | 1.1536 | 1.1536 | 1.1536
BART SO2 Annual-Sooner 1 -v5.13 | 203 | 5892 | Rate Constraint in lbs/MMBtu | FALSE | L | Annual | Fuel Consumed | TBtu | 0 | 38.4543 | 38.3867 | 38.4543 | 38.4543 | 38.4677 | 38.5586
BART SO2 Annual-Sooner 1 -v5.13 | 203 | 5892 | Rate Constraint in lbs/MMBtu | FALSE | L | Annual | Rate | lb/MMBtu | 0 | 0.06 | 0.06 | 0.06 | 0.06 | 0.059979 | 0.059838
BART SO2 Annual-Sooner 1 -v5.13 | 203 | 5892 | Rate Constraint in lbs/MMBtu | FALSE | L | Annual | Generation | TWh | 0 | 3.6895 | 3.683 | 3.6895 | 3.6895 | 3.6895 | 3.6895
BART SO2 Annual-Sooner 1 -v5.13 | 203 | 5892 | Rate Constraint in lbs/MMBtu | FALSE | L | Annual | Qualifying Generation | TWh | 0 | 3.6895 | 3.683 | 3.6895 | 3.6895 | 3.6895 | 3.6895
BART SO2 Annual-Sooner 1 -v5.13 | 203 | 5892 | Rate Constraint in lbs/MMBtu | FALSE | L | Annual | Rate | lb/MWh | 0 | 0.31268 | 0.31268 | 0.31268 | 0.31268 | 0.31268 | 0.31268
BART SO2 Annual-Sooner 1 -v5.13 | 203 | 5892 | Rate Constraint in lbs/MMBtu | FALSE | L | Annual | Constraint Shadow Price | US2011$/Ton | 0 | 154077.2623 | 72038.8257 | 77552.5876 | 99794.7013 | 0 | 0
BART SO2 Annual-Sooner 2 -v5.13 | 204 | 5893 | Rate Constraint in lbs/MMBtu | FALSE | L | Annual | Seasons Included | Seasons |  | Winter, Summer | Winter, Summer | Winter, Summer | Winter, Summer | Winter, Summer | Winter, Summer
BART SO2 Annual-Sooner 2 -v5.13 | 204 | 5893 | Rate Constraint in lbs/MMBtu | FALSE | L | Annual | Standard | lb/MMBtu | 0 | 0.06 | 0.06 | 0.06 | 0.06 | 0.06 | 0.06
BART SO2 Annual-Sooner 2 -v5.13 | 204 | 5893 | Rate Constraint in lbs/MMBtu | FALSE | L | Annual | Emissions at Affected Plants SO2 | Thousand Tons | 0 | 1.1596 | 1.1576 | 1.1596 | 1.1596 | 1.1596 | 1.1596
BART SO2 Annual-Sooner 2 -v5.13 | 204 | 5893 | Rate Constraint in lbs/MMBtu | FALSE | L | Annual | Allowances Purchased SO2 | Thousand Tons | 0 | 0 | 0 | 0 | 0 | 0 | 0
BART SO2 Annual-Sooner 2 -v5.13 | 204 | 5893 | Rate Constraint in lbs/MMBtu | FALSE | L | Annual | Allowances Sold SO2 | Thousand Tons | 0 | 0 | 0 | 0 | 0 | 0 | 0
BART SO2 Annual-Sooner 2 -v5.13 | 204 | 5893 | Rate Constraint in lbs/MMBtu | FALSE | L | Annual | Allowances Banked | Thousand Tons | 0 | 0 | 0 | 0 | 0 | 0 | 0
BART SO2 Annual-Sooner 2 -v5.13 | 204 | 5893 | Rate Constraint in lbs/MMBtu | FALSE | L | Annual | Allowances Withdrawn (1:1) | Thousand Tons | 0 | 0 | 0 | 0 | 0 | 0 | 0
BART SO2 Annual-Sooner 2 -v5.13 | 204 | 5893 | Rate Constraint in lbs/MMBtu | FALSE | L | Annual | Allowances Withdrawn (n:1) | Thousand Tons | 0 | 0 | 0 | 0 | 0 | 0 | 0
BART SO2 Annual-Sooner 2 -v5.13 | 204 | 5893 | Rate Constraint in lbs/MMBtu | FALSE | L | Annual | Net Emissions Allowance Position | Thousand Tons | 0 | 1.1596 | 1.1576 | 1.1596 | 1.1596 | 1.1596 | 1.1596
BART SO2 Annual-Sooner 2 -v5.13 | 204 | 5893 | Rate Constraint in lbs/MMBtu | FALSE | L | Annual | Fuel Consumed | TBtu | 0 | 38.6542 | 38.5863 | 38.6542 | 38.6542 | 38.6542 | 38.7591
BART SO2 Annual-Sooner 2 -v5.13 | 204 | 5893 | Rate Constraint in lbs/MMBtu | FALSE | L | Annual | Rate | lb/MMBtu | 0 | 0.06 | 0.06 | 0.06 | 0.06 | 0.06 | 0.059838
BART SO2 Annual-Sooner 2 -v5.13 | 204 | 5893 | Rate Constraint in lbs/MMBtu | FALSE | L | Annual | Generation | TWh | 0 | 3.7063 | 3.6998 | 3.7063 | 3.7063 | 3.7063 | 3.7063
BART SO2 Annual-Sooner 2 -v5.13 | 204 | 5893 | Rate Constraint in lbs/MMBtu | FALSE | L | Annual | Qualifying Generation | TWh | 0 | 3.7063 | 3.6998 | 3.7063 | 3.7063 | 3.7063 | 3.7063
BART SO2 Annual-Sooner 2 -v5.13 | 204 | 5893 | Rate Constraint in lbs/MMBtu | FALSE | L | Annual | Rate | lb/MWh | 0 | 0.31288 | 0.31288 | 0.31288 | 0.31288 | 0.31288 | 0.31288
BART SO2 Annual-Sooner 2 -v5.13 | 204 | 5893 | Rate Constraint in lbs/MMBtu | FALSE | L | Annual | Constraint Shadow Price | US2011$/Ton | 0 | 162936.5732 | 69376.8636 | 77069.9725 | 72684.6677 | 0 | 0
BART SO2 Annual-Stanton 1 -v5.13 | 205 | 5887 | Rate Constraint in lbs/MMBtu | FALSE | L | Annual | Seasons Included | Seasons |  | Winter, Summer | Winter, Summer | Winter, Summer | Winter, Summer | Winter, Summer | Winter, Summer
BART SO2 Annual-Stanton 1 -v5.13 | 205 | 5887 | Rate Constraint in lbs/MMBtu | FALSE | L | Annual | Standard | lb/MMBtu | 0 | 0.24 | 0.24 | 0.24 | 0.24 | 0.24 | 0.24
BART SO2 Annual-Stanton 1 -v5.13 | 205 | 5887 | Rate Constraint in lbs/MMBtu | FALSE | L | Annual | Emissions at Affected Plants SO2 | Thousand Tons | 0 | 1.3191 | 1.3169 | 1.3191 | 1.3191 | 1.3191 | 1.3191
BART SO2 Annual-Stanton 1 -v5.13 | 205 | 5887 | Rate Constraint in lbs/MMBtu | FALSE | L | Annual | Allowances Purchased SO2 | Thousand Tons | 0 | 0 | 0 | 0 | 0 | 0 | 0
BART SO2 Annual-Stanton 1 -v5.13 | 205 | 5887 | Rate Constraint in lbs/MMBtu | FALSE | L | Annual | Allowances Sold SO2 | Thousand Tons | 0 | 0 | 0 | 0 | 0 | 0 | 0
BART SO2 Annual-Stanton 1 -v5.13 | 205 | 5887 | Rate Constraint in lbs/MMBtu | FALSE | L | Annual | Allowances Banked | Thousand Tons | 0 | 0 | 0 | 0 | 0 | 0 | 0
BART SO2 Annual-Stanton 1 -v5.13 | 205 | 5887 | Rate Constraint in lbs/MMBtu | FALSE | L | Annual | Allowances Withdrawn (1:1) | Thousand Tons | 0 | 0 | 0 | 0 | 0 | 0 | 0
BART SO2 Annual-Stanton 1 -v5.13 | 205 | 5887 | Rate Constraint in lbs/MMBtu | FALSE | L | Annual | Allowances Withdrawn (n:1) | Thousand Tons | 0 | 0 | 0 | 0 | 0 | 0 | 0
BART SO2 Annual-Stanton 1 -v5.13 | 205 | 5887 | Rate Constraint in lbs/MMBtu | FALSE | L | Annual | Net Emissions Allowance Position | Thousand Tons | 0 | 1.3191 | 1.3169 | 1.3191 | 1.3191 | 1.3191 | 1.3191
BART SO2 Annual-Stanton 1 -v5.13 | 205 | 5887 | Rate Constraint in lbs/MMBtu | FALSE | L | Annual | Fuel Consumed | TBtu | 0 | 10.9929 | 10.9743 | 10.9929 | 10.9929 | 10.9929 | 10.9929
BART SO2 Annual-Stanton 1 -v5.13 | 205 | 5887 | Rate Constraint in lbs/MMBtu | FALSE | L | Annual | Rate | lb/MMBtu | 0 | 0.24 | 0.24 | 0.24 | 0.24 | 0.24 | 0.24
BART SO2 Annual-Stanton 1 -v5.13 | 205 | 5887 | Rate Constraint in lbs/MMBtu | FALSE | L | Annual | Generation | TWh | 0 | 1.0303 | 1.0286 | 1.0303 | 1.0303 | 1.0303 | 1.0303
BART SO2 Annual-Stanton 1 -v5.13 | 205 | 5887 | Rate Constraint in lbs/MMBtu | FALSE | L | Annual | Qualifying Generation | TWh | 0 | 1.0303 | 1.0286 | 1.0303 | 1.0303 | 1.0303 | 1.0303
BART SO2 Annual-Stanton 1 -v5.13 | 205 | 5887 | Rate Constraint in lbs/MMBtu | FALSE | L | Annual | Rate | lb/MWh | 0 | 1.2803 | 1.2803 | 1.2803 | 1.2803 | 1.2803 | 1.2803
BART SO2 Annual-Stanton 1 -v5.13 | 205 | 5887 | Rate Constraint in lbs/MMBtu | FALSE | L | Annual | Constraint Shadow Price | US2011$/Ton | 0 | 6383.4187 | 4942.4843 | 4496.1702 | 3969.7703 | 2743.3959 | 1803.1353
Black RiverGen MER Rate Limit v3.1 | 206 | 2045 | Rate Constraint in lbs/MMBtu | FALSE | L | Annual | Seasons Included | Seasons | Winter, Summer | Winter, Summer | Winter, Summer | Winter, Summer | Winter, Summer | Winter, Summer | Winter, Summer
Black RiverGen MER Rate Limit v3.1 | 206 | 2045 | Rate Constraint in lbs/MMBtu | FALSE | L | Annual | Standard | lb/MMBtu | 6e-07 | 6e-07 | 6e-07 | 6e-07 | 6e-07 | 6e-07 | 6e-07
Black RiverGen MER Rate Limit v3.1 | 206 | 2045 | Rate Constraint in lbs/MMBtu | FALSE | L | Annual | Emissions at Affected Plants MER | lbs | 1.2786 | 1.2786 | 1.2786 | 1.2786 | 1.2786 | 1.2786 | 1.2786
Black RiverGen MER Rate Limit v3.1 | 206 | 2045 | Rate Constraint in lbs/MMBtu | FALSE | L | Annual | Allowances Purchased MER | lbs | 0 | 0 | 0 | 0 | 0 | 0 | 0
Black RiverGen MER Rate Limit v3.1 | 206 | 2045 | Rate Constraint in lbs/MMBtu | FALSE | L | Annual | Allowances Sold MER | lbs | 0 | 0 | 0 | 0 | 0 | 0 | 0
Black RiverGen MER Rate Limit v3.1 | 206 | 2045 | Rate Constraint in lbs/MMBtu | FALSE | L | Annual | Allowances Banked | lbs | 0 | 0 | 0 | 0 | 0 | 0 | 0
Black RiverGen MER Rate Limit v3.1 | 206 | 2045 | Rate Constraint in lbs/MMBtu | FALSE | L | Annual | Allowances Withdrawn (1:1) | lbs | 0 | 0 | 0 | 0 | 0 | 0 | 0
Black RiverGen MER Rate Limit v3.1 | 206 | 2045 | Rate Constraint in lbs/MMBtu | FALSE | L | Annual | Allowances Withdrawn (n:1) | lbs | 0 | 0 | 0 | 0 | 0 | 0 | 0
Black RiverGen MER Rate Limit v3.1 | 206 | 2045 | Rate Constraint in lbs/MMBtu | FALSE | L | Annual | Net Emissions Allowance Position | lbs | 1.2786 | 1.2786 | 1.2786 | 1.2786 | 1.2786 | 1.2786 | 1.2786
Black RiverGen MER Rate Limit v3.1 | 206 | 2045 | Rate Constraint in lbs/MMBtu | FALSE | L | Annual | Fuel Consumed | TBtu | 5.5298 | 5.5298 | 5.5298 | 5.5298 | 5.5298 | 5.5298 | 5.5298
Black RiverGen MER Rate Limit v3.1 | 206 | 2045 | Rate Constraint in lbs/MMBtu | FALSE | L | Annual | Rate | lb/MMBtu | 2.3123e-07 | 2.3123e-07 | 2.3123e-07 | 2.3123e-07 | 2.3123e-07 | 2.3123e-07 | 2.3123e-07
Black RiverGen MER Rate Limit v3.1 | 206 | 2045 | Rate Constraint in lbs/MMBtu | FALSE | L | Annual | Generation | TWh | 0.40412 | 0.40412 | 0.40412 | 0.40412 | 0.40412 | 0.40412 | 0.40412
Black RiverGen MER Rate Limit v3.1 | 206 | 2045 | Rate Constraint in lbs/MMBtu | FALSE | L | Annual | Qualifying Generation | TWh | 0.40412 | 0.40412 | 0.40412 | 0.40412 | 0.40412 | 0.40412 | 0.40412
Black RiverGen MER Rate Limit v3.1 | 206 | 2045 | Rate Constraint in lbs/MMBtu | FALSE | L | Annual | Rate | lb/MWh | 3.164 | 3.164 | 3.164 | 3.164 | 3.164 | 3.164 | 3.164
Black RiverGen MER Rate Limit v3.1 | 206 | 2045 | Rate Constraint in lbs/MMBtu | FALSE | L | Annual | Constraint Shadow Price | US2011$/Lb | 0 | 0 | 0 | 0 | 0 | 0 | 0
CA AB 32- CO2 Constraint- v.5.13 | 207 | 5895 | Rate Constraint in MTons | FALSE | L | Annual | Seasons Included | Seasons | Winter, Summer | Winter, Summer | Winter, Summer | Winter, Summer | Winter, Summer | Winter, Summer | Winter, Summer
CA AB 32- CO2 Constraint- v.5.13 | 207 | 5895 | Rate Constraint in MTons | FALSE | L | Annual | Standard | Thousand Tons | 0 | 0 | 0 | 0 | 0 | 0 | 0
CA AB 32- CO2 Constraint- v.5.13 | 207 | 5895 | Rate Constraint in MTons | FALSE | L | Annual | Standard CO2 | Thousand Tons | 0 | 0 | 0 | 0 | 0 | 0 | 0
CA AB 32- CO2 Constraint- v.5.13 | 207 | 5895 | Rate Constraint in MTons | FALSE | L | Annual | Emissions at Affected Plants CO2 | Thousand Tons | 66432.5589 | 59820.0166 | 60818.0273 | 65065.2429 | 68760.6681 | 69757.7008 | 80895.2681
CA AB 32- CO2 Constraint- v.5.13 | 207 | 5895 | Rate Constraint in MTons | FALSE | L | Annual | Allowances Purchased CO2 | Thousand Tons | -66432.5589 | -59820.0166 | -60818.0273 | -65065.2429 | -68760.6681 | -69757.7008 | -80895.2681
CA AB 32- CO2 Constraint- v.5.13 | 207 | 5895 | Rate Constraint in MTons | FALSE | L | Annual | Allowances Sold CO2 | Thousand Tons | 0 | 0 | 0 | 0 | 0 | 0 | 0
CA AB 32- CO2 Constraint- v.5.13 | 207 | 5895 | Rate Constraint in MTons | FALSE | L | Annual | Allowances Banked | Thousand Tons | 0 | 0 | 0 | 0 | 0 | 0 | 0
CA AB 32- CO2 Constraint- v.5.13 | 207 | 5895 | Rate Constraint in MTons | FALSE | L | Annual | Allowances Withdrawn (1:1) | Thousand Tons | 0 | 0 | 0 | 0 | 0 | 0 | 0
CA AB 32- CO2 Constraint- v.5.13 | 207 | 5895 | Rate Constraint in MTons | FALSE | L | Annual | Allowances Withdrawn (n:1) | Thousand Tons | 0 | 0 | 0 | 0 | 0 | 0 | 0
CA AB 32- CO2 Constraint- v.5.13 | 207 | 5895 | Rate Constraint in MTons | FALSE | L | Annual | Net Emissions Allowance Position | Thousand Tons | 1.017e-05 | 8.069e-06 | -7.687e-06 | 2.2149e-06 | 1.0631e-06 | 2.4527e-06 | 2.8221e-05
CA AB 32- CO2 Constraint- v.5.13 | 207 | 5895 | Rate Constraint in MTons | FALSE | L | Annual | Fuel Consumed | TBtu | 1018.0975 | 940.9786 | 958.8584 | 1010.2063 | 1076.3229 | 1115.5286 | 1290.4951
CA AB 32- CO2 Constraint- v.5.13 | 207 | 5895 | Rate Constraint in MTons | FALSE | L | Annual | Rate | lb/MMBtu | 130.5033 | 127.1443 | 126.8551 | 128.8157 | 127.7696 | 125.0666 | 125.3709
CA AB 32- CO2 Constraint- v.5.13 | 207 | 5895 | Rate Constraint in MTons | FALSE | L | Annual | Generation | TWh | 133.88 | 127.6328 | 130.5902 | 136.1642 | 146.5283 | 157.8728 | 184.3471
CA AB 32- CO2 Constraint- v.5.13 | 207 | 5895 | Rate Constraint in MTons | FALSE | L | Annual | Qualifying Generation | TWh | 133.88 | 127.6328 | 130.5902 | 136.1642 | 146.5283 | 157.8728 | 184.3471
CA AB 32- CO2 Constraint- v.5.13 | 207 | 5895 | Rate Constraint in MTons | FALSE | L | Annual | Rate | lb/MWh | 496.2097 | 468.6884 | 465.7168 | 477.844 | 469.2654 | 441.8601 | 438.8204
CA AB 32- CO2 Constraint- v.5.13 | 207 | 5895 | Rate Constraint in MTons | FALSE | L | Annual | Constraint Shadow Price | US2011$/Ton | 10.147 | 11.1875 | 12.3338 | 12.3336 | 12.3333 | 12.3333 | 12.3338
CA NOx Annual v5.14 | 208 | 6121 | Rate Constraint in MTons | FALSE | L | Annual | Seasons Included | Seasons | Winter, Summer | Winter, Summer | Winter, Summer | Winter, Summer | Winter, Summer | Winter, Summer | Winter, Summer
CA NOx Annual v5.14 | 208 | 6121 | Rate Constraint in MTons | FALSE | L | Annual | Standard | Thousand Tons | 9.676 | 9.676 | 9.676 | 9.676 | 9.676 | 9.676 | 9.676
CA NOx Annual v5.14 | 208 | 6121 | Rate Constraint in MTons | FALSE | L | Annual | Standard NOX | Thousand Tons | 9.676 | 9.676 | 9.676 | 9.676 | 9.676 | 9.676 | 9.676
CA NOx Annual v5.14 | 208 | 6121 | Rate Constraint in MTons | FALSE | L | Annual | Emissions at Affected Plants NOX | Thousand Tons | 0.71298 | 0.65846 | 0.65008 | 0.59635 | 0.56101 | 0.40756 | 0.34641
CA NOx Annual v5.14 | 208 | 6121 | Rate Constraint in MTons | FALSE | L | Annual | Allowances Purchased NOX | Thousand Tons | 0 | 0 | 0 | 0 | 0 | 0 | 0
CA NOx Annual v5.14 | 208 | 6121 | Rate Constraint in MTons | FALSE | L | Annual | Allowances Sold NOX | Thousand Tons | 0 | 0 | 0 | 0 | 0 | 0 | 0
CA NOx Annual v5.14 | 208 | 6121 | Rate Constraint in MTons | FALSE | L | Annual | Allowances Banked | Thousand Tons | 0 | 0 | 0 | 0 | 0 | 0 | 0
CA NOx Annual v5.14 | 208 | 6121 | Rate Constraint in MTons | FALSE | L | Annual | Allowances Withdrawn (1:1) | Thousand Tons | 0 | 0 | 0 | 0 | 0 | 0 | 0
CA NOx Annual v5.14 | 208 | 6121 | Rate Constraint in MTons | FALSE | L | Annual | Allowances Withdrawn (n:1) | Thousand Tons | 0 | 0 | 0 | 0 | 0 | 0 | 0
CA NOx Annual v5.14 | 208 | 6121 | Rate Constraint in MTons | FALSE | L | Annual | Net Emissions Allowance Position | Thousand Tons | 0.71298 | 0.65846 | 0.65008 | 0.59635 | 0.56101 | 0.40756 | 0.34641
CA NOx Annual v5.14 | 208 | 6121 | Rate Constraint in MTons | FALSE | L | Annual | Fuel Consumed | TBtu | 162.8582 | 161.658 | 168.5292 | 158.3697 | 155.1156 | 117.2425 | 103.9166
CA NOx Annual v5.14 | 208 | 6121 | Rate Constraint in MTons | FALSE | L | Annual | Rate | lb/MMBtu | 0.0087558 | 0.0081463 | 0.0077147 | 0.0075311 | 0.0072335 | 0.0069524 | 0.0066672
CA NOx Annual v5.14 | 208 | 6121 | Rate Constraint in MTons | FALSE | L | Annual | Generation | TWh | 21.4493 | 21.3441 | 22.566 | 21.612 | 21.2492 | 16.2194 | 14.3375
CA NOx Annual v5.14 | 208 | 6121 | Rate Constraint in MTons | FALSE | L | Annual | Qualifying Generation | TWh | 21.4493 | 21.3441 | 22.566 | 21.612 | 21.2492 | 16.2194 | 14.3375
CA NOx Annual v5.14 | 208 | 6121 | Rate Constraint in MTons | FALSE | L | Annual | Rate | lb/MWh | 0.03324 | 0.03085 | 0.028808 | 0.027593 | 0.026402 | 0.025128 | 0.024161
CA NOx Annual v5.14 | 208 | 6121 | Rate Constraint in MTons | FALSE | L | Annual | Constraint Shadow Price | US2011$/Ton | 0 | 0 | 0 | 0 | 0 | 0 | 0
CA SO2 Annual v5.14 | 209 | 6122 | Rate Constraint in MTons | FALSE | L | Annual | Seasons Included | Seasons | Winter, Summer | Winter, Summer | Winter, Summer | Winter, Summer | Winter, Summer | Winter, Summer | Winter, Summer
CA SO2 Annual v5.14 | 209 | 6122 | Rate Constraint in MTons | FALSE | L | Annual | Standard | Thousand Tons | 2.6565 | 2.474 | 2.219 | 2.219 | 2.219 | 2.219 | 2.219
CA SO2 Annual v5.14 | 209 | 6122 | Rate Constraint in MTons | FALSE | L | Annual | Standard SO2 | Thousand Tons | 2.6565 | 2.474 | 2.219 | 2.219 | 2.219 | 2.219 | 2.219
CA SO2 Annual v5.14 | 209 | 6122 | Rate Constraint in MTons | FALSE | L | Annual | Emissions at Affected Plants SO2 | Thousand Tons | 0 | 0 | 0 | 0 | 0 | 0 | 0
CA SO2 Annual v5.14 | 209 | 6122 | Rate Constraint in MTons | FALSE | L | Annual | Allowances Purchased SO2 | Thousand Tons | 0 | 0 | 0 | 0 | 0 | 0 | 0
CA SO2 Annual v5.14 | 209 | 6122 | Rate Constraint in MTons | FALSE | L | Annual | Allowances Sold SO2 | Thousand Tons | 0 | 0 | 0 | 0 | 0 | 0 | 0
CA SO2 Annual v5.14 | 209 | 6122 | Rate Constraint in MTons | FALSE | L | Annual | Allowances Banked | Thousand Tons | 0 | 0 | 0 | 0 | 0 | 0 | 0
CA SO2 Annual v5.14 | 209 | 6122 | Rate Constraint in MTons | FALSE | L | Annual | Allowances Withdrawn (1:1) | Thousand Tons | 0 | 0 | 0 | 0 | 0 | 0 | 0
CA SO2 Annual v5.14 | 209 | 6122 | Rate Constraint in MTons | FALSE | L | Annual | Allowances Withdrawn (n:1) | Thousand Tons | 0 | 0 | 0 | 0 | 0 | 0 | 0
CA SO2 Annual v5.14 | 209 | 6122 | Rate Constraint in MTons | FALSE | L | Annual | Net Emissions Allowance Position | Thousand Tons | 0 | 0 | 0 | 0 | 0 | 0 | 0
CA SO2 Annual v5.14 | 209 | 6122 | Rate Constraint in MTons | FALSE | L | Annual | Fuel Consumed | TBtu | 4.8174 | 4.8174 | 0 | 0 | 0 | 0 | 0
CA SO2 Annual v5.14 | 209 | 6122 | Rate Constraint in MTons | FALSE | L | Annual | Rate | lb/MMBtu | 0 | 0 | 0 | 0 | 0 | 0 | 0
CA SO2 Annual v5.14 | 209 | 6122 | Rate Constraint in MTons | FALSE | L | Annual | Generation | TWh | 0.4269 | 0.4269 | 0 | 0 | 0 | 0 | 0
CA SO2 Annual v5.14 | 209 | 6122 | Rate Constraint in MTons | FALSE | L | Annual | Qualifying Generation | TWh | 0.4269 | 0.4269 | 0 | 0 | 0 | 0 | 0
CA SO2 Annual v5.14 | 209 | 6122 | Rate Constraint in MTons | FALSE | L | Annual | Rate | lb/MWh | 0 | 0 | 0 | 0 | 0 | 0 | 0
CA SO2 Annual v5.14 | 209 | 6122 | Rate Constraint in MTons | FALSE | L | Annual | Constraint Shadow Price | US2011$/Ton | 0 | 0 | 0 | 0 | 0 | 0 | 0
CO Hg Rate Annual - Comanche 1,2 & 3 v5.14 | 210 | 6123 | Rate Constraint in lbs/MWh | FALSE | L | Annual | Seasons Included | Seasons | Winter, Summer | Winter, Summer | Winter, Summer | Winter, Summer | Winter, Summer | Winter, Summer | Winter, Summer
CO Hg Rate Annual - Comanche 1,2 & 3 v5.14 | 210 | 6123 | Rate Constraint in lbs/MWh | FALSE | L | Annual | Standard | lb/MWh | 1.3e-05 | 1.3e-05 | 1.3e-05 | 1.3e-05 | 1.3e-05 | 1.3e-05 | 1.3e-05
CO Hg Rate Annual - Comanche 1,2 & 3 v5.14 | 210 | 6123 | Rate Constraint in lbs/MWh | FALSE | L | Annual | Emissions at Affected Plants MER | lbs | 55.1877 | 58.4263 | 58.4263 | 58.3242 | 58.4263 | 58.4263 | 58.4263
CO Hg Rate Annual - Comanche 1,2 & 3 v5.14 | 210 | 6123 | Rate Constraint in lbs/MWh | FALSE | L | Annual | Allowances Purchased MER | lbs | 0 | 0 | 0 | 0 | 0 | 0 | 0
CO Hg Rate Annual - Comanche 1,2 & 3 v5.14 | 210 | 6123 | Rate Constraint in lbs/MWh | FALSE | L | Annual | Allowances Sold MER | lbs | 0 | 0 | 0 | 0 | 0 | 0 | 0
CO Hg Rate Annual - Comanche 1,2 & 3 v5.14 | 210 | 6123 | Rate Constraint in lbs/MWh | FALSE | L | Annual | Allowances Banked | lbs | 0 | 0 | 0 | 0 | 0 | 0 | 0
CO Hg Rate Annual - Comanche 1,2 & 3 v5.14 | 210 | 6123 | Rate Constraint in lbs/MWh | FALSE | L | Annual | Allowances Withdrawn (1:1) | lbs | 0 | 0 | 0 | 0 | 0 | 0 | 0
CO Hg Rate Annual - Comanche 1,2 & 3 v5.14 | 210 | 6123 | Rate Constraint in lbs/MWh | FALSE | L | Annual | Allowances Withdrawn (n:1) | lbs | 0 | 0 | 0 | 0 | 0 | 0 | 0
CO Hg Rate Annual - Comanche 1,2 & 3 v5.14 | 210 | 6123 | Rate Constraint in lbs/MWh | FALSE | L | Annual | Net Emissions Allowance Position | lbs | 55.1877 | 58.4263 | 58.4263 | 58.3242 | 58.4263 | 58.4263 | 58.4263
CO Hg Rate Annual - Comanche 1,2 & 3 v5.14 | 210 | 6123 | Rate Constraint in lbs/MWh | FALSE | L | Annual | Fuel Consumed | TBtu | 98.3738 | 104.1467 | 104.1467 | 104.1589 | 104.1467 | 104.1467 | 104.1467
CO Hg Rate Annual - Comanche 1,2 & 3 v5.14 | 210 | 6123 | Rate Constraint in lbs/MWh | FALSE | L | Annual | Rate | lb/MMBtu | 5.61e-07 | 5.61e-07 | 5.61e-07 | 5.5995e-07 | 5.61e-07 | 5.61e-07 | 5.61e-07
CO Hg Rate Annual - Comanche 1,2 & 3 v5.14 | 210 | 6123 | Rate Constraint in lbs/MWh | FALSE | L | Annual | Generation | TWh | 9.9191 | 10.4638 | 10.4638 | 10.4638 | 10.4638 | 10.4638 | 10.4638
CO Hg Rate Annual - Comanche 1,2 & 3 v5.14 | 210 | 6123 | Rate Constraint in lbs/MWh | FALSE | L | Annual | Qualifying Generation | TWh | 9.9191 | 10.4638 | 10.4638 | 10.4638 | 10.4638 | 10.4638 | 10.4638
CO Hg Rate Annual - Comanche 1,2 & 3 v5.14 | 210 | 6123 | Rate Constraint in lbs/MWh | FALSE | L | Annual | Constraint Shadow Price | US2011$/Lb | 0 | 0 | 0 | 0 | 0 | 0 | 0
CO Hg Rule - MER Removal Annual v3.1 | 211 | 1515 | MACT Fuel Choice Floor in lbs/MMBtu | FALSE | L | Annual | Seasons Included | Seasons | Winter, Summer | Winter, Summer | Winter, Summer | Winter, Summer | Winter, Summer | Winter, Summer | Winter, Summer
CO Hg Rule - MER Removal Annual v3.1 | 211 | 1515 | MACT Fuel Choice Floor in lbs/MMBtu | FALSE | L | Annual | Emission Floor | lbs/MMBtu | 1.6496e-06 | 8.248e-07 | 8.248e-07 | 8.248e-07 | 8.248e-07 | 8.248e-07 | 8.248e-07
CO Hg Rule - MER Removal Annual v3.1 | 211 | 1515 | MACT Fuel Choice Floor in lbs/MMBtu | FALSE | L | Annual | Emissions at Affected Plants MER | lbs | 150.9873 | 149.4243 | 150.5074 | 150.4441 | 150.5462 | 150.3727 | 155.9641
CO Hg Rule - MER Removal Annual v3.1 | 211 | 1515 | MACT Fuel Choice Floor in lbs/MMBtu | FALSE | L | Annual | Allowances Purchased MER | lbs | 0 | 0 | 0 | 0 | 0 | 0 | 0
CO Hg Rule - MER Removal Annual v3.1 | 211 | 1515 | MACT Fuel Choice Floor in lbs/MMBtu | FALSE | L | Annual | Allowances Sold MER | lbs | 0 | 0 | 0 | 0 | 0 | 0 | 0
CO Hg Rule - MER Removal Annual v3.1 | 211 | 1515 | MACT Fuel Choice Floor in lbs/MMBtu | FALSE | L | Annual | Allowances Banked | lbs | 0 | 0 | 0 | 0 | 0 | 0 | 0
CO Hg Rule - MER Removal Annual v3.1 | 211 | 1515 | MACT Fuel Choice Floor in lbs/MMBtu | FALSE | L | Annual | Allowances Withdrawn (1:1) | lbs | 0 | 0 | 0 | 0 | 0 | 0 | 0
CO Hg Rule - MER Removal Annual v3.1 | 211 | 1515 | MACT Fuel Choice Floor in lbs/MMBtu | FALSE | L | Annual | Allowances Withdrawn (n:1) | lbs | 0 | 0 | 0 | 0 | 0 | 0 | 0
CO Hg Rule - MER Removal Annual v3.1 | 211 | 1515 | MACT Fuel Choice Floor in lbs/MMBtu | FALSE | L | Annual | Net Emissions Allowance Position | lbs | 150.9873 | 149.4243 | 150.5074 | 150.4441 | 150.5462 | 150.3727 | 155.9641
CO Hg Rule - MER Removal Annual v3.1 | 211 | 1515 | MACT Fuel Choice Floor in lbs/MMBtu | FALSE | L | Annual | Fuel Consumed | TBtu | 350.7572 | 332.3745 | 334.7118 | 334.7762 | 334.764 | 334.3237 | 334.2561
CO Hg Rule - MER Removal Annual v3.1 | 211 | 1515 | MACT Fuel Choice Floor in lbs/MMBtu | FALSE | L | Annual | Rate | lb/MMBtu | 4.3046e-07 | 4.4957e-07 | 4.4966e-07 | 4.4939e-07 | 4.4971e-07 | 4.4978e-07 | 4.666e-07
CO Hg Rule - MER Removal Annual v3.1 | 211 | 1515 | MACT Fuel Choice Floor in lbs/MMBtu | FALSE | L | Annual | Generation | TWh | 34.2929 | 32.6119 | 32.8223 | 32.8064 | 32.8064 | 32.7699 | 32.7654
CO Hg Rule - MER Removal Annual v3.1 | 211 | 1515 | MACT Fuel Choice Floor in lbs/MMBtu | FALSE | L | Annual | Qualifying Generation | TWh | 34.2929 | 32.6119 | 32.8223 | 32.8064 | 32.8064 | 32.7699 | 32.7654
CO Hg Rule - MER Removal Annual v3.1 | 211 | 1515 | MACT Fuel Choice Floor in lbs/MMBtu | FALSE | L | Annual | Constraint Shadow Price | US2011$/Lb | 0 | 0 | 0 | 0 | 0 | 0 | 0
CO NOX Rate Annual - Craig 1,3 v5.14 | 212 | 6124 | Rate Constraint in lbs/MMBtu | FALSE | L | Annual | Seasons Included | Seasons | Winter, Summer | Winter, Summer | Winter, Summer | Winter, Summer | Winter, Summer | Winter, Summer | Winter, Summer
CO NOX Rate Annual - Craig 1,3 v5.14 | 212 | 6124 | Rate Constraint in lbs/MMBtu | FALSE | L | Annual | Standard | lb/MMBtu | 0.28 | 0.28 | 0.28 | 0.28 | 0.28 | 0.28 | 0.28
CO NOX Rate Annual - Craig 1,3 v5.14 | 212 | 6124 | Rate Constraint in lbs/MMBtu | FALSE | L | Annual | Emissions at Affected Plants NOX | Thousand Tons | 8.4 | 8.4 | 8.4 | 5.5978 | 5.5978 | 5.5978 | 5.5978
CO NOX Rate Annual - Craig 1,3 v5.14 | 212 | 6124 | Rate Constraint in lbs/MMBtu | FALSE | L | Annual | Allowances Purchased NOX | Thousand Tons | 0 | 0 | 0 | 0 | 0 | 0 | 0
CO NOX Rate Annual - Craig 1,3 v5.14 | 212 | 6124 | Rate Constraint in lbs/MMBtu | FALSE | L | Annual | Allowances Sold NOX | Thousand Tons | 0 | 0 | 0 | 0 | 0 | 0 | 0
CO NOX Rate Annual - Craig 1,3 v5.14 | 212 | 6124 | Rate Constraint in lbs/MMBtu | FALSE | L | Annual | Allowances Banked | Thousand Tons | 0 | 0 | 0 | 0 | 0 | 0 | 0
CO NOX Rate Annual - Craig 1,3 v5.14 | 212 | 6124 | Rate Constraint in lbs/MMBtu | FALSE | L | Annual | Allowances Withdrawn (1:1) | Thousand Tons | 0 | 0 | 0 | 0 | 0 | 0 | 0
CO NOX Rate Annual - Craig 1,3 v5.14 | 212 | 6124 | Rate Constraint in lbs/MMBtu | FALSE | L | Annual | Allowances Withdrawn (n:1) | Thousand Tons | 0 | 0 | 0 | 0 | 0 | 0 | 0
CO NOX Rate Annual - Craig 1,3 v5.14 | 212 | 6124 | Rate Constraint in lbs/MMBtu | FALSE | L | Annual | Net Emissions Allowance Position | Thousand Tons | 8.4 | 8.4 | 8.4 | 5.5978 | 5.5978 | 5.5978 | 5.5978
CO NOX Rate Annual - Craig 1,3 v5.14 | 212 | 6124 | Rate Constraint in lbs/MMBtu | FALSE | L | Annual | Fuel Consumed | TBtu | 59.9996 | 59.9996 | 59.9996 | 59.9996 | 59.9996 | 59.9996 | 59.9996
CO NOX Rate Annual - Craig 1,3 v5.14 | 212 | 6124 | Rate Constraint in lbs/MMBtu | FALSE | L | Annual | Rate | lb/MMBtu | 0.28 | 0.28 | 0.28 | 0.18659 | 0.18659 | 0.18659 | 0.18659
CO NOX Rate Annual - Craig 1,3 v5.14 | 212 | 6124 | Rate Constraint in lbs/MMBtu | FALSE | L | Annual | Generation | TWh | 6.2832 | 6.2832 | 6.2832 | 6.2673 | 6.2673 | 6.2673 | 6.2673
CO NOX Rate Annual - Craig 1,3 v5.14 | 212 | 6124 | Rate Constraint in lbs/MMBtu | FALSE | L | Annual | Qualifying Generation | TWh | 6.2832 | 6.2832 | 6.2832 | 6.2673 | 6.2673 | 6.2673 | 6.2673
CO NOX Rate Annual - Craig 1,3 v5.14 | 212 | 6124 | Rate Constraint in lbs/MMBtu | FALSE | L | Annual | Rate | lb/MWh | 1.3369 | 1.3369 | 1.3369 | 0.89318 | 0.89318 | 0.89318 | 0.89318
CO NOX Rate Annual - Craig 1,3 v5.14 | 212 | 6124 | Rate Constraint in lbs/MMBtu | FALSE | L | Annual | Constraint Shadow Price | US2011$/Ton | 4885.094 | 6247.1401 | 50.0571 | 0 | 0 | 0 | 0
CO NOX Rate Annual - Craig 2 v5.14 | 213 | 6125 | Rate Constraint in lbs/MMBtu | FALSE | L | Annual | Seasons Included | Seasons | Winter, Summer | Winter, Summer | Winter, Summer | Winter, Summer | Winter, Summer | Winter, Summer | Winter, Summer
CO NOX Rate Annual - Craig 2 v5.14 | 213 | 6125 | Rate Constraint in lbs/MMBtu | FALSE | L | Annual | Standard | lb/MMBtu | 0.08 | 0.08 | 0.08 | 0.08 | 0.08 | 0.08 | 0.08
CO NOX Rate Annual - Craig 2 v5.14 | 213 | 6125 | Rate Constraint in lbs/MMBtu | FALSE | L | Annual | Emissions at Affected Plants NOX | Thousand Tons | 1.2127 | 1.2209 | 1.2209 | 1.2209 | 1.2209 | 1.2209 | 1.2209
CO NOX Rate Annual - Craig 2 v5.14 | 213 | 6125 | Rate Constraint in lbs/MMBtu | FALSE | L | Annual | Allowances Purchased NOX | Thousand Tons | 0 | 0 | 0 | 0 | 0 | 0 | 0
CO NOX Rate Annual - Craig 2 v5.14 | 213 | 6125 | Rate Constraint in lbs/MMBtu | FALSE | L | Annual | Allowances Sold NOX | Thousand Tons | 0 | 0 | 0 | 0 | 0 | 0 | 0
CO NOX Rate Annual - Craig 2 v5.14 | 213 | 6125 | Rate Constraint in lbs/MMBtu | FALSE | L | Annual | Allowances Banked | Thousand Tons | 0 | 0 | 0 | 0 | 0 | 0 | 0
CO NOX Rate Annual - Craig 2 v5.14 | 213 | 6125 | Rate Constraint in lbs/MMBtu | FALSE | L | Annual | Allowances Withdrawn (1:1) | Thousand Tons | 0 | 0 | 0 | 0 | 0 | 0 | 0
CO NOX Rate Annual - Craig 2 v5.14 | 213 | 6125 | Rate Constraint in lbs/MMBtu | FALSE | L | Annual | Allowances Withdrawn (n:1) | Thousand Tons | 0 | 0 | 0 | 0 | 0 | 0 | 0
CO NOX Rate Annual - Craig 2 v5.14 | 213 | 6125 | Rate Constraint in lbs/MMBtu | FALSE | L | Annual | Net Emissions Allowance Position | Thousand Tons | 1.2127 | 1.2209 | 1.2209 | 1.2209 | 1.2209 | 1.2209 | 1.2209
CO NOX Rate Annual - Craig 2 v5.14 | 213 | 6125 | Rate Constraint in lbs/MMBtu | FALSE | L | Annual | Fuel Consumed | TBtu | 30.3166 | 30.5237 | 30.5237 | 30.5237 | 30.5237 | 30.5237 | 30.5237
CO NOX Rate Annual - Craig 2 v5.14 | 213 | 6125 | Rate Constraint in lbs/MMBtu | FALSE | L | Annual | Rate | lb/MMBtu | 0.08 | 0.08 | 0.08 | 0.08 | 0.08 | 0.08 | 0.08
CO NOX Rate Annual - Craig 2 v5.14 | 213 | 6125 | Rate Constraint in lbs/MMBtu | FALSE | L | Annual | Generation | TWh | 3.033 | 3.0537 | 3.0537 | 3.0537 | 3.0537 | 3.0537 | 3.0537
CO NOX Rate Annual - Craig 2 v5.14 | 213 | 6125 | Rate Constraint in lbs/MMBtu | FALSE | L | Annual | Qualifying Generation | TWh | 3.033 | 3.0537 | 3.0537 | 3.0537 | 3.0537 | 3.0537 | 3.0537
CO NOX Rate Annual - Craig 2 v5.14 | 213 | 6125 | Rate Constraint in lbs/MMBtu | FALSE | L | Annual | Rate | lb/MWh | 0.39983 | 0.39983 | 0.39983 | 0.39983 | 0.39983 | 0.39983 | 0.39983
CO NOX Rate Annual - Craig 2 v5.14 | 213 | 6125 | Rate Constraint in lbs/MMBtu | FALSE | L | Annual | Constraint Shadow Price | US2011$/Ton | 3468.831 | 0 | 0 | 0 | 0 | 0 | 0
CR Huntley MER Rate Limit v3.1 | 214 | 2040 | Rate Constraint in lbs/MMBtu | FALSE | L | Annual | Seasons Included | Seasons | Winter, Summer | Winter, Summer | Winter, Summer | Winter, Summer | Winter, Summer | Winter, Summer | Winter, Summer
CR Huntley MER Rate Limit v3.1 | 214 | 2040 | Rate Constraint in lbs/MMBtu | FALSE | L | Annual | Standard | lb/MMBtu | 6e-07 | 6e-07 | 6e-07 | 6e-07 | 6e-07 | 6e-07 | 6e-07
CR Huntley MER Rate Limit v3.1 | 214 | 2040 | Rate Constraint in lbs/MMBtu | FALSE | L | Annual | Emissions at Affected Plants MER | lbs | 0 | 0 | 0 | 0 | 0 | 0 | 0
CR Huntley MER Rate Limit v3.1 | 214 | 2040 | Rate Constraint in lbs/MMBtu | FALSE | L | Annual | Allowances Purchased MER | lbs | 0 | 0 | 0 | 0 | 0 | 0 | 0
CR Huntley MER Rate Limit v3.1 | 214 | 2040 | Rate Constraint in lbs/MMBtu | FALSE | L | Annual | Allowances Sold MER | lbs | 0 | 0 | 0 | 0 | 0 | 0 | 0
CR Huntley MER Rate Limit v3.1 | 214 | 2040 | Rate Constraint in lbs/MMBtu | FALSE | L | Annual | Allowances Banked | lbs | 0 | 0 | 0 | 0 | 0 | 0 | 0
CR Huntley MER Rate Limit v3.1 | 214 | 2040 | Rate Constraint in lbs/MMBtu | FALSE | L | Annual | Allowances Withdrawn (1:1) | lbs | 0 | 0 | 0 | 0 | 0 | 0 | 0
CR Huntley MER Rate Limit v3.1 | 214 | 2040 | Rate Constraint in lbs/MMBtu | FALSE | L | Annual | Allowances Withdrawn (n:1) | lbs | 0 | 0 | 0 | 0 | 0 | 0 | 0
CR Huntley MER Rate Limit v3.1 | 214 | 2040 | Rate Constraint in lbs/MMBtu | FALSE | L | Annual | Net Emissions Allowance Position | lbs | 0 | 0 | 0 | 0 | 0 | 0 | 0
CR Huntley MER Rate Limit v3.1 | 214 | 2040 | Rate Constraint in lbs/MMBtu | FALSE | L | Annual | Fuel Consumed | TBtu | 0 | 0 | 0 | 0 | 0 | 0 | 0
CR Huntley MER Rate Limit v3.1 | 214 | 2040 | Rate Constraint in lbs/MMBtu | FALSE | L | Annual | Rate | lb/MMBtu | 0 | 0 | 0 | 0 | 0 | 0 | 0
CR Huntley MER Rate Limit v3.1 | 214 | 2040 | Rate Constraint in lbs/MMBtu | FALSE | L | Annual | Generation | TWh | 0 | 0 | 0 | 0 | 0 | 0 | 0
CR Huntley MER Rate Limit v3.1 | 214 | 2040 | Rate Constraint in lbs/MMBtu | FALSE | L | Annual | Qualifying Generation | TWh | 0 | 0 | 0 | 0 | 0 | 0 | 0
CR Huntley MER Rate Limit v3.1 | 214 | 2040 | Rate Constraint in lbs/MMBtu | FALSE | L | Annual | Rate | lb/MWh | 0 | 0 | 0 | 0 | 0 | 0 | 0
CR Huntley MER Rate Limit v3.1 | 214 | 2040 | Rate Constraint in lbs/MMBtu | FALSE | L | Annual | Constraint Shadow Price | US2011$/Lb | 0 | 0 | 0 | 0 | 0 | 0 | 0
CSAPR- NOX Annual- AL | 215 | 6347 | Rate Constraint in MTons | FALSE | L | Annual | Seasons Included | Seasons |  | Winter, Summer | Winter, Summer | Winter, Summer | Winter, Summer | Winter, Summer | Winter, Summer
CSAPR- NOX Annual- AL | 215 | 6347 | Rate Constraint in MTons | FALSE | L | Annual | Standard | Thousand Tons | 0 | 84.9152 | 84.9152 | 84.9152 | 84.9152 | 84.9152 | 84.9152
CSAPR- NOX Annual- AL | 215 | 6347 | Rate Constraint in MTons | FALSE | L | Annual | Standard NOX | Thousand Tons | 0 | 84.9152 | 84.9152 | 84.9152 | 84.9152 | 84.9152 | 84.9152
CSAPR- NOX Annual- AL | 215 | 6347 | Rate Constraint in MTons | FALSE | L | Annual | Emissions at Affected Plants NOX | Thousand Tons | 0 | 25.9425 | 23.2335 | 23.9567 | 23.7367 | 22.048 | 21.9041
CSAPR- NOX Annual- AL | 215 | 6347 | Rate Constraint in MTons | FALSE | L | Annual | Allowances Purchased NOX | Thousand Tons | 0 | 0 | 0 | 0 | 0 | 0 | 0
CSAPR- NOX Annual- AL | 215 | 6347 | Rate Constraint in MTons | FALSE | L | Annual | Allowances Sold NOX | Thousand Tons | 0 | 0 | 0 | 0 | 0 | 0 | 0
CSAPR- NOX Annual- AL | 215 | 6347 | Rate Constraint in MTons | FALSE | L | Annual | Allowances Banked | Thousand Tons | 0 | 0 | 0 | 0 | 0 | 0 | 0
CSAPR- NOX Annual- AL | 215 | 6347 | Rate Constraint in MTons | FALSE | L | Annual | Allowances Withdrawn (1:1) | Thousand Tons | 0 | 0 | 0 | 0 | 0 | 0 | 0
CSAPR- NOX Annual- AL | 215 | 6347 | Rate Constraint in MTons | FALSE | L | Annual | Allowances Withdrawn (n:1) | Thousand Tons | 0 | 0 | 0 | 0 | 0 | 0 | 0
CSAPR- NOX Annual- AL | 215 | 6347 | Rate Constraint in MTons | FALSE | L | Annual | Net Emissions Allowance Position | Thousand Tons | 0 | 25.9425 | 23.2335 | 23.9567 | 23.7367 | 22.048 | 21.9041
CSAPR- NOX Annual- AL | 215 | 6347 | Rate Constraint in MTons | FALSE | L | Annual | Fuel Consumed | TBtu | 0 | 823.877 | 696.3138 | 750.072 | 747.2222 | 752.3526 | 794.6635
CSAPR- NOX Annual- AL | 215 | 6347 | Rate Constraint in MTons | FALSE | L | Annual | Rate | lb/MMBtu | 0 | 0.062977 | 0.066733 | 0.063878 | 0.063533 | 0.058611 | 0.055128
CSAPR- NOX Annual- AL | 215 | 6347 | Rate Constraint in MTons | FALSE | L | Annual | Generation | TWh | 0 | 96.5019 | 80.2052 | 87.7703 | 88.9776 | 91.8851 | 100.2406
CSAPR- NOX Annual- AL | 215 | 6347 | Rate Constraint in MTons | FALSE | L | Annual | Qualifying Generation | TWh | 0 | 96.5019 | 80.2052 | 87.7703 | 88.9776 | 91.8851 | 100.2406
CSAPR- NOX Annual- AL | 215 | 6347 | Rate Constraint in MTons | FALSE | L | Annual | Rate | lb/MWh | 0 | 0.26883 | 0.28968 | 0.27295 | 0.26677 | 0.23995 | 0.21851
CSAPR- NOX Annual- AL | 215 | 6347 | Rate Constraint in MTons | FALSE | L | Annual | Constraint Shadow Price | US2011$/Ton | 0 | 0 | 0 | 0 | 0 | 0 | 0
CSAPR- NOX Annual- GA | 216 | 6348 | Rate Constraint in MTons | FALSE | L | Annual | Seasons Included | Seasons |  | Winter, Summer | Winter, Summer | Winter, Summer | Winter, Summer | Winter, Summer | Winter, Summer
CSAPR- NOX Annual- GA | 216 | 6348 | Rate Constraint in MTons | FALSE | L | Annual | Standard | Thousand Tons | 0 | 63.4108 | 63.4108 | 63.4108 | 63.4108 | 63.4108 | 63.4108
CSAPR- NOX Annual- GA | 216 | 6348 | Rate Constraint in MTons | FALSE | L | Annual | Standard NOX | Thousand Tons | 0 | 63.4108 | 63.4108 | 63.4108 | 63.4108 | 63.4108 | 63.4108
CSAPR- NOX Annual- GA | 216 | 6348 | Rate Constraint in MTons | FALSE | L | Annual | Emissions at Affected Plants NOX | Thousand Tons | 0 | 21.5542 | 22.2049 | 23.3741 | 25.0192 | 17.582 | 18.65
CSAPR- NOX Annual- GA | 216 | 6348 | Rate Constraint in MTons | FALSE | L | Annual | Allowances Purchased NOX | Thousand Tons | 0 | 0 | 0 | 0 | 0 | 0 | 0
CSAPR- NOX Annual- GA | 216 | 6348 | Rate Constraint in MTons | FALSE | L | Annual | Allowances Sold NOX | Thousand Tons | 0 | 0 | 0 | 0 | 0 | 0 | 0
CSAPR- NOX Annual- GA | 216 | 6348 | Rate Constraint in MTons | FALSE | L | Annual | Allowances Banked | Thousand Tons | 0 | 0 | 0 | 0 | 0 | 0 | 0
CSAPR- NOX Annual- GA | 216 | 6348 | Rate Constraint in MTons | FALSE | L | Annual | Allowances Withdrawn (1:1) | Thousand Tons | 0 | 0 | 0 | 0 | 0 | 0 | 0
CSAPR- NOX Annual- GA | 216 | 6348 | Rate Constraint in MTons | FALSE | L | Annual | Allowances Withdrawn (n:1) | Thousand Tons | 0 | 0 | 0 | 0 | 0 | 0 | 0
CSAPR- NOX Annual- GA | 216 | 6348 | Rate Constraint in MTons | FALSE | L | Annual | Net Emissions Allowance Position | Thousand Tons | 0 | 21.5542 | 22.2049 | 23.3741 | 25.0192 | 17.582 | 18.65
CSAPR- NOX Annual- GA | 216 | 6348 | Rate Constraint in MTons | FALSE | L | Annual | Fuel Consumed | TBtu | 0 | 775.6728 | 760.1469 | 806.7207 | 885.4337 | 747.1671 | 924.0624
CSAPR- NOX Annual- GA | 216 | 6348 | Rate Constraint in MTons | FALSE | L | Annual | Rate | lb/MMBtu | 0 | 0.055576 | 0.058423 | 0.057948 | 0.056513 | 0.047063 | 0.040365
CSAPR- NOX Annual- GA | 216 | 6348 | Rate Constraint in MTons | FALSE | L | Annual | Generation | TWh | 0 | 93.9166 | 90.8625 | 96.0286 | 108.3066 | 93.8352 | 121.2884
CSAPR- NOX Annual- GA | 216 | 6348 | Rate Constraint in MTons | FALSE | L | Annual | Qualifying Generation | TWh | 0 | 93.9166 | 90.8625 | 96.0286 | 108.3066 | 93.8352 | 121.2884
CSAPR- NOX Annual- GA | 216 | 6348 | Rate Constraint in MTons | FALSE | L | Annual | Rate | lb/MWh | 0 | 0.2295 | 0.24438 | 0.24341 | 0.231 | 0.18737 | 0.15377
CSAPR- NOX Annual- GA | 216 | 6348 | Rate Constraint in MTons | FALSE | L | Annual | Constraint Shadow Price | US2011$/Ton | 0 | 0 | 0 | 0 | 0 | 0 | 0
CSAPR- NOX Annual- IA | 217 | 6351 | Rate Constraint in MTons | FALSE | L | Annual | Seasons Included | Seasons |  | Winter, Summer | Winter, Summer | Winter, Summer | Winter, Summer | Winter, Summer | Winter, Summer
CSAPR- NOX Annual- IA | 217 | 6351 | Rate Constraint in MTons | FALSE | L | Annual | Standard | Thousand Tons | 0 | 44.2476 | 44.2476 | 44.2476 | 44.2476 | 44.2476 | 44.2476
CSAPR- NOX Annual- IA | 217 | 6351 | Rate Constraint in MTons | FALSE | L | Annual | Standard NOX | Thousand Tons | 0 | 44.2476 | 44.2476 | 44.2476 | 44.2476 | 44.2476 | 44.2476
CSAPR- NOX Annual- IA | 217 | 6351 | Rate Constraint in MTons | FALSE | L | Annual | Emissions at Affected Plants NOX | Thousand Tons | 0 | 18.8434 | 18.8289 | 18.8378 | 18.7602 | 19.1374 | 18.955
CSAPR- NOX Annual- IA | 217 | 6351 | Rate Constraint in MTons | FALSE | L | Annual | Allowances Purchased NOX | Thousand Tons | 0 | 0 | 0 | 0 | 0 | 0 | 0
CSAPR- NOX Annual- IA | 217 | 6351 | Rate Constraint in MTons | FALSE | L | Annual | Allowances Sold NOX | Thousand Tons | 0 | 0 | 0 | 0 | 0 | 0 | 0
CSAPR- NOX Annual- IA | 217 | 6351 | Rate Constraint in MTons | FALSE | L | Annual | Allowances Banked | Thousand Tons | 0 | 0 | 0 | 0 | 0 | 0 | 0
CSAPR- NOX Annual- IA | 217 | 6351 | Rate Constraint in MTons | FALSE | L | Annual | Allowances Withdrawn (1:1) | Thousand Tons | 0 | 0 | 0 | 0 | 0 | 0 | 0
CSAPR- NOX Annual- IA | 217 | 6351 | Rate Constraint in MTons | FALSE | L | Annual | Allowances Withdrawn (n:1) | Thousand Tons | 0 | 0 | 0 | 0 | 0 | 0 | 0
CSAPR- NOX Annual- IA | 217 | 6351 | Rate Constraint in MTons | FALSE | L | Annual | Net Emissions Allowance Position | Thousand Tons | 0 | 18.8434 | 18.8289 | 18.8378 | 18.7602 | 19.1374 | 18.955
CSAPR- NOX Annual- IA | 217 | 6351 | Rate Constraint in MTons | FALSE | L | Annual | Fuel Consumed | TBtu | 0 | 314.8676 | 312.1013 | 312.6031 | 308.1905 | 363.1066 | 371.8164
CSAPR- NOX Annual- IA | 217 | 6351 | Rate Constraint in MTons | FALSE | L | Annual | Rate | lb/MMBtu | 0 | 0.11969 | 0.12066 | 0.12052 | 0.12174 | 0.10541 | 0.10196
CSAPR- NOX Annual- IA | 217 | 6351 | Rate Constraint in MTons | FALSE | L | Annual | Generation | TWh | 0 | 32.8855 | 32.5214 | 32.5787 | 31.8514 | 40.1893 | 41.9203
CSAPR- NOX Annual- IA | 217 | 6351 | Rate Constraint in MTons | FALSE | L | Annual | Qualifying Generation | TWh | 0 | 32.8855 | 32.5214 | 32.5787 | 31.8514 | 40.1893 | 41.9203
CSAPR- NOX Annual- IA | 217 | 6351 | Rate Constraint in MTons | FALSE | L | Annual | Rate | lb/MWh | 0 | 0.573 | 0.57897 | 0.57822 | 0.58899 | 0.47618 | 0.45217
CSAPR- NOX Annual- IA | 217 | 6351 | Rate Constraint in MTons | FALSE | L | Annual | Constraint Shadow Price | US2011$/Ton | 0 | 0 | 0 | 0 | 0 | 0 | 0
CSAPR- NOX Annual- IL | 218 | 6349 | Rate Constraint in MTons | FALSE | L | Annual | Seasons Included | Seasons |  | Winter, Summer | Winter, Summer | Winter, Summer | Winter, Summer | Winter, Summer | Winter, Summer
CSAPR- NOX Annual- IL | 218 | 6349 | Rate Constraint in MTons | FALSE | L | Annual | Standard | Thousand Tons | 0 | 56.489 | 56.489 | 56.489 | 56.489 | 56.489 | 56.489
CSAPR- NOX Annual- IL | 218 | 6349 | Rate Constraint in MTons | FALSE | L | Annual | Standard NOX | Thousand Tons | 0 | 56.489 | 56.489 | 56.489 | 56.489 | 56.489 | 56.489
CSAPR- NOX Annual- IL | 218 | 6349 | Rate Constraint in MTons | FALSE | L | Annual | Emissions at Affected Plants NOX | Thousand Tons | 0 | 28.5002 | 28.6041 | 28.028 | 29.0354 | 26.4062 | 28.0608
CSAPR- NOX Annual- IL | 218 | 6349 | Rate Constraint in MTons | FALSE | L | Annual | Allowances Purchased NOX | Thousand Tons | 0 | 0 | 0 | 0 | 0 | 0 | 0
CSAPR- NOX Annual- IL | 218 | 6349 | Rate Constraint in MTons | FALSE | L | Annual | Allowances Sold NOX | Thousand Tons | 0 | 0 | 0 | 0 | 0 | 0 | 0
CSAPR- NOX Annual- IL | 218 | 6349 | Rate Constraint in MTons | FALSE | L | Annual | Allowances Banked | Thousand Tons | 0 | 0 | 0 | 0 | 0 | 0 | 0
CSAPR- NOX Annual- IL | 218 | 6349 | Rate Constraint in MTons | FALSE | L | Annual | Allowances Withdrawn (1:1) | Thousand Tons | 0 | 0 | 0 | 0 | 0 | 0 | 0
CSAPR- NOX Annual- IL | 218 | 6349 | Rate Constraint in MTons | FALSE | L | Annual | Allowances Withdrawn (n:1) | Thousand Tons | 0 | 0 | 0 | 0 | 0 | 0 | 0
CSAPR- NOX Annual- IL | 218 | 6349 | Rate Constraint in MTons | FALSE | L | Annual | Net Emissions Allowance Position | Thousand Tons | 0 | 28.5002 | 28.6041 | 28.028 | 29.0354 | 26.4062 | 28.0608
CSAPR- NOX Annual- IL | 218 | 6349 | Rate Constraint in MTons | FALSE | L | Annual | Fuel Consumed | TBtu | 0 | 767.1395 | 774.3186 | 753.5064 | 789.2444 | 724.4986 | 1030.0993
CSAPR- NOX Annual- IL | 218 | 6349 | Rate Constraint in MTons | FALSE | L | Annual | Rate | lb/MMBtu | 0 | 0.074303 | 0.073882 | 0.074393 | 0.073578 | 0.072895 | 0.054482
CSAPR- NOX Annual- IL | 218 | 6349 | Rate Constraint in MTons | FALSE | L | Annual | Generation | TWh | 0 | 79.0873 | 79.3471 | 77.3895 | 80.689 | 75.2342 | 122.5792
CSAPR- NOX Annual- IL | 218 | 6349 | Rate Constraint in MTons | FALSE | L | Annual | Qualifying Generation | TWh | 0 | 79.0873 | 79.3471 | 77.3895 | 80.689 | 75.2342 | 122.5792
CSAPR- NOX Annual- IL | 218 | 6349 | Rate Constraint in MTons | FALSE | L | Annual | Rate | lb/MWh | 0 | 0.36036 | 0.36049 | 0.36217 | 0.35984 | 0.35099 | 0.22892
CSAPR- NOX Annual- IL | 218 | 6349 | Rate Constraint in MTons | FALSE | L | Annual | Constraint Shadow Price | US2011$/Ton | 0 | 0 | 0 | 0 | 0 | 0 | 0
CSAPR- NOX Annual- IN | 219 | 6350 | Rate Constraint in MTons | FALSE | L | Annual | Seasons Included | Seasons |  | Winter, Summer | Winter, Summer | Winter, Summer | Winter, Summer | Winter, Summer | Winter, Summer
CSAPR- NOX Annual- IN | 219 | 6350 | Rate Constraint in MTons | FALSE | L | Annual | Standard | Thousand Tons | 0 | 127.9403 | 127.9403 | 127.9403 | 127.9403 | 127.9403 | 127.9403
CSAPR- NOX Annual- IN | 219 | 6350 | Rate Constraint in MTons | FALSE | L | Annual | Standard NOX | Thousand Tons | 0 | 127.9403 | 127.9403 | 127.9403 | 127.9403 | 127.9403 | 127.9403
CSAPR- NOX Annual- IN | 219 | 6350 | Rate Constraint in MTons | FALSE | L | Annual | Emissions at Affected Plants NOX | Thousand Tons | 0 | 94.8822 | 96.1105 | 94.8501 | 80.5562 | 76.8787 | 73.4363
CSAPR- NOX Annual- IN | 219 | 6350 | Rate Constraint in MTons | FALSE | L | Annual | Allowances Purchased NOX | Thousand Tons | 0 | 0 | 0 | 0 | 0 | 0 | 0
CSAPR- NOX Annual- IN | 219 | 6350 | Rate Constraint in MTons | FALSE | L | Annual | Allowances Sold NOX | Thousand Tons | 0 | 0 | 0 | 0 | 0 | 0 | 0
CSAPR- NOX Annual- IN | 219 | 6350 | Rate Constraint in MTons | FALSE | L | Annual | Allowances Banked | Thousand Tons | 0 | 0 | 0 | 0 | 0 | 0 | 0
CSAPR- NOX Annual- IN | 219 | 6350 | Rate Constraint in MTons | FALSE | L | Annual | Allowances Withdrawn (1:1) | Thousand Tons | 0 | 0 | 0 | 0 | 0 | 0 | 0
CSAPR- NOX Annual- IN | 219 | 6350 | Rate Constraint in MTons | FALSE | L | Annual | Allowances Withdrawn (n:1) | Thousand Tons | 0 | 0 | 0 | 0 | 0 | 0 | 0
CSAPR- NOX Annual- IN | 219 | 6350 | Rate Constraint in MTons | FALSE | L | Annual | Net Emissions Allowance Position | Thousand Tons | 0 | 94.8822 | 96.1105 | 94.8501 | 80.5562 | 76.8787 | 73.4363
CSAPR- NOX Annual- IN | 219 | 6350 | Rate Constraint in MTons | FALSE | L | Annual | Fuel Consumed | TBtu | 0 | 1028.23 | 1044.2452 | 1028.8094 | 1054.7878 | 1078.4415 | 1120.536
CSAPR- NOX Annual- IN | 219 | 6350 | Rate Constraint in MTons | FALSE | L | Annual | Rate | lb/MMBtu | 0 | 0.18455 | 0.18408 | 0.18439 | 0.15274 | 0.14257 | 0.13107
CSAPR- NOX Annual- IN | 219 | 6350 | Rate Constraint in MTons | FALSE | L | Annual | Generation | TWh | 0 | 101.8163 | 103.3364 | 101.895 | 105.4095 | 113.6419 | 122.8744
CSAPR- NOX Annual- IN | 219 | 6350 | Rate Constraint in MTons | FALSE | L | Annual | Qualifying Generation | TWh | 0 | 101.8163 | 103.3364 | 101.895 | 105.4095 | 113.6419 | 122.8744
CSAPR- NOX Annual- IN | 219 | 6350 | Rate Constraint in MTons | FALSE | L | Annual | Rate | lb/MWh | 0 | 0.9319 | 0.93007 | 0.93086 | 0.76422 | 0.6765 | 0.59765
CSAPR- NOX Annual- IN | 219 | 6350 | Rate Constraint in MTons | FALSE | L | Annual | Constraint Shadow Price | US2011$/Ton | 0 | 0 | 0 | 0 | 0 | 0 | 0
CSAPR- NOX Annual- KS | 220 | 6352 | Rate Constraint in MTons | FALSE | L | Annual | Seasons Included | Seasons |  | Winter, Summer | Winter, Summer | Winter, Summer | Winter, Summer | Winter, Summer | Winter, Summer
CSAPR- NOX Annual- KS | 220 | 6352 | Rate Constraint in MTons | FALSE | L | Annual | Standard | Thousand Tons | 0 | 36.9977 | 36.9977 | 36.9977 | 36.9977 | 36.9977 | 36.9977
CSAPR- NOX Annual- KS | 220 | 6352 | Rate Constraint in MTons | FALSE | L | Annual | Standard NOX | Thousand Tons | 0 | 36.9977 | 36.9977 | 36.9977 | 36.9977 | 36.9977 | 36.9977
CSAPR- NOX Annual- KS | 220 | 6352 | Rate Constraint in MTons | FALSE | L | Annual | Emissions at Affected Plants NOX | Thousand Tons | 0 | 25.284 | 25.1438 | 24.5822 | 24.3496 | 24.2143 | 24.2026
CSAPR- NOX Annual- KS | 220 | 6352 | Rate Constraint in MTons | FALSE | L | Annual | Allowances Purchased NOX | Thousand Tons | 0 | 0 | 0 | 0 | 0 | 0 | 0
CSAPR- NOX Annual- KS | 220 | 6352 | Rate Constraint in MTons | FALSE | L | Annual | Allowances Sold NOX | Thousand Tons | 0 | 0 | 0 | 0 | 0 | 0 | 0
CSAPR- NOX Annual- KS | 220 | 6352 | Rate Constraint in MTons | FALSE | L | Annual | Allowances Banked | Thousand Tons | 0 | 0 | 0 | 0 | 0 | 0 | 0
CSAPR- NOX Annual- KS | 220 | 6352 | Rate Constraint in MTons | FALSE | L | Annual | Allowances Withdrawn (1:1) | Thousand Tons | 0 | 0 | 0 | 0 | 0 | 0 | 0
CSAPR- NOX Annual- KS | 220 | 6352 | Rate Constraint in MTons | FALSE | L | Annual | Allowances Withdrawn (n:1) | Thousand Tons | 0 | 0 | 0 | 0 | 0 | 0 | 0
CSAPR- NOX Annual- KS | 220 | 6352 | Rate Constraint in MTons | FALSE | L | Annual | Net Emissions Allowance Position | Thousand Tons | 0 | 25.284 | 25.1438 | 24.5822 | 24.3496 | 24.2143 | 24.2026
CSAPR- NOX Annual- KS | 220 | 6352 | Rate Constraint in MTons | FALSE | L | Annual | Fuel Consumed | TBtu | 0 | 409.4952 | 409.2421 | 405.3196 | 404.3148 | 401.3133 | 404.6743
CSAPR- NOX Annual- KS | 220 | 6352 | Rate Constraint in MTons | FALSE | L | Annual | Rate | lb/MMBtu | 0 | 0.12349 | 0.12288 | 0.1213 | 0.12045 | 0.12068 | 0.11962
CSAPR- NOX Annual- KS | 220 | 6352 | Rate Constraint in MTons | FALSE | L | Annual | Generation | TWh | 0 | 38.1999 | 38.1941 | 37.8722 | 37.8431 | 37.5934 | 38.0239
CSAPR- NOX Annual- KS | 220 | 6352 | Rate Constraint in MTons | FALSE | L | Annual | Qualifying Generation | TWh | 0 | 38.1999 | 38.1941 | 37.8722 | 37.8431 | 37.5934 | 38.0239
CSAPR- NOX Annual- KS | 220 | 6352 | Rate Constraint in MTons | FALSE | L | Annual | Rate | lb/MWh | 0 | 0.66189 | 0.65832 | 0.64908 | 0.64344 | 0.64411 | 0.63651
CSAPR- NOX Annual- KS | 220 | 6352 | Rate Constraint in MTons | FALSE | L | Annual | Constraint Shadow Price | US2011$/Ton | 0 | 0 | 0 | 0 | 0 | 0 | 0
CSAPR- NOX Annual- KY | 221 | 6353 | Rate Constraint in MTons | FALSE | L | Annual | Seasons Included | Seasons |  | Winter, Summer | Winter, Summer | Winter, Summer | Winter, Summer | Winter, Summer | Winter, Summer
CSAPR- NOX Annual- KY | 221 | 6353 | Rate Constraint in MTons | FALSE | L | Annual | Standard | Thousand Tons | 0 | 91.1408 | 91.1408 | 91.1408 | 91.1408 | 91.1408 | 91.1408
CSAPR- NOX Annual- KY | 221 | 6353 | Rate Constraint in MTons | FALSE | L | Annual | Standard NOX | Thousand Tons | 0 | 91.1408 | 91.1408 | 91.1408 | 91.1408 | 91.1408 | 91.1408
CSAPR- NOX Annual- KY | 221 | 6353 | Rate Constraint in MTons | FALSE | L | Annual | Emissions at Affected Plants NOX | Thousand Tons | 0 | 52.5544 | 56.6483 | 55.5851 | 58.0045 | 55.4358 | 54.3696
CSAPR- NOX Annual- KY | 221 | 6353 | Rate Constraint in MTons | FALSE | L | Annual | Allowances Purchased NOX | Thousand Tons | 0 | 0 | 0 | 0 | 0 | 0 | 0
CSAPR- NOX Annual- KY | 221 | 6353 | Rate Constraint in MTons | FALSE | L | Annual | Allowances Sold NOX | Thousand Tons | 0 | 0 | 0 | 0 | 0 | 0 | 0
CSAPR- NOX Annual- KY | 221 | 6353 | Rate Constraint in MTons | FALSE | L | Annual | Allowances Banked | Thousand Tons | 0 | 0 | 0 | 0 | 0 | 0 | 0
CSAPR- NOX Annual- KY | 221 | 6353 | Rate Constraint in MTons | FALSE | L | Annual | Allowances Withdrawn (1:1) | Thousand Tons | 0 | 0 | 0 | 0 | 0 | 0 | 0
CSAPR- NOX Annual- KY | 221 | 6353 | Rate Constraint in MTons | FALSE | L | Annual | Allowances Withdrawn (n:1) | Thousand Tons | 0 | 0 | 0 | 0 | 0 | 0 | 0
CSAPR- NOX Annual- KY | 221 | 6353 | Rate Constraint in MTons | FALSE | L | Annual | Net Emissions Allowance Position | Thousand Tons | 0 | 52.5544 | 56.6483 | 55.5851 | 58.0045 | 55.4358 | 54.3696
CSAPR- NOX Annual- KY | 221 | 6353 | Rate Constraint in MTons | FALSE | L | Annual | Fuel Consumed | TBtu | 0 | 586.338 | 619.4026 | 627.6623 | 668.0218 | 702.4793 | 728.642
CSAPR- NOX Annual- KY | 221 | 6353 | Rate Constraint in MTons | FALSE | L | Annual | Rate | lb/MMBtu | 0 | 0.17926 | 0.18291 | 0.17712 | 0.17366 | 0.15783 | 0.14924
CSAPR- NOX Annual- KY | 221 | 6353 | Rate Constraint in MTons | FALSE | L | Annual | Generation | TWh | 0 | 57.4435 | 59.7124 | 61.5338 | 66.6469 | 74.0039 | 78.8628
CSAPR- NOX Annual- KY | 221 | 6353 | Rate Constraint in MTons | FALSE | L | Annual | Qualifying Generation | TWh | 0 | 57.4435 | 59.7124 | 61.5338 | 66.6469 | 74.0039 | 78.8628
CSAPR- NOX Annual- KY | 221 | 6353 | Rate Constraint in MTons | FALSE | L | Annual | Rate | lb/MWh | 0 | 0.91489 | 0.94869 | 0.90333 | 0.87033 | 0.74909 | 0.68942
CSAPR- NOX Annual- KY | 221 | 6353 | Rate Constraint in MTons | FALSE | L | Annual | Constraint Shadow Price | US2011$/Ton | 0 | 0 | 0 | 0 | 0 | 0 | 0
CSAPR- NOX Annual- MD | 222 | 6354 | Rate Constraint in MTons | FALSE | L | Annual | Seasons Included | Seasons |  | Winter, Summer | Winter, Summer | Winter, Summer | Winter, Summer | Winter, Summer | Winter, Summer
CSAPR- NOX Annual- MD | 222 | 6354 | Rate Constraint in MTons | FALSE | L | Annual | Standard | Thousand Tons | 0 | 19.5573 | 19.5573 | 19.5573 | 19.5573 | 19.5573 | 19.5573
CSAPR- NOX Annual- MD | 222 | 6354 | Rate Constraint in MTons | FALSE | L | Annual | Standard NOX | Thousand Tons | 0 | 19.5573 | 19.5573 | 19.5573 | 19.5573 | 19.5573 | 19.5573
CSAPR- NOX Annual- MD | 222 | 6354 | Rate Constraint in MTons | FALSE | L | Annual | Emissions at Affected Plants NOX | Thousand Tons | 0 | 4.6312 | 6.6277 | 4.1066 | 5.5271 | 2.0873 | 1.8623
CSAPR- NOX Annual- MD | 222 | 6354 | Rate Constraint in MTons | FALSE | L | Annual | Allowances Purchased NOX | Thousand Tons | 0 | 0 | 0 | 0 | 0 | 0 | 0
CSAPR- NOX Annual- MD | 222 | 6354 | Rate Constraint in MTons | FALSE | L | Annual | Allowances Sold NOX | Thousand Tons | 0 | 0 | 0 | 0 | 0 | 0 | 0
CSAPR- NOX Annual- MD | 222 | 6354 | Rate Constraint in MTons | FALSE | L | Annual | Allowances Banked | Thousand Tons | 0 | 0 | 0 | 0 | 0 | 0 | 0
CSAPR- NOX Annual- MD | 222 | 6354 | Rate Constraint in MTons | FALSE | L | Annual | Allowances Withdrawn (1:1) | Thousand Tons | 0 | 0 | 0 | 0 | 0 | 0 | 0
CSAPR- NOX Annual- MD | 222 | 6354 | Rate Constraint in MTons | FALSE | L | Annual | Allowances Withdrawn (n:1) | Thousand Tons | 0 | 0 | 0 | 0 | 0 | 0 | 0
CSAPR- NOX Annual- MD | 222 | 6354 | Rate Constraint in MTons | FALSE | L | Annual | Net Emissions Allowance Position | Thousand Tons | 0 | 4.6312 | 6.6277 | 4.1066 | 5.5271 | 2.0873 | 1.8623
CSAPR- NOX Annual- MD | 222 | 6354 | Rate Constraint in MTons | FALSE | L | Annual | Fuel Consumed | TBtu | 0 | 171.7675 | 206.4989 | 166.1437 | 188.6829 | 133.4093 | 143.1643
CSAPR- NOX Annual- MD | 222 | 6354 | Rate Constraint in MTons | FALSE | L | Annual | Rate | lb/MMBtu | 0 | 0.053924 | 0.064191 | 0.049434 | 0.058587 | 0.031292 | 0.026016
CSAPR- NOX Annual- MD | 222 | 6354 | Rate Constraint in MTons | FALSE | L | Annual | Generation | TWh | 0 | 20.5547 | 24.0298 | 20.0927 | 22.4391 | 17.9153 | 20.0383
CSAPR- NOX Annual- MD | 222 | 6354 | Rate Constraint in MTons | FALSE | L | Annual | Qualifying Generation | TWh | 0 | 20.5547 | 24.0298 | 20.0927 | 22.4391 | 17.9153 | 20.0383
CSAPR- NOX Annual- MD | 222 | 6354 | Rate Constraint in MTons | FALSE | L | Annual | Rate | lb/MWh | 0 | 0.22531 | 0.27581 | 0.20438 | 0.24632 | 0.11651 | 0.092936
CSAPR- NOX Annual- MD | 222 | 6354 | Rate Constraint in MTons | FALSE | L | Annual | Constraint Shadow Price | US2011$/Ton | 0 | 0 | 0 | 0 | 0 | 0 | 0
CSAPR- NOX Annual- MI | 223 | 6355 | Rate Constraint in MTons | FALSE | L | Annual | Seasons Included | Seasons |  | Winter, Summer | Winter, Summer | Winter, Summer | Winter, Summer | Winter, Summer | Winter, Summer
CSAPR- NOX Annual- MI | 223 | 6355 | Rate Constraint in MTons | FALSE | L | Annual | Standard | Thousand Tons | 0 | 74.3872 | 74.3872 | 74.3872 | 74.3872 | 74.3872 | 74.3872
CSAPR- NOX Annual- MI | 223 | 6355 | Rate Constraint in MTons | FALSE | L | Annual | Standard NOX | Thousand Tons | 0 | 74.3872 | 74.3872 | 74.3872 | 74.3872 | 74.3872 | 74.3872
CSAPR- NOX Annual- MI | 223 | 6355 | Rate Constraint in MTons | FALSE | L | Annual | Emissions at Affected Plants NOX | Thousand Tons | 0 | 42.164 | 44.9487 | 42.7986 | 40.6497 | 38.2122 | 33.6251
CSAPR- NOX Annual- MI | 223 | 6355 | Rate Constraint in MTons | FALSE | L | Annual | Allowances Purchased NOX | Thousand Tons | 0 | 0 | 0 | 0 | 0 | 0 | 0
CSAPR- NOX Annual- MI | 223 | 6355 | Rate Constraint in MTons | FALSE | L | Annual | Allowances Sold NOX | Thousand Tons | 0 | 0 | 0 | 0 | 0 | 0 | 0
CSAPR- NOX Annual- MI | 223 | 6355 | Rate Constraint in MTons | FALSE | L | Annual | Allowances Banked | Thousand Tons | 0 | 0 | 0 | 0 | 0 | 0 | 0
CSAPR- NOX Annual- MI | 223 | 6355 | Rate Constraint in MTons | FALSE | L | Annual | Allowances Withdrawn (1:1) | Thousand Tons | 0 | 0 | 0 | 0 | 0 | 0 | 0
CSAPR- NOX Annual- MI | 223 | 6355 | Rate Constraint in MTons | FALSE | L | Annual | Allowances Withdrawn (n:1) | Thousand Tons | 0 | 0 | 0 | 0 | 0 | 0 | 0
CSAPR- NOX Annual- MI | 223 | 6355 | Rate Constraint in MTons | FALSE | L | Annual | Net Emissions Allowance Position | Thousand Tons | 0 | 42.164 | 44.9487 | 42.7986 | 40.6497 | 38.2122 | 33.6251
CSAPR- NOX Annual- MI | 223 | 6355 | Rate Constraint in MTons | FALSE | L | Annual | Fuel Consumed | TBtu | 0 | 601.3132 | 594.1992 | 646.4962 | 640.1166 | 744.8185 | 799.2273
CSAPR- NOX Annual- MI | 223 | 6355 | Rate Constraint in MTons | FALSE | L | Annual | Rate | lb/MMBtu | 0 | 0.14024 | 0.15129 | 0.1324 | 0.12701 | 0.10261 | 0.084144
CSAPR- NOX Annual- MI | 223 | 6355 | Rate Constraint in MTons | FALSE | L | Annual | Generation | TWh | 0 | 69.1046 | 67.3427 | 76.937 | 76.7038 | 94.8807 | 105.5451
CSAPR- NOX Annual- MI | 223 | 6355 | Rate Constraint in MTons | FALSE | L | Annual | Qualifying Generation | TWh | 0 | 69.1046 | 67.3427 | 76.937 | 76.7038 | 94.8807 | 105.5451
CSAPR- NOX Annual- MI | 223 | 6355 | Rate Constraint in MTons | FALSE | L | Annual | Rate | lb/MWh | 0 | 0.61015 | 0.66746 | 0.55628 | 0.52996 | 0.40274 | 0.31859
CSAPR- NOX Annual- MI | 223 | 6355 | Rate Constraint in MTons | FALSE | L | Annual | Constraint Shadow Price | US2011$/Ton | 0 | 0 | 0 | 0 | 0 | 0 | 0
CSAPR- NOX Annual- MN | 224 | 6356 | Rate Constraint in MTons | FALSE | L | Annual | Seasons Included | Seasons |  | Winter, Summer | Winter, Summer | Winter, Summer | Winter, Summer | Winter, Summer | Winter, Summer
CSAPR- NOX Annual- MN | 224 | 6356 | Rate Constraint in MTons | FALSE | L | Annual | Standard | Thousand Tons | 0 | 34.895 | 34.895 | 34.895 | 34.895 | 34.895 | 34.895
CSAPR- NOX Annual- MN | 224 | 6356 | Rate Constraint in MTons | FALSE | L | Annual | Standard NOX | Thousand Tons | 0 | 34.895 | 34.895 | 34.895 | 34.895 | 34.895 | 34.895
CSAPR- NOX Annual- MN | 224 | 6356 | Rate Constraint in MTons | FALSE | L | Annual | Emissions at Affected Plants NOX | Thousand Tons | 0 | 19.8492 | 19.6086 | 19.7583 | 19.7872 | 20.1752 | 20.0982
CSAPR- NOX Annual- MN | 224 | 6356 | Rate Constraint in MTons | FALSE | L | Annual | Allowances Purchased NOX | Thousand Tons | 0 | 0 | 0 | 0 | 0 | 0 | 0
CSAPR- NOX Annual- MN | 224 | 6356 | Rate Constraint in MTons | FALSE | L | Annual | Allowances Sold NOX | Thousand Tons | 0 | 0 | 0 | 0 | 0 | 0 | 0
CSAPR- NOX Annual- MN | 224 | 6356 | Rate Constraint in MTons | FALSE | L | Annual | Allowances Banked | Thousand Tons | 0 | 0 | 0 | 0 | 0 | 0 | 0
CSAPR- NOX Annual- MN | 224 | 6356 | Rate Constraint in MTons | FALSE | L | Annual | Allowances Withdrawn (1:1) | Thousand Tons | 0 | 0 | 0 | 0 | 0 | 0 | 0
CSAPR- NOX Annual- MN | 224 | 6356 | Rate Constraint in MTons | FALSE | L | Annual | Allowances Withdrawn (n:1) | Thousand Tons | 0 | 0 | 0 | 0 | 0 | 0 | 0
CSAPR- NOX Annual- MN | 224 | 6356 | Rate Constraint in MTons | FALSE | L | Annual | Net Emissions Allowance Position | Thousand Tons | 0 | 19.8492 | 19.6086 | 19.7583 | 19.7872 | 20.1752 | 20.0982
CSAPR- NOX Annual- MN | 224 | 6356 | Rate Constraint in MTons | FALSE | L | Annual | Fuel Consumed | TBtu | 0 | 317.0229 | 294.8646 | 308.0289 | 309.8425 | 374.1203 | 370.6666
CSAPR- NOX Annual- MN | 224 | 6356 | Rate Constraint in MTons | FALSE | L | Annual | Rate | lb/MMBtu | 0 | 0.12522 | 0.133 | 0.12829 | 0.12772 | 0.10785 | 0.10844
CSAPR- NOX Annual- MN | 224 | 6356 | Rate Constraint in MTons | FALSE | L | Annual | Generation | TWh | 0 | 32.3291 | 29.2124 | 31.0693 | 31.1979 | 41.2033 | 40.8068
CSAPR- NOX Annual- MN | 224 | 6356 | Rate Constraint in MTons | FALSE | L | Annual | Qualifying Generation | TWh | 0 | 32.3291 | 29.2124 | 31.0693 | 31.1979 | 41.2033 | 40.8068
CSAPR- NOX Annual- MN | 224 | 6356 | Rate Constraint in MTons | FALSE | L | Annual | Rate | lb/MWh | 0 | 0.61398 | 0.67124 | 0.63594 | 0.63425 | 0.48965 | 0.49252
CSAPR- NOX Annual- MN | 224 | 6356 | Rate Constraint in MTons | FALSE | L | Annual | Constraint Shadow Price | US2011$/Ton | 0 | 0 | 0 | 0 | 0 | 0 | 0
CSAPR- NOX Annual- MO | 225 | 6357 | Rate Constraint in MTons | FALSE | L | Annual | Seasons Included | Seasons |  | Winter, Summer | Winter, Summer | Winter, Summer | Winter, Summer | Winter, Summer | Winter, Summer
CSAPR- NOX Annual- MO | 225 | 6357 | Rate Constraint in MTons | FALSE | L | Annual | Standard | Thousand Tons | 0 | 57.5167 | 57.5167 | 57.5167 | 57.5167 | 57.5167 | 57.5167
CSAPR- NOX Annual- MO | 225 | 6357 | Rate Constraint in MTons | FALSE | L | Annual | Standard NOX | Thousand Tons | 0 | 57.5167 | 57.5167 | 57.5167 | 57.5167 | 57.5167 | 57.5167
CSAPR- NOX Annual- MO | 225 | 6357 | Rate Constraint in MTons | FALSE | L | Annual | Emissions at Affected Plants NOX | Thousand Tons | 0 | 39.08 | 40.328 | 39.7704 | 40.6526 | 39.4872 | 39.6519
CSAPR- NOX Annual- MO | 225 | 6357 | Rate Constraint in MTons | FALSE | L | Annual | Allowances Purchased NOX | Thousand Tons | 0 | 0 | 0 | 0 | 0 | 0 | 0
CSAPR- NOX Annual- MO | 225 | 6357 | Rate Constraint in MTons | FALSE | L | Annual | Allowances Sold NOX | Thousand Tons | 0 | 0 | 0 | 0 | 0 | 0 | 0
CSAPR- NOX Annual- MO | 225 | 6357 | Rate Constraint in MTons | FALSE | L | Annual | Allowances Banked | Thousand Tons | 0 | 0 | 0 | 0 | 0 | 0 | 0
CSAPR- NOX Annual- MO | 225 | 6357 | Rate Constraint in MTons | FALSE | L | Annual | Allowances Withdrawn (1:1) | Thousand Tons | 0 | 0 | 0 | 0 | 0 | 0 | 0
CSAPR- NOX Annual- MO | 225 | 6357 | Rate Constraint in MTons | FALSE | L | Annual | Allowances Withdrawn (n:1) | Thousand Tons | 0 | 0 | 0 | 0 | 0 | 0 | 0
CSAPR- NOX Annual- MO | 225 | 6357 | Rate Constraint in MTons | FALSE | L | Annual | Net Emissions Allowance Position | Thousand Tons | 0 | 39.08 | 40.328 | 39.7704 | 40.6526 | 39.4872 | 39.6519
CSAPR- NOX Annual- MO | 225 | 6357 | Rate Constraint in MTons | FALSE | L | Annual | Fuel Consumed | TBtu | 0 | 798.8556 | 823.888 | 816.6621 | 834.6165 | 844.8349 | 907.4577
CSAPR- NOX Annual- MO | 225 | 6357 | Rate Constraint in MTons | FALSE | L | Annual | Rate | lb/MMBtu | 0 | 0.09784 | 0.097897 | 0.097397 | 0.097416 | 0.093479 | 0.087391
CSAPR- NOX Annual- MO | 225 | 6357 | Rate Constraint in MTons | FALSE | L | Annual | Generation | TWh | 0 | 78.4025 | 80.8914 | 80.215 | 82.0208 | 84.9151 | 94.8523
CSAPR- NOX Annual- MO | 225 | 6357 | Rate Constraint in MTons | FALSE | L | Annual | Qualifying Generation | TWh | 0 | 78.4025 | 80.8914 | 80.215 | 82.0208 | 84.9151 | 94.8523
CSAPR- NOX Annual- MO | 225 | 6357 | Rate Constraint in MTons | FALSE | L | Annual | Rate | lb/MWh | 0 | 0.49845 | 0.49855 | 0.4958 | 0.49564 | 0.46502 | 0.41804
CSAPR- NOX Annual- MO | 225 | 6357 | Rate Constraint in MTons | FALSE | L | Annual | Constraint Shadow Price | US2011$/Ton | 0 | 0 | 0 | 0 | 0 | 0 | 0
CSAPR- NOX Annual- NC | 226 | 6361 | Rate Constraint in MTons | FALSE | L | Annual | Seasons Included | Seasons |  | Winter, Summer | Winter, Summer | Winter, Summer | Winter, Summer | Winter, Summer | Winter, Summer
CSAPR- NOX Annual- NC | 226 | 6361 | Rate Constraint in MTons | FALSE | L | Annual | Standard | Thousand Tons | 0 | 49.0325 | 49.0325 | 49.0325 | 49.0325 | 49.0325 | 49.0325
CSAPR- NOX Annual- NC | 226 | 6361 | Rate Constraint in MTons | FALSE | L | Annual | Standard NOX | Thousand Tons | 0 | 49.0325 | 49.0325 | 49.0325 | 49.0325 | 49.0325 | 49.0325
CSAPR- NOX Annual- NC | 226 | 6361 | Rate Constraint in MTons | FALSE | L | Annual | Emissions at Affected Plants NOX | Thousand Tons | 0 | 28.8852 | 24.25 | 21.6479 | 22.5093 | 11.5604 | 12.7851
CSAPR- NOX Annual- NC | 226 | 6361 | Rate Constraint in MTons | FALSE | L | Annual | Allowances Purchased NOX | Thousand Tons | 0 | 0 | 0 | 0 | 0 | 0 | 0
CSAPR- NOX Annual- NC | 226 | 6361 | Rate Constraint in MTons | FALSE | L | Annual | Allowances Sold NOX | Thousand Tons | 0 | 0 | 0 | 0 | 0 | 0 | 0
CSAPR- NOX Annual- NC | 226 | 6361 | Rate Constraint in MTons | FALSE | L | Annual | Allowances Banked | Thousand Tons | 0 | 0 | 0 | 0 | 0 | 0 | 0
CSAPR- NOX Annual- NC | 226 | 6361 | Rate Constraint in MTons | FALSE | L | Annual | Allowances Withdrawn (1:1) | Thousand Tons | 0 | 0 | 0 | 0 | 0 | 0 | 0
CSAPR- NOX Annual- NC | 226 | 6361 | Rate Constraint in MTons | FALSE | L | Annual | Allowances Withdrawn (n:1) | Thousand Tons | 0 | 0 | 0 | 0 | 0 | 0 | 0
CSAPR- NOX Annual- NC | 226 | 6361 | Rate Constraint in MTons | FALSE | L | Annual | Net Emissions Allowance Position | Thousand Tons | 0 | 28.8852 | 24.25 | 21.6479 | 22.5093 | 11.5604 | 12.7851
CSAPR- NOX Annual- NC | 226 | 6361 | Rate Constraint in MTons | FALSE | L | Annual | Fuel Consumed | TBtu | 0 | 674.1645 | 580.5445 | 594.5593 | 580.0476 | 572.4344 | 805.3818
CSAPR- NOX Annual- NC | 226 | 6361 | Rate Constraint in MTons | FALSE | L | Annual | Rate | lb/MMBtu | 0 | 0.085692 | 0.083542 | 0.07282 | 0.077612 | 0.04039 | 0.031749
CSAPR- NOX Annual- NC | 226 | 6361 | Rate Constraint in MTons | FALSE | L | Annual | Generation | TWh | 0 | 79.3091 | 69.0941 | 73.4747 | 71.5782 | 78.328 | 114.8061
CSAPR- NOX Annual- NC | 226 | 6361 | Rate Constraint in MTons | FALSE | L | Annual | Qualifying Generation | TWh | 0 | 79.3091 | 69.0941 | 73.4747 | 71.5782 | 78.328 | 114.8061
CSAPR- NOX Annual- NC | 226 | 6361 | Rate Constraint in MTons | FALSE | L | Annual | Rate | lb/MWh | 0 | 0.36421 | 0.35097 | 0.29463 | 0.31447 | 0.14759 | 0.11136
CSAPR- NOX Annual- NC | 226 | 6361 | Rate Constraint in MTons | FALSE | L | Annual | Constraint Shadow Price | US2011$/Ton | 0 | 0 | 0 | 0 | 0 | 0 | 0
CSAPR- NOX Annual- NE | 227 | 6358 | Rate Constraint in MTons | FALSE | L | Annual | Seasons Included | Seasons |  | Winter, Summer | Winter, Summer | Winter, Summer | Winter, Summer | Winter, Summer | Winter, Summer
CSAPR- NOX Annual- NE | 227 | 6358 | Rate Constraint in MTons | FALSE | L | Annual | Standard | Thousand Tons | 0 | 35.446 | 35.446 | 35.446 | 35.446 | 35.446 | 35.446
CSAPR- NOX Annual- NE | 227 | 6358 | Rate Constraint in MTons | FALSE | L | Annual | Standard NOX | Thousand Tons | 0 | 35.446 | 35.446 | 35.446 | 35.446 | 35.446 | 35.446
CSAPR- NOX Annual- NE | 227 | 6358 | Rate Constraint in MTons | FALSE | L | Annual | Emissions at Affected Plants NOX | Thousand Tons | 0 | 32.3666 | 32.3371 | 32.3931 | 32.4306 | 32.6127 | 32.6056
CSAPR- NOX Annual- NE | 227 | 6358 | Rate Constraint in MTons | FALSE | L | Annual | Allowances Purchased NOX | Thousand Tons | 0 | 0 | 0 | 0 | 0 | 0 | 0
CSAPR- NOX Annual- NE | 227 | 6358 | Rate Constraint in MTons | FALSE | L | Annual | Allowances Sold NOX | Thousand Tons | 0 | 0 | 0 | 0 | 0 | 0 | 0
CSAPR- NOX Annual- NE | 227 | 6358 | Rate Constraint in MTons | FALSE | L | Annual | Allowances Banked | Thousand Tons | 0 | 0 | 0 | 0 | 0 | 0 | 0
CSAPR- NOX Annual- NE | 227 | 6358 | Rate Constraint in MTons | FALSE | L | Annual | Allowances Withdrawn (1:1) | Thousand Tons | 0 | 0 | 0 | 0 | 0 | 0 | 0
CSAPR- NOX Annual- NE | 227 | 6358 | Rate Constraint in MTons | FALSE | L | Annual | Allowances Withdrawn (n:1) | Thousand Tons | 0 | 0 | 0 | 0 | 0 | 0 | 0
CSAPR- NOX Annual- NE | 227 | 6358 | Rate Constraint in MTons | FALSE | L | Annual | Net Emissions Allowance Position | Thousand Tons | 0 | 32.3666 | 32.3371 | 32.3931 | 32.4306 | 32.6127 | 32.6056
CSAPR- NOX Annual- NE | 227 | 6358 | Rate Constraint in MTons | FALSE | L | Annual | Fuel Consumed | TBtu | 0 | 316.6349 | 316.5768 | 319.2732 | 320.3568 | 353.3825 | 356.7157
CSAPR- NOX Annual- NE | 227 | 6358 | Rate Constraint in MTons | FALSE | L | Annual | Rate | lb/MMBtu | 0 | 0.20444 | 0.20429 | 0.20292 | 0.20247 | 0.18457 | 0.18281
CSAPR- NOX Annual- NE | 227 | 6358 | Rate Constraint in MTons | FALSE | L | Annual | Generation | TWh | 0 | 30.0479 | 30.0469 | 30.3634 | 30.4679 | 35.5647 | 36.1491
CSAPR- NOX Annual- NE | 227 | 6358 | Rate Constraint in MTons | FALSE | L | Annual | Qualifying Generation | TWh | 0 | 30.0479 | 30.0469 | 30.3634 | 30.4679 | 35.5647 | 36.1491
CSAPR- NOX Annual- NE | 227 | 6358 | Rate Constraint in MTons | FALSE | L | Annual | Rate | lb/MWh | 0 | 1.0772 | 1.0762 | 1.0668 | 1.0644 | 0.917 | 0.90198
CSAPR- NOX Annual- NE | 227 | 6358 | Rate Constraint in MTons | FALSE | L | Annual | Constraint Shadow Price | US2011$/Ton | 0 | 0 | 0 | 0 | 0 | 0 | 0
CSAPR- NOX Annual- NJ | 228 | 6359 | Rate Constraint in MTons | FALSE | L | Annual | Seasons Included | Seasons |  | Winter, Summer | Winter, Summer | Winter, Summer | Winter, Summer | Winter, Summer | Winter, Summer
CSAPR- NOX Annual- NJ | 228 | 6359 | Rate Constraint in MTons | FALSE | L | Annual | Standard | Thousand Tons | 0 | 9.3751 | 9.3751 | 9.3751 | 9.3751 | 9.3751 | 9.3751
CSAPR- NOX Annual- NJ | 228 | 6359 | Rate Constraint in MTons | FALSE | L | Annual | Standard NOX | Thousand Tons | 0 | 9.3751 | 9.3751 | 9.3751 | 9.3751 | 9.3751 | 9.3751
CSAPR- NOX Annual- NJ | 228 | 6359 | Rate Constraint in MTons | FALSE | L | Annual | Emissions at Affected Plants NOX | Thousand Tons | 0 | 6.9569 | 6.889 | 6.3744 | 6.8201 | 5.4135 | 6.3129
CSAPR- NOX Annual- NJ | 228 | 6359 | Rate Constraint in MTons | FALSE | L | Annual | Allowances Purchased NOX | Thousand Tons | 0 | 0 | 0 | 0 | 0 | 0 | 0
CSAPR- NOX Annual- NJ | 228 | 6359 | Rate Constraint in MTons | FALSE | L | Annual | Allowances Sold NOX | Thousand Tons | 0 | 0 | 0 | 0 | 0 | 0 | 0
CSAPR- NOX Annual- NJ | 228 | 6359 | Rate Constraint in MTons | FALSE | L | Annual | Allowances Banked | Thousand Tons | 0 | 0 | 0 | 0 | 0 | 0 | 0
CSAPR- NOX Annual- NJ | 228 | 6359 | Rate Constraint in MTons | FALSE | L | Annual | Allowances Withdrawn (1:1) | Thousand Tons | 0 | 0 | 0 | 0 | 0 | 0 | 0
CSAPR- NOX Annual- NJ | 228 | 6359 | Rate Constraint in MTons | FALSE | L | Annual | Allowances Withdrawn (n:1) | Thousand Tons | 0 | 0 | 0 | 0 | 0 | 0 | 0
CSAPR- NOX Annual- NJ | 228 | 6359 | Rate Constraint in MTons | FALSE | L | Annual | Net Emissions Allowance Position | Thousand Tons | 0 | 6.9569 | 6.889 | 6.3744 | 6.8201 | 5.4135 | 6.3129
CSAPR- NOX Annual- NJ | 228 | 6359 | Rate Constraint in MTons | FALSE | L | Annual | Fuel Consumed | TBtu | 0 | 328.9905 | 314.3705 | 307.7394 | 283.5574 | 398.1585 | 553.4633
CSAPR- NOX Annual- NJ | 228 | 6359 | Rate Constraint in MTons | FALSE | L | Annual | Rate | lb/MMBtu | 0 | 0.042292 | 0.043827 | 0.041427 | 0.048104 | 0.027193 | 0.022812
CSAPR- NOX Annual- NJ | 228 | 6359 | Rate Constraint in MTons | FALSE | L | Annual | Generation | TWh | 0 | 45.0363 | 43.1341 | 42.5002 | 38.9355 | 58.2461 | 82.3436
CSAPR- NOX Annual- NJ | 228 | 6359 | Rate Constraint in MTons | FALSE | L | Annual | Qualifying Generation | TWh | 0 | 45.0363 | 43.1341 | 42.5002 | 38.9355 | 58.2461 | 82.3436
CSAPR- NOX Annual- NJ | 228 | 6359 | Rate Constraint in MTons | FALSE | L | Annual | Rate | lb/MWh | 0 | 0.15447 | 0.15971 | 0.14998 | 0.17517 | 0.092942 | 0.076665
CSAPR- NOX Annual- NJ | 228 | 6359 | Rate Constraint in MTons | FALSE | L | Annual | Constraint Shadow Price | US2011$/Ton | 0 | 0 | 0 | 0 | 0 | 0 | 0
CSAPR- NOX Annual- NY | 229 | 6360 | Rate Constraint in MTons | FALSE | L | Annual | Seasons Included | Seasons |  | Winter, Summer | Winter, Summer | Winter, Summer | Winter, Summer | Winter, Summer | Winter, Summer
CSAPR- NOX Annual- NY | 229 | 6360 | Rate Constraint in MTons | FALSE | L | Annual | Standard | Thousand Tons | 0 | 25.632 | 25.632 | 25.632 | 25.632 | 25.632 | 25.632
CSAPR- NOX Annual- NY | 229 | 6360 | Rate Constraint in MTons | FALSE | L | Annual | Standard NOX | Thousand Tons | 0 | 25.632 | 25.632 | 25.632 | 25.632 | 25.632 | 25.632
CSAPR- NOX Annual- NY | 229 | 6360 | Rate Constraint in MTons | FALSE | L | Annual | Emissions at Affected Plants NOX | Thousand Tons | 0 | 7.5491 | 7.0129 | 5.7399 | 5.6392 | 6.3931 | 5.2246
CSAPR- NOX Annual- NY | 229 | 6360 | Rate Constraint in MTons | FALSE | L | Annual | Allowances Purchased NOX | Thousand Tons | 0 | 0 | 0 | 0 | 0 | 0 | 0
CSAPR- NOX Annual- NY | 229 | 6360 | Rate Constraint in MTons | FALSE | L | Annual | Allowances Sold NOX | Thousand Tons | 0 | 0 | 0 | 0 | 0 | 0 | 0
CSAPR- NOX Annual- NY | 229 | 6360 | Rate Constraint in MTons | FALSE | L | Annual | Allowances Banked | Thousand Tons | 0 | 0 | 0 | 0 | 0 | 0 | 0
CSAPR- NOX Annual- NY | 229 | 6360 | Rate Constraint in MTons | FALSE | L | Annual | Allowances Withdrawn (1:1) | Thousand Tons | 0 | 0 | 0 | 0 | 0 | 0 | 0
CSAPR- NOX Annual- NY | 229 | 6360 | Rate Constraint in MTons | FALSE | L | Annual | Allowances Withdrawn (n:1) | Thousand Tons | 0 | 0 | 0 | 0 | 0 | 0 | 0
CSAPR- NOX Annual- NY | 229 | 6360 | Rate Constraint in MTons | FALSE | L | Annual | Net Emissions Allowance Position | Thousand Tons | 0 | 7.5491 | 7.0129 | 5.7399 | 5.6392 | 6.3931 | 5.2246
CSAPR- NOX Annual- NY | 229 | 6360 | Rate Constraint in MTons | FALSE | L | Annual | Fuel Consumed | TBtu | 0 | 464.8915 | 451.0432 | 425.509 | 455.5708 | 670.5211 | 661.4726
CSAPR- NOX Annual- NY | 229 | 6360 | Rate Constraint in MTons | FALSE | L | Annual | Rate | lb/MMBtu | 0 | 0.032477 | 0.031096 | 0.026979 | 0.024757 | 0.019069 | 0.015797
CSAPR- NOX Annual- NY | 229 | 6360 | Rate Constraint in MTons | FALSE | L | Annual | Generation | TWh | 0 | 59.3714 | 58.0679 | 55.4247 | 62.1178 | 97.2287 | 96.9666
CSAPR- NOX Annual- NY | 229 | 6360 | Rate Constraint in MTons | FALSE | L | Annual | Qualifying Generation | TWh | 0 | 59.3714 | 58.0679 | 55.4247 | 62.1178 | 97.2287 | 96.9666
CSAPR- NOX Annual- NY | 229 | 6360 | Rate Constraint in MTons | FALSE | L | Annual | Rate | lb/MWh | 0 | 0.12715 | 0.12077 | 0.10356 | 0.090782 | 0.065753 | 0.05388
CSAPR- NOX Annual- NY | 229 | 6360 | Rate Constraint in MTons | FALSE | L | Annual | Constraint Shadow Price | US2011$/Ton | 0 | 0 | 0 | 0 | 0 | 0 | 0
CSAPR- NOX Annual- OH | 230 | 6362 | Rate Constraint in MTons | FALSE | L | Annual | Seasons Included | Seasons |  | Winter, Summer | Winter, Summer | Winter, Summer | Winter, Summer | Winter, Summer | Winter, Summer
CSAPR- NOX Annual- OH | 230 | 6362 | Rate Constraint in MTons | FALSE | L | Annual | Standard | Thousand Tons | 0 | 106.5044 | 106.5044 | 106.5044 | 106.5044 | 106.5044 | 106.5044
CSAPR- NOX Annual- OH | 230 | 6362 | Rate Constraint in MTons | FALSE | L | Annual | Standard NOX | Thousand Tons | 0 | 106.5044 | 106.5044 | 106.5044 | 106.5044 | 106.5044 | 106.5044
CSAPR- NOX Annual- OH | 230 | 6362 | Rate Constraint in MTons | FALSE | L | Annual | Emissions at Affected Plants NOX | Thousand Tons | 0 | 66.5686 | 66.2871 | 66.3064 | 66.0031 | 65.44 | 65.1036
CSAPR- NOX Annual- OH | 230 | 6362 | Rate Constraint in MTons | FALSE | L | Annual | Allowances Purchased NOX | Thousand Tons | 0 | 0 | 0 | 0 | 0 | 0 | 0
CSAPR- NOX Annual- OH | 230 | 6362 | Rate Constraint in MTons | FALSE | L | Annual | Allowances Sold NOX | Thousand Tons | 0 | 0 | 0 | 0 | 0 | 0 | 0
CSAPR- NOX Annual- OH | 230 | 6362 | Rate Constraint in MTons | FALSE | L | Annual | Allowances Banked | Thousand Tons | 0 | 0 | 0 | 0 | 0 | 0 | 0
CSAPR- NOX Annual- OH | 230 | 6362 | Rate Constraint in MTons | FALSE | L | Annual | Allowances Withdrawn (1:1) | Thousand Tons | 0 | 0 | 0 | 0 | 0 | 0 | 0
CSAPR- NOX Annual- OH | 230 | 6362 | Rate Constraint in MTons | FALSE | L | Annual | Allowances Withdrawn (n:1) | Thousand Tons | 0 | 0 | 0 | 0 | 0 | 0 | 0
CSAPR- NOX Annual- OH | 230 | 6362 | Rate Constraint in MTons | FALSE | L | Annual | Net Emissions Allowance Position | Thousand Tons | 0 | 66.5686 | 66.2871 | 66.3064 | 66.0031 | 65.44 | 65.1036
CSAPR- NOX Annual- OH | 230 | 6362 | Rate Constraint in MTons | FALSE | L | Annual | Fuel Consumed | TBtu | 0 | 1138.2856 | 1085.84 | 1103.2127 | 1180.7423 | 1456.9017 | 1678.164
CSAPR- NOX Annual- OH | 230 | 6362 | Rate Constraint in MTons | FALSE | L | Annual | Rate | lb/MMBtu | 0 | 0.11696 | 0.12209 | 0.12021 | 0.1118 | 0.089835 | 0.077589
CSAPR- NOX Annual- OH | 230 | 6362 | Rate Constraint in MTons | FALSE | L | Annual | Generation | TWh | 0 | 120.5704 | 113.5875 | 116.5406 | 129.6254 | 173.3677 | 209.4288
CSAPR- NOX Annual- OH | 230 | 6362 | Rate Constraint in MTons | FALSE | L | Annual | Qualifying Generation | TWh | 0 | 120.5704 | 113.5875 | 116.5406 | 129.6254 | 173.3677 | 209.4288
CSAPR- NOX Annual- OH | 230 | 6362 | Rate Constraint in MTons | FALSE | L | Annual | Rate | lb/MWh | 0 | 0.55211 | 0.58358 | 0.56896 | 0.50918 | 0.37746 | 0.31086
CSAPR- NOX Annual- OH | 230 | 6362 | Rate Constraint in MTons | FALSE | L | Annual | Constraint Shadow Price | US2011$/Ton | 0 | 0 | 0 | 0 | 0 | 0 | 0
CSAPR- NOX Annual- PA | 231 | 6363 | Rate Constraint in MTons | FALSE | L | Annual | Seasons Included | Seasons |  | Winter, Summer | Winter, Summer | Winter, Summer | Winter, Summer | Winter, Summer | Winter, Summer
CSAPR- NOX Annual- PA | 231 | 6363 | Rate Constraint in MTons | FALSE | L | Annual | Standard | Thousand Tons | 0 | 140.6489 | 140.6489 | 140.6489 | 140.6489 | 140.6489 | 140.6489
CSAPR- NOX Annual- PA | 231 | 6363 | Rate Constraint in MTons | FALSE | L | Annual | Standard NOX | Thousand Tons | 0 | 140.6489 | 140.6489 | 140.6489 | 140.6489 | 140.6489 | 140.6489
CSAPR- NOX Annual- PA | 231 | 6363 | Rate Constraint in MTons | FALSE | L | Annual | Emissions at Affected Plants NOX | Thousand Tons | 0 | 95.1223 | 96.7951 | 94.8221 | 96.4924 | 87.3353 | 86.1602
CSAPR- NOX Annual- PA | 231 | 6363 | Rate Constraint in MTons | FALSE | L | Annual | Allowances Purchased NOX | Thousand Tons | 0 | 0 | 0 | 0 | 0 | 0 | 0
CSAPR- NOX Annual- PA | 231 | 6363 | Rate Constraint in MTons | FALSE | L | Annual | Allowances Sold NOX | Thousand Tons | 0 | 0 | 0 | 0 | 0 | 0 | 0
CSAPR- NOX Annual- PA | 231 | 6363 | Rate Constraint in MTons | FALSE | L | Annual | Allowances Banked | Thousand Tons | 0 | 0 | 0 | 0 | 0 | 0 | 0
CSAPR- NOX Annual- PA | 231 | 6363 | Rate Constraint in MTons | FALSE | L | Annual | Allowances Withdrawn (1:1) | Thousand Tons | 0 | 0 | 0 | 0 | 0 | 0 | 0
CSAPR- NOX Annual- PA | 231 | 6363 | Rate Constraint in MTons | FALSE | L | Annual | Allowances Withdrawn (n:1) | Thousand Tons | 0 | 0 | 0 | 0 | 0 | 0 | 0
CSAPR- NOX Annual- PA | 231 | 6363 | Rate Constraint in MTons | FALSE | L | Annual | Net Emissions Allowance Position | Thousand Tons | 0 | 95.1223 | 96.7951 | 94.8221 | 96.4924 | 87.3353 | 86.1602
CSAPR- NOX Annual- PA | 231 | 6363 | Rate Constraint in MTons | FALSE | L | Annual | Fuel Consumed | TBtu | 0 | 1222.501 | 1222.7121 | 1221.512 | 1168.6055 | 1366.3838 | 1672.9175
CSAPR- NOX Annual- PA | 231 | 6363 | Rate Constraint in MTons | FALSE | L | Annual | Rate | lb/MMBtu | 0 | 0.15562 | 0.15833 | 0.15525 | 0.16514 | 0.12783 | 0.10301
CSAPR- NOX Annual- PA | 231 | 6363 | Rate Constraint in MTons | FALSE | L | Annual | Generation | TWh | 0 | 139.9709 | 139.7453 | 140.1964 | 133.3742 | 166.9001 | 215.5525
CSAPR- NOX Annual- PA | 231 | 6363 | Rate Constraint in MTons | FALSE | L | Annual | Qualifying Generation | TWh | 0 | 139.9709 | 139.7453 | 140.1964 | 133.3742 | 166.9001 | 215.5525
CSAPR- NOX Annual- PA | 231 | 6363 | Rate Constraint in MTons | FALSE | L | Annual | Rate | lb/MWh | 0 | 0.67959 | 0.69265 | 0.67635 | 0.72347 | 0.52328 | 0.39972
CSAPR- NOX Annual- PA | 231 | 6363 | Rate Constraint in MTons | FALSE | L | Annual | Constraint Shadow Price | US2011$/Ton | 0 | 0 | 0 | 0 | 0 | 0 | 0
CSAPR- NOX Annual- SC | 232 | 6364 | Rate Constraint in MTons | FALSE | L | Annual | Seasons Included | Seasons |  | Winter, Summer | Winter, Summer | Winter, Summer | Winter, Summer | Winter, Summer | Winter, Summer
CSAPR- NOX Annual- SC | 232 | 6364 | Rate Constraint in MTons | FALSE | L | Annual | Standard | Thousand Tons | 0 | 38.3476 | 38.3476 | 38.3476 | 38.3476 | 38.3476 | 38.3476
CSAPR- NOX Annual- SC | 232 | 6364 | Rate Constraint in MTons | FALSE | L | Annual | Standard NOX | Thousand Tons | 0 | 38.3476 | 38.3476 | 38.3476 | 38.3476 | 38.3476 | 38.3476
CSAPR- NOX Annual- SC | 232 | 6364 | Rate Constraint in MTons | FALSE | L | Annual | Emissions at Affected Plants NOX | Thousand Tons | 0 | 13.906 | 13.444 | 11.5876 | 13.7799 | 9.9889 | 11.1791
CSAPR- NOX Annual- SC | 232 | 6364 | Rate Constraint in MTons | FALSE | L | Annual | Allowances Purchased NOX | Thousand Tons | 0 | 0 | 0 | 0 | 0 | 0 | 0
CSAPR- NOX Annual- SC | 232 | 6364 | Rate Constraint in MTons | FALSE | L | Annual | Allowances Sold NOX | Thousand Tons | 0 | 0 | 0 | 0 | 0 | 0 | 0
CSAPR- NOX Annual- SC | 232 | 6364 | Rate Constraint in MTons | FALSE | L | Annual | Allowances Banked | Thousand Tons | 0 | 0 | 0 | 0 | 0 | 0 | 0
CSAPR- NOX Annual- SC | 232 | 6364 | Rate Constraint in MTons | FALSE | L | Annual | Allowances Withdrawn (1:1) | Thousand Tons | 0 | 0 | 0 | 0 | 0 | 0 | 0
CSAPR- NOX Annual- SC | 232 | 6364 | Rate Constraint in MTons | FALSE | L | Annual | Allowances Withdrawn (n:1) | Thousand Tons | 0 | 0 | 0 | 0 | 0 | 0 | 0
CSAPR- NOX Annual- SC | 232 | 6364 | Rate Constraint in MTons | FALSE | L | Annual | Net Emissions Allowance Position | Thousand Tons | 0 | 13.906 | 13.444 | 11.5876 | 13.7799 | 9.9889 | 11.1791
CSAPR- NOX Annual- SC | 232 | 6364 | Rate Constraint in MTons | FALSE | L | Annual | Fuel Consumed | TBtu | 0 | 395.7484 | 342.0932 | 349.2429 | 448.962 | 472.5996 | 689.9608
CSAPR- NOX Annual- SC | 232 | 6364 | Rate Constraint in MTons | FALSE | L | Annual | Rate | lb/MMBtu | 0 | 0.070277 | 0.078598 | 0.066358 | 0.061386 | 0.042272 | 0.032405
CSAPR- NOX Annual- SC | 232 | 6364 | Rate Constraint in MTons | FALSE | L | Annual | Generation | TWh | 0 | 43.7451 | 36.55 | 40.5029 | 53.6351 | 62.7363 | 96.5335
CSAPR- NOX Annual- SC | 232 | 6364 | Rate Constraint in MTons | FALSE | L | Annual | Qualifying Generation | TWh | 0 | 43.7451 | 36.55 | 40.5029 | 53.6351 | 62.7363 | 96.5335
CSAPR- NOX Annual- SC | 232 | 6364 | Rate Constraint in MTons | FALSE | L | Annual | Rate | lb/MWh | 0 | 0.31789 | 0.36782 | 0.28609 | 0.25692 | 0.15922 | 0.11581
CSAPR- NOX Annual- SC | 232 | 6364 | Rate Constraint in MTons | FALSE | L | Annual | Constraint Shadow Price | US2011$/Ton | 0 | 0 | 0 | 0 | 0 | 0 | 0
CSAPR- NOX Annual- TN | 233 | 6365 | Rate Constraint in MTons | FALSE | L | Annual | Seasons Included | Seasons |  | Winter, Summer | Winter, Summer | Winter, Summer | Winter, Summer | Winter, Summer | Winter, Summer
CSAPR- NOX Annual- TN | 233 | 6365 | Rate Constraint in MTons | FALSE | L | Annual | Standard | Thousand Tons | 0 | 22.8177 | 22.8177 | 22.8177 | 22.8177 | 22.8177 | 22.8177
CSAPR- NOX Annual- TN | 233 | 6365 | Rate Constraint in MTons | FALSE | L | Annual | Standard NOX | Thousand Tons | 0 | 22.8177 | 22.8177 | 22.8177 | 22.8177 | 22.8177 | 22.8177
CSAPR- NOX Annual- TN | 233 | 6365 | Rate Constraint in MTons | FALSE | L | Annual | Emissions at Affected Plants NOX | Thousand Tons | 0 | 14.6572 | 14.3877 | 14.6606 | 15.0364 | 15.4689 | 15.3961
CSAPR- NOX Annual- TN | 233 | 6365 | Rate Constraint in MTons | FALSE | L | Annual | Allowances Purchased NOX | Thousand Tons | 0 | 0 | 0 | 0 | 0 | 0 | 0
CSAPR- NOX Annual- TN | 233 | 6365 | Rate Constraint in MTons | FALSE | L | Annual | Allowances Sold NOX | Thousand Tons | 0 | 0 | 0 | 0 | 0 | 0 | 0
CSAPR- NOX Annual- TN | 233 | 6365 | Rate Constraint in MTons | FALSE | L | Annual | Allowances Banked | Thousand Tons | 0 | 0 | 0 | 0 | 0 | 0 | 0
CSAPR- NOX Annual- TN | 233 | 6365 | Rate Constraint in MTons | FALSE | L | Annual | Allowances Withdrawn (1:1) | Thousand Tons | 0 | 0 | 0 | 0 | 0 | 0 | 0
CSAPR- NOX Annual- TN | 233 | 6365 | Rate Constraint in MTons | FALSE | L | Annual | Allowances Withdrawn (n:1) | Thousand Tons | 0 | 0 | 0 | 0 | 0 | 0 | 0
CSAPR- NOX Annual- TN | 233 | 6365 | Rate Constraint in MTons | FALSE | L | Annual | Net Emissions Allowance Position | Thousand Tons | 0 | 14.6572 | 14.3877 | 14.6606 | 15.0364 | 15.4689 | 15.3961
CSAPR- NOX Annual- TN | 233 | 6365 | Rate Constraint in MTons | FALSE | L | Annual | Fuel Consumed | TBtu | 0 | 480.922 | 468.7824 | 547.3926 | 602.3937 | 709.4571 | 708.8789
CSAPR- NOX Annual- TN | 233 | 6365 | Rate Constraint in MTons | FALSE | L | Annual | Rate | lb/MMBtu | 0 | 0.060955 | 0.061383 | 0.053565 | 0.049922 | 0.043608 | 0.043438
CSAPR- NOX Annual- TN | 233 | 6365 | Rate Constraint in MTons | FALSE | L | Annual | Generation | TWh | 0 | 50.4221 | 49.2297 | 61.667 | 70.4832 | 87.2022 | 87.153
CSAPR- NOX Annual- TN | 233 | 6365 | Rate Constraint in MTons | FALSE | L | Annual | Qualifying Generation | TWh | 0 | 50.4221 | 49.2297 | 61.667 | 70.4832 | 87.2022 | 87.153
CSAPR- NOX Annual- TN | 233 | 6365 | Rate Constraint in MTons | FALSE | L | Annual | Rate | lb/MWh | 0 | 0.29069 | 0.29226 | 0.23774 | 0.21333 | 0.17739 | 0.17666
CSAPR- NOX Annual- TN | 233 | 6365 | Rate Constraint in MTons | FALSE | L | Annual | Constraint Shadow Price | US2011$/Ton | 0 | 0 | 0 | 0 | 0 | 0 | 0
CSAPR- NOX Annual- TX | 234 | 6366 | Rate Constraint in MTons | FALSE | L | Annual | Seasons Included | Seasons |  | Winter, Summer | Winter, Summer | Winter, Summer | Winter, Summer | Winter, Summer | Winter, Summer
CSAPR- NOX Annual- TX | 234 | 6366 | Rate Constraint in MTons | FALSE | L | Annual | Standard | Thousand Tons | 0 | 162.4872 | 162.4872 | 162.4872 | 162.4872 | 162.4872 | 162.4872
CSAPR- NOX Annual- TX | 234 | 6366 | Rate Constraint in MTons | FALSE | L | Annual | Standard NOX | Thousand Tons | 0 | 162.4872 | 162.4872 | 162.4872 | 162.4872 | 162.4872 | 162.4872
CSAPR- NOX Annual- TX | 234 | 6366 | Rate Constraint in MTons | FALSE | L | Annual | Emissions at Affected Plants NOX | Thousand Tons | 0 | 121.3827 | 128.9153 | 125.4488 | 126.8135 | 100.1739 | 98.0705
CSAPR- NOX Annual- TX | 234 | 6366 | Rate Constraint in MTons | FALSE | L | Annual | Allowances Purchased NOX | Thousand Tons | 0 | 0 | 0 | 0 | 0 | 0 | 0
CSAPR- NOX Annual- TX | 234 | 6366 | Rate Constraint in MTons | FALSE | L | Annual | Allowances Sold NOX | Thousand Tons | 0 | 0 | 0 | 0 | 0 | 0 | 0
CSAPR- NOX Annual- TX | 234 | 6366 | Rate Constraint in MTons | FALSE | L | Annual | Allowances Banked | Thousand Tons | 0 | 0 | 0 | 0 | 0 | 0 | 0
CSAPR- NOX Annual- TX | 234 | 6366 | Rate Constraint in MTons | FALSE | L | Annual | Allowances Withdrawn (1:1) | Thousand Tons | 0 | 0 | 0 | 0 | 0 | 0 | 0
CSAPR- NOX Annual- TX | 234 | 6366 | Rate Constraint in MTons | FALSE | L | Annual | Allowances Withdrawn (n:1) | Thousand Tons | 0 | 0 | 0 | 0 | 0 | 0 | 0
CSAPR- NOX Annual- TX | 234 | 6366 | Rate Constraint in MTons | FALSE | L | Annual | Net Emissions Allowance Position | Thousand Tons | 0 | 121.3827 | 128.9153 | 125.4488 | 126.8135 | 100.1739 | 98.0705
CSAPR- NOX Annual- TX | 234 | 6366 | Rate Constraint in MTons | FALSE | L | Annual | Fuel Consumed | TBtu | 0 | 2727.8096 | 2856.7152 | 2931.5701 | 3070.1081 | 2513.567 | 2959.1407
CSAPR- NOX Annual- TX | 234 | 6366 | Rate Constraint in MTons | FALSE | L | Annual | Rate | lb/MMBtu | 0 | 0.088996 | 0.090254 | 0.085585 | 0.082612 | 0.079707 | 0.066283
CSAPR- NOX Annual- TX | 234 | 6366 | Rate Constraint in MTons | FALSE | L | Annual | Generation | TWh | 0 | 312.892 | 325.4671 | 339.531 | 359.9639 | 303.2173 | 379.5421
CSAPR- NOX Annual- TX | 234 | 6366 | Rate Constraint in MTons | FALSE | L | Annual | Qualifying Generation | TWh | 0 | 312.892 | 325.4671 | 339.531 | 359.9639 | 303.2173 | 379.5421
CSAPR- NOX Annual- TX | 234 | 6366 | Rate Constraint in MTons | FALSE | L | Annual | Rate | lb/MWh | 0 | 0.38794 | 0.39609 | 0.36948 | 0.3523 | 0.33037 | 0.25839
CSAPR- NOX Annual- TX | 234 | 6366 | Rate Constraint in MTons | FALSE | L | Annual | Constraint Shadow Price | US2011$/Ton | 0 | 0 | 0 | 0 | 0 | 0 | 0
CSAPR- NOX Annual- VA | 235 | 6367 | Rate Constraint in MTons | FALSE | L | Annual | Seasons Included | Seasons |  | Winter, Summer | Winter, Summer | Winter, Summer | Winter, Summer | Winter, Summer | Winter, Summer
CSAPR- NOX Annual- VA | 235 | 6367 | Rate Constraint in MTons | FALSE | L | Annual | Standard | Thousand Tons | 0 | 39.2256 | 39.2256 | 39.2256 | 39.2256 | 39.2256 | 39.2256
CSAPR- NOX Annual- VA | 235 | 6367 | Rate Constraint in MTons | FALSE | L | Annual | Standard NOX | Thousand Tons | 0 | 39.2256 | 39.2256 | 39.2256 | 39.2256 | 39.2256 | 39.2256
CSAPR- NOX Annual- VA | 235 | 6367 | Rate Constraint in MTons | FALSE | L | Annual | Emissions at Affected Plants NOX | Thousand Tons | 0 | 11.5726 | 15.5618 | 11.3627 | 13.4984 | 7.3893 | 6.9717
CSAPR- NOX Annual- VA | 235 | 6367 | Rate Constraint in MTons | FALSE | L | Annual | Allowances Purchased NOX | Thousand Tons | 0 | 0 | 0 | 0 | 0 | 0 | 0
CSAPR- NOX Annual- VA | 235 | 6367 | Rate Constraint in MTons | FALSE | L | Annual | Allowances Sold NOX | Thousand Tons | 0 | 0 | 0 | 0 | 0 | 0 | 0
CSAPR- NOX Annual- VA | 235 | 6367 | Rate Constraint in MTons | FALSE | L | Annual | Allowances Banked | Thousand Tons | 0 | 0 | 0 | 0 | 0 | 0 | 0
CSAPR- NOX Annual- VA | 235 | 6367 | Rate Constraint in MTons | FALSE | L | Annual | Allowances Withdrawn (1:1) | Thousand Tons | 0 | 0 | 0 | 0 | 0 | 0 | 0
CSAPR- NOX Annual- VA | 235 | 6367 | Rate Constraint in MTons | FALSE | L | Annual | Allowances Withdrawn (n:1) | Thousand Tons | 0 | 0 | 0 | 0 | 0 | 0 | 0
CSAPR- NOX Annual- VA | 235 | 6367 | Rate Constraint in MTons | FALSE | L | Annual | Net Emissions Allowance Position | Thousand Tons | 0 | 11.5726 | 15.5618 | 11.3627 | 13.4984 | 7.3893 | 6.9717
CSAPR- NOX Annual- VA | 235 | 6367 | Rate Constraint in MTons | FALSE | L | Annual | Fuel Consumed | TBtu | 0 | 347.1582 | 377.3977 | 348.3913 | 347.7122 | 356.3574 | 354.1985
CSAPR- NOX Annual- VA | 235 | 6367 | Rate Constraint in MTons | FALSE | L | Annual | Rate | lb/MMBtu | 0 | 0.066671 | 0.082469 | 0.065229 | 0.077641 | 0.041471 | 0.039366
CSAPR- NOX Annual- VA | 235 | 6367 | Rate Constraint in MTons | FALSE | L | Annual | Generation | TWh | 0 | 47.0759 | 50.0154 | 47.4022 | 46.8594 | 51.3603 | 52.1135
CSAPR- NOX Annual- VA | 235 | 6367 | Rate Constraint in MTons | FALSE | L | Annual | Qualifying Generation | TWh | 0 | 47.0759 | 50.0154 | 47.4022 | 46.8594 | 51.3603 | 52.1135
CSAPR- NOX Annual- VA | 235 | 6367 | Rate Constraint in MTons | FALSE | L | Annual | Rate | lb/MWh | 0 | 0.24583 | 0.31114 | 0.23971 | 0.28806 | 0.14387 | 0.13378
CSAPR- NOX Annual- VA | 235 | 6367 | Rate Constraint in MTons | FALSE | L | Annual | Constraint Shadow Price | US2011$/Ton | 0 | 0 | 0 | 0 | 0 | 0 | 0
CSAPR- NOX Annual- WI | 236 | 6369 | Rate Constraint in MTons | FALSE | L | Annual | Seasons Included | Seasons |  | Winter, Summer | Winter, Summer | Winter, Summer | Winter, Summer | Winter, Summer | Winter, Summer
CSAPR- NOX Annual- WI | 236 | 6369 | Rate Constraint in MTons | FALSE | L | Annual | Standard | Thousand Tons | 0 | 38.7878 | 38.7878 | 38.7878 | 38.7878 | 38.7878 | 38.7878
CSAPR- NOX Annual- WI | 236 | 6369 | Rate Constraint in MTons | FALSE | L | Annual | Standard NOX | Thousand Tons | 0 | 38.7878 | 38.7878 | 38.7878 | 38.7878 | 38.7878 | 38.7878
CSAPR- NOX Annual- WI | 236 | 6369 | Rate Constraint in MTons | FALSE | L | Annual | Emissions at Affected Plants NOX | Thousand Tons | 0 | 14.5394 | 15.1133 | 15.0605 | 15.3034 | 14.5092 | 14.2343
CSAPR- NOX Annual- WI | 236 | 6369 | Rate Constraint in MTons | FALSE | L | Annual | Allowances Purchased NOX | Thousand Tons | 0 | 0 | 0 | 0 | 0 | 0 | 0
CSAPR- NOX Annual- WI | 236 | 6369 | Rate Constraint in MTons | FALSE | L | Annual | Allowances Sold NOX | Thousand Tons | 0 | 0 | 0 | 0 | 0 | 0 | 0
CSAPR- NOX Annual- WI | 236 | 6369 | Rate Constraint in MTons | FALSE | L | Annual | Allowances Banked | Thousand Tons | 0 | 0 | 0 | 0 | 0 | 0 | 0
CSAPR- NOX Annual- WI | 236 | 6369 | Rate Constraint in MTons | FALSE | L | Annual | Allowances Withdrawn (1:1) | Thousand Tons | 0 | 0 | 0 | 0 | 0 | 0 | 0
CSAPR- NOX Annual- WI | 236 | 6369 | Rate Constraint in MTons | FALSE | L | Annual | Allowances Withdrawn (n:1) | Thousand Tons | 0 | 0 | 0 | 0 | 0 | 0 | 0
CSAPR- NOX Annual- WI | 236 | 6369 | Rate Constraint in MTons | FALSE | L | Annual | Net Emissions Allowance Position | Thousand Tons | 0 | 14.5394 | 15.1133 | 15.0605 | 15.3034 | 14.5092 | 14.2343
CSAPR- NOX Annual- WI | 236 | 6369 | Rate Constraint in MTons | FALSE | L | Annual | Fuel Consumed | TBtu | 0 | 456.2699 | 463.2554 | 466.1901 | 475.6097 | 470.2662 | 473.5647
CSAPR- NOX Annual- WI | 236 | 6369 | Rate Constraint in MTons | FALSE | L | Annual | Rate | lb/MMBtu | 0 | 0.063731 | 0.065248 | 0.064611 | 0.064353 | 0.061706 | 0.060116
CSAPR- NOX Annual- WI | 236 | 6369 | Rate Constraint in MTons | FALSE | L | Annual | Generation | TWh | 0 | 46.0682 | 46.1464 | 46.6089 | 47.6111 | 47.9483 | 48.7802
CSAPR- NOX Annual- WI | 236 | 6369 | Rate Constraint in MTons | FALSE | L | Annual | Qualifying Generation | TWh | 0 | 46.0682 | 46.1464 | 46.6089 | 47.6111 | 47.9483 | 48.7802
CSAPR- NOX Annual- WI | 236 | 6369 | Rate Constraint in MTons | FALSE | L | Annual | Rate | lb/MWh | 0 | 0.31561 | 0.32751 | 0.32312 | 0.32143 | 0.3026 | 0.2918
CSAPR- NOX Annual- WI | 236 | 6369 | Rate Constraint in MTons | FALSE | L | Annual | Constraint Shadow Price | US2011$/Ton | 0 | 0 | 0 | 0 | 0 | 0 | 0
CSAPR- NOX Annual- WV | 237 | 6368 | Rate Constraint in MTons | FALSE | L | Annual | Seasons Included | Seasons |  | Winter, Summer | Winter, Summer | Winter, Summer | Winter, Summer | Winter, Summer | Winter, Summer
CSAPR- NOX Annual- WV | 237 | 6368 | Rate Constraint in MTons | FALSE | L | Annual | Standard | Thousand Tons | 0 | 64.4068 | 64.4068 | 64.4068 | 64.4068 | 64.4068 | 64.4068
CSAPR- NOX Annual- WV | 237 | 6368 | Rate Constraint in MTons | FALSE | L | Annual | Standard NOX | Thousand Tons | 0 | 64.4068 | 64.4068 | 64.4068 | 64.4068 | 64.4068 | 64.4068
CSAPR- NOX Annual- WV | 237 | 6368 | Rate Constraint in MTons | FALSE | L | Annual | Emissions at Affected Plants NOX | Thousand Tons | 0 | 61.2407 | 61.1786 | 61.283 | 61.5657 | 60.0649 | 59.5374
CSAPR- NOX Annual- WV | 237 | 6368 | Rate Constraint in MTons | FALSE | L | Annual | Allowances Purchased NOX | Thousand Tons | 0 | 0 | 0 | 0 | 0 | 0 | 0
CSAPR- NOX Annual- WV | 237 | 6368 | Rate Constraint in MTons | FALSE | L | Annual | Allowances Sold NOX | Thousand Tons | 0 | 0 | 0 | 0 | 0 | 0 | 0
CSAPR- NOX Annual- WV | 237 | 6368 | Rate Constraint in MTons | FALSE | L | Annual | Allowances Banked | Thousand Tons | 0 | 0 | 0 | 0 | 0 | 0 | 0
CSAPR- NOX Annual- WV | 237 | 6368 | Rate Constraint in MTons | FALSE | L | Annual | Allowances Withdrawn (1:1) | Thousand Tons | 0 | 0 | 0 | 0 | 0 | 0 | 0
CSAPR- NOX Annual- WV | 237 | 6368 | Rate Constraint in MTons | FALSE | L | Annual | Allowances Withdrawn (n:1) | Thousand Tons | 0 | 0 | 0 | 0 | 0 | 0 | 0
CSAPR- NOX Annual- WV | 237 | 6368 | Rate Constraint in MTons | FALSE | L | Annual | Net Emissions Allowance Position | Thousand Tons | 0 | 61.2407 | 61.1786 | 61.283 | 61.5657 | 60.0649 | 59.5374
CSAPR- NOX Annual- WV | 237 | 6368 | Rate Constraint in MTons | FALSE | L | Annual | Fuel Consumed | TBtu | 0 | 802.8906 | 801.2568 | 810.7947 | 869.9779 | 1061.238 | 1120.7954
CSAPR- NOX Annual- WV | 237 | 6368 | Rate Constraint in MTons | FALSE | L | Annual | Rate | lb/MMBtu | 0 | 0.15255 | 0.15271 | 0.15117 | 0.14153 | 0.1132 | 0.10624
CSAPR- NOX Annual- WV | 237 | 6368 | Rate Constraint in MTons | FALSE | L | Annual | Generation | TWh | 0 | 80.8949 | 80.7529 | 82.1362 | 91.3875 | 122.6445 | 132.9688
CSAPR- NOX Annual- WV | 237 | 6368 | Rate Constraint in MTons | FALSE | L | Annual | Qualifying Generation | TWh | 0 | 80.8949 | 80.7529 | 82.1362 | 91.3875 | 122.6445 | 132.9688
CSAPR- NOX Annual- WV | 237 | 6368 | Rate Constraint in MTons | FALSE | L | Annual | Rate | lb/MWh | 0 | 0.75704 | 0.7576 | 0.74612 | 0.67368 | 0.48975 | 0.44775
CSAPR- NOX Annual- WV | 237 | 6368 | Rate Constraint in MTons | FALSE | L | Annual | Constraint Shadow Price | US2011$/Ton | 0 | 0 | 0 | 0 | 0 | 0 | 0
CSAPR- NOX OzoneSeason- AL | 238 | 6322 | Rate Constraint in MTons | FALSE | L | Annual | Seasons Included | Seasons |  | Summer | Summer | Summer | Summer | Summer | Summer
CSAPR- NOX OzoneSeason- AL | 238 | 6322 | Rate Constraint in MTons | FALSE | L | Annual | Standard | Thousand Tons | 0 | 38.1138 | 38.1138 | 38.1138 | 38.1138 | 38.1138 | 38.1138
CSAPR- NOX OzoneSeason- AL | 238 | 6322 | Rate Constraint in MTons | FALSE | L | Annual | Standard NOX | Thousand Tons | 0 | 38.1138 | 38.1138 | 38.1138 | 38.1138 | 38.1138 | 38.1138
CSAPR- NOX OzoneSeason- AL | 238 | 6322 | Rate Constraint in MTons | FALSE | L | Annual | Emissions at Affected Plants NOX | Thousand Tons | 0 | 13.0568 | 10.0063 | 10.7536 | 10.3537 | 9.2856 | 9.6834
CSAPR- NOX OzoneSeason- AL | 238 | 6322 | Rate Constraint in MTons | FALSE | L | Annual | Allowances Purchased NOX | Thousand Tons | 0 | 0 | 0 | 0 | 0 | 0 | 0
CSAPR- NOX OzoneSeason- AL | 238 | 6322 | Rate Constraint in MTons | FALSE | L | Annual | Allowances Sold NOX | Thousand Tons | 0 | 0 | 0 | 0 | 0 | 0 | 0
CSAPR- NOX OzoneSeason- AL | 238 | 6322 | Rate Constraint in MTons | FALSE | L | Annual | Allowances Banked | Thousand Tons | 0 | 0 | 0 | 0 | 0 | 0 | 0
CSAPR- NOX OzoneSeason- AL | 238 | 6322 | Rate Constraint in MTons | FALSE | L | Annual | Allowances Withdrawn (1:1) | Thousand Tons | 0 | 0 | 0 | 0 | 0 | 0 | 0
CSAPR- NOX OzoneSeason- AL | 238 | 6322 | Rate Constraint in MTons | FALSE | L | Annual | Allowances Withdrawn (n:1) | Thousand Tons | 0 | 0 | 0 | 0 | 0 | 0 | 0
CSAPR- NOX OzoneSeason- AL | 238 | 6322 | Rate Constraint in MTons | FALSE | L | Annual | Net Emissions Allowance Position | Thousand Tons | 0 | 13.0568 | 10.0063 | 10.7536 | 10.3537 | 9.2856 | 9.6834
CSAPR- NOX OzoneSeason- AL | 238 | 6322 | Rate Constraint in MTons | FALSE | L | Annual | Fuel Consumed | TBtu | 0 | 393.7962 | 336.2594 | 366.4472 | 362.8069 | 367.5953 | 391.7787
CSAPR- NOX OzoneSeason- AL | 238 | 6322 | Rate Constraint in MTons | FALSE | L | Annual | Rate | lb/MMBtu | 0 | 0.066312 | 0.059515 | 0.058691 | 0.057076 | 0.050521 | 0.049433
CSAPR- NOX OzoneSeason- AL | 238 | 6322 | Rate Constraint in MTons | FALSE | L | Annual | Generation | TWh | 0 | 45.9229 | 39.1888 | 43.1169 | 43.5792 | 45.333 | 49.5174
CSAPR- NOX OzoneSeason- AL | 238 | 6322 | Rate Constraint in MTons | FALSE | L | Annual | Qualifying Generation | TWh | 0 | 45.9229 | 39.1888 | 43.1169 | 43.5792 | 45.333 | 49.5174
CSAPR- NOX OzoneSeason- AL | 238 | 6322 | Rate Constraint in MTons | FALSE | L | Annual | Rate | lb/MWh | 0 | 0.28432 | 0.25534 | 0.24941 | 0.23758 | 0.20483 | 0.19556
CSAPR- NOX OzoneSeason- AL | 238 | 6322 | Rate Constraint in MTons | FALSE | L | Annual | Constraint Shadow Price | US2011$/Ton | 0 | 0 | 0 | 0 | 0 | 0 | 0
CSAPR- NOX OzoneSeason- AR | 239 | 6323 | Rate Constraint in MTons | FALSE | L | Annual | Seasons Included | Seasons |  | Summer | Summer | Summer | Summer | Summer | Summer
CSAPR- NOX OzoneSeason- AR | 239 | 6323 | Rate Constraint in MTons | FALSE | L | Annual | Standard | Thousand Tons | 0 | 18.2831 | 18.2831 | 18.2831 | 18.2831 | 18.2831 | 18.2831
CSAPR- NOX OzoneSeason- AR | 239 | 6323 | Rate Constraint in MTons | FALSE | L | Annual | Standard NOX | Thousand Tons | 0 | 18.2831 | 18.2831 | 18.2831 | 18.2831 | 18.2831 | 18.2831
CSAPR- NOX OzoneSeason- AR | 239 | 6323 | Rate Constraint in MTons | FALSE | L | Annual | Emissions at Affected Plants NOX | Thousand Tons | 0 | 7.4889 | 8.1413 | 8.2183 | 8.1185 | 7.692 | 7.9249
CSAPR- NOX OzoneSeason- AR | 239 | 6323 | Rate Constraint in MTons | FALSE | L | Annual | Allowances Purchased NOX | Thousand Tons | 0 | 0 | 0 | 0 | 0 | 0 | 0
CSAPR- NOX OzoneSeason- AR | 239 | 6323 | Rate Constraint in MTons | FALSE | L | Annual | Allowances Sold NOX | Thousand Tons | 0 | 0 | 0 | 0 | 0 | 0 | 0
CSAPR- NOX OzoneSeason- AR | 239 | 6323 | Rate Constraint in MTons | FALSE | L | Annual | Allowances Banked | Thousand Tons | 0 | 0 | 0 | 0 | 0 | 0 | 0
CSAPR- NOX OzoneSeason- AR | 239 | 6323 | Rate Constraint in MTons | FALSE | L | Annual | Allowances Withdrawn (1:1) | Thousand Tons | 0 | 0 | 0 | 0 | 0 | 0 | 0
CSAPR- NOX OzoneSeason- AR | 239 | 6323 | Rate Constraint in MTons | FALSE | L | Annual | Allowances Withdrawn (n:1) | Thousand Tons | 0 | 0 | 0 | 0 | 0 | 0 | 0
CSAPR- NOX OzoneSeason- AR | 239 | 6323 | Rate Constraint in MTons | FALSE | L | Annual | Net Emissions Allowance Position | Thousand Tons | 0 | 7.4889 | 8.1413 | 8.2183 | 8.1185 | 7.692 | 7.9249
CSAPR- NOX OzoneSeason- AR | 239 | 6323 | Rate Constraint in MTons | FALSE | L | Annual | Fuel Consumed | TBtu | 0 | 180.8049 | 189.752 | 195.5411 | 201.3555 | 225.1398 | 246.27
CSAPR- NOX OzoneSeason- AR | 239 | 6323 | Rate Constraint in MTons | FALSE | L | Annual | Rate | lb/MMBtu | 0 | 0.08284 | 0.08581 | 0.084057 | 0.080639 | 0.068331 | 0.064359
CSAPR- NOX OzoneSeason- AR | 239 | 6323 | Rate Constraint in MTons | FALSE | L | Annual | Generation | TWh | 0 | 20.9857 | 21.729 | 22.4471 | 23.276 | 27.6276 | 30.8558
CSAPR- NOX OzoneSeason- AR | 239 | 6323 | Rate Constraint in MTons | FALSE | L | Annual | Qualifying Generation | TWh | 0 | 20.9857 | 21.729 | 22.4471 | 23.276 | 27.6276 | 30.8558
CSAPR- NOX OzoneSeason- AR | 239 | 6323 | Rate Constraint in MTons | FALSE | L | Annual | Rate | lb/MWh | 0 | 0.35686 | 0.37468 | 0.36612 | 0.34879 | 0.27842 | 0.25684
CSAPR- NOX OzoneSeason- AR | 239 | 6323 | Rate Constraint in MTons | FALSE | L | Annual | Constraint Shadow Price | US2011$/Ton | 0 | 0 | 0 | 0 | 0 | 0 | 0
CSAPR- NOX OzoneSeason- FL | 240 | 6324 | Rate Constraint in MTons | FALSE | L | Annual | Seasons Included | Seasons |  | Summer | Summer | Summer | Summer | Summer | Summer
CSAPR- NOX OzoneSeason- FL | 240 | 6324 | Rate Constraint in MTons | FALSE | L | Annual | Standard | Thousand Tons | 0 | 33.6683 | 33.6683 | 33.6683 | 33.6683 | 33.6683 | 33.6683
CSAPR- NOX OzoneSeason- FL | 240 | 6324 | Rate Constraint in MTons | FALSE | L | Annual | Standard NOX | Thousand Tons | 0 | 33.6683 | 33.6683 | 33.6683 | 33.6683 | 33.6683 | 33.6683
CSAPR- NOX OzoneSeason- FL | 240 | 6324 | Rate Constraint in MTons | FALSE | L | Annual | Emissions at Affected Plants NOX | Thousand Tons | 0 | 25.7219 | 27.4483 | 28.2042 | 26.4483 | 22.1465 | 22.4761
CSAPR- NOX OzoneSeason- FL | 240 | 6324 | Rate Constraint in MTons | FALSE | L | Annual | Allowances Purchased NOX | Thousand Tons | 0 | 0 | 0 | 0 | 0 | 0 | 0
CSAPR- NOX OzoneSeason- FL | 240 | 6324 | Rate Constraint in MTons | FALSE | L | Annual | Allowances Sold NOX | Thousand Tons | 0 | 0 | 0 | 0 | 0 | 0 | 0
CSAPR- NOX OzoneSeason- FL | 240 | 6324 | Rate Constraint in MTons | FALSE | L | Annual | Allowances Banked | Thousand Tons | 0 | 0 | 0 | 0 | 0 | 0 | 0
CSAPR- NOX OzoneSeason- FL | 240 | 6324 | Rate Constraint in MTons | FALSE | L | Annual | Allowances Withdrawn (1:1) | Thousand Tons | 0 | 0 | 0 | 0 | 0 | 0 | 0
CSAPR- NOX OzoneSeason- FL | 240 | 6324 | Rate Constraint in MTons | FALSE | L | Annual | Allowances Withdrawn (n:1) | Thousand Tons | 0 | 0 | 0 | 0 | 0 | 0 | 0
CSAPR- NOX OzoneSeason- FL | 240 | 6324 | Rate Constraint in MTons | FALSE | L | Annual | Net Emissions Allowance Position | Thousand Tons | 0 | 25.7219 | 27.4483 | 28.2042 | 26.4483 | 22.1465 | 22.4761
CSAPR- NOX OzoneSeason- FL | 240 | 6324 | Rate Constraint in MTons | FALSE | L | Annual | Fuel Consumed | TBtu | 0 | 801.3928 | 820.4999 | 847.5129 | 880.2154 | 819.8751 | 902.7519
CSAPR- NOX OzoneSeason- FL | 240 | 6324 | Rate Constraint in MTons | FALSE | L | Annual | Rate | lb/MMBtu | 0 | 0.064193 | 0.066906 | 0.066558 | 0.060095 | 0.054024 | 0.049795
CSAPR- NOX OzoneSeason- FL | 240 | 6324 | Rate Constraint in MTons | FALSE | L | Annual | Generation | TWh | 0 | 99.5244 | 100.9884 | 104.3598 | 111.9827 | 107.1375 | 120.8937
CSAPR- NOX OzoneSeason- FL | 240 | 6324 | Rate Constraint in MTons | FALSE | L | Annual | Qualifying Generation | TWh | 0 | 99.5244 | 100.9884 | 104.3598 | 111.9827 | 107.1375 | 120.8937
CSAPR- NOX OzoneSeason- FL | 240 | 6324 | Rate Constraint in MTons | FALSE | L | Annual | Rate | lb/MWh | 0 | 0.25845 | 0.2718 | 0.27026 | 0.23618 | 0.20671 | 0.18592
CSAPR- NOX OzoneSeason- FL | 240 | 6324 | Rate Constraint in MTons | FALSE | L | Annual | Constraint Shadow Price | US2011$/Ton | 0 | 0 | 0 | 0 | 0 | 0 | 0
CSAPR- NOX OzoneSeason- GA | 241 | 6325 | Rate Constraint in MTons | FALSE | L | Annual | Seasons Included | Seasons |  | Summer | Summer | Summer | Summer | Summer | Summer
CSAPR- NOX OzoneSeason- GA | 241 | 6325 | Rate Constraint in MTons | FALSE | L | Annual | Standard | Thousand Tons | 0 | 29.0896 | 29.0896 | 29.0896 | 29.0896 | 29.0896 | 29.0896
CSAPR- NOX OzoneSeason- GA | 241 | 6325 | Rate Constraint in MTons | FALSE | L | Annual | Standard NOX | Thousand Tons | 0 | 29.0896 | 29.0896 | 29.0896 | 29.0896 | 29.0896 | 29.0896
CSAPR- NOX OzoneSeason- GA | 241 | 6325 | Rate Constraint in MTons | FALSE | L | Annual | Emissions at Affected Plants NOX | Thousand Tons | 0 | 8.7603 | 9.083 | 10.1029 | 10.2796 | 6.4928 | 6.9978
CSAPR- NOX OzoneSeason- GA | 241 | 6325 | Rate Constraint in MTons | FALSE | L | Annual | Allowances Purchased NOX | Thousand Tons | 0 | 0 | 0 | 0 | 0 | 0 | 0
CSAPR- NOX OzoneSeason- GA | 241 | 6325 | Rate Constraint in MTons | FALSE | L | Annual | Allowances Sold NOX | Thousand Tons | 0 | 0 | 0 | 0 | 0 | 0 | 0
CSAPR- NOX OzoneSeason- GA | 241 | 6325 | Rate Constraint in MTons | FALSE | L | Annual | Allowances Banked | Thousand Tons | 0 | 0 | 0 | 0 | 0 | 0 | 0
CSAPR- NOX OzoneSeason- GA | 241 | 6325 | Rate Constraint in MTons | FALSE | L | Annual | Allowances Withdrawn (1:1) | Thousand Tons | 0 | 0 | 0 | 0 | 0 | 0 | 0
CSAPR- NOX OzoneSeason- GA | 241 | 6325 | Rate Constraint in MTons | FALSE | L | Annual | Allowances Withdrawn (n:1) | Thousand Tons | 0 | 0 | 0 | 0 | 0 | 0 | 0
CSAPR- NOX OzoneSeason- GA | 241 | 6325 | Rate Constraint in MTons | FALSE | L | Annual | Net Emissions Allowance Position | Thousand Tons | 0 | 8.7603 | 9.083 | 10.1029 | 10.2796 | 6.4928 | 6.9978
CSAPR- NOX OzoneSeason- GA | 241 | 6325 | Rate Constraint in MTons | FALSE | L | Annual | Fuel Consumed | TBtu | 0 | 360.1109 | 357.6666 | 388.1701 | 414.567 | 347.9959 | 422.5322
CSAPR- NOX OzoneSeason- GA | 241 | 6325 | Rate Constraint in MTons | FALSE | L | Annual | Rate | lb/MMBtu | 0 | 0.048653 | 0.05079 | 0.052054 | 0.049592 | 0.037315 | 0.033123
CSAPR- NOX OzoneSeason- GA | 241 | 6325 | Rate Constraint in MTons | FALSE | L | Annual | Generation | TWh | 0 | 43.452 | 42.599 | 45.6597 | 50.4236 | 43.819 | 55.3532
CSAPR- NOX OzoneSeason- GA | 241 | 6325 | Rate Constraint in MTons | FALSE | L | Annual | Qualifying Generation | TWh | 0 | 43.452 | 42.599 | 45.6597 | 50.4236 | 43.819 | 55.3532
CSAPR- NOX OzoneSeason- GA | 241 | 6325 | Rate Constraint in MTons | FALSE | L | Annual | Rate | lb/MWh | 0 | 0.20161 | 0.21322 | 0.22127 | 0.20387 | 0.14817 | 0.12642
CSAPR- NOX OzoneSeason- GA | 241 | 6325 | Rate Constraint in MTons | FALSE | L | Annual | Constraint Shadow Price | US2011$/Ton | 0 | 0 | 0 | 0 | 0 | 0 | 0
CSAPR- NOX OzoneSeason- IA | 242 | 6328 | Rate Constraint in MTons | FALSE | L | Annual | Seasons Included | Seasons |  | Summer | Summer | Summer | Summer | Summer | Summer
CSAPR- NOX OzoneSeason- IA | 242 | 6328 | Rate Constraint in MTons | FALSE | L | Annual | Standard | Thousand Tons | 0 | 19.6105 | 19.6105 | 19.6105 | 19.6105 | 19.6105 | 19.6105
CSAPR- NOX OzoneSeason- IA | 242 | 6328 | Rate Constraint in MTons | FALSE | L | Annual | Standard NOX | Thousand Tons | 0 | 19.6105 | 19.6105 | 19.6105 | 19.6105 | 19.6105 | 19.6105
CSAPR- NOX OzoneSeason- IA | 242 | 6328 | Rate Constraint in MTons | FALSE | L | Annual | Emissions at Affected Plants NOX | Thousand Tons | 0 | 8.3351 | 8.3338 | 8.3418 | 8.3866 | 8.4511 | 8.2702
CSAPR- NOX OzoneSeason- IA | 242 | 6328 | Rate Constraint in MTons | FALSE | L | Annual | Allowances Purchased NOX | Thousand Tons | 0 | 0 | 0 | 0 | 0 | 0 | 0
CSAPR- NOX OzoneSeason- IA | 242 | 6328 | Rate Constraint in MTons | FALSE | L | Annual | Allowances Sold NOX | Thousand Tons | 0 | 0 | 0 | 0 | 0 | 0 | 0
CSAPR- NOX OzoneSeason- IA | 242 | 6328 | Rate Constraint in MTons | FALSE | L | Annual | Allowances Banked | Thousand Tons | 0 | 0 | 0 | 0 | 0 | 0 | 0
CSAPR- NOX OzoneSeason- IA | 242 | 6328 | Rate Constraint in MTons | FALSE | L | Annual | Allowances Withdrawn (1:1) | Thousand Tons | 0 | 0 | 0 | 0 | 0 | 0 | 0
CSAPR- NOX OzoneSeason- IA | 242 | 6328 | Rate Constraint in MTons | FALSE | L | Annual | Allowances Withdrawn (n:1) | Thousand Tons | 0 | 0 | 0 | 0 | 0 | 0 | 0
CSAPR- NOX OzoneSeason- IA | 242 | 6328 | Rate Constraint in MTons | FALSE | L | Annual | Net Emissions Allowance Position | Thousand Tons | 0 | 8.3351 | 8.3338 | 8.3418 | 8.3866 | 8.4511 | 8.2702
CSAPR- NOX OzoneSeason- IA | 242 | 6328 | Rate Constraint in MTons | FALSE | L | Annual | Fuel Consumed | TBtu | 0 | 142.6195 | 142.0695 | 142.7314 | 142.6773 | 163.1933 | 166.7466
CSAPR- NOX OzoneSeason- IA | 242 | 6328 | Rate Constraint in MTons | FALSE | L | Annual | Rate | lb/MMBtu | 0 | 0.11689 | 0.11732 | 0.11689 | 0.11756 | 0.10357 | 0.099195
CSAPR- NOX OzoneSeason- IA | 242 | 6328 | Rate Constraint in MTons | FALSE | L | Annual | Generation | TWh | 0 | 15.0206 | 14.948 | 15.029 | 14.9962 | 18.1317 | 18.8752
CSAPR- NOX OzoneSeason- IA | 242 | 6328 | Rate Constraint in MTons | FALSE | L | Annual | Qualifying Generation | TWh | 0 | 15.0206 | 14.948 | 15.029 | 14.9962 | 18.1317 | 18.8752
CSAPR- NOX OzoneSeason- IA | 242 | 6328 | Rate Constraint in MTons | FALSE | L | Annual | Rate | lb/MWh | 0 | 0.55491 | 0.55752 | 0.55505 | 0.55925 | 0.46609 | 0.43815
CSAPR- NOX OzoneSeason- IA | 242 | 6328 | Rate Constraint in MTons | FALSE | L | Annual | Constraint Shadow Price | US2011$/Ton | 0 | 0 | 0 | 0 | 0 | 0 | 0
CSAPR- NOX OzoneSeason- IL | 243 | 6326 | Rate Constraint in MTons | FALSE | L | Annual | Seasons Included | Seasons |  | Summer | Summer | Summer | Summer | Summer | Summer
CSAPR- NOX OzoneSeason- IL | 243 | 6326 | Rate Constraint in MTons | FALSE | L | Annual | Standard | Thousand Tons | 0 | 25.6617 | 25.6617 | 25.6617 | 25.6617 | 25.6617 | 25.6617
CSAPR- NOX OzoneSeason- IL | 243 | 6326 | Rate Constraint in MTons | FALSE | L | Annual | Standard NOX | Thousand Tons | 0 | 25.6617 | 25.6617 | 25.6617 | 25.6617 | 25.6617 | 25.6617
CSAPR- NOX OzoneSeason- IL | 243 | 6326 | Rate Constraint in MTons | FALSE | L | Annual | Emissions at Affected Plants NOX | Thousand Tons | 0 | 12.6865 | 12.6767 | 12.4328 | 12.9087 | 11.8749 | 12.5483
CSAPR- NOX OzoneSeason- IL | 243 | 6326 | Rate Constraint in MTons | FALSE | L | Annual | Allowances Purchased NOX | Thousand Tons | 0 | 0 | 0 | 0 | 0 | 0 | 0
CSAPR- NOX OzoneSeason- IL | 243 | 6326 | Rate Constraint in MTons | FALSE | L | Annual | Allowances Sold NOX | Thousand Tons | 0 | 0 | 0 | 0 | 0 | 0 | 0
CSAPR- NOX OzoneSeason- IL | 243 | 6326 | Rate Constraint in MTons | FALSE | L | Annual | Allowances Banked | Thousand Tons | 0 | 0 | 0 | 0 | 0 | 0 | 0
CSAPR- NOX OzoneSeason- IL | 243 | 6326 | Rate Constraint in MTons | FALSE | L | Annual | Allowances Withdrawn (1:1) | Thousand Tons | 0 | 0 | 0 | 0 | 0 | 0 | 0
CSAPR- NOX OzoneSeason- IL | 243 | 6326 | Rate Constraint in MTons | FALSE | L | Annual | Allowances Withdrawn (n:1) | Thousand Tons | 0 | 0 | 0 | 0 | 0 | 0 | 0
CSAPR- NOX OzoneSeason- IL | 243 | 6326 | Rate Constraint in MTons | FALSE | L | Annual | Net Emissions Allowance Position | Thousand Tons | 0 | 12.6865 | 12.6767 | 12.4328 | 12.9087 | 11.8749 | 12.5483
CSAPR- NOX OzoneSeason- IL | 243 | 6326 | Rate Constraint in MTons | FALSE | L | Annual | Fuel Consumed | TBtu | 0 | 352.6772 | 353.382 | 345.6548 | 361.1646 | 339.821 | 467.4661
CSAPR- NOX OzoneSeason- IL | 243 | 6326 | Rate Constraint in MTons | FALSE | L | Annual | Rate | lb/MMBtu | 0 | 0.071944 | 0.071745 | 0.071938 | 0.071484 | 0.069889 | 0.053686
CSAPR- NOX OzoneSeason- IL | 243 | 6326 | Rate Constraint in MTons | FALSE | L | Annual | Generation | TWh | 0 | 36.5857 | 36.3718 | 35.6152 | 37.0763 | 35.5492 | 55.3475
CSAPR- NOX OzoneSeason- IL | 243 | 6326 | Rate Constraint in MTons | FALSE | L | Annual | Qualifying Generation | TWh | 0 | 36.5857 | 36.3718 | 35.6152 | 37.0763 | 35.5492 | 55.3475
CSAPR- NOX OzoneSeason- IL | 243 | 6326 | Rate Constraint in MTons | FALSE | L | Annual | Rate | lb/MWh | 0 | 0.34676 | 0.34853 | 0.34909 | 0.34817 | 0.33404 | 0.22672
CSAPR- NOX OzoneSeason- IL | 243 | 6326 | Rate Constraint in MTons | FALSE | L | Annual | Constraint Shadow Price | US2011$/Ton | 0 | 0 | 0 | 0 | 0 | 0 | 0
CSAPR- NOX OzoneSeason- IN | 244 | 6327 | Rate Constraint in MTons | FALSE | L | Annual | Seasons Included | Seasons |  | Summer | Summer | Summer | Summer | Summer | Summer
CSAPR- NOX OzoneSeason- IN | 244 | 6327 | Rate Constraint in MTons | FALSE | L | Annual | Standard | Thousand Tons | 0 | 55.8717 | 55.8717 | 55.8717 | 55.8717 | 55.8717 | 55.8717
CSAPR- NOX OzoneSeason- IN | 244 | 6327 | Rate Constraint in MTons | FALSE | L | Annual | Standard NOX | Thousand Tons | 0 | 55.8717 | 55.8717 | 55.8717 | 55.8717 | 55.8717 | 55.8717
CSAPR- NOX OzoneSeason- IN | 244 | 6327 | Rate Constraint in MTons | FALSE | L | Annual | Emissions at Affected Plants NOX | Thousand Tons | 0 | 41.2959 | 41.908 | 41.5921 | 34.8762 | 33.9517 | 33.5383
CSAPR- NOX OzoneSeason- IN | 244 | 6327 | Rate Constraint in MTons | FALSE | L | Annual | Allowances Purchased NOX | Thousand Tons | 0 | 0 | 0 | 0 | 0 | 0 | 0
CSAPR- NOX OzoneSeason- IN | 244 | 6327 | Rate Constraint in MTons | FALSE | L | Annual | Allowances Sold NOX | Thousand Tons | 0 | 0 | 0 | 0 | 0 | 0 | 0
CSAPR- NOX OzoneSeason- IN | 244 | 6327 | Rate Constraint in MTons | FALSE | L | Annual | Allowances Banked | Thousand Tons | 0 | 0 | 0 | 0 | 0 | 0 | 0
CSAPR- NOX OzoneSeason- IN | 244 | 6327 | Rate Constraint in MTons | FALSE | L | Annual | Allowances Withdrawn (1:1) | Thousand Tons | 0 | 0 | 0 | 0 | 0 | 0 | 0
CSAPR- NOX OzoneSeason- IN | 244 | 6327 | Rate Constraint in MTons | FALSE | L | Annual | Allowances Withdrawn (n:1) | Thousand Tons | 0 | 0 | 0 | 0 | 0 | 0 | 0
CSAPR- NOX OzoneSeason- IN | 244 | 6327 | Rate Constraint in MTons | FALSE | L | Annual | Net Emissions Allowance Position | Thousand Tons | 0 | 41.2959 | 41.908 | 41.5921 | 34.8762 | 33.9517 | 33.5383
CSAPR- NOX OzoneSeason- IN | 244 | 6327 | Rate Constraint in MTons | FALSE | L | Annual | Fuel Consumed | TBtu | 0 | 460.4228 | 469.0243 | 466.4081 | 469.297 | 489.4928 | 513.4475
CSAPR- NOX OzoneSeason- IN | 244 | 6327 | Rate Constraint in MTons | FALSE | L | Annual | Rate | lb/MMBtu | 0 | 0.17938 | 0.1787 | 0.17835 | 0.14863 | 0.13872 | 0.13064
CSAPR- NOX OzoneSeason- IN | 244 | 6327 | Rate Constraint in MTons | FALSE | L | Annual | Generation | TWh | 0 | 45.7972 | 46.6204 | 46.3708 | 47.0165 | 51.3119 | 55.7839
CSAPR- NOX OzoneSeason- IN | 244 | 6327 | Rate Constraint in MTons | FALSE | L | Annual | Qualifying Generation | TWh | 0 | 45.7972 | 46.6204 | 46.3708 | 47.0165 | 51.3119 | 55.7839
CSAPR- NOX OzoneSeason- IN | 244 | 6327 | Rate Constraint in MTons | FALSE | L | Annual | Rate | lb/MWh | 0 | 0.90171 | 0.89892 | 0.89695 | 0.74178 | 0.66167 | 0.60122
CSAPR- NOX OzoneSeason- IN | 244 | 6327 | Rate Constraint in MTons | FALSE | L | Annual | Constraint Shadow Price | US2011$/Ton | 0 | 0 | 0 | 0 | 0 | 0 | 0
CSAPR- NOX OzoneSeason- KY | 245 | 6329 | Rate Constraint in MTons | FALSE | L | Annual | Seasons Included | Seasons |  | Summer | Summer | Summer | Summer | Summer | Summer
CSAPR- NOX OzoneSeason- KY | 245 | 6329 | Rate Constraint in MTons | FALSE | L | Annual | Standard | Thousand Tons | 0 | 39.5355 | 39.5355 | 39.5355 | 39.5355 | 39.5355 | 39.5355
CSAPR- NOX OzoneSeason- KY | 245 | 6329 | Rate Constraint in MTons | FALSE | L | Annual | Standard NOX | Thousand Tons | 0 | 39.5355 | 39.5355 | 39.5355 | 39.5355 | 39.5355 | 39.5355
CSAPR- NOX OzoneSeason- KY | 245 | 6329 | Rate Constraint in MTons | FALSE | L | Annual | Emissions at Affected Plants NOX | Thousand Tons | 0 | 22.8467 | 24.6499 | 24.1964 | 25.2806 | 24.0854 | 23.8664
CSAPR- NOX OzoneSeason- KY | 245 | 6329 | Rate Constraint in MTons | FALSE | L | Annual | Allowances Purchased NOX | Thousand Tons | 0 | 0 | 0 | 0 | 0 | 0 | 0
CSAPR- NOX OzoneSeason- KY | 245 | 6329 | Rate Constraint in MTons | FALSE | L | Annual | Allowances Sold NOX | Thousand Tons | 0 | 0 | 0 | 0 | 0 | 0 | 0
CSAPR- NOX OzoneSeason- KY | 245 | 6329 | Rate Constraint in MTons | FALSE | L | Annual | Allowances Banked | Thousand Tons | 0 | 0 | 0 | 0 | 0 | 0 | 0
CSAPR- NOX OzoneSeason- KY | 245 | 6329 | Rate Constraint in MTons | FALSE | L | Annual | Allowances Withdrawn (1:1) | Thousand Tons | 0 | 0 | 0 | 0 | 0 | 0 | 0
CSAPR- NOX OzoneSeason- KY | 245 | 6329 | Rate Constraint in MTons | FALSE | L | Annual | Allowances Withdrawn (n:1) | Thousand Tons | 0 | 0 | 0 | 0 | 0 | 0 | 0
CSAPR- NOX OzoneSeason- KY | 245 | 6329 | Rate Constraint in MTons | FALSE | L | Annual | Net Emissions Allowance Position | Thousand Tons | 0 | 22.8467 | 24.6499 | 24.1964 | 25.2806 | 24.0854 | 23.8664
CSAPR- NOX OzoneSeason- KY | 245 | 6329 | Rate Constraint in MTons | FALSE | L | Annual | Fuel Consumed | TBtu | 0 | 257.0449 | 273.5566 | 277.8785 | 294.2592 | 304.686 | 317.0289
CSAPR- NOX OzoneSeason- KY | 245 | 6329 | Rate Constraint in MTons | FALSE | L | Annual | Rate | lb/MMBtu | 0 | 0.17776 | 0.18022 | 0.17415 | 0.17183 | 0.1581 | 0.15056
CSAPR- NOX OzoneSeason- KY | 245 | 6329 | Rate Constraint in MTons | FALSE | L | Annual | Generation | TWh | 0 | 25.3755 | 26.4685 | 27.3459 | 29.3881 | 31.9881 | 34.055
CSAPR- NOX OzoneSeason- KY | 245 | 6329 | Rate Constraint in MTons | FALSE | L | Annual | Qualifying Generation | TWh | 0 | 25.3755 | 26.4685 | 27.3459 | 29.3881 | 31.9881 | 34.055
CSAPR- NOX OzoneSeason- KY | 245 | 6329 | Rate Constraint in MTons | FALSE | L | Annual | Rate | lb/MWh | 0 | 0.90035 | 0.93129 | 0.88483 | 0.86023 | 0.75295 | 0.70082
CSAPR- NOX OzoneSeason- KY | 245 | 6329 | Rate Constraint in MTons | FALSE | L | Annual | Constraint Shadow Price | US2011$/Ton | 0 | 0 | 0 | 0 | 0 | 0 | 0
CSAPR- NOX OzoneSeason- LA | 246 | 6330 | Rate Constraint in MTons | FALSE | L | Annual | Seasons Included | Seasons |  | Summer | Summer | Summer | Summer | Summer | Summer
CSAPR- NOX OzoneSeason- LA | 246 | 6330 | Rate Constraint in MTons | FALSE | L | Annual | Standard | Thousand Tons | 0 | 21.9191 | 21.9191 | 21.9191 | 21.9191 | 21.9191 | 21.9191
CSAPR- NOX OzoneSeason- LA | 246 | 6330 | Rate Constraint in MTons | FALSE | L | Annual | Standard NOX | Thousand Tons | 0 | 21.9191 | 21.9191 | 21.9191 | 21.9191 | 21.9191 | 21.9191
CSAPR- NOX OzoneSeason- LA | 246 | 6330 | Rate Constraint in MTons | FALSE | L | Annual | Emissions at Affected Plants NOX | Thousand Tons | 0 | 10.4013 | 10.3662 | 9.3544 | 7.9996 | 5.2774 | 5.4632
CSAPR- NOX OzoneSeason- LA | 246 | 6330 | Rate Constraint in MTons | FALSE | L | Annual | Allowances Purchased NOX | Thousand Tons | 0 | 0 | 0 | 0 | 0 | 0 | 0
CSAPR- NOX OzoneSeason- LA | 246 | 6330 | Rate Constraint in MTons | FALSE | L | Annual | Allowances Sold NOX | Thousand Tons | 0 | 0 | 0 | 0 | 0 | 0 | 0
CSAPR- NOX OzoneSeason- LA | 246 | 6330 | Rate Constraint in MTons | FALSE | L | Annual | Allowances Banked | Thousand Tons | 0 | 0 | 0 | 0 | 0 | 0 | 0
CSAPR- NOX OzoneSeason- LA | 246 | 6330 | Rate Constraint in MTons | FALSE | L | Annual | Allowances Withdrawn (1:1) | Thousand Tons | 0 | 0 | 0 | 0 | 0 | 0 | 0
CSAPR- NOX OzoneSeason- LA | 246 | 6330 | Rate Constraint in MTons | FALSE | L | Annual | Allowances Withdrawn (n:1) | Thousand Tons | 0 | 0 | 0 | 0 | 0 | 0 | 0
CSAPR- NOX OzoneSeason- LA | 246 | 6330 | Rate Constraint in MTons | FALSE | L | Annual | Net Emissions Allowance Position | Thousand Tons | 0 | 10.4013 | 10.3662 | 9.3544 | 7.9996 | 5.2774 | 5.4632
CSAPR- NOX OzoneSeason- LA | 246 | 6330 | Rate Constraint in MTons | FALSE | L | Annual | Fuel Consumed | TBtu | 0 | 209.8546 | 209.8801 | 212.8902 | 212.0939 | 197.0927 | 248.6031
CSAPR- NOX OzoneSeason- LA | 246 | 6330 | Rate Constraint in MTons | FALSE | L | Annual | Rate | lb/MMBtu | 0 | 0.099129 | 0.098782 | 0.08788 | 0.075435 | 0.053552 | 0.043951
CSAPR- NOX OzoneSeason- LA | 246 | 6330 | Rate Constraint in MTons | FALSE | L | Annual | Generation | TWh | 0 | 24.5309 | 24.4542 | 25.4265 | 25.8825 | 25.3984 | 33.5198
CSAPR- NOX OzoneSeason- LA | 246 | 6330 | Rate Constraint in MTons | FALSE | L | Annual | Qualifying Generation | TWh | 0 | 24.5309 | 24.4542 | 25.4265 | 25.8825 | 25.3984 | 33.5198
CSAPR- NOX OzoneSeason- LA | 246 | 6330 | Rate Constraint in MTons | FALSE | L | Annual | Rate | lb/MWh | 0 | 0.42401 | 0.4239 | 0.3679 | 0.30907 | 0.20778 | 0.16298
CSAPR- NOX OzoneSeason- LA | 246 | 6330 | Rate Constraint in MTons | FALSE | L | Annual | Constraint Shadow Price | US2011$/Ton | 0 | 0 | 0 | 0 | 0 | 0 | 0
CSAPR- NOX OzoneSeason- MD | 247 | 6331 | Rate Constraint in MTons | FALSE | L | Annual | Seasons Included | Seasons |  | Summer | Summer | Summer | Summer | Summer | Summer
CSAPR- NOX OzoneSeason- MD | 247 | 6331 | Rate Constraint in MTons | FALSE | L | Annual | Standard | Thousand Tons | 0 | 8.6866 | 8.6866 | 8.6866 | 8.6866 | 8.6866 | 8.6866
CSAPR- NOX OzoneSeason- MD | 247 | 6331 | Rate Constraint in MTons | FALSE | L | Annual | Standard NOX | Thousand Tons | 0 | 8.6866 | 8.6866 | 8.6866 | 8.6866 | 8.6866 | 8.6866
CSAPR- NOX OzoneSeason- MD | 247 | 6331 | Rate Constraint in MTons | FALSE | L | Annual | Emissions at Affected Plants NOX | Thousand Tons | 0 | 3.2902 | 3.45 | 2.7627 | 3.0158 | 1.2973 | 1.1503
CSAPR- NOX OzoneSeason- MD | 247 | 6331 | Rate Constraint in MTons | FALSE | L | Annual | Allowances Purchased NOX | Thousand Tons | 0 | 0 | 0 | 0 | 0 | 0 | 0
CSAPR- NOX OzoneSeason- MD | 247 | 6331 | Rate Constraint in MTons | FALSE | L | Annual | Allowances Sold NOX | Thousand Tons | 0 | 0 | 0 | 0 | 0 | 0 | 0
CSAPR- NOX OzoneSeason- MD | 247 | 6331 | Rate Constraint in MTons | FALSE | L | Annual | Allowances Banked | Thousand Tons | 0 | 0 | 0 | 0 | 0 | 0 | 0
CSAPR- NOX OzoneSeason- MD | 247 | 6331 | Rate Constraint in MTons | FALSE | L | Annual | Allowances Withdrawn (1:1) | Thousand Tons | 0 | 0 | 0 | 0 | 0 | 0 | 0
CSAPR- NOX OzoneSeason- MD | 247 | 6331 | Rate Constraint in MTons | FALSE | L | Annual | Allowances Withdrawn (n:1) | Thousand Tons | 0 | 0 | 0 | 0 | 0 | 0 | 0
CSAPR- NOX OzoneSeason- MD | 247 | 6331 | Rate Constraint in MTons | FALSE | L | Annual | Net Emissions Allowance Position | Thousand Tons | 0 | 3.2902 | 3.45 | 2.7627 | 3.0158 | 1.2973 | 1.1503
CSAPR- NOX OzoneSeason- MD | 247 | 6331 | Rate Constraint in MTons | FALSE | L | Annual | Fuel Consumed | TBtu | 0 | 94.2057 | 106.1171 | 88.0538 | 98.1603 | 78.3751 | 85.596
CSAPR- NOX OzoneSeason- MD | 247 | 6331 | Rate Constraint in MTons | FALSE | L | Annual | Rate | lb/MMBtu | 0 | 0.069851 | 0.065023 | 0.062751 | 0.061446 | 0.033105 | 0.026878
CSAPR- NOX OzoneSeason- MD | 247 | 6331 | Rate Constraint in MTons | FALSE | L | Annual | Generation | TWh | 0 | 10.6517 | 11.9354 | 10.118 | 11.2065 | 9.9821 | 11.2496
CSAPR- NOX OzoneSeason- MD | 247 | 6331 | Rate Constraint in MTons | FALSE | L | Annual | Qualifying Generation | TWh | 0 | 10.6517 | 11.9354 | 10.118 | 11.2065 | 9.9821 | 11.2496
CSAPR- NOX OzoneSeason- MD | 247 | 6331 | Rate Constraint in MTons | FALSE | L | Annual | Rate | lb/MWh | 0 | 0.30889 | 0.28906 | 0.27305 | 0.26911 | 0.12996 | 0.10226
CSAPR- NOX OzoneSeason- MD | 247 | 6331 | Rate Constraint in MTons | FALSE | L | Annual | Constraint Shadow Price | US2011$/Ton | 0 | 0 | 0 | 0 | 0 | 0 | 0
CSAPR- NOX OzoneSeason- MI | 248 | 6332 | Rate Constraint in MTons | FALSE | L | Annual | Seasons Included | Seasons |  | Summer | Summer | Summer | Summer | Summer | Summer
CSAPR- NOX OzoneSeason- MI | 248 | 6332 | Rate Constraint in MTons | FALSE | L | Annual | Standard | Thousand Tons | 0 | 32.6894 | 32.6894 | 32.6894 | 32.6894 | 32.6894 | 32.6894
CSAPR- NOX OzoneSeason- MI | 248 | 6332 | Rate Constraint in MTons | FALSE | L | Annual | Standard NOX | Thousand Tons | 0 | 32.6894 | 32.6894 | 32.6894 | 32.6894 | 32.6894 | 32.6894
CSAPR- NOX OzoneSeason- MI | 248 | 6332 | Rate Constraint in MTons | FALSE | L | Annual | Emissions at Affected Plants NOX | Thousand Tons | 0 | 18.5612 | 20.163 | 18.9881 | 18.2591 | 17.6334 | 17.1719
CSAPR- NOX OzoneSeason- MI | 248 | 6332 | Rate Constraint in MTons | FALSE | L | Annual | Allowances Purchased NOX | Thousand Tons | 0 | 0 | 0 | 0 | 0 | 0 | 0
CSAPR- NOX OzoneSeason- MI | 248 | 6332 | Rate Constraint in MTons | FALSE | L | Annual | Allowances Sold NOX | Thousand Tons | 0 | 0 | 0 | 0 | 0 | 0 | 0
CSAPR- NOX OzoneSeason- MI | 248 | 6332 | Rate Constraint in MTons | FALSE | L | Annual | Allowances Banked | Thousand Tons | 0 | 0 | 0 | 0 | 0 | 0 | 0
CSAPR- NOX OzoneSeason- MI | 248 | 6332 | Rate Constraint in MTons | FALSE | L | Annual | Allowances Withdrawn (1:1) | Thousand Tons | 0 | 0 | 0 | 0 | 0 | 0 | 0
CSAPR- NOX OzoneSeason- MI | 248 | 6332 | Rate Constraint in MTons | FALSE | L | Annual | Allowances Withdrawn (n:1) | Thousand Tons | 0 | 0 | 0 | 0 | 0 | 0 | 0
CSAPR- NOX OzoneSeason- MI | 248 | 6332 | Rate Constraint in MTons | FALSE | L | Annual | Net Emissions Allowance Position | Thousand Tons | 0 | 18.5612 | 20.163 | 18.9881 | 18.2591 | 17.6334 | 17.1719
CSAPR- NOX OzoneSeason- MI | 248 | 6332 | Rate Constraint in MTons | FALSE | L | Annual | Fuel Consumed | TBtu | 0 | 266.9097 | 266.8778 | 288.3923 | 284.7863 | 342.1042 | 367.1878
CSAPR- NOX OzoneSeason- MI | 248 | 6332 | Rate Constraint in MTons | FALSE | L | Annual | Rate | lb/MMBtu | 0 | 0.13908 | 0.1511 | 0.13168 | 0.12823 | 0.10309 | 0.093532
CSAPR- NOX OzoneSeason- MI | 248 | 6332 | Rate Constraint in MTons | FALSE | L | Annual | Generation | TWh | 0 | 30.5607 | 30.0714 | 34.2675 | 33.9129 | 43.226 | 47.4798
CSAPR- NOX OzoneSeason- MI | 248 | 6332 | Rate Constraint in MTons | FALSE | L | Annual | Qualifying Generation | TWh | 0 | 30.5607 | 30.0714 | 34.2675 | 33.9129 | 43.226 | 47.4798
CSAPR- NOX OzoneSeason- MI | 248 | 6332 | Rate Constraint in MTons | FALSE | L | Annual | Rate | lb/MWh | 0 | 0.60735 | 0.6705 | 0.55411 | 0.53841 | 0.40794 | 0.36167
CSAPR- NOX OzoneSeason- MI | 248 | 6332 | Rate Constraint in MTons | FALSE | L | Annual | Constraint Shadow Price | US2011$/Ton | 0 | 0 | 0 | 0 | 0 | 0 | 0
CSAPR- NOX OzoneSeason- MO | 249 | 6334 | Rate Constraint in MTons | FALSE | L | Annual | Seasons Included | Seasons |  | Summer | Summer | Summer | Summer | Summer | Summer
CSAPR- NOX OzoneSeason- MO | 249 | 6334 | Rate Constraint in MTons | FALSE | L | Annual | Standard | Thousand Tons | 0 | 25.5298 | 25.5298 | 25.5298 | 25.5298 | 25.5298 | 25.5298
CSAPR- NOX OzoneSeason- MO | 249 | 6334 | Rate Constraint in MTons | FALSE | L | Annual | Standard NOX | Thousand Tons | 0 | 25.5298 | 25.5298 | 25.5298 | 25.5298 | 25.5298 | 25.5298
CSAPR- NOX OzoneSeason- MO | 249 | 6334 | Rate Constraint in MTons | FALSE | L | Annual | Emissions at Affected Plants NOX | Thousand Tons | 0 | 17.3358 | 17.7987 | 17.5458 | 18.0619 | 17.358 | 17.4054
CSAPR- NOX OzoneSeason- MO | 249 | 6334 | Rate Constraint in MTons | FALSE | L | Annual | Allowances Purchased NOX | Thousand Tons | 0 | 0 | 0 | 0 | 0 | 0 | 0
CSAPR- NOX OzoneSeason- MO | 249 | 6334 | Rate Constraint in MTons | FALSE | L | Annual | Allowances Sold NOX | Thousand Tons | 0 | 0 | 0 | 0 | 0 | 0 | 0
CSAPR- NOX OzoneSeason- MO | 249 | 6334 | Rate Constraint in MTons | FALSE | L | Annual | Allowances Banked | Thousand Tons | 0 | 0 | 0 | 0 | 0 | 0 | 0
CSAPR- NOX OzoneSeason- MO | 249 | 6334 | Rate Constraint in MTons | FALSE | L | Annual | Allowances Withdrawn (1:1) | Thousand Tons | 0 | 0 | 0 | 0 | 0 | 0 | 0
CSAPR- NOX OzoneSeason- MO | 249 | 6334 | Rate Constraint in MTons | FALSE | L | Annual | Allowances Withdrawn (n:1) | Thousand Tons | 0 | 0 | 0 | 0 | 0 | 0 | 0
CSAPR- NOX OzoneSeason- MO | 249 | 6334 | Rate Constraint in MTons | FALSE | L | Annual | Net Emissions Allowance Position | Thousand Tons | 0 | 17.3358 | 17.7987 | 17.5458 | 18.0619 | 17.358 | 17.4054
CSAPR- NOX OzoneSeason- MO | 249 | 6334 | Rate Constraint in MTons | FALSE | L | Annual | Fuel Consumed | TBtu | 0 | 359.1095 | 372.4206 | 368.495 | 379.1741 | 380.378 | 406.6764
CSAPR- NOX OzoneSeason- MO | 249 | 6334 | Rate Constraint in MTons | FALSE | L | Annual | Rate | lb/MMBtu | 0 | 0.096549 | 0.095584 | 0.09523 | 0.09527 | 0.091267 | 0.085598
CSAPR- NOX OzoneSeason- MO | 249 | 6334 | Rate Constraint in MTons | FALSE | L | Annual | Generation | TWh | 0 | 35.4417 | 36.8788 | 36.4783 | 37.5365 | 38.5035 | 42.6677
CSAPR- NOX OzoneSeason- MO | 249 | 6334 | Rate Constraint in MTons | FALSE | L | Annual | Qualifying Generation | TWh | 0 | 35.4417 | 36.8788 | 36.4783 | 37.5365 | 38.5035 | 42.6677
CSAPR- NOX OzoneSeason- MO | 249 | 6334 | Rate Constraint in MTons | FALSE | L | Annual | Rate | lb/MWh | 0 | 0.48914 | 0.48263 | 0.48099 | 0.48118 | 0.45082 | 0.40793
CSAPR- NOX OzoneSeason- MO | 249 | 6334 | Rate Constraint in MTons | FALSE | L | Annual | Constraint Shadow Price | US2011$/Ton | 0 | 0 | 0 | 0 | 0 | 0 | 0
CSAPR- NOX OzoneSeason- MS | 250 | 6333 | Rate Constraint in MTons | FALSE | L | Annual | Seasons Included | Seasons |  | Summer | Summer | Summer | Summer | Summer | Summer
CSAPR- NOX OzoneSeason- MS | 250 | 6333 | Rate Constraint in MTons | FALSE | L | Annual | Standard | Thousand Tons | 0 | 15.0391 | 15.0391 | 15.0391 | 15.0391 | 15.0391 | 15.0391
CSAPR- NOX OzoneSeason- MS | 250 | 6333 | Rate Constraint in MTons | FALSE | L | Annual | Standard NOX | Thousand Tons | 0 | 15.0391 | 15.0391 | 15.0391 | 15.0391 | 15.0391 | 15.0391
CSAPR- NOX OzoneSeason- MS | 250 | 6333 | Rate Constraint in MTons | FALSE | L | Annual | Emissions at Affected Plants NOX | Thousand Tons | 0 | 8.276 | 8.6186 | 8.2585 | 7.5975 | 5.1329 | 4.9819
CSAPR- NOX OzoneSeason- MS | 250 | 6333 | Rate Constraint in MTons | FALSE | L | Annual | Allowances Purchased NOX | Thousand Tons | 0 | 0 | 0 | 0 | 0 | 0 | 0
CSAPR- NOX OzoneSeason- MS | 250 | 6333 | Rate Constraint in MTons | FALSE | L | Annual | Allowances Sold NOX | Thousand Tons | 0 | 0 | 0 | 0 | 0 | 0 | 0
CSAPR- NOX OzoneSeason- MS | 250 | 6333 | Rate Constraint in MTons | FALSE | L | Annual | Allowances Banked | Thousand Tons | 0 | 0 | 0 | 0 | 0 | 0 | 0
CSAPR- NOX OzoneSeason- MS | 250 | 6333 | Rate Constraint in MTons | FALSE | L | Annual | Allowances Withdrawn (1:1) | Thousand Tons | 0 | 0 | 0 | 0 | 0 | 0 | 0
CSAPR- NOX OzoneSeason- MS | 250 | 6333 | Rate Constraint in MTons | FALSE | L | Annual | Allowances Withdrawn (n:1) | Thousand Tons | 0 | 0 | 0 | 0 | 0 | 0 | 0
CSAPR- NOX OzoneSeason- MS | 250 | 6333 | Rate Constraint in MTons | FALSE | L | Annual | Net Emissions Allowance Position | Thousand Tons | 0 | 8.276 | 8.6186 | 8.2585 | 7.5975 | 5.1329 | 4.9819
CSAPR- NOX OzoneSeason- MS | 250 | 6333 | Rate Constraint in MTons | FALSE | L | Annual | Fuel Consumed | TBtu | 0 | 218.7286 | 222.1978 | 220.9118 | 207.5044 | 198.2596 | 201.8053
CSAPR- NOX OzoneSeason- MS | 250 | 6333 | Rate Constraint in MTons | FALSE | L | Annual | Rate | lb/MMBtu | 0 | 0.075674 | 0.077576 | 0.074768 | 0.073227 | 0.051779 | 0.049373
CSAPR- NOX OzoneSeason- MS | 250 | 6333 | Rate Constraint in MTons | FALSE | L | Annual | Generation | TWh | 0 | 26.0469 | 26.4381 | 26.6216 | 25.2571 | 25.1309 | 26.2785
CSAPR- NOX OzoneSeason- MS | 250 | 6333 | Rate Constraint in MTons | FALSE | L | Annual | Qualifying Generation | TWh | 0 | 26.0469 | 26.4381 | 26.6216 | 25.2571 | 25.1309 | 26.2785
CSAPR- NOX OzoneSeason- MS | 250 | 6333 | Rate Constraint in MTons | FALSE | L | Annual | Rate | lb/MWh | 0 | 0.31773 | 0.32599 | 0.31022 | 0.3008 | 0.20425 | 0.18958
CSAPR- NOX OzoneSeason- MS | 250 | 6333 | Rate Constraint in MTons | FALSE | L | Annual | Constraint Shadow Price | US2011$/Ton | 0 | 0 | 0 | 0 | 0 | 0 | 0
CSAPR- NOX OzoneSeason- NC | 251 | 6337 | Rate Constraint in MTons | FALSE | L | Annual | Seasons Included | Seasons |  | Summer | Summer | Summer | Summer | Summer | Summer
CSAPR- NOX OzoneSeason- NC | 251 | 6337 | Rate Constraint in MTons | FALSE | L | Annual | Standard | Thousand Tons | 0 | 22.3305 | 22.3305 | 22.3305 | 22.3305 | 22.3305 | 22.3305
CSAPR- NOX OzoneSeason- NC | 251 | 6337 | Rate Constraint in MTons | FALSE | L | Annual | Standard NOX | Thousand Tons | 0 | 22.3305 | 22.3305 | 22.3305 | 22.3305 | 22.3305 | 22.3305
CSAPR- NOX OzoneSeason- NC | 251 | 6337 | Rate Constraint in MTons | FALSE | L | Annual | Emissions at Affected Plants NOX | Thousand Tons | 0 | 13.1586 | 11.0242 | 10.2162 | 10.3717 | 6.3856 | 7.1207
CSAPR- NOX OzoneSeason- NC | 251 | 6337 | Rate Constraint in MTons | FALSE | L | Annual | Allowances Purchased NOX | Thousand Tons | 0 | 0 | 0 | 0 | 0 | 0 | 0
CSAPR- NOX OzoneSeason- NC | 251 | 6337 | Rate Constraint in MTons | FALSE | L | Annual | Allowances Sold NOX | Thousand Tons | 0 | 0 | 0 | 0 | 0 | 0 | 0
CSAPR- NOX OzoneSeason- NC | 251 | 6337 | Rate Constraint in MTons | FALSE | L | Annual | Allowances Banked | Thousand Tons | 0 | 0 | 0 | 0 | 0 | 0 | 0
CSAPR- NOX OzoneSeason- NC | 251 | 6337 | Rate Constraint in MTons | FALSE | L | Annual | Allowances Withdrawn (1:1) | Thousand Tons | 0 | 0 | 0 | 0 | 0 | 0 | 0
CSAPR- NOX OzoneSeason- NC | 251 | 6337 | Rate Constraint in MTons | FALSE | L | Annual | Allowances Withdrawn (n:1) | Thousand Tons | 0 | 0 | 0 | 0 | 0 | 0 | 0
CSAPR- NOX OzoneSeason- NC | 251 | 6337 | Rate Constraint in MTons | FALSE | L | Annual | Net Emissions Allowance Position | Thousand Tons | 0 | 13.1586 | 11.0242 | 10.2162 | 10.3717 | 6.3856 | 7.1207
CSAPR- NOX OzoneSeason- NC | 251 | 6337 | Rate Constraint in MTons | FALSE | L | Annual | Fuel Consumed | TBtu | 0 | 310.3627 | 268.1096 | 275.8245 | 279.5497 | 265.8457 | 374.133
CSAPR- NOX OzoneSeason- NC | 251 | 6337 | Rate Constraint in MTons | FALSE | L | Annual | Rate | lb/MMBtu | 0 | 0.084795 | 0.082236 | 0.074077 | 0.074203 | 0.04804 | 0.038065
CSAPR- NOX OzoneSeason- NC | 251 | 6337 | Rate Constraint in MTons | FALSE | L | Annual | Generation | TWh | 0 | 36.245 | 31.7474 | 33.8366 | 34.5977 | 35.1402 | 51.7512
CSAPR- NOX OzoneSeason- NC | 251 | 6337 | Rate Constraint in MTons | FALSE | L | Annual | Qualifying Generation | TWh | 0 | 36.245 | 31.7474 | 33.8366 | 34.5977 | 35.1402 | 51.7512
CSAPR- NOX OzoneSeason- NC | 251 | 6337 | Rate Constraint in MTons | FALSE | L | Annual | Rate | lb/MWh | 0 | 0.36305 | 0.34725 | 0.30193 | 0.29978 | 0.18172 | 0.13759
CSAPR- NOX OzoneSeason- NC | 251 | 6337 | Rate Constraint in MTons | FALSE | L | Annual | Constraint Shadow Price | US2011$/Ton | 0 | 0 | 0 | 0 | 0 | 0 | 0
CSAPR- NOX OzoneSeason- NJ | 252 | 6335 | Rate Constraint in MTons | FALSE | L | Annual | Seasons Included | Seasons |  | Summer | Summer | Summer | Summer | Summer | Summer
CSAPR- NOX OzoneSeason- NJ | 252 | 6335 | Rate Constraint in MTons | FALSE | L | Annual | Standard | Thousand Tons | 0 | 4.5145 | 4.5145 | 4.5145 | 4.5145 | 4.5145 | 4.5145
CSAPR- NOX OzoneSeason- NJ | 252 | 6335 | Rate Constraint in MTons | FALSE | L | Annual | Standard NOX | Thousand Tons | 0 | 4.5145 | 4.5145 | 4.5145 | 4.5145 | 4.5145 | 4.5145
CSAPR- NOX OzoneSeason- NJ | 252 | 6335 | Rate Constraint in MTons | FALSE | L | Annual | Emissions at Affected Plants NOX | Thousand Tons | 0 | 3.4319 | 3.3822 | 3.4169 | 3.395 | 2.7008 | 3.0962
CSAPR- NOX OzoneSeason- NJ | 252 | 6335 | Rate Constraint in MTons | FALSE | L | Annual | Allowances Purchased NOX | Thousand Tons | 0 | 0 | 0 | 0 | 0 | 0 | 0
CSAPR- NOX OzoneSeason- NJ | 252 | 6335 | Rate Constraint in MTons | FALSE | L | Annual | Allowances Sold NOX | Thousand Tons | 0 | 0 | 0 | 0 | 0 | 0 | 0
CSAPR- NOX OzoneSeason- NJ | 252 | 6335 | Rate Constraint in MTons | FALSE | L | Annual | Allowances Banked | Thousand Tons | 0 | 0 | 0 | 0 | 0 | 0 | 0
CSAPR- NOX OzoneSeason- NJ | 252 | 6335 | Rate Constraint in MTons | FALSE | L | Annual | Allowances Withdrawn (1:1) | Thousand Tons | 0 | 0 | 0 | 0 | 0 | 0 | 0
CSAPR- NOX OzoneSeason- NJ | 252 | 6335 | Rate Constraint in MTons | FALSE | L | Annual | Allowances Withdrawn (n:1) | Thousand Tons | 0 | 0 | 0 | 0 | 0 | 0 | 0
CSAPR- NOX OzoneSeason- NJ | 252 | 6335 | Rate Constraint in MTons | FALSE | L | Annual | Net Emissions Allowance Position | Thousand Tons | 0 | 3.4319 | 3.3822 | 3.4169 | 3.395 | 2.7008 | 3.0962
CSAPR- NOX OzoneSeason- NJ | 252 | 6335 | Rate Constraint in MTons | FALSE | L | Annual | Fuel Consumed | TBtu | 0 | 163.4666 | 155.5279 | 156.1613 | 145.1243 | 197.4141 | 261.6514
CSAPR- NOX OzoneSeason- NJ | 252 | 6335 | Rate Constraint in MTons | FALSE | L | Annual | Rate | lb/MMBtu | 0 | 0.041989 | 0.043493 | 0.043761 | 0.046787 | 0.027362 | 0.023667
CSAPR- NOX OzoneSeason- NJ | 252 | 6335 | Rate Constraint in MTons | FALSE | L | Annual | Generation | TWh | 0 | 21.9841 | 20.9607 | 21.0151 | 19.5031 | 28.2386 | 38.1814
CSAPR- NOX OzoneSeason- NJ | 252 | 6335 | Rate Constraint in MTons | FALSE | L | Annual | Qualifying Generation | TWh | 0 | 21.9841 | 20.9607 | 21.0151 | 19.5031 | 28.2386 | 38.1814
CSAPR- NOX OzoneSeason- NJ | 252 | 6335 | Rate Constraint in MTons | FALSE | L | Annual | Rate | lb/MWh | 0 | 0.15611 | 0.16136 | 0.16259 | 0.17407 | 0.095642 | 0.081092
CSAPR- NOX OzoneSeason- NJ | 252 | 6335 | Rate Constraint in MTons | FALSE | L | Annual | Constraint Shadow Price | US2011$/Ton | 0 | 0 | 0 | 0 | 0 | 0 | 0
CSAPR- NOX OzoneSeason- NY | 253 | 6336 | Rate Constraint in MTons | FALSE | L | Annual | Seasons Included | Seasons |  | Summer | Summer | Summer | Summer | Summer | Summer
CSAPR- NOX OzoneSeason- NY | 253 | 6336 | Rate Constraint in MTons | FALSE | L | Annual | Standard | Thousand Tons | 0 | 12.5465 | 12.5465 | 12.5465 | 12.5465 | 12.5465 | 12.5465
CSAPR- NOX OzoneSeason- NY | 253 | 6336 | Rate Constraint in MTons | FALSE | L | Annual | Standard NOX | Thousand Tons | 0 | 12.5465 | 12.5465 | 12.5465 | 12.5465 | 12.5465 | 12.5465
CSAPR- NOX OzoneSeason- NY | 253 | 6336 | Rate Constraint in MTons | FALSE | L | Annual | Emissions at Affected Plants NOX | Thousand Tons | 0 | 4.6956 | 4.2649 | 3.7558 | 3.5021 | 3.5759 | 3.1074
CSAPR- NOX OzoneSeason- NY | 253 | 6336 | Rate Constraint in MTons | FALSE | L | Annual | Allowances Purchased NOX | Thousand Tons | 0 | 0 | 0 | 0 | 0 | 0 | 0
CSAPR- NOX OzoneSeason- NY | 253 | 6336 | Rate Constraint in MTons | FALSE | L | Annual | Allowances Sold NOX | Thousand Tons | 0 | 0 | 0 | 0 | 0 | 0 | 0
CSAPR- NOX OzoneSeason- NY | 253 | 6336 | Rate Constraint in MTons | FALSE | L | Annual | Allowances Banked | Thousand Tons | 0 | 0 | 0 | 0 | 0 | 0 | 0
CSAPR- NOX OzoneSeason- NY | 253 | 6336 | Rate Constraint in MTons | FALSE | L | Annual | Allowances Withdrawn (1:1) | Thousand Tons | 0 | 0 | 0 | 0 | 0 | 0 | 0
CSAPR- NOX OzoneSeason- NY | 253 | 6336 | Rate Constraint in MTons | FALSE | L | Annual | Allowances Withdrawn (n:1) | Thousand Tons | 0 | 0 | 0 | 0 | 0 | 0 | 0
CSAPR- NOX OzoneSeason- NY | 253 | 6336 | Rate Constraint in MTons | FALSE | L | Annual | Net Emissions Allowance Position | Thousand Tons | 0 | 4.6956 | 4.2649 | 3.7558 | 3.5021 | 3.5759 | 3.1074
CSAPR- NOX OzoneSeason- NY | 253 | 6336 | Rate Constraint in MTons | FALSE | L | Annual | Fuel Consumed | TBtu | 0 | 244.0705 | 233.3972 | 219.0767 | 232.6401 | 312.9511 | 315.4559
CSAPR- NOX OzoneSeason- NY | 253 | 6336 | Rate Constraint in MTons | FALSE | L | Annual | Rate | lb/MMBtu | 0 | 0.038478 | 0.036546 | 0.034287 | 0.030107 | 0.022853 | 0.019701
CSAPR- NOX OzoneSeason- NY | 253 | 6336 | Rate Constraint in MTons | FALSE | L | Annual | Generation | TWh | 0 | 29.9172 | 28.9284 | 27.5518 | 30.6128 | 44.406 | 45.2302
CSAPR- NOX OzoneSeason- NY | 253 | 6336 | Rate Constraint in MTons | FALSE | L | Annual | Qualifying Generation | TWh | 0 | 29.9172 | 28.9284 | 27.5518 | 30.6128 | 44.406 | 45.2302
CSAPR- NOX OzoneSeason- NY | 253 | 6336 | Rate Constraint in MTons | FALSE | L | Annual | Rate | lb/MWh | 0 | 0.15695 | 0.14743 | 0.13632 | 0.1144 | 0.080528 | 0.068701
CSAPR- NOX OzoneSeason- NY | 253 | 6336 | Rate Constraint in MTons | FALSE | L | Annual | Constraint Shadow Price | US2011$/Ton | 0 | 0 | 0 | 0 | 0 | 0 | 0
CSAPR- NOX OzoneSeason- OH | 254 | 6338 | Rate Constraint in MTons | FALSE | L | Annual | Seasons Included | Seasons |  | Summer | Summer | Summer | Summer | Summer | Summer
CSAPR- NOX OzoneSeason- OH | 254 | 6338 | Rate Constraint in MTons | FALSE | L | Annual | Standard | Thousand Tons | 0 | 47.2057 | 47.2057 | 47.2057 | 47.2057 | 47.2057 | 47.2057
CSAPR- NOX OzoneSeason- OH | 254 | 6338 | Rate Constraint in MTons | FALSE | L | Annual | Standard NOX | Thousand Tons | 0 | 47.2057 | 47.2057 | 47.2057 | 47.2057 | 47.2057 | 47.2057
CSAPR- NOX OzoneSeason- OH | 254 | 6338 | Rate Constraint in MTons | FALSE | L | Annual | Emissions at Affected Plants NOX | Thousand Tons | 0 | 27.7369 | 27.6925 | 27.6473 | 27.6016 | 26.8477 | 26.1705
CSAPR- NOX OzoneSeason- OH | 254 | 6338 | Rate Constraint in MTons | FALSE | L | Annual | Allowances Purchased NOX | Thousand Tons | 0 | 0 | 0 | 0 | 0 | 0 | 0
CSAPR- NOX OzoneSeason- OH | 254 | 6338 | Rate Constraint in MTons | FALSE | L | Annual | Allowances Sold NOX | Thousand Tons | 0 | 0 | 0 | 0 | 0 | 0 | 0
CSAPR- NOX OzoneSeason- OH | 254 | 6338 | Rate Constraint in MTons | FALSE | L | Annual | Allowances Banked | Thousand Tons | 0 | 0 | 0 | 0 | 0 | 0 | 0
CSAPR- NOX OzoneSeason- OH | 254 | 6338 | Rate Constraint in MTons | FALSE | L | Annual | Allowances Withdrawn (1:1) | Thousand Tons | 0 | 0 | 0 | 0 | 0 | 0 | 0
CSAPR- NOX OzoneSeason- OH | 254 | 6338 | Rate Constraint in MTons | FALSE | L | Annual | Allowances Withdrawn (n:1) | Thousand Tons | 0 | 0 | 0 | 0 | 0 | 0 | 0
CSAPR- NOX OzoneSeason- OH | 254 | 6338 | Rate Constraint in MTons | FALSE | L | Annual | Net Emissions Allowance Position | Thousand Tons | 0 | 27.7369 | 27.6925 | 27.6473 | 27.6016 | 26.8477 | 26.1705
CSAPR- NOX OzoneSeason- OH | 254 | 6338 | Rate Constraint in MTons | FALSE | L | Annual | Fuel Consumed | TBtu | 0 | 495.8301 | 482.7544 | 492.8472 | 529.4627 | 633.9554 | 718.0248
CSAPR- NOX OzoneSeason- OH | 254 | 6338 | Rate Constraint in MTons | FALSE | L | Annual | Rate | lb/MMBtu | 0 | 0.11188 | 0.11473 | 0.11219 | 0.10426 | 0.084699 | 0.072896
CSAPR- NOX OzoneSeason- OH | 254 | 6338 | Rate Constraint in MTons | FALSE | L | Annual | Generation | TWh | 0 | 52.2044 | 50.4348 | 52.0425 | 58.2888 | 75.3627 | 89.5366
CSAPR- NOX OzoneSeason- OH | 254 | 6338 | Rate Constraint in MTons | FALSE | L | Annual | Qualifying Generation | TWh | 0 | 52.2044 | 50.4348 | 52.0425 | 58.2888 | 75.3627 | 89.5366
CSAPR- NOX OzoneSeason- OH | 254 | 6338 | Rate Constraint in MTons | FALSE | L | Annual | Rate | lb/MWh | 0 | 0.53131 | 0.54908 | 0.53124 | 0.47353 | 0.35625 | 0.29229
CSAPR- NOX OzoneSeason- OH | 254 | 6338 | Rate Constraint in MTons | FALSE | L | Annual | Constraint Shadow Price | US2011$/Ton | 0 | 0 | 0 | 0 | 0 | 0 | 0
CSAPR- NOX OzoneSeason- OK | 255 | 6339 | Rate Constraint in MTons | FALSE | L | Annual | Seasons Included | Seasons |  | Summer | Summer | Summer | Summer | Summer | Summer
CSAPR- NOX OzoneSeason- OK | 255 | 6339 | Rate Constraint in MTons | FALSE | L | Annual | Standard | Thousand Tons | 0 | 27.4597 | 27.4597 | 27.4597 | 27.4597 | 27.4597 | 27.4597
CSAPR- NOX OzoneSeason- OK | 255 | 6339 | Rate Constraint in MTons | FALSE | L | Annual | Standard NOX | Thousand Tons | 0 | 27.4597 | 27.4597 | 27.4597 | 27.4597 | 27.4597 | 27.4597
CSAPR- NOX OzoneSeason- OK | 255 | 6339 | Rate Constraint in MTons | FALSE | L | Annual | Emissions at Affected Plants NOX | Thousand Tons | 0 | 20.768 | 21.1343 | 21.4147 | 19.6607 | 14.4539 | 15.7433
CSAPR- NOX OzoneSeason- OK | 255 | 6339 | Rate Constraint in MTons | FALSE | L | Annual | Allowances Purchased NOX | Thousand Tons | 0 | 0 | 0 | 0 | 0 | 0 | 0
CSAPR- NOX OzoneSeason- OK | 255 | 6339 | Rate Constraint in MTons | FALSE | L | Annual | Allowances Sold NOX | Thousand Tons | 0 | 0 | 0 | 0 | 0 | 0 | 0
CSAPR- NOX OzoneSeason- OK | 255 | 6339 | Rate Constraint in MTons | FALSE | L | Annual | Allowances Banked | Thousand Tons | 0 | 0 | 0 | 0 | 0 | 0 | 0
CSAPR- NOX OzoneSeason- OK | 255 | 6339 | Rate Constraint in MTons | FALSE | L | Annual | Allowances Withdrawn (1:1) | Thousand Tons | 0 | 0 | 0 | 0 | 0 | 0 | 0
CSAPR- NOX OzoneSeason- OK | 255 | 6339 | Rate Constraint in MTons | FALSE | L | Annual | Allowances Withdrawn (n:1) | Thousand Tons | 0 | 0 | 0 | 0 | 0 | 0 | 0
CSAPR- NOX OzoneSeason- OK | 255 | 6339 | Rate Constraint in MTons | FALSE | L | Annual | Net Emissions Allowance Position | Thousand Tons | 0 | 20.768 | 21.1343 | 21.4147 | 19.6607 | 14.4539 | 15.7433
CSAPR- NOX OzoneSeason- OK | 255 | 6339 | Rate Constraint in MTons | FALSE | L | Annual | Fuel Consumed | TBtu | 0 | 260.5117 | 260.9891 | 267.7958 | 274.7038 | 246.9373 | 282.879
CSAPR- NOX OzoneSeason- OK | 255 | 6339 | Rate Constraint in MTons | FALSE | L | Annual | Rate | lb/MMBtu | 0 | 0.15944 | 0.16196 | 0.15993 | 0.14314 | 0.11707 | 0.11131
CSAPR- NOX OzoneSeason- OK | 255 | 6339 | Rate Constraint in MTons | FALSE | L | Annual | Generation | TWh | 0 | 27.4401 | 27.3822 | 28.3184 | 30.2112 | 28.2792 | 33.4176
CSAPR- NOX OzoneSeason- OK | 255 | 6339 | Rate Constraint in MTons | FALSE | L | Annual | Qualifying Generation | TWh | 0 | 27.4401 | 27.3822 | 28.3184 | 30.2112 | 28.2792 | 33.4176
CSAPR- NOX OzoneSeason- OK | 255 | 6339 | Rate Constraint in MTons | FALSE | L | Annual | Rate | lb/MWh | 0 | 0.75685 | 0.77183 | 0.75621 | 0.65078 | 0.51111 | 0.47111
CSAPR- NOX OzoneSeason- OK | 255 | 6339 | Rate Constraint in MTons | FALSE | L | Annual | Constraint Shadow Price | US2011$/Ton | 0 | 0 | 0 | 0 | 0 | 0 | 0
CSAPR- NOX OzoneSeason- PA | 256 | 6340 | Rate Constraint in MTons | FALSE | L | Annual | Seasons Included | Seasons |  | Summer | Summer | Summer | Summer | Summer | Summer
CSAPR- NOX OzoneSeason- PA | 256 | 6340 | Rate Constraint in MTons | FALSE | L | Annual | Standard | Thousand Tons | 0 | 62.8135 | 62.8135 | 62.8135 | 62.8135 | 62.8135 | 62.8135
CSAPR- NOX OzoneSeason- PA | 256 | 6340 | Rate Constraint in MTons | FALSE | L | Annual | Standard NOX | Thousand Tons | 0 | 62.8135 | 62.8135 | 62.8135 | 62.8135 | 62.8135 | 62.8135
CSAPR- NOX OzoneSeason- PA | 256 | 6340 | Rate Constraint in MTons | FALSE | L | Annual | Emissions at Affected Plants NOX | Thousand Tons | 0 | 41.2098 | 41.839 | 41.0897 | 41.8307 | 37.4297 | 36.4795
CSAPR- NOX OzoneSeason- PA | 256 | 6340 | Rate Constraint in MTons | FALSE | L | Annual | Allowances Purchased NOX | Thousand Tons | 0 | 0 | 0 | 0 | 0 | 0 | 0
CSAPR- NOX OzoneSeason- PA | 256 | 6340 | Rate Constraint in MTons | FALSE | L | Annual | Allowances Sold NOX | Thousand Tons | 0 | 0 | 0 | 0 | 0 | 0 | 0
CSAPR- NOX OzoneSeason- PA | 256 | 6340 | Rate Constraint in MTons | FALSE | L | Annual | Allowances Banked | Thousand Tons | 0 | 0 | 0 | 0 | 0 | 0 | 0
CSAPR- NOX OzoneSeason- PA | 256 | 6340 | Rate Constraint in MTons | FALSE | L | Annual | Allowances Withdrawn (1:1) | Thousand Tons | 0 | 0 | 0 | 0 | 0 | 0 | 0
CSAPR- NOX OzoneSeason- PA | 256 | 6340 | Rate Constraint in MTons | FALSE | L | Annual | Allowances Withdrawn (n:1) | Thousand Tons | 0 | 0 | 0 | 0 | 0 | 0 | 0
CSAPR- NOX OzoneSeason- PA | 256 | 6340 | Rate Constraint in MTons | FALSE | L | Annual | Net Emissions Allowance Position | Thousand Tons | 0 | 41.2098 | 41.839 | 41.0897 | 41.8307 | 37.4297 | 36.4795
CSAPR- NOX OzoneSeason- PA | 256 | 6340 | Rate Constraint in MTons | FALSE | L | Annual | Fuel Consumed | TBtu | 0 | 519.6433 | 520.1682 | 526.566 | 515.386 | 589.1658 | 712.2442
CSAPR- NOX OzoneSeason- PA | 256 | 6340 | Rate Constraint in MTons | FALSE | L | Annual | Rate | lb/MMBtu | 0 | 0.15861 | 0.16087 | 0.15607 | 0.16233 | 0.12706 | 0.10244
CSAPR- NOX OzoneSeason- PA | 256 | 6340 | Rate Constraint in MTons | FALSE | L | Annual | Generation | TWh | 0 | 59.0423 | 59.1062 | 60.2081 | 58.9323 | 71.6566 | 91.5666
CSAPR- NOX OzoneSeason- PA | 256 | 6340 | Rate Constraint in MTons | FALSE | L | Annual | Qualifying Generation | TWh | 0 | 59.0423 | 59.1062 | 60.2081 | 58.9323 | 71.6566 | 91.5666
CSAPR- NOX OzoneSeason- PA | 256 | 6340 | Rate Constraint in MTons | FALSE | L | Annual | Rate | lb/MWh | 0 | 0.69797 | 0.70786 | 0.68246 | 0.70981 | 0.52235 | 0.39839
CSAPR- NOX OzoneSeason- PA | 256 | 6340 | Rate Constraint in MTons | FALSE | L | Annual | Constraint Shadow Price | US2011$/Ton | 0 | 0 | 0 | 0 | 0 | 0 | 0
CSAPR- NOX OzoneSeason- SC | 257 | 6341 | Rate Constraint in MTons | FALSE | L | Annual | Seasons Included | Seasons |  | Summer | Summer | Summer | Summer | Summer | Summer
CSAPR- NOX OzoneSeason- SC | 257 | 6341 | Rate Constraint in MTons | FALSE | L | Annual | Standard | Thousand Tons | 0 | 16.8299 | 16.8299 | 16.8299 | 16.8299 | 16.8299 | 16.8299
CSAPR- NOX OzoneSeason- SC | 257 | 6341 | Rate Constraint in MTons | FALSE | L | Annual | Standard NOX | Thousand Tons | 0 | 16.8299 | 16.8299 | 16.8299 | 16.8299 | 16.8299 | 16.8299
CSAPR- NOX OzoneSeason- SC | 257 | 6341 | Rate Constraint in MTons | FALSE | L | Annual | Emissions at Affected Plants NOX | Thousand Tons | 0 | 6.3457 | 5.8688 | 5.562 | 6.1545 | 5.8769 | 6.3648
CSAPR- NOX OzoneSeason- SC | 257 | 6341 | Rate Constraint in MTons | FALSE | L | Annual | Allowances Purchased NOX | Thousand Tons | 0 | 0 | 0 | 0 | 0 | 0 | 0
CSAPR- NOX OzoneSeason- SC | 257 | 6341 | Rate Constraint in MTons | FALSE | L | Annual | Allowances Sold NOX | Thousand Tons | 0 | 0 | 0 | 0 | 0 | 0 | 0
CSAPR- NOX OzoneSeason- SC | 257 | 6341 | Rate Constraint in MTons | FALSE | L | Annual | Allowances Banked | Thousand Tons | 0 | 0 | 0 | 0 | 0 | 0 | 0
CSAPR- NOX OzoneSeason- SC | 257 | 6341 | Rate Constraint in MTons | FALSE | L | Annual | Allowances Withdrawn (1:1) | Thousand Tons | 0 | 0 | 0 | 0 | 0 | 0 | 0
CSAPR- NOX OzoneSeason- SC | 257 | 6341 | Rate Constraint in MTons | FALSE | L | Annual | Allowances Withdrawn (n:1) | Thousand Tons | 0 | 0 | 0 | 0 | 0 | 0 | 0
CSAPR- NOX OzoneSeason- SC | 257 | 6341 | Rate Constraint in MTons | FALSE | L | Annual | Net Emissions Allowance Position | Thousand Tons | 0 | 6.3457 | 5.8688 | 5.562 | 6.1545 | 5.8769 | 6.3648
CSAPR- NOX OzoneSeason- SC | 257 | 6341 | Rate Constraint in MTons | FALSE | L | Annual | Fuel Consumed | TBtu | 0 | 176.1623 | 156.5777 | 171.1261 | 207.9101 | 239.3795 | 329.0552
CSAPR- NOX OzoneSeason- SC | 257 | 6341 | Rate Constraint in MTons | FALSE | L | Annual | Rate | lb/MMBtu | 0 | 0.072044 | 0.074964 | 0.065005 | 0.059204 | 0.049101 | 0.038685
CSAPR- NOX OzoneSeason- SC | 257 | 6341 | Rate Constraint in MTons | FALSE | L | Annual | Generation | TWh | 0 | 19.3727 | 16.8767 | 19.6935 | 24.8302 | 30.3589 | 44.3155
CSAPR- NOX OzoneSeason- SC | 257 | 6341 | Rate Constraint in MTons | FALSE | L | Annual | Qualifying Generation | TWh | 0 | 19.3727 | 16.8767 | 19.6935 | 24.8302 | 30.3589 | 44.3155
CSAPR- NOX OzoneSeason- SC | 257 | 6341 | Rate Constraint in MTons | FALSE | L | Annual | Rate | lb/MWh | 0 | 0.32756 | 0.34775 | 0.28243 | 0.24786 | 0.19358 | 0.14363
CSAPR- NOX OzoneSeason- SC | 257 | 6341 | Rate Constraint in MTons | FALSE | L | Annual | Constraint Shadow Price | US2011$/Ton | 0 | 0 | 0 | 0 | 0 | 0 | 0
CSAPR- NOX OzoneSeason- TN | 258 | 6342 | Rate Constraint in MTons | FALSE | L | Annual | Seasons Included | Seasons |  | Summer | Summer | Summer | Summer | Summer | Summer
CSAPR- NOX OzoneSeason- TN | 258 | 6342 | Rate Constraint in MTons | FALSE | L | Annual | Standard | Thousand Tons | 0 | 9.6994 | 9.6994 | 9.6994 | 9.6994 | 9.6994 | 9.6994
CSAPR- NOX OzoneSeason- TN | 258 | 6342 | Rate Constraint in MTons | FALSE | L | Annual | Standard NOX | Thousand Tons | 0 | 9.6994 | 9.6994 | 9.6994 | 9.6994 | 9.6994 | 9.6994
CSAPR- NOX OzoneSeason- TN | 258 | 6342 | Rate Constraint in MTons | FALSE | L | Annual | Emissions at Affected Plants NOX | Thousand Tons | 0 | 6.7123 | 6.4693 | 6.4934 | 6.7014 | 6.8373 | 6.7645
CSAPR- NOX OzoneSeason- TN | 258 | 6342 | Rate Constraint in MTons | FALSE | L | Annual | Allowances Purchased NOX | Thousand Tons | 0 | 0 | 0 | 0 | 0 | 0 | 0
CSAPR- NOX OzoneSeason- TN | 258 | 6342 | Rate Constraint in MTons | FALSE | L | Annual | Allowances Sold NOX | Thousand Tons | 0 | 0 | 0 | 0 | 0 | 0 | 0
CSAPR- NOX OzoneSeason- TN | 258 | 6342 | Rate Constraint in MTons | FALSE | L | Annual | Allowances Banked | Thousand Tons | 0 | 0 | 0 | 0 | 0 | 0 | 0
CSAPR- NOX OzoneSeason- TN | 258 | 6342 | Rate Constraint in MTons | FALSE | L | Annual | Allowances Withdrawn (1:1) | Thousand Tons | 0 | 0 | 0 | 0 | 0 | 0 | 0
CSAPR- NOX OzoneSeason- TN | 258 | 6342 | Rate Constraint in MTons | FALSE | L | Annual | Allowances Withdrawn (n:1) | Thousand Tons | 0 | 0 | 0 | 0 | 0 | 0 | 0
CSAPR- NOX OzoneSeason- TN | 258 | 6342 | Rate Constraint in MTons | FALSE | L | Annual | Net Emissions Allowance Position | Thousand Tons | 0 | 6.7123 | 6.4693 | 6.4934 | 6.7014 | 6.8373 | 6.7645
CSAPR- NOX OzoneSeason- TN | 258 | 6342 | Rate Constraint in MTons | FALSE | L | Annual | Fuel Consumed | TBtu | 0 | 221.2556 | 211.2091 | 242.8171 | 263.8311 | 306.7018 | 306.1237
CSAPR- NOX OzoneSeason- TN | 258 | 6342 | Rate Constraint in MTons | FALSE | L | Annual | Rate | lb/MMBtu | 0 | 0.060674 | 0.06126 | 0.053484 | 0.0508 | 0.044586 | 0.044195
CSAPR- NOX OzoneSeason- TN | 258 | 6342 | Rate Constraint in MTons | FALSE | L | Annual | Generation | TWh | 0 | 23.1267 | 22.1557 | 27.2682 | 30.7283 | 37.5542 | 37.505
CSAPR- NOX OzoneSeason- TN | 258 | 6342 | Rate Constraint in MTons | FALSE | L | Annual | Qualifying Generation | TWh | 0 | 23.1267 | 22.1557 | 27.2682 | 30.7283 | 37.5542 | 37.505
CSAPR- NOX OzoneSeason- TN | 258 | 6342 | Rate Constraint in MTons | FALSE | L | Annual | Rate | lb/MWh | 0 | 0.29024 | 0.29199 | 0.23813 | 0.21808 | 0.18206 | 0.18036
CSAPR- NOX OzoneSeason- TN | 258 | 6342 | Rate Constraint in MTons | FALSE | L | Annual | Constraint Shadow Price | US2011$/Ton | 0 | 0 | 0 | 0 | 0 | 0 | 0
CSAPR- NOX OzoneSeason- TX | 259 | 6343 | Rate Constraint in MTons | FALSE | L | Annual | Seasons Included | Seasons |  | Summer | Summer | Summer | Summer | Summer | Summer
CSAPR- NOX OzoneSeason- TX | 259 | 6343 | Rate Constraint in MTons | FALSE | L | Annual | Standard | Thousand Tons | 0 | 79.3276 | 79.3276 | 79.3276 | 79.3276 | 79.3276 | 79.3276
CSAPR- NOX OzoneSeason- TX | 259 | 6343 | Rate Constraint in MTons | FALSE | L | Annual | Standard NOX | Thousand Tons | 0 | 79.3276 | 79.3276 | 79.3276 | 79.3276 | 79.3276 | 79.3276
CSAPR- NOX OzoneSeason- TX | 259 | 6343 | Rate Constraint in MTons | FALSE | L | Annual | Emissions at Affected Plants NOX | Thousand Tons | 0 | 60.8596 | 62.9025 | 61.4114 | 61.0806 | 49.0195 | 49.5029
CSAPR- NOX OzoneSeason- TX | 259 | 6343 | Rate Constraint in MTons | FALSE | L | Annual | Allowances Purchased NOX | Thousand Tons | 0 | 0 | 0 | 0 | 0 | 0 | 0
CSAPR- NOX OzoneSeason- TX | 259 | 6343 | Rate Constraint in MTons | FALSE | L | Annual | Allowances Sold NOX | Thousand Tons | 0 | 0 | 0 | 0 | 0 | 0 | 0
CSAPR- NOX OzoneSeason- TX | 259 | 6343 | Rate Constraint in MTons | FALSE | L | Annual | Allowances Banked | Thousand Tons | 0 | 0 | 0 | 0 | 0 | 0 | 0
CSAPR- NOX OzoneSeason- TX | 259 | 6343 | Rate Constraint in MTons | FALSE | L | Annual | Allowances Withdrawn (1:1) | Thousand Tons | 0 | 0 | 0 | 0 | 0 | 0 | 0
CSAPR- NOX OzoneSeason- TX | 259 | 6343 | Rate Constraint in MTons | FALSE | L | Annual | Allowances Withdrawn (n:1) | Thousand Tons | 0 | 0 | 0 | 0 | 0 | 0 | 0
CSAPR- NOX OzoneSeason- TX | 259 | 6343 | Rate Constraint in MTons | FALSE | L | Annual | Net Emissions Allowance Position | Thousand Tons | 0 | 60.8596 | 62.9025 | 61.4114 | 61.0806 | 49.0195 | 49.5029
CSAPR- NOX OzoneSeason- TX | 259 | 6343 | Rate Constraint in MTons | FALSE | L | Annual | Fuel Consumed | TBtu | 0 | 1418.6598 | 1460.2698 | 1508.2415 | 1572.0735 | 1331.3625 | 1542.4316
CSAPR- NOX OzoneSeason- TX | 259 | 6343 | Rate Constraint in MTons | FALSE | L | Annual | Rate | lb/MMBtu | 0 | 0.085799 | 0.086152 | 0.081434 | 0.077707 | 0.073638 | 0.064188
CSAPR- NOX OzoneSeason- TX | 259 | 6343 | Rate Constraint in MTons | FALSE | L | Annual | Generation | TWh | 0 | 161.8404 | 166.352 | 174.3936 | 184.8045 | 160.9691 | 195.7214
CSAPR- NOX OzoneSeason- TX | 259 | 6343 | Rate Constraint in MTons | FALSE | L | Annual | Qualifying Generation | TWh | 0 | 161.8404 | 166.352 | 174.3936 | 184.8045 | 160.9691 | 195.7214
CSAPR- NOX OzoneSeason- TX | 259 | 6343 | Rate Constraint in MTons | FALSE | L | Annual | Rate | lb/MWh | 0 | 0.37605 | 0.37813 | 0.35214 | 0.33051 | 0.30453 | 0.25293
CSAPR- NOX OzoneSeason- TX | 259 | 6343 | Rate Constraint in MTons | FALSE | L | Annual | Constraint Shadow Price | US2011$/Ton | 0 | 0 | 0 | 0 | 0 | 0 | 0
CSAPR- NOX OzoneSeason- VA | 260 | 6344 | Rate Constraint in MTons | FALSE | L | Annual | Seasons Included | Seasons |  | Summer | Summer | Summer | Summer | Summer | Summer
CSAPR- NOX OzoneSeason- VA | 260 | 6344 | Rate Constraint in MTons | FALSE | L | Annual | Standard | Thousand Tons | 0 | 17.4869 | 17.4869 | 17.4869 | 17.4869 | 17.4869 | 17.4869
CSAPR- NOX OzoneSeason- VA | 260 | 6344 | Rate Constraint in MTons | FALSE | L | Annual | Standard NOX | Thousand Tons | 0 | 17.4869 | 17.4869 | 17.4869 | 17.4869 | 17.4869 | 17.4869
CSAPR- NOX OzoneSeason- VA | 260 | 6344 | Rate Constraint in MTons | FALSE | L | Annual | Emissions at Affected Plants NOX | Thousand Tons | 0 | 7.338 | 7.3914 | 7.1907 | 6.4307 | 3.3513 | 3.3312
CSAPR- NOX OzoneSeason- VA | 260 | 6344 | Rate Constraint in MTons | FALSE | L | Annual | Allowances Purchased NOX | Thousand Tons | 0 | 0 | 0 | 0 | 0 | 0 | 0
CSAPR- NOX OzoneSeason- VA | 260 | 6344 | Rate Constraint in MTons | FALSE | L | Annual | Allowances Sold NOX | Thousand Tons | 0 | 0 | 0 | 0 | 0 | 0 | 0
CSAPR- NOX OzoneSeason- VA | 260 | 6344 | Rate Constraint in MTons | FALSE | L | Annual | Allowances Banked | Thousand Tons | 0 | 0 | 0 | 0 | 0 | 0 | 0
CSAPR- NOX OzoneSeason- VA | 260 | 6344 | Rate Constraint in MTons | FALSE | L | Annual | Allowances Withdrawn (1:1) | Thousand Tons | 0 | 0 | 0 | 0 | 0 | 0 | 0
CSAPR- NOX OzoneSeason- VA | 260 | 6344 | Rate Constraint in MTons | FALSE | L | Annual | Allowances Withdrawn (n:1) | Thousand Tons | 0 | 0 | 0 | 0 | 0 | 0 | 0
CSAPR- NOX OzoneSeason- VA | 260 | 6344 | Rate Constraint in MTons | FALSE | L | Annual | Net Emissions Allowance Position | Thousand Tons | 0 | 7.338 | 7.3914 | 7.1907 | 6.4307 | 3.3513 | 3.3312
CSAPR- NOX OzoneSeason- VA | 260 | 6344 | Rate Constraint in MTons | FALSE | L | Annual | Fuel Consumed | TBtu | 0 | 177.5341 | 174.0761 | 171.2435 | 159.7296 | 159.3446 | 168.6263
CSAPR- NOX OzoneSeason- VA | 260 | 6344 | Rate Constraint in MTons | FALSE | L | Annual | Rate | lb/MMBtu | 0 | 0.082666 | 0.084921 | 0.083982 | 0.080519 | 0.042063 | 0.039509
CSAPR- NOX OzoneSeason- VA | 260 | 6344 | Rate Constraint in MTons | FALSE | L | Annual | Generation | TWh | 0 | 23.1983 | 22.685 | 22.4209 | 21.1323 | 22.6268 | 24.3347
CSAPR- NOX OzoneSeason- VA | 260 | 6344 | Rate Constraint in MTons | FALSE | L | Annual | Qualifying Generation | TWh | 0 | 23.1983 | 22.685 | 22.4209 | 21.1323 | 22.6268 | 24.3347
CSAPR- NOX OzoneSeason- VA | 260 | 6344 | Rate Constraint in MTons | FALSE | L | Annual | Rate | lb/MWh | 0 | 0.31632 | 0.32583 | 0.32072 | 0.3043 | 0.14811 | 0.13689
CSAPR- NOX OzoneSeason- VA | 260 | 6344 | Rate Constraint in MTons | FALSE | L | Annual | Constraint Shadow Price | US2011$/Ton | 0 | 0 | 0 | 0 | 0 | 0 | 0
CSAPR- NOX OzoneSeason- WI | 261 | 6346 | Rate Constraint in MTons | FALSE | L | Annual | Seasons Included | Seasons |  | Summer | Summer | Summer | Summer | Summer | Summer
CSAPR- NOX OzoneSeason- WI | 261 | 6346 | Rate Constraint in MTons | FALSE | L | Annual | Standard | Thousand Tons | 0 | 17.2982 | 17.2982 | 17.2982 | 17.2982 | 17.2982 | 17.2982
CSAPR- NOX OzoneSeason- WI | 261 | 6346 | Rate Constraint in MTons | FALSE | L | Annual | Standard NOX | Thousand Tons | 0 | 17.2982 | 17.2982 | 17.2982 | 17.2982 | 17.2982 | 17.2982
CSAPR- NOX OzoneSeason- WI | 261 | 6346 | Rate Constraint in MTons | FALSE | L | Annual | Emissions at Affected Plants NOX | Thousand Tons | 0 | 6.1361 | 6.569 | 6.5533 | 6.7294 | 6.2786 | 6.1241
CSAPR- NOX OzoneSeason- WI | 261 | 6346 | Rate Constraint in MTons | FALSE | L | Annual | Allowances Purchased NOX | Thousand Tons | 0 | 0 | 0 | 0 | 0 | 0 | 0
CSAPR- NOX OzoneSeason- WI | 261 | 6346 | Rate Constraint in MTons | FALSE | L | Annual | Allowances Sold NOX | Thousand Tons | 0 | 0 | 0 | 0 | 0 | 0 | 0
CSAPR- NOX OzoneSeason- WI | 261 | 6346 | Rate Constraint in MTons | FALSE | L | Annual | Allowances Banked | Thousand Tons | 0 | 0 | 0 | 0 | 0 | 0 | 0
CSAPR- NOX OzoneSeason- WI | 261 | 6346 | Rate Constraint in MTons | FALSE | L | Annual | Allowances Withdrawn (1:1) | Thousand Tons | 0 | 0 | 0 | 0 | 0 | 0 | 0
CSAPR- NOX OzoneSeason- WI | 261 | 6346 | Rate Constraint in MTons | FALSE | L | Annual | Allowances Withdrawn (n:1) | Thousand Tons | 0 | 0 | 0 | 0 | 0 | 0 | 0
CSAPR- NOX OzoneSeason- WI | 261 | 6346 | Rate Constraint in MTons | FALSE | L | Annual | Net Emissions Allowance Position | Thousand Tons | 0 | 6.1361 | 6.569 | 6.5533 | 6.7294 | 6.2786 | 6.1241
CSAPR- NOX OzoneSeason- WI | 261 | 6346 | Rate Constraint in MTons | FALSE | L | Annual | Fuel Consumed | TBtu | 0 | 196.0725 | 202.0692 | 206.3992 | 214.4739 | 211.2061 | 210.7558
CSAPR- NOX OzoneSeason- WI | 261 | 6346 | Rate Constraint in MTons | FALSE | L | Annual | Rate | lb/MMBtu | 0 | 0.062591 | 0.065018 | 0.063501 | 0.062753 | 0.059455 | 0.058115
CSAPR- NOX OzoneSeason- WI | 261 | 6346 | Rate Constraint in MTons | FALSE | L | Annual | Generation | TWh | 0 | 19.9468 | 20.1507 | 20.7535 | 21.7029 | 21.8119 | 21.9103
CSAPR- NOX OzoneSeason- WI | 261 | 6346 | Rate Constraint in MTons | FALSE | L | Annual | Qualifying Generation | TWh | 0 | 19.9468 | 20.1507 | 20.7535 | 21.7029 | 21.8119 | 21.9103
CSAPR- NOX OzoneSeason- WI | 261 | 6346 | Rate Constraint in MTons | FALSE | L | Annual | Rate | lb/MWh | 0 | 0.30763 | 0.326 | 0.31577 | 0.31007 | 0.28785 | 0.27951
CSAPR- NOX OzoneSeason- WI | 261 | 6346 | Rate Constraint in MTons | FALSE | L | Annual | Constraint Shadow Price | US2011$/Ton | 0 | 0 | 0 | 0 | 0 | 0 | 0
CSAPR- NOX OzoneSeason- WV | 262 | 6345 | Rate Constraint in MTons | FALSE | L | Annual | Seasons Included | Seasons |  | Summer | Summer | Summer | Summer | Summer | Summer
CSAPR- NOX OzoneSeason- WV | 262 | 6345 | Rate Constraint in MTons | FALSE | L | Annual | Standard | Thousand Tons | 0 | 28.1821 | 28.1821 | 28.1821 | 28.1821 | 28.1821 | 28.1821
CSAPR- NOX OzoneSeason- WV | 262 | 6345 | Rate Constraint in MTons | FALSE | L | Annual | Standard NOX | Thousand Tons | 0 | 28.1821 | 28.1821 | 28.1821 | 28.1821 | 28.1821 | 28.1821
CSAPR- NOX OzoneSeason- WV | 262 | 6345 | Rate Constraint in MTons | FALSE | L | Annual | Emissions at Affected Plants NOX | Thousand Tons | 0 | 25.3838 | 25.3344 | 25.4024 | 25.493 | 24.2788 | 23.7675
CSAPR- NOX OzoneSeason- WV | 262 | 6345 | Rate Constraint in MTons | FALSE | L | Annual | Allowances Purchased NOX | Thousand Tons | 0 | 0 | 0 | 0 | 0 | 0 | 0
CSAPR- NOX OzoneSeason- WV | 262 | 6345 | Rate Constraint in MTons | FALSE | L | Annual | Allowances Sold NOX | Thousand Tons | 0 | 0 | 0 | 0 | 0 | 0 | 0
CSAPR- NOX OzoneSeason- WV | 262 | 6345 | Rate Constraint in MTons | FALSE | L | Annual | Allowances Banked | Thousand Tons | 0 | 0 | 0 | 0 | 0 | 0 | 0
CSAPR- NOX OzoneSeason- WV | 262 | 6345 | Rate Constraint in MTons | FALSE | L | Annual | Allowances Withdrawn (1:1) | Thousand Tons | 0 | 0 | 0 | 0 | 0 | 0 | 0
CSAPR- NOX OzoneSeason- WV | 262 | 6345 | Rate Constraint in MTons | FALSE | L | Annual | Allowances Withdrawn (n:1) | Thousand Tons | 0 | 0 | 0 | 0 | 0 | 0 | 0
CSAPR- NOX OzoneSeason- WV | 262 | 6345 | Rate Constraint in MTons | FALSE | L | Annual | Net Emissions Allowance Position | Thousand Tons | 0 | 25.3838 | 25.3344 | 25.4024 | 25.493 | 24.2788 | 23.7675
CSAPR- NOX OzoneSeason- WV | 262 | 6345 | Rate Constraint in MTons | FALSE | L | Annual | Fuel Consumed | TBtu | 0 | 342.7945 | 341.584 | 346.1742 | 370.2249 | 440.8139 | 464.5842
CSAPR- NOX OzoneSeason- WV | 262 | 6345 | Rate Constraint in MTons | FALSE | L | Annual | Rate | lb/MMBtu | 0 | 0.1481 | 0.14833 | 0.14676 | 0.13772 | 0.11015 | 0.10232
CSAPR- NOX OzoneSeason- WV | 262 | 6345 | Rate Constraint in MTons | FALSE | L | Annual | Generation | TWh | 0 | 34.5061 | 34.401 | 35.0317 | 38.8519 | 50.996 | 55.1906
CSAPR- NOX OzoneSeason- WV | 262 | 6345 | Rate Constraint in MTons | FALSE | L | Annual | Qualifying Generation | TWh | 0 | 34.5061 | 34.401 | 35.0317 | 38.8519 | 50.996 | 55.1906
CSAPR- NOX OzoneSeason- WV | 262 | 6345 | Rate Constraint in MTons | FALSE | L | Annual | Rate | lb/MWh | 0 | 0.73563 | 0.73644 | 0.72513 | 0.65616 | 0.47609 | 0.43064
CSAPR- NOX OzoneSeason- WV | 262 | 6345 | Rate Constraint in MTons | FALSE | L | Annual | Constraint Shadow Price | US2011$/Ton | 0 | 0 | 0 | 0 | 0 | 0 | 0
CSAPR Rule Constraint- NOX Annual | 263 | 6319 | Rate Constraint in MTons | FALSE | L | Annual | Seasons Included | Seasons | Winter, Summer | Winter, Summer | Winter, Summer | Winter, Summer | Winter, Summer | Winter, Summer | Winter, Summer
CSAPR Rule Constraint- NOX Annual | 263 | 6319 | Rate Constraint in MTons | FALSE | L | Annual | Standard | Thousand Tons | 1238.397 | 1206.957 | 1206.957 | 1206.957 | 1206.957 | 1206.957 | 1206.957
CSAPR Rule Constraint- NOX Annual | 263 | 6319 | Rate Constraint in MTons | FALSE | L | Annual | Standard NOX | Thousand Tons | 1238.397 | 1206.957 | 1206.957 | 1206.957 | 1206.957 | 1206.957 | 1206.957
CSAPR Rule Constraint- NOX Annual | 263 | 6319 | Rate Constraint in MTons | FALSE | L | Annual | Emissions at Affected Plants NOX | Thousand Tons | 868.1287 | 848.0326 | 864.459 | 842.4476 | 842.1671 | 758.359 | 748.7181
CSAPR Rule Constraint- NOX Annual | 263 | 6319 | Rate Constraint in MTons | FALSE | L | Annual | Allowances Purchased NOX | Thousand Tons | 0 | 0 | 0 | 0 | 0 | 0 | 0
CSAPR Rule Constraint- NOX Annual | 263 | 6319 | Rate Constraint in MTons | FALSE | L | Annual | Allowances Sold NOX | Thousand Tons | 0 | 0 | 0 | 0 | 0 | 0 | 0
CSAPR Rule Constraint- NOX Annual | 263 | 6319 | Rate Constraint in MTons | FALSE | L | Annual | Allowances Banked | Thousand Tons | 0 | 0 | 0 | 0 | 0 | 0 | 0
CSAPR Rule Constraint- NOX Annual | 263 | 6319 | Rate Constraint in MTons | FALSE | L | Annual | Allowances Withdrawn (1:1) | Thousand Tons | 0 | 0 | 0 | 0 | 0 | 0 | 0
CSAPR Rule Constraint- NOX Annual | 263 | 6319 | Rate Constraint in MTons | FALSE | L | Annual | Allowances Withdrawn (n:1) | Thousand Tons | 0 | 0 | 0 | 0 | 0 | 0 | 0
CSAPR Rule Constraint- NOX Annual | 263 | 6319 | Rate Constraint in MTons | FALSE | L | Annual | Net Emissions Allowance Position | Thousand Tons | 868.1287 | 848.0326 | 864.459 | 842.4476 | 842.1671 | 758.359 | 748.7181
CSAPR Rule Constraint- NOX Annual | 263 | 6319 | Rate Constraint in MTons | FALSE | L | Annual | Fuel Consumed | TBtu | 16053.5559 | 15950.8434 | 15815.8064 | 16067.914 | 16669.8344 | 17330.4876 | 19688.0472
CSAPR Rule Constraint- NOX Annual | 263 | 6319 | Rate Constraint in MTons | FALSE | L | Annual | Rate | lb/MMBtu | 0.10815 | 0.10633 | 0.10932 | 0.10486 | 0.10104 | 0.087517 | 0.076058
CSAPR Rule Constraint- NOX Annual | 263 | 6319 | Rate Constraint in MTons | FALSE | L | Annual | Generation | TWh | 1772.9214 | 1755.6459 | 1727.4919 | 1782.9187 | 1873.6796 | 2059.8027 | 2448.4629
CSAPR Rule Constraint- NOX Annual | 263 | 6319 | Rate Constraint in MTons | FALSE | L | Annual | Qualifying Generation | TWh | 1772.9214 | 1755.6459 | 1727.4919 | 1782.9187 | 1873.6796 | 2059.8027 | 2448.4629
CSAPR Rule Constraint- NOX Annual | 263 | 6319 | Rate Constraint in MTons | FALSE | L | Annual | Rate | lb/MWh | 0.48966 | 0.48303 | 0.50041 | 0.47251 | 0.44947 | 0.36817 | 0.30579
CSAPR Rule Constraint- NOX Annual | 263 | 6319 | Rate Constraint in MTons | FALSE | L | Annual | Constraint Shadow Price | US2011$/Ton | 0 | 0 | 0 | 0 | 0 | 0 | 0
CSAPR Rule Constraint- NOX OzoneSeason | 264 | 6320 | Rate Constraint in MTons | FALSE | L | Annual | Seasons Included | Seasons | Summer | Summer | Summer | Summer | Summer | Summer | Summer
CSAPR Rule Constraint- NOX OzoneSeason | 264 | 6320 | Rate Constraint in MTons | FALSE | L | Annual | Standard | Thousand Tons | 600.397 | 586.275 | 586.275 | 586.275 | 586.275 | 586.275 | 586.275
CSAPR Rule Constraint- NOX OzoneSeason | 264 | 6320 | Rate Constraint in MTons | FALSE | L | Annual | Standard NOX | Thousand Tons | 600.397 | 586.275 | 586.275 | 586.275 | 586.275 | 586.275 | 586.275
CSAPR Rule Constraint- NOX OzoneSeason | 264 | 6320 | Rate Constraint in MTons | FALSE | L | Annual | Emissions at Affected Plants NOX | Thousand Tons | 433.1402 | 421.833 | 426.5164 | 420.9057 | 410.5374 | 357.6281 | 358.9555
CSAPR Rule Constraint- NOX OzoneSeason | 264 | 6320 | Rate Constraint in MTons | FALSE | L | Annual | Allowances Purchased NOX | Thousand Tons | 0 | 0 | 0 | 0 | 0 | 0 | 0
CSAPR Rule Constraint- NOX OzoneSeason | 264 | 6320 | Rate Constraint in MTons | FALSE | L | Annual | Allowances Sold NOX | Thousand Tons | 0 | 0 | 0 | 0 | 0 | 0 | 0
CSAPR Rule Constraint- NOX OzoneSeason | 264 | 6320 | Rate Constraint in MTons | FALSE | L | Annual | Allowances Banked | Thousand Tons | 0 | 0 | 0 | 0 | 0 | 0 | 0
CSAPR Rule Constraint- NOX OzoneSeason | 264 | 6320 | Rate Constraint in MTons | FALSE | L | Annual | Allowances Withdrawn (1:1) | Thousand Tons | 0 | 0 | 0 | 0 | 0 | 0 | 0
CSAPR Rule Constraint- NOX OzoneSeason | 264 | 6320 | Rate Constraint in MTons | FALSE | L | Annual | Allowances Withdrawn (n:1) | Thousand Tons | 0 | 0 | 0 | 0 | 0 | 0 | 0
CSAPR Rule Constraint- NOX OzoneSeason | 264 | 6320 | Rate Constraint in MTons | FALSE | L | Annual | Net Emissions Allowance Position | Thousand Tons | 433.1402 | 421.833 | 426.5164 | 420.9057 | 410.5374 | 357.6281 | 358.9555
CSAPR Rule Constraint- NOX OzoneSeason | 264 | 6320 | Rate Constraint in MTons | FALSE | L | Annual | Fuel Consumed | TBtu | 8538.9891 | 8624.041 | 8586.4359 | 8793.3601 | 9073.1715 | 9173.3048 | 10406.568
CSAPR Rule Constraint- NOX OzoneSeason | 264 | 6320 | Rate Constraint in MTons | FALSE | L | Annual | Rate | lb/MMBtu | 0.10145 | 0.097827 | 0.099347 | 0.095733 | 0.090495 | 0.077971 | 0.068986
CSAPR Rule Constraint- NOX OzoneSeason | 264 | 6320 | Rate Constraint in MTons | FALSE | L | Annual | Generation | TWh | 959.5737 | 968.7199 | 959.8726 | 995.39 | 1045.73 | 1108.0932 | 1307.8581
CSAPR Rule Constraint- NOX OzoneSeason | 264 | 6320 | Rate Constraint in MTons | FALSE | L | Annual | Qualifying Generation | TWh | 959.5737 | 968.7199 | 959.8726 | 995.39 | 1045.73 | 1108.0932 | 1307.8581
CSAPR Rule Constraint- NOX OzoneSeason | 264 | 6320 | Rate Constraint in MTons | FALSE | L | Annual | Rate | lb/MWh | 0.45139 | 0.43545 | 0.44435 | 0.42286 | 0.39258 | 0.32274 | 0.27446
CSAPR Rule Constraint- NOX OzoneSeason | 264 | 6320 | Rate Constraint in MTons | FALSE | L | Annual | Constraint Shadow Price | US2011$/Ton | 0 | 0 | 0 | 0 | 0 | 0 | 0
CSAPR Rule Constraint- SO2 Annual- Region1 | 265 | 6317 | Rate Constraint in MTons | FALSE | L | Annual | Seasons Included | Seasons | Winter, Summer | Winter, Summer | Winter, Summer | Winter, Summer | Winter, Summer | Winter, Summer | Winter, Summer
CSAPR Rule Constraint- SO2 Annual- Region1 | 265 | 6317 | Rate Constraint in MTons | FALSE | L | Annual | Standard | Thousand Tons | 1962.2165 | 1372.631 | 1372.631 | 1372.631 | 1372.631 | 1372.631 | 1372.631
CSAPR Rule Constraint- SO2 Annual- Region1 | 265 | 6317 | Rate Constraint in MTons | FALSE | L | Annual | Standard SO2 | Thousand Tons | 1962.2165 | 1372.631 | 1372.631 | 1372.631 | 1372.631 | 1372.631 | 1372.631
CSAPR Rule Constraint- SO2 Annual- Region1 | 265 | 6317 | Rate Constraint in MTons | FALSE | L | Annual | Emissions at Affected Plants SO2 | Thousand Tons | 625.9873 | 637.9023 | 660.7258 | 639.9352 | 653.1342 | 606.6906 | 602.1395
CSAPR Rule Constraint- SO2 Annual- Region1 | 265 | 6317 | Rate Constraint in MTons | FALSE | L | Annual | Allowances Purchased SO2 | Thousand Tons | 0 | 0 | 0 | 0 | 0 | 0 | 0
CSAPR Rule Constraint- SO2 Annual- Region1 | 265 | 6317 | Rate Constraint in MTons | FALSE | L | Annual | Allowances Sold SO2 | Thousand Tons | 0 | 0 | 0 | 0 | 0 | 0 | 0
CSAPR Rule Constraint- SO2 Annual- Region1 | 265 | 6317 | Rate Constraint in MTons | FALSE | L | Annual | Allowances Banked | Thousand Tons | 0 | 0 | 0 | 0 | 0 | 0 | 0
CSAPR Rule Constraint- SO2 Annual- Region1 | 265 | 6317 | Rate Constraint in MTons | FALSE | L | Annual | Allowances Withdrawn (1:1) | Thousand Tons | 0 | 0 | 0 | 0 | 0 | 0 | 0
CSAPR Rule Constraint- SO2 Annual- Region1 | 265 | 6317 | Rate Constraint in MTons | FALSE | L | Annual | Allowances Withdrawn (n:1) | Thousand Tons | 0 | 0 | 0 | 0 | 0 | 0 | 0
CSAPR Rule Constraint- SO2 Annual- Region1 | 265 | 6317 | Rate Constraint in MTons | FALSE | L | Annual | Net Emissions Allowance Position | Thousand Tons | 625.9873 | 637.9023 | 660.7258 | 639.9352 | 653.1342 | 606.6906 | 602.1395
CSAPR Rule Constraint- SO2 Annual- Region1 | 265 | 6317 | Rate Constraint in MTons | FALSE | L | Annual | Fuel Consumed | TBtu | 10458.3538 | 10184.5852 | 10139.8565 | 10225.4486 | 10531.9469 | 11803.937 | 13276.7871
CSAPR Rule Constraint- SO2 Annual- Region1 | 265 | 6317 | Rate Constraint in MTons | FALSE | L | Annual | Rate | lb/MMBtu | 0.11971 | 0.12527 | 0.13032 | 0.12517 | 0.12403 | 0.10279 | 0.090706
CSAPR Rule Constraint- SO2 Annual- Region1 | 265 | 6317 | Rate Constraint in MTons | FALSE | L | Annual | Generation | TWh | 1138.5708 | 1108.0138 | 1096.9542 | 1124.0985 | 1170.8073 | 1407.4456 | 1649.6615
CSAPR Rule Constraint- SO2 Annual- Region1 | 265 | 6317 | Rate Constraint in MTons | FALSE | L | Annual | Qualifying Generation | TWh | 1138.5708 | 1108.0138 | 1096.9542 | 1124.0985 | 1170.8073 | 1407.4456 | 1649.6615
CSAPR Rule Constraint- SO2 Annual- Region1 | 265 | 6317 | Rate Constraint in MTons | FALSE | L | Annual | Rate | lb/MWh | 0.5498 | 0.57572 | 0.60233 | 0.56929 | 0.55785 | 0.43106 | 0.36501
CSAPR Rule Constraint- SO2 Annual- Region1 | 265 | 6317 | Rate Constraint in MTons | FALSE | L | Annual | Constraint Shadow Price | US2011$/Ton | 0 | 0 | 0 | 0 | 0 | 0 | 0
CSAPR Rule Constraint- SO2 Annual- Region2 | 266 | 6318 | Rate Constraint in MTons | FALSE | L | Annual | Seasons Included | Seasons | Winter, Summer | Winter, Summer | Winter, Summer | Winter, Summer | Winter, Summer | Winter, Summer | Winter, Summer
CSAPR Rule Constraint- SO2 Annual- Region2 | 266 | 6318 | Rate Constraint in MTons | FALSE | L | Annual | Standard | Thousand Tons | 904.9185 | 892.05 | 892.05 | 892.05 | 892.05 | 892.05 | 892.05
CSAPR Rule Constraint- SO2 Annual- Region2 | 266 | 6318 | Rate Constraint in MTons | FALSE | L | Annual | Standard SO2 | Thousand Tons | 904.9185 | 892.05 | 892.05 | 892.05 | 892.05 | 892.05 | 892.05
CSAPR Rule Constraint- SO2 Annual- Region2 | 266 | 6318 | Rate Constraint in MTons | FALSE | L | Annual | Emissions at Affected Plants SO2 | Thousand Tons | 234.4434 | 251.3423 | 270.6468 | 264.2254 | 278.2989 | 225.8946 | 211.9406
CSAPR Rule Constraint- SO2 Annual- Region2 | 266 | 6318 | Rate Constraint in MTons | FALSE | L | Annual | Allowances Purchased SO2 | Thousand Tons | 0 | 0 | 0 | 0 | 0 | 0 | 0
CSAPR Rule Constraint- SO2 Annual- Region2 | 266 | 6318 | Rate Constraint in MTons | FALSE | L | Annual | Allowances Sold SO2 | Thousand Tons | 0 | 0 | 0 | 0 | 0 | 0 | 0
CSAPR Rule Constraint- SO2 Annual- Region2 | 266 | 6318 | Rate Constraint in MTons | FALSE | L | Annual | Allowances Banked | Thousand Tons | 0 | 0 | 0 | 0 | 0 | 0 | 0
CSAPR Rule Constraint- SO2 Annual- Region2 | 266 | 6318 | Rate Constraint in MTons | FALSE | L | Annual | Allowances Withdrawn (1:1) | Thousand Tons | 0 | 0 | 0 | 0 | 0 | 0 | 0
CSAPR Rule Constraint- SO2 Annual- Region2 | 266 | 6318 | Rate Constraint in MTons | FALSE | L | Annual | Allowances Withdrawn (n:1) | Thousand Tons | 0 | 0 | 0 | 0 | 0 | 0 | 0
CSAPR Rule Constraint- SO2 Annual- Region2 | 266 | 6318 | Rate Constraint in MTons | FALSE | L | Annual | Net Emissions Allowance Position | Thousand Tons | 234.4434 | 251.3423 | 270.6468 | 264.2254 | 278.2989 | 225.8946 | 211.9406
CSAPR Rule Constraint- SO2 Annual- Region2 | 266 | 6318 | Rate Constraint in MTons | FALSE | L | Annual | Fuel Consumed | TBtu | 5595.2021 | 5766.2607 | 5675.9525 | 5870.2273 | 6186.2402 | 5614.5024 | 6499.8839
CSAPR Rule Constraint- SO2 Annual- Region2 | 266 | 6318 | Rate Constraint in MTons | FALSE | L | Annual | Rate | lb/MMBtu | 0.083802 | 0.087177 | 0.095366 | 0.090022 | 0.089974 | 0.080468 | 0.065214
CSAPR Rule Constraint- SO2 Annual- Region2 | 266 | 6318 | Rate Constraint in MTons | FALSE | L | Annual | Generation | TWh | 634.3506 | 647.6325 | 630.5381 | 663.1378 | 710.3922 | 666.0355 | 812.5843
CSAPR Rule Constraint- SO2 Annual- Region2 | 266 | 6318 | Rate Constraint in MTons | FALSE | L | Annual | Qualifying Generation | TWh | 634.3506 | 647.6325 | 630.5381 | 663.1378 | 710.3922 | 666.0355 | 812.5843
CSAPR Rule Constraint- SO2 Annual- Region2 | 266 | 6318 | Rate Constraint in MTons | FALSE | L | Annual | Rate | lb/MWh | 0.36958 | 0.38809 | 0.42923 | 0.39845 | 0.39175 | 0.33916 | 0.26082
CSAPR Rule Constraint- SO2 Annual- Region2 | 266 | 6318 | Rate Constraint in MTons | FALSE | L | Annual | Constraint Shadow Price | US2011$/Ton | 0 | 0 | 0 | 0 | 0 | 0 | 0
CSAPR- SO2 Annual- AL | 267 | 6370 | Rate Constraint in MTons | FALSE | L | Annual | Seasons Included | Seasons |  | Winter, Summer | Winter, Summer | Winter, Summer | Winter, Summer | Winter, Summer | Winter, Summer
CSAPR- SO2 Annual- AL | 267 | 6370 | Rate Constraint in MTons | FALSE | L | Annual | Standard | Thousand Tons | 0 | 251.6444 | 251.6444 | 251.6444 | 251.6444 | 251.6444 | 251.6444
CSAPR- SO2 Annual- AL | 267 | 6370 | Rate Constraint in MTons | FALSE | L | Annual | Standard SO2 | Thousand Tons | 0 | 251.6444 | 251.6444 | 251.6444 | 251.6444 | 251.6444 | 251.6444
CSAPR- SO2 Annual- AL | 267 | 6370 | Rate Constraint in MTons | FALSE | L | Annual | Emissions at Affected Plants SO2 | Thousand Tons | 0 | 37.7065 | 39.0142 | 39.6959 | 38.3611 | 38.3081 | 32.2418
CSAPR- SO2 Annual- AL | 267 | 6370 | Rate Constraint in MTons | FALSE | L | Annual | Allowances Purchased SO2 | Thousand Tons | 0 | 0 | 0 | 0 | 0 | 0 | 0
CSAPR- SO2 Annual- AL | 267 | 6370 | Rate Constraint in MTons | FALSE | L | Annual | Allowances Sold SO2 | Thousand Tons | 0 | 0 | 0 | 0 | 0 | 0 | 0
CSAPR- SO2 Annual- AL | 267 | 6370 | Rate Constraint in MTons | FALSE | L | Annual | Allowances Banked | Thousand Tons | 0 | 0 | 0 | 0 | 0 | 0 | 0
CSAPR- SO2 Annual- AL | 267 | 6370 | Rate Constraint in MTons | FALSE | L | Annual | Allowances Withdrawn (1:1) | Thousand Tons | 0 | 0 | 0 | 0 | 0 | 0 | 0
CSAPR- SO2 Annual- AL | 267 | 6370 | Rate Constraint in MTons | FALSE | L | Annual | Allowances Withdrawn (n:1) | Thousand Tons | 0 | 0 | 0 | 0 | 0 | 0 | 0
CSAPR- SO2 Annual- AL | 267 | 6370 | Rate Constraint in MTons | FALSE | L | Annual | Net Emissions Allowance Position | Thousand Tons | 0 | 37.7065 | 39.0142 | 39.6959 | 38.3611 | 38.3081 | 32.2418
CSAPR- SO2 Annual- AL | 267 | 6370 | Rate Constraint in MTons | FALSE | L | Annual | Fuel Consumed | TBtu | 0 | 823.877 | 696.3138 | 750.072 | 747.2222 | 752.3526 | 794.6635
CSAPR- SO2 Annual- AL | 267 | 6370 | Rate Constraint in MTons | FALSE | L | Annual | Rate | lb/MMBtu | 0 | 0.091534 | 0.11206 | 0.10585 | 0.10268 | 0.10184 | 0.081146
CSAPR- SO2 Annual- AL | 267 | 6370 | Rate Constraint in MTons | FALSE | L | Annual | Generation | TWh | 0 | 96.5019 | 80.2052 | 87.7703 | 88.9776 | 91.8851 | 100.2406
CSAPR- SO2 Annual- AL | 267 | 6370 | Rate Constraint in MTons | FALSE | L | Annual | Qualifying Generation | TWh | 0 | 96.5019 | 80.2052 | 87.7703 | 88.9776 | 91.8851 | 100.2406
CSAPR- SO2 Annual- AL | 267 | 6370 | Rate Constraint in MTons | FALSE | L | Annual | Rate | lb/MWh | 0 | 0.39073 | 0.48643 | 0.45227 | 0.43113 | 0.41691 | 0.32164
CSAPR- SO2 Annual- AL | 267 | 6370 | Rate Constraint in MTons | FALSE | L | Annual | Constraint Shadow Price | US2011$/Ton | 0 | 0 | 0 | 0 | 0 | 0 | 0
CSAPR- SO2 Annual- GA | 268 | 6371 | Rate Constraint in MTons | FALSE | L | Annual | Seasons Included | Seasons |  | Winter, Summer | Winter, Summer | Winter, Summer | Winter, Summer | Winter, Summer | Winter, Summer
CSAPR- SO2 Annual- GA | 268 | 6371 | Rate Constraint in MTons | FALSE | L | Annual | Standard | Thousand Tons | 0 | 159.9667 | 159.9667 | 159.9667 | 159.9667 | 159.9667 | 159.9667
CSAPR- SO2 Annual- GA | 268 | 6371 | Rate Constraint in MTons | FALSE | L | Annual | Standard SO2 | Thousand Tons | 0 | 159.9667 | 159.9667 | 159.9667 | 159.9667 | 159.9667 | 159.9667
CSAPR- SO2 Annual- GA | 268 | 6371 | Rate Constraint in MTons | FALSE | L | Annual | Emissions at Affected Plants SO2 | Thousand Tons | 0 | 18.7433 | 20.9329 | 20.223 | 22.7328 | 17.505 | 17.6538
CSAPR- SO2 Annual- GA | 268 | 6371 | Rate Constraint in MTons | FALSE | L | Annual | Allowances Purchased SO2 | Thousand Tons | 0 | 0 | 0 | 0 | 0 | 0 | 0
CSAPR- SO2 Annual- GA | 268 | 6371 | Rate Constraint in MTons | FALSE | L | Annual | Allowances Sold SO2 | Thousand Tons | 0 | 0 | 0 | 0 | 0 | 0 | 0
CSAPR- SO2 Annual- GA | 268 | 6371 | Rate Constraint in MTons | FALSE | L | Annual | Allowances Banked | Thousand Tons | 0 | 0 | 0 | 0 | 0 | 0 | 0
CSAPR- SO2 Annual- GA | 268 | 6371 | Rate Constraint in MTons | FALSE | L | Annual | Allowances Withdrawn (1:1) | Thousand Tons | 0 | 0 | 0 | 0 | 0 | 0 | 0
CSAPR- SO2 Annual- GA | 268 | 6371 | Rate Constraint in MTons | FALSE | L | Annual | Allowances Withdrawn (n:1) | Thousand Tons | 0 | 0 | 0 | 0 | 0 | 0 | 0
CSAPR- SO2 Annual- GA | 268 | 6371 | Rate Constraint in MTons | FALSE | L | Annual | Net Emissions Allowance Position | Thousand Tons | 0 | 18.7433 | 20.9329 | 20.223 | 22.7328 | 17.505 | 17.6538
CSAPR- SO2 Annual- GA | 268 | 6371 | Rate Constraint in MTons | FALSE | L | Annual | Fuel Consumed | TBtu | 0 | 775.6728 | 760.1469 | 806.7207 | 885.4337 | 747.1671 | 924.0624
CSAPR- SO2 Annual- GA | 268 | 6371 | Rate Constraint in MTons | FALSE | L | Annual | Rate | lb/MMBtu | 0 | 0.048328 | 0.055076 | 0.050136 | 0.051349 | 0.046857 | 0.038209
CSAPR- SO2 Annual- GA | 268 | 6371 | Rate Constraint in MTons | FALSE | L | Annual | Generation | TWh | 0 | 93.9166 | 90.8625 | 96.0286 | 108.3066 | 93.8352 | 121.2884
CSAPR- SO2 Annual- GA | 268 | 6371 | Rate Constraint in MTons | FALSE | L | Annual | Qualifying Generation | TWh | 0 | 93.9166 | 90.8625 | 96.0286 | 108.3066 | 93.8352 | 121.2884
CSAPR- SO2 Annual- GA | 268 | 6371 | Rate Constraint in MTons | FALSE | L | Annual | Rate | lb/MWh | 0 | 0.19957 | 0.23038 | 0.21059 | 0.20989 | 0.18655 | 0.14555
CSAPR- SO2 Annual- GA | 268 | 6371 | Rate Constraint in MTons | FALSE | L | Annual | Constraint Shadow Price | US2011$/Ton | 0 | 0 | 0 | 0 | 0 | 0 | 0
CSAPR- SO2 Annual- IA | 269 | 6374 | Rate Constraint in MTons | FALSE | L | Annual | Seasons Included | Seasons |  | Winter, Summer | Winter, Summer | Winter, Summer | Winter, Summer | Winter, Summer | Winter, Summer
CSAPR- SO2 Annual- IA | 269 | 6374 | Rate Constraint in MTons | FALSE | L | Annual | Standard | Thousand Tons | 0 | 88.7171 | 88.7171 | 88.7171 | 88.7171 | 88.7171 | 88.7171
CSAPR- SO2 Annual- IA | 269 | 6374 | Rate Constraint in MTons | FALSE | L | Annual | Standard SO2 | Thousand Tons | 0 | 88.7171 | 88.7171 | 88.7171 | 88.7171 | 88.7171 | 88.7171
CSAPR- SO2 Annual- IA | 269 | 6374 | Rate Constraint in MTons | FALSE | L | Annual | Emissions at Affected Plants SO2 | Thousand Tons | 0 | 10.8903 | 10.8869 | 11.7167 | 11.7167 | 12.1737 | 12.069
CSAPR- SO2 Annual- IA | 269 | 6374 | Rate Constraint in MTons | FALSE | L | Annual | Allowances Purchased SO2 | Thousand Tons | 0 | 0 | 0 | 0 | 0 | 0 | 0
CSAPR- SO2 Annual- IA | 269 | 6374 | Rate Constraint in MTons | FALSE | L | Annual | Allowances Sold SO2 | Thousand Tons | 0 | 0 | 0 | 0 | 0 | 0 | 0
CSAPR- SO2 Annual- IA | 269 | 6374 | Rate Constraint in MTons | FALSE | L | Annual | Allowances Banked | Thousand Tons | 0 | 0 | 0 | 0 | 0 | 0 | 0
CSAPR- SO2 Annual- IA | 269 | 6374 | Rate Constraint in MTons | FALSE | L | Annual | Allowances Withdrawn (1:1) | Thousand Tons | 0 | 0 | 0 | 0 | 0 | 0 | 0
CSAPR- SO2 Annual- IA | 269 | 6374 | Rate Constraint in MTons | FALSE | L | Annual | Allowances Withdrawn (n:1) | Thousand Tons | 0 | 0 | 0 | 0 | 0 | 0 | 0
CSAPR- SO2 Annual- IA | 269 | 6374 | Rate Constraint in MTons | FALSE | L | Annual | Net Emissions Allowance Position | Thousand Tons | 0 | 10.8903 | 10.8869 | 11.7167 | 11.7167 | 12.1737 | 12.069
CSAPR- SO2 Annual- IA | 269 | 6374 | Rate Constraint in MTons | FALSE | L | Annual | Fuel Consumed | TBtu | 0 | 314.8676 | 312.1013 | 312.6031 | 308.1905 | 363.1066 | 371.8164
CSAPR- SO2 Annual- IA | 269 | 6374 | Rate Constraint in MTons | FALSE | L | Annual | Rate | lb/MMBtu | 0 | 0.069174 | 0.069765 | 0.074962 | 0.076035 | 0.067053 | 0.064919
CSAPR- SO2 Annual- IA | 269 | 6374 | Rate Constraint in MTons | FALSE | L | Annual | Generation | TWh | 0 | 32.8855 | 32.5214 | 32.5787 | 31.8514 | 40.1893 | 41.9203
CSAPR- SO2 Annual- IA | 269 | 6374 | Rate Constraint in MTons | FALSE | L | Annual | Qualifying Generation | TWh | 0 | 32.8855 | 32.5214 | 32.5787 | 31.8514 | 40.1893 | 41.9203
CSAPR- SO2 Annual- IA | 269 | 6374 | Rate Constraint in MTons | FALSE | L | Annual | Rate | lb/MWh | 0 | 0.33116 | 0.33476 | 0.35964 | 0.36785 | 0.30291 | 0.2879
CSAPR- SO2 Annual- IA | 269 | 6374 | Rate Constraint in MTons | FALSE | L | Annual | Constraint Shadow Price | US2011$/Ton | 0 | 0 | 0 | 0 | 0 | 0 | 0
CSAPR- SO2 Annual- IL | 270 | 6372 | Rate Constraint in MTons | FALSE | L | Annual | Seasons Included | Seasons |  | Winter, Summer | Winter, Summer | Winter, Summer | Winter, Summer | Winter, Summer | Winter, Summer
CSAPR- SO2 Annual- IL | 270 | 6372 | Rate Constraint in MTons | FALSE | L | Annual | Standard | Thousand Tons | 0 | 146.4651 | 146.4651 | 146.4651 | 146.4651 | 146.4651 | 146.4651
CSAPR- SO2 Annual- IL | 270 | 6372 | Rate Constraint in MTons | FALSE | L | Annual | Standard SO2 | Thousand Tons | 0 | 146.4651 | 146.4651 | 146.4651 | 146.4651 | 146.4651 | 146.4651
CSAPR- SO2 Annual- IL | 270 | 6372 | Rate Constraint in MTons | FALSE | L | Annual | Emissions at Affected Plants SO2 | Thousand Tons | 0 | 37.5113 | 37.3678 | 36.3193 | 37.1239 | 34.8182 | 35.0614
CSAPR- SO2 Annual- IL | 270 | 6372 | Rate Constraint in MTons | FALSE | L | Annual | Allowances Purchased SO2 | Thousand Tons | 0 | 0 | 0 | 0 | 0 | 0 | 0
CSAPR- SO2 Annual- IL | 270 | 6372 | Rate Constraint in MTons | FALSE | L | Annual | Allowances Sold SO2 | Thousand Tons | 0 | 0 | 0 | 0 | 0 | 0 | 0
CSAPR- SO2 Annual- IL | 270 | 6372 | Rate Constraint in MTons | FALSE | L | Annual | Allowances Banked | Thousand Tons | 0 | 0 | 0 | 0 | 0 | 0 | 0
CSAPR- SO2 Annual- IL | 270 | 6372 | Rate Constraint in MTons | FALSE | L | Annual | Allowances Withdrawn (1:1) | Thousand Tons | 0 | 0 | 0 | 0 | 0 | 0 | 0
CSAPR- SO2 Annual- IL | 270 | 6372 | Rate Constraint in MTons | FALSE | L | Annual | Allowances Withdrawn (n:1) | Thousand Tons | 0 | 0 | 0 | 0 | 0 | 0 | 0
CSAPR- SO2 Annual- IL | 270 | 6372 | Rate Constraint in MTons | FALSE | L | Annual | Net Emissions Allowance Position | Thousand Tons | 0 | 37.5113 | 37.3678 | 36.3193 | 37.1239 | 34.8182 | 35.0614
CSAPR- SO2 Annual- IL | 270 | 6372 | Rate Constraint in MTons | FALSE | L | Annual | Fuel Consumed | TBtu | 0 | 767.1395 | 774.3186 | 753.5064 | 789.2444 | 724.4986 | 1030.0993
CSAPR- SO2 Annual- IL | 270 | 6372 | Rate Constraint in MTons | FALSE | L | Annual | Rate | lb/MMBtu | 0 | 0.097795 | 0.096518 | 0.096401 | 0.094075 | 0.096117 | 0.068074
CSAPR- SO2 Annual- IL | 270 | 6372 | Rate Constraint in MTons | FALSE | L | Annual | Generation | TWh | 0 | 79.0873 | 79.3471 | 77.3895 | 80.689 | 75.2342 | 122.5792
CSAPR- SO2 Annual- IL | 270 | 6372 | Rate Constraint in MTons | FALSE | L | Annual | Qualifying Generation | TWh | 0 | 79.0873 | 79.3471 | 77.3895 | 80.689 | 75.2342 | 122.5792
CSAPR- SO2 Annual- IL | 270 | 6372 | Rate Constraint in MTons | FALSE | L | Annual | Rate | lb/MWh | 0 | 0.4743 | 0.47094 | 0.46931 | 0.46009 | 0.4628 | 0.28603
CSAPR- SO2 Annual- IL | 270 | 6372 | Rate Constraint in MTons | FALSE | L | Annual | Constraint Shadow Price | US2011$/Ton | 0 | 0 | 0 | 0 | 0 | 0 | 0
CSAPR- SO2 Annual- IN | 271 | 6373 | Rate Constraint in MTons | FALSE | L | Annual | Seasons Included | Seasons |  | Winter, Summer | Winter, Summer | Winter, Summer | Winter, Summer | Winter, Summer | Winter, Summer
CSAPR- SO2 Annual- IN | 271 | 6373 | Rate Constraint in MTons | FALSE | L | Annual | Standard | Thousand Tons | 0 | 196.4098 | 196.4098 | 196.4098 | 196.4098 | 196.4098 | 196.4098
CSAPR- SO2 Annual- IN | 271 | 6373 | Rate Constraint in MTons | FALSE | L | Annual | Standard SO2 | Thousand Tons | 0 | 196.4098 | 196.4098 | 196.4098 | 196.4098 | 196.4098 | 196.4098
CSAPR- SO2 Annual- IN | 271 | 6373 | Rate Constraint in MTons | FALSE | L | Annual | Emissions at Affected Plants SO2 | Thousand Tons | 0 | 114.8653 | 119.2745 | 115.8283 | 109.4935 | 106.4656 | 97.2037
CSAPR- SO2 Annual- IN | 271 | 6373 | Rate Constraint in MTons | FALSE | L | Annual | Allowances Purchased SO2 | Thousand Tons | 0 | 0 | 0 | 0 | 0 | 0 | 0
CSAPR- SO2 Annual- IN | 271 | 6373 | Rate Constraint in MTons | FALSE | L | Annual | Allowances Sold SO2 | Thousand Tons | 0 | 0 | 0 | 0 | 0 | 0 | 0
CSAPR- SO2 Annual- IN | 271 | 6373 | Rate Constraint in MTons | FALSE | L | Annual | Allowances Banked | Thousand Tons | 0 | 0 | 0 | 0 | 0 | 0 | 0
CSAPR- SO2 Annual- IN | 271 | 6373 | Rate Constraint in MTons | FALSE | L | Annual | Allowances Withdrawn (1:1) | Thousand Tons | 0 | 0 | 0 | 0 | 0 | 0 | 0
CSAPR- SO2 Annual- IN | 271 | 6373 | Rate Constraint in MTons | FALSE | L | Annual | Allowances Withdrawn (n:1) | Thousand Tons | 0 | 0 | 0 | 0 | 0 | 0 | 0
CSAPR- SO2 Annual- IN | 271 | 6373 | Rate Constraint in MTons | FALSE | L | Annual | Net Emissions Allowance Position | Thousand Tons | 0 | 114.8653 | 119.2745 | 115.8283 | 109.4935 | 106.4656 | 97.2037
CSAPR- SO2 Annual- IN | 271 | 6373 | Rate Constraint in MTons | FALSE | L | Annual | Fuel Consumed | TBtu | 0 | 1028.23 | 1044.2452 | 1028.8094 | 1054.7878 | 1078.4415 | 1120.536
CSAPR- SO2 Annual- IN | 271 | 6373 | Rate Constraint in MTons | FALSE | L | Annual | Rate | lb/MMBtu | 0 | 0.22342 | 0.22844 | 0.22517 | 0.20761 | 0.19744 | 0.17349
CSAPR- SO2 Annual- IN | 271 | 6373 | Rate Constraint in MTons | FALSE | L | Annual | Generation | TWh | 0 | 101.8163 | 103.3364 | 101.895 | 105.4095 | 113.6419 | 122.8744
CSAPR- SO2 Annual- IN | 271 | 6373 | Rate Constraint in MTons | FALSE | L | Annual | Qualifying Generation | TWh | 0 | 101.8163 | 103.3364 | 101.895 | 105.4095 | 113.6419 | 122.8744
CSAPR- SO2 Annual- IN | 271 | 6373 | Rate Constraint in MTons | FALSE | L | Annual | Rate | lb/MWh | 0 | 1.1282 | 1.1542 | 1.1367 | 1.0387 | 0.93685 | 0.79108
CSAPR- SO2 Annual- IN | 271 | 6373 | Rate Constraint in MTons | FALSE | L | Annual | Constraint Shadow Price | US2011$/Ton | 0 | 0 | 0 | 0 | 0 | 0 | 0
CSAPR- SO2 Annual- KS | 272 | 6375 | Rate Constraint in MTons | FALSE | L | Annual | Seasons Included | Seasons |  | Winter, Summer | Winter, Summer | Winter, Summer | Winter, Summer | Winter, Summer | Winter, Summer
CSAPR- SO2 Annual- KS | 272 | 6375 | Rate Constraint in MTons | FALSE | L | Annual | Standard | Thousand Tons | 0 | 49.5364 | 49.5364 | 49.5364 | 49.5364 | 49.5364 | 49.5364
CSAPR- SO2 Annual- KS | 272 | 6375 | Rate Constraint in MTons | FALSE | L | Annual | Standard SO2 | Thousand Tons | 0 | 49.5364 | 49.5364 | 49.5364 | 49.5364 | 49.5364 | 49.5364
CSAPR- SO2 Annual- KS | 272 | 6375 | Rate Constraint in MTons | FALSE | L | Annual | Emissions at Affected Plants SO2 | Thousand Tons | 0 | 14.4321 | 14.5387 | 14.5457 | 14.5457 | 14.5112 | 14.4745
CSAPR- SO2 Annual- KS | 272 | 6375 | Rate Constraint in MTons | FALSE | L | Annual | Allowances Purchased SO2 | Thousand Tons | 0 | 0 | 0 | 0 | 0 | 0 | 0
CSAPR- SO2 Annual- KS | 272 | 6375 | Rate Constraint in MTons | FALSE | L | Annual | Allowances Sold SO2 | Thousand Tons | 0 | 0 | 0 | 0 | 0 | 0 | 0
CSAPR- SO2 Annual- KS | 272 | 6375 | Rate Constraint in MTons | FALSE | L | Annual | Allowances Banked | Thousand Tons | 0 | 0 | 0 | 0 | 0 | 0 | 0
CSAPR- SO2 Annual- KS | 272 | 6375 | Rate Constraint in MTons | FALSE | L | Annual | Allowances Withdrawn (1:1) | Thousand Tons | 0 | 0 | 0 | 0 | 0 | 0 | 0
CSAPR- SO2 Annual- KS | 272 | 6375 | Rate Constraint in MTons | FALSE | L | Annual | Allowances Withdrawn (n:1) | Thousand Tons | 0 | 0 | 0 | 0 | 0 | 0 | 0
CSAPR- SO2 Annual- KS | 272 | 6375 | Rate Constraint in MTons | FALSE | L | Annual | Net Emissions Allowance Position | Thousand Tons | 0 | 14.4321 | 14.5387 | 14.5457 | 14.5457 | 14.5112 | 14.4745
CSAPR- SO2 Annual- KS | 272 | 6375 | Rate Constraint in MTons | FALSE | L | Annual | Fuel Consumed | TBtu | 0 | 409.4952 | 409.2421 | 405.3196 | 404.3148 | 401.3133 | 404.6743
CSAPR- SO2 Annual- KS | 272 | 6375 | Rate Constraint in MTons | FALSE | L | Annual | Rate | lb/MMBtu | 0 | 0.070487 | 0.071052 | 0.071774 | 0.071952 | 0.072319 | 0.071537
CSAPR- SO2 Annual- KS | 272 | 6375 | Rate Constraint in MTons | FALSE | L | Annual | Generation | TWh | 0 | 38.1999 | 38.1941 | 37.8722 | 37.8431 | 37.5934 | 38.0239
CSAPR- SO2 Annual- KS | 272 | 6375 | Rate Constraint in MTons | FALSE | L | Annual | Qualifying Generation | TWh | 0 | 38.1999 | 38.1941 | 37.8722 | 37.8431 | 37.5934 | 38.0239
CSAPR- SO2 Annual- KS | 272 | 6375 | Rate Constraint in MTons | FALSE | L | Annual | Rate | lb/MWh | 0 | 0.3778 | 0.38065 | 0.38407 | 0.38437 | 0.386 | 0.38067
CSAPR- SO2 Annual- KS | 272 | 6375 | Rate Constraint in MTons | FALSE | L | Annual | Constraint Shadow Price | US2011$/Ton | 0 | 0 | 0 | 0 | 0 | 0 | 0
CSAPR- SO2 Annual- KY | 273 | 6376 | Rate Constraint in MTons | FALSE | L | Annual | Seasons Included | Seasons |  | Winter, Summer | Winter, Summer | Winter, Summer | Winter, Summer | Winter, Summer | Winter, Summer
CSAPR- SO2 Annual- KY | 273 | 6376 | Rate Constraint in MTons | FALSE | L | Annual | Standard | Thousand Tons | 0 | 125.4151 | 125.4151 | 125.4151 | 125.4151 | 125.4151 | 125.4151
CSAPR- SO2 Annual- KY | 273 | 6376 | Rate Constraint in MTons | FALSE | L | Annual | Standard SO2 | Thousand Tons | 0 | 125.4151 | 125.4151 | 125.4151 | 125.4151 | 125.4151 | 125.4151
CSAPR- SO2 Annual- KY | 273 | 6376 | Rate Constraint in MTons | FALSE | L | Annual | Emissions at Affected Plants SO2 | Thousand Tons | 0 | 72.5991 | 82.5029 | 80.7783 | 87.4342 | 81.1999 | 77.3392
CSAPR- SO2 Annual- KY | 273 | 6376 | Rate Constraint in MTons | FALSE | L | Annual | Allowances Purchased SO2 | Thousand Tons | 0 | 0 | 0 | 0 | 0 | 0 | 0
CSAPR- SO2 Annual- KY | 273 | 6376 | Rate Constraint in MTons | FALSE | L | Annual | Allowances Sold SO2 | Thousand Tons | 0 | 0 | 0 | 0 | 0 | 0 | 0
CSAPR- SO2 Annual- KY | 273 | 6376 | Rate Constraint in MTons | FALSE | L | Annual | Allowances Banked | Thousand Tons | 0 | 0 | 0 | 0 | 0 | 0 | 0
CSAPR- SO2 Annual- KY | 273 | 6376 | Rate Constraint in MTons | FALSE | L | Annual | Allowances Withdrawn (1:1) | Thousand Tons | 0 | 0 | 0 | 0 | 0 | 0 | 0
CSAPR- SO2 Annual- KY | 273 | 6376 | Rate Constraint in MTons | FALSE | L | Annual | Allowances Withdrawn (n:1) | Thousand Tons | 0 | 0 | 0 | 0 | 0 | 0 | 0
CSAPR- SO2 Annual- KY | 273 | 6376 | Rate Constraint in MTons | FALSE | L | Annual | Net Emissions Allowance Position | Thousand Tons | 0 | 72.5991 | 82.5029 | 80.7783 | 87.4342 | 81.1999 | 77.3392
CSAPR- SO2 Annual- KY | 273 | 6376 | Rate Constraint in MTons | FALSE | L | Annual | Fuel Consumed | TBtu | 0 | 586.338 | 619.4026 | 627.6623 | 668.0218 | 702.4793 | 728.642
CSAPR- SO2 Annual- KY | 273 | 6376 | Rate Constraint in MTons | FALSE | L | Annual | Rate | lb/MMBtu | 0 | 0.24764 | 0.26639 | 0.25739 | 0.26177 | 0.23118 | 0.21228
CSAPR- SO2 Annual- KY | 273 | 6376 | Rate Constraint in MTons | FALSE | L | Annual | Generation | TWh | 0 | 57.4435 | 59.7124 | 61.5338 | 66.6469 | 74.0039 | 78.8628
CSAPR- SO2 Annual- KY | 273 | 6376 | Rate Constraint in MTons | FALSE | L | Annual | Qualifying Generation | TWh | 0 | 57.4435 | 59.7124 | 61.5338 | 66.6469 | 74.0039 | 78.8628
CSAPR- SO2 Annual- KY | 273 | 6376 | Rate Constraint in MTons | FALSE | L | Annual | Rate | lb/MWh | 0 | 1.2638 | 1.3817 | 1.3127 | 1.3119 | 1.0972 | 0.98068
CSAPR- SO2 Annual- KY | 273 | 6376 | Rate Constraint in MTons | FALSE | L | Annual | Constraint Shadow Price | US2011$/Ton | 0 | 0 | 0 | 0 | 0 | 0 | 0
CSAPR- SO2 Annual- MD | 274 | 6377 | Rate Constraint in MTons | FALSE | L | Annual | Seasons Included | Seasons |  | Winter, Summer | Winter, Summer | Winter, Summer | Winter, Summer | Winter, Summer | Winter, Summer
CSAPR- SO2 Annual- MD | 274 | 6377 | Rate Constraint in MTons | FALSE | L | Annual | Standard | Thousand Tons | 0 | 33.2795 | 33.2795 | 33.2795 | 33.2795 | 33.2795 | 33.2795
CSAPR- SO2 Annual- MD | 274 | 6377 | Rate Constraint in MTons | FALSE | L | Annual | Standard SO2 | Thousand Tons | 0 | 33.2795 | 33.2795 | 33.2795 | 33.2795 | 33.2795 | 33.2795
CSAPR- SO2 Annual- MD | 274 | 6377 | Rate Constraint in MTons | FALSE | L | Annual | Emissions at Affected Plants SO2 | Thousand Tons | 0 | 3.1453 | 4.2347 | 2.947 | 5.7415 | 1.2123 | 0.80568
CSAPR- SO2 Annual- MD | 274 | 6377 | Rate Constraint in MTons | FALSE | L | Annual | Allowances Purchased SO2 | Thousand Tons | 0 | 0 | 0 | 0 | 0 | 0 | 0
CSAPR- SO2 Annual- MD | 274 | 6377 | Rate Constraint in MTons | FALSE | L | Annual | Allowances Sold SO2 | Thousand Tons | 0 | 0 | 0 | 0 | 0 | 0 | 0
CSAPR- SO2 Annual- MD | 274 | 6377 | Rate Constraint in MTons | FALSE | L | Annual | Allowances Banked | Thousand Tons | 0 | 0 | 0 | 0 | 0 | 0 | 0
CSAPR- SO2 Annual- MD | 274 | 6377 | Rate Constraint in MTons | FALSE | L | Annual | Allowances Withdrawn (1:1) | Thousand Tons | 0 | 0 | 0 | 0 | 0 | 0 | 0
CSAPR- SO2 Annual- MD | 274 | 6377 | Rate Constraint in MTons | FALSE | L | Annual | Allowances Withdrawn (n:1) | Thousand Tons | 0 | 0 | 0 | 0 | 0 | 0 | 0
CSAPR- SO2 Annual- MD | 274 | 6377 | Rate Constraint in MTons | FALSE | L | Annual | Net Emissions Allowance Position | Thousand Tons | 0 | 3.1453 | 4.2347 | 2.947 | 5.7415 | 1.2123 | 0.80568
CSAPR- SO2 Annual- MD | 274 | 6377 | Rate Constraint in MTons | FALSE | L | Annual | Fuel Consumed | TBtu | 0 | 171.7675 | 206.4989 | 166.1437 | 188.6829 | 133.4093 | 143.1643
CSAPR- SO2 Annual- MD | 274 | 6377 | Rate Constraint in MTons | FALSE | L | Annual | Rate | lb/MMBtu | 0 | 0.036623 | 0.041014 | 0.035475 | 0.060859 | 0.018174 | 0.011255
CSAPR- SO2 Annual- MD | 274 | 6377 | Rate Constraint in MTons | FALSE | L | Annual | Generation | TWh | 0 | 20.5547 | 24.0298 | 20.0927 | 22.4391 | 17.9153 | 20.0383
CSAPR- SO2 Annual- MD | 274 | 6377 | Rate Constraint in MTons | FALSE | L | Annual | Qualifying Generation | TWh | 0 | 20.5547 | 24.0298 | 20.0927 | 22.4391 | 17.9153 | 20.0383
CSAPR- SO2 Annual- MD | 274 | 6377 | Rate Constraint in MTons | FALSE | L | Annual | Rate | lb/MWh | 0 | 0.15302 | 0.17623 | 0.14667 | 0.25587 | 0.067669 | 0.040207
CSAPR- SO2 Annual- MD | 274 | 6377 | Rate Constraint in MTons | FALSE | L | Annual | Constraint Shadow Price | US2011$/Ton | 0 | 0 | 0 | 0 | 0 | 0 | 0
CSAPR- SO2 Annual- MI | 275 | 6378 | Rate Constraint in MTons | FALSE | L | Annual | Seasons Included | Seasons |  | Winter, Summer | Winter, Summer | Winter, Summer | Winter, Summer | Winter, Summer | Winter, Summer
CSAPR- SO2 Annual- MI | 275 | 6378 | Rate Constraint in MTons | FALSE | L | Annual | Standard | Thousand Tons | 0 | 169.9141 | 169.9141 | 169.9141 | 169.9141 | 169.9141 | 169.9141
CSAPR- SO2 Annual- MI | 275 | 6378 | Rate Constraint in MTons | FALSE | L | Annual | Standard SO2 | Thousand Tons | 0 | 169.9141 | 169.9141 | 169.9141 | 169.9141 | 169.9141 | 169.9141
CSAPR- SO2 Annual- MI | 275 | 6378 | Rate Constraint in MTons | FALSE | L | Annual | Emissions at Affected Plants SO2 | Thousand Tons | 0 | 61.1813 | 66.5838 | 64.8849 | 66.6101 | 56.8184 | 49.5931
CSAPR- SO2 Annual- MI | 275 | 6378 | Rate Constraint in MTons | FALSE | L | Annual | Allowances Purchased SO2 | Thousand Tons | 0 | 0 | 0 | 0 | 0 | 0 | 0
CSAPR- SO2 Annual- MI | 275 | 6378 | Rate Constraint in MTons | FALSE | L | Annual | Allowances Sold SO2 | Thousand Tons | 0 | 0 | 0 | 0 | 0 | 0 | 0
CSAPR- SO2 Annual- MI | 275 | 6378 | Rate Constraint in MTons | FALSE | L | Annual | Allowances Banked | Thousand Tons | 0 | 0 | 0 | 0 | 0 | 0 | 0
CSAPR- SO2 Annual- MI | 275 | 6378 | Rate Constraint in MTons | FALSE | L | Annual | Allowances Withdrawn (1:1) | Thousand Tons | 0 | 0 | 0 | 0 | 0 | 0 | 0
CSAPR- SO2 Annual- MI | 275 | 6378 | Rate Constraint in MTons | FALSE | L | Annual | Allowances Withdrawn (n:1) | Thousand Tons | 0 | 0 | 0 | 0 | 0 | 0 | 0
CSAPR- SO2 Annual- MI | 275 | 6378 | Rate Constraint in MTons | FALSE | L | Annual | Net Emissions Allowance Position | Thousand Tons | 0 | 61.1813 | 66.5838 | 64.8849 | 66.6101 | 56.8184 | 49.5931
CSAPR- SO2 Annual- MI | 275 | 6378 | Rate Constraint in MTons | FALSE | L | Annual | Fuel Consumed | TBtu | 0 | 601.3132 | 594.1992 | 646.4962 | 640.1166 | 744.8185 | 799.2273
CSAPR- SO2 Annual- MI | 275 | 6378 | Rate Constraint in MTons | FALSE | L | Annual | Rate | lb/MMBtu | 0 | 0.20349 | 0.22411 | 0.20073 | 0.20812 | 0.15257 | 0.1241
CSAPR- SO2 Annual- MI | 275 | 6378 | Rate Constraint in MTons | FALSE | L | Annual | Generation | TWh | 0 | 69.1046 | 67.3427 | 76.937 | 76.7038 | 94.8807 | 105.5451
CSAPR- SO2 Annual- MI | 275 | 6378 | Rate Constraint in MTons | FALSE | L | Annual | Qualifying Generation | TWh | 0 | 69.1046 | 67.3427 | 76.937 | 76.7038 | 94.8807 | 105.5451
CSAPR- SO2 Annual- MI | 275 | 6378 | Rate Constraint in MTons | FALSE | L | Annual | Rate | lb/MWh | 0 | 0.88534 | 0.98873 | 0.84335 | 0.86841 | 0.59884 | 0.46988
CSAPR- SO2 Annual- MI | 275 | 6378 | Rate Constraint in MTons | FALSE | L | Annual | Constraint Shadow Price | US2011$/Ton | 0 | 0 | 0 | 0 | 0 | 0 | 0
CSAPR- SO2 Annual- MN | 276 | 6379 | Rate Constraint in MTons | FALSE | L | Annual | Seasons Included | Seasons |  | Winter, Summer | Winter, Summer | Winter, Summer | Winter, Summer | Winter, Summer | Winter, Summer
CSAPR- SO2 Annual- MN | 276 | 6379 | Rate Constraint in MTons | FALSE | L | Annual | Standard | Thousand Tons | 0 | 49.5376 | 49.5376 | 49.5376 | 49.5376 | 49.5376 | 49.5376
CSAPR- SO2 Annual- MN | 276 | 6379 | Rate Constraint in MTons | FALSE | L | Annual | Standard SO2 | Thousand Tons | 0 | 49.5376 | 49.5376 | 49.5376 | 49.5376 | 49.5376 | 49.5376
CSAPR- SO2 Annual- MN | 276 | 6379 | Rate Constraint in MTons | FALSE | L | Annual | Emissions at Affected Plants SO2 | Thousand Tons | 0 | 10.7904 | 10.7879 | 10.7904 | 10.7904 | 11.2225 | 11.1954
CSAPR- SO2 Annual- MN | 276 | 6379 | Rate Constraint in MTons | FALSE | L | Annual | Allowances Purchased SO2 | Thousand Tons | 0 | 0 | 0 | 0 | 0 | 0 | 0
CSAPR- SO2 Annual- MN | 276 | 6379 | Rate Constraint in MTons | FALSE | L | Annual | Allowances Sold SO2 | Thousand Tons | 0 | 0 | 0 | 0 | 0 | 0 | 0
CSAPR- SO2 Annual- MN | 276 | 6379 | Rate Constraint in MTons | FALSE | L | Annual | Allowances Banked | Thousand Tons | 0 | 0 | 0 | 0 | 0 | 0 | 0
CSAPR- SO2 Annual- MN | 276 | 6379 | Rate Constraint in MTons | FALSE | L | Annual | Allowances Withdrawn (1:1) | Thousand Tons | 0 | 0 | 0 | 0 | 0 | 0 | 0
CSAPR- SO2 Annual- MN | 276 | 6379 | Rate Constraint in MTons | FALSE | L | Annual | Allowances Withdrawn (n:1) | Thousand Tons | 0 | 0 | 0 | 0 | 0 | 0 | 0
CSAPR- SO2 Annual- MN | 276 | 6379 | Rate Constraint in MTons | FALSE | L | Annual | Net Emissions Allowance Position | Thousand Tons | 0 | 10.7904 | 10.7879 | 10.7904 | 10.7904 | 11.2225 | 11.1954
CSAPR- SO2 Annual- MN | 276 | 6379 | Rate Constraint in MTons | FALSE | L | Annual | Fuel Consumed | TBtu | 0 | 317.0229 | 294.8646 | 308.0289 | 309.8425 | 374.1203 | 370.6666
CSAPR- SO2 Annual- MN | 276 | 6379 | Rate Constraint in MTons | FALSE | L | Annual | Rate | lb/MMBtu | 0 | 0.068073 | 0.073172 | 0.070061 | 0.069651 | 0.059994 | 0.060407
CSAPR- SO2 Annual- MN | 276 | 6379 | Rate Constraint in MTons | FALSE | L | Annual | Generation | TWh | 0 | 32.3291 | 29.2124 | 31.0693 | 31.1979 | 41.2033 | 40.8068
CSAPR- SO2 Annual- MN | 276 | 6379 | Rate Constraint in MTons | FALSE | L | Annual | Qualifying Generation | TWh | 0 | 32.3291 | 29.2124 | 31.0693 | 31.1979 | 41.2033 | 40.8068
CSAPR- SO2 Annual- MN | 276 | 6379 | Rate Constraint in MTons | FALSE | L | Annual | Rate | lb/MWh | 0 | 0.33377 | 0.36929 | 0.3473 | 0.34587 | 0.27237 | 0.27435
CSAPR- SO2 Annual- MN | 276 | 6379 | Rate Constraint in MTons | FALSE | L | Annual | Constraint Shadow Price | US2011$/Ton | 0 | 0 | 0 | 0 | 0 | 0 | 0
CSAPR- SO2 Annual- MO | 277 | 6380 | Rate Constraint in MTons | FALSE | L | Annual | Seasons Included | Seasons |  | Winter, Summer | Winter, Summer | Winter, Summer | Winter, Summer | Winter, Summer | Winter, Summer
CSAPR- SO2 Annual- MO | 277 | 6380 | Rate Constraint in MTons | FALSE | L | Annual | Standard | Thousand Tons | 0 | 195.8104 | 195.8104 | 195.8104 | 195.8104 | 195.8104 | 195.8104
CSAPR- SO2 Annual- MO | 277 | 6380 | Rate Constraint in MTons | FALSE | L | Annual | Standard SO2 | Thousand Tons | 0 | 195.8104 | 195.8104 | 195.8104 | 195.8104 | 195.8104 | 195.8104
CSAPR- SO2 Annual- MO | 277 | 6380 | Rate Constraint in MTons | FALSE | L | Annual | Emissions at Affected Plants SO2 | Thousand Tons | 0 | 59.6427 | 61.2966 | 61.0076 | 61.4468 | 67.0733 | 77.437
CSAPR- SO2 Annual- MO | 277 | 6380 | Rate Constraint in MTons | FALSE | L | Annual | Allowances Purchased SO2 | Thousand Tons | 0 | 0 | 0 | 0 | 0 | 0 | 0
CSAPR- SO2 Annual- MO | 277 | 6380 | Rate Constraint in MTons | FALSE | L | Annual | Allowances Sold SO2 | Thousand Tons | 0 | 0 | 0 | 0 | 0 | 0 | 0
CSAPR- SO2 Annual- MO | 277 | 6380 | Rate Constraint in MTons | FALSE | L | Annual | Allowances Banked | Thousand Tons | 0 | 0 | 0 | 0 | 0 | 0 | 0
CSAPR- SO2 Annual- MO | 277 | 6380 | Rate Constraint in MTons | FALSE | L | Annual | Allowances Withdrawn (1:1) | Thousand Tons | 0 | 0 | 0 | 0 | 0 | 0 | 0
CSAPR- SO2 Annual- MO | 277 | 6380 | Rate Constraint in MTons | FALSE | L | Annual | Allowances Withdrawn (n:1) | Thousand Tons | 0 | 0 | 0 | 0 | 0 | 0 | 0
CSAPR- SO2 Annual- MO | 277 | 6380 | Rate Constraint in MTons | FALSE | L | Annual | Net Emissions Allowance Position | Thousand Tons | 0 | 59.6427 | 61.2966 | 61.0076 | 61.4468 | 67.0733 | 77.437
CSAPR- SO2 Annual- MO | 277 | 6380 | Rate Constraint in MTons | FALSE | L | Annual | Fuel Consumed | TBtu | 0 | 798.8556 | 823.888 | 816.6621 | 834.6165 | 844.8349 | 907.4577
CSAPR- SO2 Annual- MO | 277 | 6380 | Rate Constraint in MTons | FALSE | L | Annual | Rate | lb/MMBtu | 0 | 0.14932 | 0.1488 | 0.14941 | 0.14725 | 0.15878 | 0.17067
CSAPR- SO2 Annual- MO | 277 | 6380 | Rate Constraint in MTons | FALSE | L | Annual | Generation | TWh | 0 | 78.4025 | 80.8914 | 80.215 | 82.0208 | 84.9151 | 94.8523
CSAPR- SO2 Annual- MO | 277 | 6380 | Rate Constraint in MTons | FALSE | L | Annual | Qualifying Generation | TWh | 0 | 78.4025 | 80.8914 | 80.215 | 82.0208 | 84.9151 | 94.8523
CSAPR- SO2 Annual- MO | 277 | 6380 | Rate Constraint in MTons | FALSE | L | Annual | Rate | lb/MWh | 0 | 0.76072 | 0.75776 | 0.76055 | 0.74916 | 0.78989 | 0.8164
CSAPR- SO2 Annual- MO | 277 | 6380 | Rate Constraint in MTons | FALSE | L | Annual | Constraint Shadow Price | US2011$/Ton | 0 | 0 | 0 | 0 | 0 | 0 | 0
CSAPR- SO2 Annual- NC | 278 | 6384 | Rate Constraint in MTons | FALSE | L | Annual | Seasons Included | Seasons |  | Winter, Summer | Winter, Summer | Winter, Summer | Winter, Summer | Winter, Summer | Winter, Summer
CSAPR- SO2 Annual- NC | 278 | 6384 | Rate Constraint in MTons | FALSE | L | Annual | Standard | Thousand Tons | 0 | 67.9916 | 67.9916 | 67.9916 | 67.9916 | 67.9916 | 67.9916
CSAPR- SO2 Annual- NC | 278 | 6384 | Rate Constraint in MTons | FALSE | L | Annual | Standard SO2 | Thousand Tons | 0 | 67.9916 | 67.9916 | 67.9916 | 67.9916 | 67.9916 | 67.9916
CSAPR- SO2 Annual- NC | 278 | 6384 | Rate Constraint in MTons | FALSE | L | Annual | Emissions at Affected Plants SO2 | Thousand Tons | 0 | 16.0365 | 15.3568 | 14.8366 | 16.0798 | 8.533 | 8.8451
CSAPR- SO2 Annual- NC | 278 | 6384 | Rate Constraint in MTons | FALSE | L | Annual | Allowances Purchased SO2 | Thousand Tons | 0 | 0 | 0 | 0 | 0 | 0 | 0
CSAPR- SO2 Annual- NC | 278 | 6384 | Rate Constraint in MTons | FALSE | L | Annual | Allowances Sold SO2 | Thousand Tons | 0 | 0 | 0 | 0 | 0 | 0 | 0
CSAPR- SO2 Annual- NC | 278 | 6384 | Rate Constraint in MTons | FALSE | L | Annual | Allowances Banked | Thousand Tons | 0 | 0 | 0 | 0 | 0 | 0 | 0
CSAPR- SO2 Annual- NC | 278 | 6384 | Rate Constraint in MTons | FALSE | L | Annual | Allowances Withdrawn (1:1) | Thousand Tons | 0 | 0 | 0 | 0 | 0 | 0 | 0
CSAPR- SO2 Annual- NC | 278 | 6384 | Rate Constraint in MTons | FALSE | L | Annual | Allowances Withdrawn (n:1) | Thousand Tons | 0 | 0 | 0 | 0 | 0 | 0 | 0
CSAPR- SO2 Annual- NC | 278 | 6384 | Rate Constraint in MTons | FALSE | L | Annual | Net Emissions Allowance Position | Thousand Tons | 0 | 16.0365 | 15.3568 | 14.8366 | 16.0798 | 8.533 | 8.8451
CSAPR- SO2 Annual- NC | 278 | 6384 | Rate Constraint in MTons | FALSE | L | Annual | Fuel Consumed | TBtu | 0 | 674.1645 | 580.5445 | 594.5593 | 580.0476 | 572.4344 | 805.3818
CSAPR- SO2 Annual- NC | 278 | 6384 | Rate Constraint in MTons | FALSE | L | Annual | Rate | lb/MMBtu | 0 | 0.047574 | 0.052905 | 0.049908 | 0.055443 | 0.029813 | 0.021965
CSAPR- SO2 Annual- NC | 278 | 6384 | Rate Constraint in MTons | FALSE | L | Annual | Generation | TWh | 0 | 79.3091 | 69.0941 | 73.4747 | 71.5782 | 78.328 | 114.8061
CSAPR- SO2 Annual- NC | 278 | 6384 | Rate Constraint in MTons | FALSE | L | Annual | Qualifying Generation | TWh | 0 | 79.3091 | 69.0941 | 73.4747 | 71.5782 | 78.328 | 114.8061
CSAPR- SO2 Annual- NC | 278 | 6384 | Rate Constraint in MTons | FALSE | L | Annual | Rate | lb/MWh | 0 | 0.2022 | 0.22226 | 0.20193 | 0.22465 | 0.10894 | 0.077044
CSAPR- SO2 Annual- NC | 278 | 6384 | Rate Constraint in MTons | FALSE | L | Annual | Constraint Shadow Price | US2011$/Ton | 0 | 0 | 0 | 0 | 0 | 0 | 0
CSAPR- SO2 Annual- NE | 279 | 6381 | Rate Constraint in MTons | FALSE | L | Annual | Seasons Included | Seasons |  | Winter, Summer | Winter, Summer | Winter, Summer | Winter, Summer | Winter, Summer | Winter, Summer
CSAPR- SO2 Annual- NE | 279 | 6381 | Rate Constraint in MTons | FALSE | L | Annual | Standard | Thousand Tons | 0 | 80.4312 | 80.4312 | 80.4312 | 80.4312 | 80.4312 | 80.4312
CSAPR- SO2 Annual- NE | 279 | 6381 | Rate Constraint in MTons | FALSE | L | Annual | Standard SO2 | Thousand Tons | 0 | 80.4312 | 80.4312 | 80.4312 | 80.4312 | 80.4312 | 80.4312
CSAPR- SO2 Annual- NE | 279 | 6381 | Rate Constraint in MTons | FALSE | L | Annual | Emissions at Affected Plants SO2 | Thousand Tons | 0 | 23.993 | 23.9593 | 23.993 | 23.993 | 29.513 | 29.513
CSAPR- SO2 Annual- NE | 279 | 6381 | Rate Constraint in MTons | FALSE | L | Annual | Allowances Purchased SO2 | Thousand Tons | 0 | 0 | 0 | 0 | 0 | 0 | 0
CSAPR- SO2 Annual- NE | 279 | 6381 | Rate Constraint in MTons | FALSE | L | Annual | Allowances Sold SO2 | Thousand Tons | 0 | 0 | 0 | 0 | 0 | 0 | 0
CSAPR- SO2 Annual- NE | 279 | 6381 | Rate Constraint in MTons | FALSE | L | Annual | Allowances Banked | Thousand Tons | 0 | 0 | 0 | 0 | 0 | 0 | 0
CSAPR- SO2 Annual- NE | 279 | 6381 | Rate Constraint in MTons | FALSE | L | Annual | Allowances Withdrawn (1:1) | Thousand Tons | 0 | 0 | 0 | 0 | 0 | 0 | 0
CSAPR- SO2 Annual- NE | 279 | 6381 | Rate Constraint in MTons | FALSE | L | Annual | Allowances Withdrawn (n:1) | Thousand Tons | 0 | 0 | 0 | 0 | 0 | 0 | 0
CSAPR- SO2 Annual- NE | 279 | 6381 | Rate Constraint in MTons | FALSE | L | Annual | Net Emissions Allowance Position | Thousand Tons | 0 | 23.993 | 23.9593 | 23.993 | 23.993 | 29.513 | 29.513
CSAPR- SO2 Annual- NE | 279 | 6381 | Rate Constraint in MTons | FALSE | L | Annual | Fuel Consumed | TBtu | 0 | 316.6349 | 316.5768 | 319.2732 | 320.3568 | 353.3825 | 356.7157
CSAPR- SO2 Annual- NE | 279 | 6381 | Rate Constraint in MTons | FALSE | L | Annual | Rate | lb/MMBtu | 0 | 0.15155 | 0.15137 | 0.1503 | 0.14979 | 0.16703 | 0.16547
CSAPR- SO2 Annual- NE | 279 | 6381 | Rate Constraint in MTons | FALSE | L | Annual | Generation | TWh | 0 | 30.0479 | 30.0469 | 30.3634 | 30.4679 | 35.5647 | 36.1491
CSAPR- SO2 Annual- NE | 279 | 6381 | Rate Constraint in MTons | FALSE | L | Annual | Qualifying Generation | TWh | 0 | 30.0479 | 30.0469 | 30.3634 | 30.4679 | 35.5647 | 36.1491
CSAPR- SO2 Annual- NE | 279 | 6381 | Rate Constraint in MTons | FALSE | L | Annual | Rate | lb/MWh | 0 | 0.79849 | 0.7974 | 0.79019 | 0.78748 | 0.82984 | 0.81642
CSAPR- SO2 Annual- NE | 279 | 6381 | Rate Constraint in MTons | FALSE | L | Annual | Constraint Shadow Price | US2011$/Ton | 0 | 0 | 0 | 0 | 0 | 0 | 0
CSAPR- SO2 Annual- NJ | 280 | 6382 | Rate Constraint in MTons | FALSE | L | Annual | Seasons Included | Seasons |  | Winter, Summer | Winter, Summer | Winter, Summer | Winter, Summer | Winter, Summer | Winter, Summer
CSAPR- SO2 Annual- NJ | 280 | 6382 | Rate Constraint in MTons | FALSE | L | Annual | Standard | Thousand Tons | 0 | 6.5773 | 6.5773 | 6.5773 | 6.5773 | 6.5773 | 6.5773
CSAPR- SO2 Annual- NJ | 280 | 6382 | Rate Constraint in MTons | FALSE | L | Annual | Standard SO2 | Thousand Tons | 0 | 6.5773 | 6.5773 | 6.5773 | 6.5773 | 6.5773 | 6.5773
CSAPR- SO2 Annual- NJ | 280 | 6382 | Rate Constraint in MTons | FALSE | L | Annual | Emissions at Affected Plants SO2 | Thousand Tons | 0 | 1.877 | 1.9014 | 1.3401 | 1.9014 | 0 | 0
CSAPR- SO2 Annual- NJ | 280 | 6382 | Rate Constraint in MTons | FALSE | L | Annual | Allowances Purchased SO2 | Thousand Tons | 0 | 0 | 0 | 0 | 0 | 0 | 0
CSAPR- SO2 Annual- NJ | 280 | 6382 | Rate Constraint in MTons | FALSE | L | Annual | Allowances Sold SO2 | Thousand Tons | 0 | 0 | 0 | 0 | 0 | 0 | 0
CSAPR- SO2 Annual- NJ | 280 | 6382 | Rate Constraint in MTons | FALSE | L | Annual | Allowances Banked | Thousand Tons | 0 | 0 | 0 | 0 | 0 | 0 | 0
CSAPR- SO2 Annual- NJ | 280 | 6382 | Rate Constraint in MTons | FALSE | L | Annual | Allowances Withdrawn (1:1) | Thousand Tons | 0 | 0 | 0 | 0 | 0 | 0 | 0
CSAPR- SO2 Annual- NJ | 280 | 6382 | Rate Constraint in MTons | FALSE | L | Annual | Allowances Withdrawn (n:1) | Thousand Tons | 0 | 0 | 0 | 0 | 0 | 0 | 0
CSAPR- SO2 Annual- NJ | 280 | 6382 | Rate Constraint in MTons | FALSE | L | Annual | Net Emissions Allowance Position | Thousand Tons | 0 | 1.877 | 1.9014 | 1.3401 | 1.9014 | 0 | 0
CSAPR- SO2 Annual- NJ | 280 | 6382 | Rate Constraint in MTons | FALSE | L | Annual | Fuel Consumed | TBtu | 0 | 328.9905 | 314.3705 | 307.7394 | 283.5574 | 398.1585 | 553.4633
CSAPR- SO2 Annual- NJ | 280 | 6382 | Rate Constraint in MTons | FALSE | L | Annual | Rate | lb/MMBtu | 0 | 0.011411 | 0.012096 | 0.0087095 | 0.013411 | 0 | 0
CSAPR- SO2 Annual- NJ | 280 | 6382 | Rate Constraint in MTons | FALSE | L | Annual | Generation | TWh | 0 | 45.0363 | 43.1341 | 42.5002 | 38.9355 | 58.2461 | 82.3436
CSAPR- SO2 Annual- NJ | 280 | 6382 | Rate Constraint in MTons | FALSE | L | Annual | Qualifying Generation | TWh | 0 | 45.0363 | 43.1341 | 42.5002 | 38.9355 | 58.2461 | 82.3436
CSAPR- SO2 Annual- NJ | 280 | 6382 | Rate Constraint in MTons | FALSE | L | Annual | Rate | lb/MWh | 0 | 0.041677 | 0.04408 | 0.031532 | 0.048834 | 0 | 0
CSAPR- SO2 Annual- NJ | 280 | 6382 | Rate Constraint in MTons | FALSE | L | Annual | Constraint Shadow Price | US2011$/Ton | 0 | 0 | 0 | 0 | 0 | 0 | 0
CSAPR- SO2 Annual- NY | 281 | 6383 | Rate Constraint in MTons | FALSE | L | Annual | Seasons Included | Seasons |  | Winter, Summer | Winter, Summer | Winter, Summer | Winter, Summer | Winter, Summer | Winter, Summer
CSAPR- SO2 Annual- NY | 281 | 6383 | Rate Constraint in MTons | FALSE | L | Annual | Standard | Thousand Tons | 0 | 32.5161 | 32.5161 | 32.5161 | 32.5161 | 32.5161 | 32.5161
CSAPR- SO2 Annual- NY | 281 | 6383 | Rate Constraint in MTons | FALSE | L | Annual | Standard SO2 | Thousand Tons | 0 | 32.5161 | 32.5161 | 32.5161 | 32.5161 | 32.5161 | 32.5161
CSAPR- SO2 Annual- NY | 281 | 6383 | Rate Constraint in MTons | FALSE | L | Annual | Emissions at Affected Plants SO2 | Thousand Tons | 0 | 0 | 0 | 0 | 0 | 0 | 0
CSAPR- SO2 Annual- NY | 281 | 6383 | Rate Constraint in MTons | FALSE | L | Annual | Allowances Purchased SO2 | Thousand Tons | 0 | 0 | 0 | 0 | 0 | 0 | 0
CSAPR- SO2 Annual- NY | 281 | 6383 | Rate Constraint in MTons | FALSE | L | Annual | Allowances Sold SO2 | Thousand Tons | 0 | 0 | 0 | 0 | 0 | 0 | 0
CSAPR- SO2 Annual- NY | 281 | 6383 | Rate Constraint in MTons | FALSE | L | Annual | Allowances Banked | Thousand Tons | 0 | 0 | 0 | 0 | 0 | 0 | 0
CSAPR- SO2 Annual- NY | 281 | 6383 | Rate Constraint in MTons | FALSE | L | Annual | Allowances Withdrawn (1:1) | Thousand Tons | 0 | 0 | 0 | 0 | 0 | 0 | 0
CSAPR- SO2 Annual- NY | 281 | 6383 | Rate Constraint in MTons | FALSE | L | Annual | Allowances Withdrawn (n:1) | Thousand Tons | 0 | 0 | 0 | 0 | 0 | 0 | 0
CSAPR- SO2 Annual- NY | 281 | 6383 | Rate Constraint in MTons | FALSE | L | Annual | Net Emissions Allowance Position | Thousand Tons | 0 | 0 | 0 | 0 | 0 | 0 | 0
CSAPR- SO2 Annual- NY | 281 | 6383 | Rate Constraint in MTons | FALSE | L | Annual | Fuel Consumed | TBtu | 0 | 464.8915 | 451.0432 | 425.509 | 455.5708 | 670.5211 | 661.4726
CSAPR- SO2 Annual- NY | 281 | 6383 | Rate Constraint in MTons | FALSE | L | Annual | Rate | lb/MMBtu | 0 | 0 | 0 | 0 | 0 | 0 | 0
CSAPR- SO2 Annual- NY | 281 | 6383 | Rate Constraint in MTons | FALSE | L | Annual | Generation | TWh | 0 | 59.3714 | 58.0679 | 55.4247 | 62.1178 | 97.2287 | 96.9666
CSAPR- SO2 Annual- NY | 281 | 6383 | Rate Constraint in MTons | FALSE | L | Annual | Qualifying Generation | TWh | 0 | 59.3714 | 58.0679 | 55.4247 | 62.1178 | 97.2287 | 96.9666
CSAPR- SO2 Annual- NY | 281 | 6383 | Rate Constraint in MTons | FALSE | L | Annual | Rate | lb/MWh | 0 | 0 | 0 | 0 | 0 | 0 | 0
CSAPR- SO2 Annual- NY | 281 | 6383 | Rate Constraint in MTons | FALSE | L | Annual | Constraint Shadow Price | US2011$/Ton | 0 | 0 | 0 | 0 | 0 | 0 | 0
CSAPR- SO2 Annual- OH | 282 | 6385 | Rate Constraint in MTons | FALSE | L | Annual | Seasons Included | Seasons |  | Winter, Summer | Winter, Summer | Winter, Summer | Winter, Summer | Winter, Summer | Winter, Summer
CSAPR- SO2 Annual- OH | 282 | 6385 | Rate Constraint in MTons | FALSE | L | Annual | Standard | Thousand Tons | 0 | 167.8432 | 167.8432 | 167.8432 | 167.8432 | 167.8432 | 167.8432
CSAPR- SO2 Annual- OH | 282 | 6385 | Rate Constraint in MTons | FALSE | L | Annual | Standard SO2 | Thousand Tons | 0 | 167.8432 | 167.8432 | 167.8432 | 167.8432 | 167.8432 | 167.8432
CSAPR- SO2 Annual- OH | 282 | 6385 | Rate Constraint in MTons | FALSE | L | Annual | Emissions at Affected Plants SO2 | Thousand Tons | 0 | 81.3385 | 79.7411 | 74.3919 | 78.0516 | 70.7082 | 72.6824
CSAPR- SO2 Annual- OH | 282 | 6385 | Rate Constraint in MTons | FALSE | L | Annual | Allowances Purchased SO2 | Thousand Tons | 0 | 0 | 0 | 0 | 0 | 0 | 0
CSAPR- SO2 Annual- OH | 282 | 6385 | Rate Constraint in MTons | FALSE | L | Annual | Allowances Sold SO2 | Thousand Tons | 0 | 0 | 0 | 0 | 0 | 0 | 0
CSAPR- SO2 Annual- OH | 282 | 6385 | Rate Constraint in MTons | FALSE | L | Annual | Allowances Banked | Thousand Tons | 0 | 0 | 0 | 0 | 0 | 0 | 0
CSAPR- SO2 Annual- OH | 282 | 6385 | Rate Constraint in MTons | FALSE | L | Annual | Allowances Withdrawn (1:1) | Thousand Tons | 0 | 0 | 0 | 0 | 0 | 0 | 0
CSAPR- SO2 Annual- OH | 282 | 6385 | Rate Constraint in MTons | FALSE | L | Annual | Allowances Withdrawn (n:1) | Thousand Tons | 0 | 0 | 0 | 0 | 0 | 0 | 0
CSAPR- SO2 Annual- OH | 282 | 6385 | Rate Constraint in MTons | FALSE | L | Annual | Net Emissions Allowance Position | Thousand Tons | 0 | 81.3385 | 79.7411 | 74.3919 | 78.0516 | 70.7082 | 72.6824
CSAPR- SO2 Annual- OH | 282 | 6385 | Rate Constraint in MTons | FALSE | L | Annual | Fuel Consumed | TBtu | 0 | 1138.2856 | 1085.84 | 1103.2127 | 1180.7423 | 1456.9017 | 1678.164
CSAPR- SO2 Annual- OH | 282 | 6385 | Rate Constraint in MTons | FALSE | L | Annual | Rate | lb/MMBtu | 0 | 0.14291 | 0.14687 | 0.13486 | 0.13221 | 0.097067 | 0.086621
CSAPR- SO2 Annual- OH | 282 | 6385 | Rate Constraint in MTons | FALSE | L | Annual | Generation | TWh | 0 | 120.5704 | 113.5875 | 116.5406 | 129.6254 | 173.3677 | 209.4288
CSAPR- SO2 Annual- OH | 282 | 6385 | Rate Constraint in MTons | FALSE | L | Annual | Qualifying Generation | TWh | 0 | 120.5704 | 113.5875 | 116.5406 | 129.6254 | 173.3677 | 209.4288
CSAPR- SO2 Annual- OH | 282 | 6385 | Rate Constraint in MTons | FALSE | L | Annual | Rate | lb/MWh | 0 | 0.67461 | 0.70202 | 0.63834 | 0.60213 | 0.40785 | 0.34705
CSAPR- SO2 Annual- OH | 282 | 6385 | Rate Constraint in MTons | FALSE | L | Annual | Constraint Shadow Price | US2011$/Ton | 0 | 0 | 0 | 0 | 0 | 0 | 0
CSAPR- SO2 Annual- PA | 283 | 6386 | Rate Constraint in MTons | FALSE | L | Annual | Seasons Included | Seasons |  | Winter, Summer | Winter, Summer | Winter, Summer | Winter, Summer | Winter, Summer | Winter, Summer
CSAPR- SO2 Annual- PA | 283 | 6386 | Rate Constraint in MTons | FALSE | L | Annual | Standard | Thousand Tons | 0 | 132.1848 | 132.1848 | 132.1848 | 132.1848 | 132.1848 | 132.1848
CSAPR- SO2 Annual- PA | 283 | 6386 | Rate Constraint in MTons | FALSE | L | Annual | Standard SO2 | Thousand Tons | 0 | 132.1848 | 132.1848 | 132.1848 | 132.1848 | 132.1848 | 132.1848
CSAPR- SO2 Annual- PA | 283 | 6386 | Rate Constraint in MTons | FALSE | L | Annual | Emissions at Affected Plants SO2 | Thousand Tons | 0 | 53.4403 | 53.9104 | 51.2716 | 52.0136 | 49.3482 | 52.5864
CSAPR- SO2 Annual- PA | 283 | 6386 | Rate Constraint in MTons | FALSE | L | Annual | Allowances Purchased SO2 | Thousand Tons | 0 | 0 | 0 | 0 | 0 | 0 | 0
CSAPR- SO2 Annual- PA | 283 | 6386 | Rate Constraint in MTons | FALSE | L | Annual | Allowances Sold SO2 | Thousand Tons | 0 | 0 | 0 | 0 | 0 | 0 | 0
CSAPR- SO2 Annual- PA | 283 | 6386 | Rate Constraint in MTons | FALSE | L | Annual | Allowances Banked | Thousand Tons | 0 | 0 | 0 | 0 | 0 | 0 | 0
CSAPR- SO2 Annual- PA | 283 | 6386 | Rate Constraint in MTons | FALSE | L | Annual | Allowances Withdrawn (1:1) | Thousand Tons | 0 | 0 | 0 | 0 | 0 | 0 | 0
CSAPR- SO2 Annual- PA | 283 | 6386 | Rate Constraint in MTons | FALSE | L | Annual | Allowances Withdrawn (n:1) | Thousand Tons | 0 | 0 | 0 | 0 | 0 | 0 | 0
CSAPR- SO2 Annual- PA | 283 | 6386 | Rate Constraint in MTons | FALSE | L | Annual | Net Emissions Allowance Position | Thousand Tons | 0 | 53.4403 | 53.9104 | 51.2716 | 52.0136 | 49.3482 | 52.5864
CSAPR- SO2 Annual- PA | 283 | 6386 | Rate Constraint in MTons | FALSE | L | Annual | Fuel Consumed | TBtu | 0 | 1222.501 | 1222.7121 | 1221.512 | 1168.6055 | 1366.3838 | 1672.9175
CSAPR- SO2 Annual- PA | 283 | 6386 | Rate Constraint in MTons | FALSE | L | Annual | Rate | lb/MMBtu | 0 | 0.087428 | 0.088182 | 0.083948 | 0.089018 | 0.072232 | 0.062868
CSAPR- SO2 Annual- PA | 283 | 6386 | Rate Constraint in MTons | FALSE | L | Annual | Generation | TWh | 0 | 139.9709 | 139.7453 | 140.1964 | 133.3742 | 166.9001 | 215.5525
CSAPR- SO2 Annual- PA | 283 | 6386 | Rate Constraint in MTons | FALSE | L | Annual | Qualifying Generation | TWh | 0 | 139.9709 | 139.7453 | 140.1964 | 133.3742 | 166.9001 | 215.5525
CSAPR- SO2 Annual- PA | 283 | 6386 | Rate Constraint in MTons | FALSE | L | Annual | Rate | lb/MWh | 0 | 0.3818 | 0.38578 | 0.36571 | 0.38998 | 0.29568 | 0.24396
CSAPR- SO2 Annual- PA | 283 | 6386 | Rate Constraint in MTons | FALSE | L | Annual | Constraint Shadow Price | US2011$/Ton | 0 | 0 | 0 | 0 | 0 | 0 | 0
CSAPR- SO2 Annual- SC | 284 | 6387 | Rate Constraint in MTons | FALSE | L | Annual | Seasons Included | Seasons |  | Winter, Summer | Winter, Summer | Winter, Summer | Winter, Summer | Winter, Summer | Winter, Summer
CSAPR- SO2 Annual- SC | 284 | 6387 | Rate Constraint in MTons | FALSE | L | Annual | Standard | Thousand Tons | 0 | 114.0269 | 114.0269 | 114.0269 | 114.0269 | 114.0269 | 114.0269
CSAPR- SO2 Annual- SC | 284 | 6387 | Rate Constraint in MTons | FALSE | L | Annual | Standard SO2 | Thousand Tons | 0 | 114.0269 | 114.0269 | 114.0269 | 114.0269 | 114.0269 | 114.0269
CSAPR- SO2 Annual- SC | 284 | 6387 | Rate Constraint in MTons | FALSE | L | Annual | Emissions at Affected Plants SO2 | Thousand Tons | 0 | 23.4418 | 25.993 | 21.3275 | 26.9543 | 15.7732 | 15.7732
CSAPR- SO2 Annual- SC | 284 | 6387 | Rate Constraint in MTons | FALSE | L | Annual | Allowances Purchased SO2 | Thousand Tons | 0 | 0 | 0 | 0 | 0 | 0 | 0
CSAPR- SO2 Annual- SC | 284 | 6387 | Rate Constraint in MTons | FALSE | L | Annual | Allowances Sold SO2 | Thousand Tons | 0 | 0 | 0 | 0 | 0 | 0 | 0
CSAPR- SO2 Annual- SC | 284 | 6387 | Rate Constraint in MTons | FALSE | L | Annual | Allowances Banked | Thousand Tons | 0 | 0 | 0 | 0 | 0 | 0 | 0
CSAPR- SO2 Annual- SC | 284 | 6387 | Rate Constraint in MTons | FALSE | L | Annual | Allowances Withdrawn (1:1) | Thousand Tons | 0 | 0 | 0 | 0 | 0 | 0 | 0
CSAPR- SO2 Annual- SC | 284 | 6387 | Rate Constraint in MTons | FALSE | L | Annual | Allowances Withdrawn (n:1) | Thousand Tons | 0 | 0 | 0 | 0 | 0 | 0 | 0
CSAPR- SO2 Annual- SC | 284 | 6387 | Rate Constraint in MTons | FALSE | L | Annual | Net Emissions Allowance Position | Thousand Tons | 0 | 23.4418 | 25.993 | 21.3275 | 26.9543 | 15.7732 | 15.7732
CSAPR- SO2 Annual- SC | 284 | 6387 | Rate Constraint in MTons | FALSE | L | Annual | Fuel Consumed | TBtu | 0 | 395.7484 | 342.0932 | 349.2429 | 448.962 | 472.5996 | 689.9608
CSAPR- SO2 Annual- SC | 284 | 6387 | Rate Constraint in MTons | FALSE | L | Annual | Rate | lb/MMBtu | 0 | 0.11847 | 0.15196 | 0.12214 | 0.12007 | 0.066751 | 0.045722
CSAPR- SO2 Annual- SC | 284 | 6387 | Rate Constraint in MTons | FALSE | L | Annual | Generation | TWh | 0 | 43.7451 | 36.55 | 40.5029 | 53.6351 | 62.7363 | 96.5335
CSAPR- SO2 Annual- SC | 284 | 6387 | Rate Constraint in MTons | FALSE | L | Annual | Qualifying Generation | TWh | 0 | 43.7451 | 36.55 | 40.5029 | 53.6351 | 62.7363 | 96.5335
CSAPR- SO2 Annual- SC | 284 | 6387 | Rate Constraint in MTons | FALSE | L | Annual | Rate | lb/MWh | 0 | 0.53587 | 0.71116 | 0.52657 | 0.50255 | 0.25142 | 0.1634
CSAPR- SO2 Annual- SC | 284 | 6387 | Rate Constraint in MTons | FALSE | L | Annual | Constraint Shadow Price | US2011$/Ton | 0 | 0 | 0 | 0 | 0 | 0 | 0
CSAPR- SO2 Annual- TN | 285 | 6388 | Rate Constraint in MTons | FALSE | L | Annual | Seasons Included | Seasons |  | Winter, Summer | Winter, Summer | Winter, Summer | Winter, Summer | Winter, Summer | Winter, Summer
CSAPR- SO2 Annual- TN | 285 | 6388 | Rate Constraint in MTons | FALSE | L | Annual | Standard | Thousand Tons | 0 | 69.4229 | 69.4229 | 69.4229 | 69.4229 | 69.4229 | 69.4229
CSAPR- SO2 Annual- TN | 285 | 6388 | Rate Constraint in MTons | FALSE | L | Annual | Standard SO2 | Thousand Tons | 0 | 69.4229 | 69.4229 | 69.4229 | 69.4229 | 69.4229 | 69.4229
CSAPR- SO2 Annual- TN | 285 | 6388 | Rate Constraint in MTons | FALSE | L | Annual | Emissions at Affected Plants SO2 | Thousand Tons | 0 | 42.4037 | 42.4427 | 41.5853 | 42.3605 | 40.08 | 41.5705
CSAPR- SO2 Annual- TN | 285 | 6388 | Rate Constraint in MTons | FALSE | L | Annual | Allowances Purchased SO2 | Thousand Tons | 0 | 0 | 0 | 0 | 0 | 0 | 0
CSAPR- SO2 Annual- TN | 285 | 6388 | Rate Constraint in MTons | FALSE | L | Annual | Allowances Sold SO2 | Thousand Tons | 0 | 0 | 0 | 0 | 0 | 0 | 0
CSAPR- SO2 Annual- TN | 285 | 6388 | Rate Constraint in MTons | FALSE | L | Annual | Allowances Banked | Thousand Tons | 0 | 0 | 0 | 0 | 0 | 0 | 0
CSAPR- SO2 Annual- TN | 285 | 6388 | Rate Constraint in MTons | FALSE | L | Annual | Allowances Withdrawn (1:1) | Thousand Tons | 0 | 0 | 0 | 0 | 0 | 0 | 0
CSAPR- SO2 Annual- TN | 285 | 6388 | Rate Constraint in MTons | FALSE | L | Annual | Allowances Withdrawn (n:1) | Thousand Tons | 0 | 0 | 0 | 0 | 0 | 0 | 0
CSAPR- SO2 Annual- TN | 285 | 6388 | Rate Constraint in MTons | FALSE | L | Annual | Net Emissions Allowance Position | Thousand Tons | 0 | 42.4037 | 42.4427 | 41.5853 | 42.3605 | 40.08 | 41.5705
CSAPR- SO2 Annual- TN | 285 | 6388 | Rate Constraint in MTons | FALSE | L | Annual | Fuel Consumed | TBtu | 0 | 480.922 | 468.7824 | 547.3926 | 602.3937 | 709.4571 | 708.8789
CSAPR- SO2 Annual- TN | 285 | 6388 | Rate Constraint in MTons | FALSE | L | Annual | Rate | lb/MMBtu | 0 | 0.17634 | 0.18108 | 0.15194 | 0.14064 | 0.11299 | 0.11729
CSAPR- SO2 Annual- TN | 285 | 6388 | Rate Constraint in MTons | FALSE | L | Annual | Generation | TWh | 0 | 50.4221 | 49.2297 | 61.667 | 70.4832 | 87.2022 | 87.153
CSAPR- SO2 Annual- TN | 285 | 6388 | Rate Constraint in MTons | FALSE | L | Annual | Qualifying Generation | TWh | 0 | 50.4221 | 49.2297 | 61.667 | 70.4832 | 87.2022 | 87.153
CSAPR- SO2 Annual- TN | 285 | 6388 | Rate Constraint in MTons | FALSE | L | Annual | Rate | lb/MWh | 0 | 0.84097 | 0.86214 | 0.67435 | 0.601 | 0.45962 | 0.47698
CSAPR- SO2 Annual- TN | 285 | 6388 | Rate Constraint in MTons | FALSE | L | Annual | Constraint Shadow Price | US2011$/Ton | 0 | 0 | 0 | 0 | 0 | 0 | 0
CSAPR- SO2 Annual- TX | 286 | 6389 | Rate Constraint in MTons | FALSE | L | Annual | Seasons Included | Seasons |  | Winter, Summer | Winter, Summer | Winter, Summer | Winter, Summer | Winter, Summer | Winter, Summer
CSAPR- SO2 Annual- TX | 286 | 6389 | Rate Constraint in MTons | FALSE | L | Annual | Standard | Thousand Tons | 0 | 347.4758 | 347.4758 | 347.4758 | 347.4758 | 347.4758 | 347.4758
CSAPR- SO2 Annual- TX | 286 | 6389 | Rate Constraint in MTons | FALSE | L | Annual | Standard SO2 | Thousand Tons | 0 | 347.4758 | 347.4758 | 347.4758 | 347.4758 | 347.4758 | 347.4758
CSAPR- SO2 Annual- TX | 286 | 6389 | Rate Constraint in MTons | FALSE | L | Annual | Emissions at Affected Plants SO2 | Thousand Tons | 0 | 122.2352 | 135.4207 | 133.6499 | 140.9217 | 99.0617 | 91.0889
CSAPR- SO2 Annual- TX | 286 | 6389 | Rate Constraint in MTons | FALSE | L | Annual | Allowances Purchased SO2 | Thousand Tons | 0 | 0 | 0 | 0 | 0 | 0 | 0
CSAPR- SO2 Annual- TX | 286 | 6389 | Rate Constraint in MTons | FALSE | L | Annual | Allowances Sold SO2 | Thousand Tons | 0 | 0 | 0 | 0 | 0 | 0 | 0
CSAPR- SO2 Annual- TX | 286 | 6389 | Rate Constraint in MTons | FALSE | L | Annual | Allowances Banked | Thousand Tons | 0 | 0 | 0 | 0 | 0 | 0 | 0
CSAPR- SO2 Annual- TX | 286 | 6389 | Rate Constraint in MTons | FALSE | L | Annual | Allowances Withdrawn (1:1) | Thousand Tons | 0 | 0 | 0 | 0 | 0 | 0 | 0
CSAPR- SO2 Annual- TX | 286 | 6389 | Rate Constraint in MTons | FALSE | L | Annual | Allowances Withdrawn (n:1) | Thousand Tons | 0 | 0 | 0 | 0 | 0 | 0 | 0
CSAPR- SO2 Annual- TX | 286 | 6389 | Rate Constraint in MTons | FALSE | L | Annual | Net Emissions Allowance Position | Thousand Tons | 0 | 122.2352 | 135.4207 | 133.6499 | 140.9217 | 99.0617 | 91.0889
CSAPR- SO2 Annual- TX | 286 | 6389 | Rate Constraint in MTons | FALSE | L | Annual | Fuel Consumed | TBtu | 0 | 2727.8096 | 2856.7152 | 2931.5701 | 3070.1081 | 2513.567 | 2959.1407
CSAPR- SO2 Annual- TX | 286 | 6389 | Rate Constraint in MTons | FALSE | L | Annual | Rate | lb/MMBtu | 0 | 0.089621 | 0.094809 | 0.09118 | 0.091802 | 0.078822 | 0.061564
CSAPR- SO2 Annual- TX | 286 | 6389 | Rate Constraint in MTons | FALSE | L | Annual | Generation | TWh | 0 | 312.892 | 325.4671 | 339.531 | 359.9639 | 303.2173 | 379.5421
CSAPR- SO2 Annual- TX | 286 | 6389 | Rate Constraint in MTons | FALSE | L | Annual | Qualifying Generation | TWh | 0 | 312.892 | 325.4671 | 339.531 | 359.9639 | 303.2173 | 379.5421
CSAPR- SO2 Annual- TX | 286 | 6389 | Rate Constraint in MTons | FALSE | L | Annual | Rate | lb/MWh | 0 | 0.39066 | 0.41608 | 0.39363 | 0.39149 | 0.3267 | 0.24
CSAPR- SO2 Annual- TX | 286 | 6389 | Rate Constraint in MTons | FALSE | L | Annual | Constraint Shadow Price | US2011$/Ton | 0 | 0 | 0 | 0 | 0 | 0 | 0
CSAPR- SO2 Annual- VA | 287 | 6390 | Rate Constraint in MTons | FALSE | L | Annual | Seasons Included | Seasons |  | Winter, Summer | Winter, Summer | Winter, Summer | Winter, Summer | Winter, Summer | Winter, Summer
CSAPR- SO2 Annual- VA | 287 | 6390 | Rate Constraint in MTons | FALSE | L | Annual | Standard | Thousand Tons | 0 | 41.3673 | 41.3673 | 41.3673 | 41.3673 | 41.3673 | 41.3673
CSAPR- SO2 Annual- VA | 287 | 6390 | Rate Constraint in MTons | FALSE | L | Annual | Standard SO2 | Thousand Tons | 0 | 41.3673 | 41.3673 | 41.3673 | 41.3673 | 41.3673 | 41.3673
CSAPR- SO2 Annual- VA | 287 | 6390 | Rate Constraint in MTons | FALSE | L | Annual | Emissions at Affected Plants SO2 | Thousand Tons | 0 | 2.031 | 2.7952 | 1.559 | 2.5826 | 0.67997 | 0.63631
CSAPR- SO2 Annual- VA | 287 | 6390 | Rate Constraint in MTons | FALSE | L | Annual | Allowances Purchased SO2 | Thousand Tons | 0 | 0 | 0 | 0 | 0 | 0 | 0
CSAPR- SO2 Annual- VA | 287 | 6390 | Rate Constraint in MTons | FALSE | L | Annual | Allowances Sold SO2 | Thousand Tons | 0 | 0 | 0 | 0 | 0 | 0 | 0
CSAPR- SO2 Annual- VA | 287 | 6390 | Rate Constraint in MTons | FALSE | L | Annual | Allowances Banked | Thousand Tons | 0 | 0 | 0 | 0 | 0 | 0 | 0
CSAPR- SO2 Annual- VA | 287 | 6390 | Rate Constraint in MTons | FALSE | L | Annual | Allowances Withdrawn (1:1) | Thousand Tons | 0 | 0 | 0 | 0 | 0 | 0 | 0
CSAPR- SO2 Annual- VA | 287 | 6390 | Rate Constraint in MTons | FALSE | L | Annual | Allowances Withdrawn (n:1) | Thousand Tons | 0 | 0 | 0 | 0 | 0 | 0 | 0
CSAPR- SO2 Annual- VA | 287 | 6390 | Rate Constraint in MTons | FALSE | L | Annual | Net Emissions Allowance Position | Thousand Tons | 0 | 2.031 | 2.7952 | 1.559 | 2.5826 | 0.67997 | 0.63631
CSAPR- SO2 Annual- VA | 287 | 6390 | Rate Constraint in MTons | FALSE | L | Annual | Fuel Consumed | TBtu | 0 | 347.1582 | 377.3977 | 348.3913 | 347.7122 | 356.3574 | 354.1985
CSAPR- SO2 Annual- VA | 287 | 6390 | Rate Constraint in MTons | FALSE | L | Annual | Rate | lb/MMBtu | 0 | 0.011701 | 0.014813 | 0.0089496 | 0.014855 | 0.0038162 | 0.003593
CSAPR- SO2 Annual- VA | 287 | 6390 | Rate Constraint in MTons | FALSE | L | Annual | Generation | TWh | 0 | 47.0759 | 50.0154 | 47.4022 | 46.8594 | 51.3603 | 52.1135
CSAPR- SO2 Annual- VA | 287 | 6390 | Rate Constraint in MTons | FALSE | L | Annual | Qualifying Generation | TWh | 0 | 47.0759 | 50.0154 | 47.4022 | 46.8594 | 51.3603 | 52.1135
CSAPR- SO2 Annual- VA | 287 | 6390 | Rate Constraint in MTons | FALSE | L | Annual | Rate | lb/MWh | 0 | 0.043143 | 0.055887 | 0.032888 | 0.055114 | 0.013239 | 0.01221
CSAPR- SO2 Annual- VA | 287 | 6390 | Rate Constraint in MTons | FALSE | L | Annual | Constraint Shadow Price | US2011$/Ton | 0 | 0 | 0 | 0 | 0 | 0 | 0
CSAPR- SO2 Annual- WI | 288 | 6392 | Rate Constraint in MTons | FALSE | L | Annual | Seasons Included | Seasons |  | Winter, Summer | Winter, Summer | Winter, Summer | Winter, Summer | Winter, Summer | Winter, Summer
CSAPR- SO2 Annual- WI | 288 | 6392 | Rate Constraint in MTons | FALSE | L | Annual | Standard | Thousand Tons | 0 | 56.5019 | 56.5019 | 56.5019 | 56.5019 | 56.5019 | 56.5019
CSAPR- SO2 Annual- WI | 288 | 6392 | Rate Constraint in MTons | FALSE | L | Annual | Standard SO2 | Thousand Tons | 0 | 56.5019 | 56.5019 | 56.5019 | 56.5019 | 56.5019 | 56.5019
CSAPR- SO2 Annual- WI | 288 | 6392 | Rate Constraint in MTons | FALSE | L | Annual | Emissions at Affected Plants SO2 | Thousand Tons | 0 | 10.9654 | 11.4319 | 11.3398 | 11.5491 | 10.8308 | 10.594
CSAPR- SO2 Annual- WI | 288 | 6392 | Rate Constraint in MTons | FALSE | L | Annual | Allowances Purchased SO2 | Thousand Tons | 0 | 0 | 0 | 0 | 0 | 0 | 0
CSAPR- SO2 Annual- WI | 288 | 6392 | Rate Constraint in MTons | FALSE | L | Annual | Allowances Sold SO2 | Thousand Tons | 0 | 0 | 0 | 0 | 0 | 0 | 0
CSAPR- SO2 Annual- WI | 288 | 6392 | Rate Constraint in MTons | FALSE | L | Annual | Allowances Banked | Thousand Tons | 0 | 0 | 0 | 0 | 0 | 0 | 0
CSAPR- SO2 Annual- WI | 288 | 6392 | Rate Constraint in MTons | FALSE | L | Annual | Allowances Withdrawn (1:1) | Thousand Tons | 0 | 0 | 0 | 0 | 0 | 0 | 0
CSAPR- SO2 Annual- WI | 288 | 6392 | Rate Constraint in MTons | FALSE | L | Annual | Allowances Withdrawn (n:1) | Thousand Tons | 0 | 0 | 0 | 0 | 0 | 0 | 0
CSAPR- SO2 Annual- WI | 288 | 6392 | Rate Constraint in MTons | FALSE | L | Annual | Net Emissions Allowance Position | Thousand Tons | 0 | 10.9654 | 11.4319 | 11.3398 | 11.5491 | 10.8308 | 10.594
CSAPR- SO2 Annual- WI | 288 | 6392 | Rate Constraint in MTons | FALSE | L | Annual | Fuel Consumed | TBtu | 0 | 456.2699 | 463.2554 | 466.1901 | 475.6097 | 470.2662 | 473.5647
CSAPR- SO2 Annual- WI | 288 | 6392 | Rate Constraint in MTons | FALSE | L | Annual | Rate | lb/MMBtu | 0 | 0.048066 | 0.049354 | 0.048649 | 0.048565 | 0.046063 | 0.044741
CSAPR- SO2 Annual- WI | 288 | 6392 | Rate Constraint in MTons | FALSE | L | Annual | Generation | TWh | 0 | 46.0682 | 46.1464 | 46.6089 | 47.6111 | 47.9483 | 48.7802
CSAPR- SO2 Annual- WI | 288 | 6392 | Rate Constraint in MTons | FALSE | L | Annual | Qualifying Generation | TWh | 0 | 46.0682 | 46.1464 | 46.6089 | 47.6111 | 47.9483 | 48.7802
CSAPR- SO2 Annual- WI | 288 | 6392 | Rate Constraint in MTons | FALSE | L | Annual | Rate | lb/MWh | 0 | 0.23803 | 0.24773 | 0.2433 | 0.24257 | 0.22589 | 0.21718
CSAPR- SO2 Annual- WI | 288 | 6392 | Rate Constraint in MTons | FALSE | L | Annual | Constraint Shadow Price | US2011$/Ton | 0 | 0 | 0 | 0 | 0 | 0 | 0
CSAPR- SO2 Annual- WV | 289 | 6391 | Rate Constraint in MTons | FALSE | L | Annual | Seasons Included | Seasons |  | Winter, Summer | Winter, Summer | Winter, Summer | Winter, Summer | Winter, Summer | Winter, Summer
CSAPR- SO2 Annual- WV | 289 | 6391 | Rate Constraint in MTons | FALSE | L | Annual | Standard | Thousand Tons | 0 | 89.2882 | 89.2882 | 89.2882 | 89.2882 | 89.2882 | 89.2882
CSAPR- SO2 Annual- WV | 289 | 6391 | Rate Constraint in MTons | FALSE | L | Annual | Standard SO2 | Thousand Tons | 0 | 89.2882 | 89.2882 | 89.2882 | 89.2882 | 89.2882 | 89.2882
CSAPR- SO2 Annual- WV | 289 | 6391 | Rate Constraint in MTons | FALSE | L | Annual | Emissions at Affected Plants SO2 | Thousand Tons | 0 | 69.9746 | 70.9992 | 70.1286 | 69.0289 | 66.7488 | 65.7159
CSAPR- SO2 Annual- WV | 289 | 6391 | Rate Constraint in MTons | FALSE | L | Annual | Allowances Purchased SO2 | Thousand Tons | 0 | 0 | 0 | 0 | 0 | 0 | 0
CSAPR- SO2 Annual- WV | 289 | 6391 | Rate Constraint in MTons | FALSE | L | Annual | Allowances Sold SO2 | Thousand Tons | 0 | 0 | 0 | 0 | 0 | 0 | 0
CSAPR- SO2 Annual- WV | 289 | 6391 | Rate Constraint in MTons | FALSE | L | Annual | Allowances Banked | Thousand Tons | 0 | 0 | 0 | 0 | 0 | 0 | 0
CSAPR- SO2 Annual- WV | 289 | 6391 | Rate Constraint in MTons | FALSE | L | Annual | Allowances Withdrawn (1:1) | Thousand Tons | 0 | 0 | 0 | 0 | 0 | 0 | 0
CSAPR- SO2 Annual- WV | 289 | 6391 | Rate Constraint in MTons | FALSE | L | Annual | Allowances Withdrawn (n:1) | Thousand Tons | 0 | 0 | 0 | 0 | 0 | 0 | 0
CSAPR- SO2 Annual- WV | 289 | 6391 | Rate Constraint in MTons | FALSE | L | Annual | Net Emissions Allowance Position | Thousand Tons | 0 | 69.9746 | 70.9992 | 70.1286 | 69.0289 | 66.7488 | 65.7159
CSAPR- SO2 Annual- WV | 289 | 6391 | Rate Constraint in MTons | FALSE | L | Annual | Fuel Consumed | TBtu | 0 | 802.8906 | 801.2568 | 810.7947 | 869.9779 | 1061.238 | 1120.7954
CSAPR- SO2 Annual- WV | 289 | 6391 | Rate Constraint in MTons | FALSE | L | Annual | Rate | lb/MMBtu | 0 | 0.17431 | 0.17722 | 0.17299 | 0.15869 | 0.12579 | 0.11727
CSAPR- SO2 Annual- WV | 289 | 6391 | Rate Constraint in MTons | FALSE | L | Annual | Generation | TWh | 0 | 80.8949 | 80.7529 | 82.1362 | 91.3875 | 122.6445 | 132.9688
CSAPR- SO2 Annual- WV | 289 | 6391 | Rate Constraint in MTons | FALSE | L | Annual | Qualifying Generation | TWh | 0 | 80.8949 | 80.7529 | 82.1362 | 91.3875 | 122.6445 | 132.9688
CSAPR- SO2 Annual- WV | 289 | 6391 | Rate Constraint in MTons | FALSE | L | Annual | Rate | lb/MWh | 0 | 0.86501 | 0.87922 | 0.85381 | 0.75534 | 0.54425 | 0.49422
CSAPR- SO2 Annual- WV | 289 | 6391 | Rate Constraint in MTons | FALSE | L | Annual | Constraint Shadow Price | US2011$/Ton | 0 | 0 | 0 | 0 | 0 | 0 | 0
CT Fac. Spec. - MER Rate Annual v3.1 | 290 | 1767 | MACT Fuel Choice Floor in lbs/MMBtu | FALSE | L | Annual | Seasons Included | Seasons | Winter, Summer | Winter, Summer | Winter, Summer | Winter, Summer | Winter, Summer | Winter, Summer | Winter, Summer
CT Fac. Spec. - MER Rate Annual v3.1 | 290 | 1767 | MACT Fuel Choice Floor in lbs/MMBtu | FALSE | L | Annual | Emission Floor | lbs/MMBtu | 6e-07 | 6e-07 | 6e-07 | 6e-07 | 6e-07 | 6e-07 | 6e-07
CT Fac. Spec. - MER Rate Annual v3.1 | 290 | 1767 | MACT Fuel Choice Floor in lbs/MMBtu | FALSE | L | Annual | Emissions at Affected Plants MER | lbs | 0 | 0 | 0 | 0 | 0 | 0 | 0
CT Fac. Spec. - MER Rate Annual v3.1 | 290 | 1767 | MACT Fuel Choice Floor in lbs/MMBtu | FALSE | L | Annual | Allowances Purchased MER | lbs | 0 | 0 | 0 | 0 | 0 | 0 | 0
CT Fac. Spec. - MER Rate Annual v3.1 | 290 | 1767 | MACT Fuel Choice Floor in lbs/MMBtu | FALSE | L | Annual | Allowances Sold MER | lbs | 0 | 0 | 0 | 0 | 0 | 0 | 0
CT Fac. Spec. - MER Rate Annual v3.1 | 290 | 1767 | MACT Fuel Choice Floor in lbs/MMBtu | FALSE | L | Annual | Allowances Banked | lbs | 0 | 0 | 0 | 0 | 0 | 0 | 0
CT Fac. Spec. - MER Rate Annual v3.1 | 290 | 1767 | MACT Fuel Choice Floor in lbs/MMBtu | FALSE | L | Annual | Allowances Withdrawn (1:1) | lbs | 0 | 0 | 0 | 0 | 0 | 0 | 0
CT Fac. Spec. - MER Rate Annual v3.1 | 290 | 1767 | MACT Fuel Choice Floor in lbs/MMBtu | FALSE | L | Annual | Allowances Withdrawn (n:1) | lbs | 0 | 0 | 0 | 0 | 0 | 0 | 0
CT Fac. Spec. - MER Rate Annual v3.1 | 290 | 1767 | MACT Fuel Choice Floor in lbs/MMBtu | FALSE | L | Annual | Net Emissions Allowance Position | lbs | 0 | 0 | 0 | 0 | 0 | 0 | 0
CT Fac. Spec. - MER Rate Annual v3.1 | 290 | 1767 | MACT Fuel Choice Floor in lbs/MMBtu | FALSE | L | Annual | Fuel Consumed | TBtu | 0 | 0 | 0 | 0 | 0 | 0 | 0
CT Fac. Spec. - MER Rate Annual v3.1 | 290 | 1767 | MACT Fuel Choice Floor in lbs/MMBtu | FALSE | L | Annual | Rate | lb/MMBtu | 0 | 0 | 0 | 0 | 0 | 0 | 0
CT Fac. Spec. - MER Rate Annual v3.1 | 290 | 1767 | MACT Fuel Choice Floor in lbs/MMBtu | FALSE | L | Annual | Generation | TWh | 0 | 0 | 0 | 0 | 0 | 0 | 0
CT Fac. Spec. - MER Rate Annual v3.1 | 290 | 1767 | MACT Fuel Choice Floor in lbs/MMBtu | FALSE | L | Annual | Qualifying Generation | TWh | 0 | 0 | 0 | 0 | 0 | 0 | 0
CT Fac. Spec. - MER Rate Annual v3.1 | 290 | 1767 | MACT Fuel Choice Floor in lbs/MMBtu | FALSE | L | Annual | Constraint Shadow Price | US2011$/Lb | 0 | 0 | 0 | 0 | 0 | 0 | 0
CT Fac. Spec. - NOX Rate Winter v.4.10 Final, Unit 1155 and retrofits | 291 | 2270 | Rate Constraint in lbs/MMBtu | FALSE | L | Annual | Seasons Included | Seasons | Winter | Winter | Winter | Winter | Winter | Winter | Winter
CT Fac. Spec. - NOX Rate Winter v.4.10 Final, Unit 1155 and retrofits | 291 | 2270 | Rate Constraint in lbs/MMBtu | FALSE | L | Annual | Standard | lb/MMBtu | 0.15 | 0.15 | 0.15 | 0.15 | 0.15 | 0.15 | 0.15
CT Fac. Spec. - NOX Rate Winter v.4.10 Final, Unit 1155 and retrofits | 291 | 2270 | Rate Constraint in lbs/MMBtu | FALSE | L | Annual | Emissions at Affected Plants NOX | Thousand Tons | 0 | 0 | 0 | 0 | 0 | 0 | 0
CT Fac. Spec. - NOX Rate Winter v.4.10 Final, Unit 1155 and retrofits | 291 | 2270 | Rate Constraint in lbs/MMBtu | FALSE | L | Annual | Allowances Purchased NOX | Thousand Tons | 0 | 0 | 0 | 0 | 0 | 0 | 0
CT Fac. Spec. - NOX Rate Winter v.4.10 Final, Unit 1155 and retrofits | 291 | 2270 | Rate Constraint in lbs/MMBtu | FALSE | L | Annual | Allowances Sold NOX | Thousand Tons | 0 | 0 | 0 | 0 | 0 | 0 | 0
CT Fac. Spec. - NOX Rate Winter v.4.10 Final, Unit 1155 and retrofits | 291 | 2270 | Rate Constraint in lbs/MMBtu | FALSE | L | Annual | Allowances Banked | Thousand Tons | 0 | 0 | 0 | 0 | 0 | 0 | 0
CT Fac. Spec. - NOX Rate Winter v.4.10 Final, Unit 1155 and retrofits | 291 | 2270 | Rate Constraint in lbs/MMBtu | FALSE | L | Annual | Allowances Withdrawn (1:1) | Thousand Tons | 0 | 0 | 0 | 0 | 0 | 0 | 0
CT Fac. Spec. - NOX Rate Winter v.4.10 Final, Unit 1155 and retrofits | 291 | 2270 | Rate Constraint in lbs/MMBtu | FALSE | L | Annual | Allowances Withdrawn (n:1) | Thousand Tons | 0 | 0 | 0 | 0 | 0 | 0 | 0
CT Fac. Spec. - NOX Rate Winter v.4.10 Final, Unit 1155 and retrofits | 291 | 2270 | Rate Constraint in lbs/MMBtu | FALSE | L | Annual | Net Emissions Allowance Position | Thousand Tons | 0 | 0 | 0 | 0 | 0 | 0 | 0
CT Fac. Spec. - NOX Rate Winter v.4.10 Final, Unit 1155 and retrofits | 291 | 2270 | Rate Constraint in lbs/MMBtu | FALSE | L | Annual | Fuel Consumed | TBtu | 0 | 0 | 0 | 0 | 0 | 0 | 0
CT Fac. Spec. - NOX Rate Winter v.4.10 Final, Unit 1155 and retrofits | 291 | 2270 | Rate Constraint in lbs/MMBtu | FALSE | L | Annual | Rate | lb/MMBtu | 0 | 0 | 0 | 0 | 0 | 0 | 0
CT Fac. Spec. - NOX Rate Winter v.4.10 Final, Unit 1155 and retrofits | 291 | 2270 | Rate Constraint in lbs/MMBtu | FALSE | L | Annual | Generation | TWh | 0 | 0 | 0 | 0 | 0 | 0 | 0
CT Fac. Spec. - NOX Rate Winter v.4.10 Final, Unit 1155 and retrofits | 291 | 2270 | Rate Constraint in lbs/MMBtu | FALSE | L | Annual | Qualifying Generation | TWh | 0 | 0 | 0 | 0 | 0 | 0 | 0
CT Fac. Spec. - NOX Rate Winter v.4.10 Final, Unit 1155 and retrofits | 291 | 2270 | Rate Constraint in lbs/MMBtu | FALSE | L | Annual | Rate | lb/MWh | 0 | 0 | 0 | 0 | 0 | 0 | 0
CT Fac. Spec. - NOX Rate Winter v.4.10 Final, Unit 1155 and retrofits | 291 | 2270 | Rate Constraint in lbs/MMBtu | FALSE | L | Annual | Constraint Shadow Price | US2011$/Ton | 0 | 0 | 0 | 0 | 0 | 0 | 0
CT Fac. Spec. - NOX Rate Winter v.4.10 Final, Unit 1156 and retrofits | 292 | 2270 | Rate Constraint in lbs/MMBtu | FALSE | L | Annual | Seasons Included | Seasons | Winter | Winter | Winter | Winter | Winter | Winter | Winter
CT Fac. Spec. - NOX Rate Winter v.4.10 Final, Unit 1156 and retrofits | 292 | 2270 | Rate Constraint in lbs/MMBtu | FALSE | L | Annual | Standard | lb/MMBtu | 0.15 | 0.15 | 0.15 | 0.15 | 0.15 | 0.15 | 0.15
CT Fac. Spec. - NOX Rate Winter v.4.10 Final, Unit 1156 and retrofits | 292 | 2270 | Rate Constraint in lbs/MMBtu | FALSE | L | Annual | Emissions at Affected Plants NOX | Thousand Tons | 0 | 0 | 0 | 0 | 0 | 0 | 0
CT Fac. Spec. - NOX Rate Winter v.4.10 Final, Unit 1156 and retrofits | 292 | 2270 | Rate Constraint in lbs/MMBtu | FALSE | L | Annual | Allowances Purchased NOX | Thousand Tons | 0 | 0 | 0 | 0 | 0 | 0 | 0
CT Fac. Spec. - NOX Rate Winter v.4.10 Final, Unit 1156 and retrofits | 292 | 2270 | Rate Constraint in lbs/MMBtu | FALSE | L | Annual | Allowances Sold NOX | Thousand Tons | 0 | 0 | 0 | 0 | 0 | 0 | 0
CT Fac. Spec. - NOX Rate Winter v.4.10 Final, Unit 1156 and retrofits | 292 | 2270 | Rate Constraint in lbs/MMBtu | FALSE | L | Annual | Allowances Banked | Thousand Tons | 0 | 0 | 0 | 0 | 0 | 0 | 0
CT Fac. Spec. - NOX Rate Winter v.4.10 Final, Unit 1156 and retrofits | 292 | 2270 | Rate Constraint in lbs/MMBtu | FALSE | L | Annual | Allowances Withdrawn (1:1) | Thousand Tons | 0 | 0 | 0 | 0 | 0 | 0 | 0
CT Fac. Spec. - NOX Rate Winter v.4.10 Final, Unit 1156 and retrofits | 292 | 2270 | Rate Constraint in lbs/MMBtu | FALSE | L | Annual | Allowances Withdrawn (n:1) | Thousand Tons | 0 | 0 | 0 | 0 | 0 | 0 | 0
CT Fac. Spec. - NOX Rate Winter v.4.10 Final, Unit 1156 and retrofits | 292 | 2270 | Rate Constraint in lbs/MMBtu | FALSE | L | Annual | Net Emissions Allowance Position | Thousand Tons | 0 | 0 | 0 | 0 | 0 | 0 | 0
CT Fac. Spec. - NOX Rate Winter v.4.10 Final, Unit 1156 and retrofits | 292 | 2270 | Rate Constraint in lbs/MMBtu | FALSE | L | Annual | Fuel Consumed | TBtu | 0 | 0 | 0 | 0 | 0 | 0 | 0
CT Fac. Spec. - NOX Rate Winter v.4.10 Final, Unit 1156 and retrofits | 292 | 2270 | Rate Constraint in lbs/MMBtu | FALSE | L | Annual | Rate | lb/MMBtu | 0 | 0 | 0 | 0 | 0 | 0 | 0
CT Fac. Spec. - NOX Rate Winter v.4.10 Final, Unit 1156 and retrofits | 292 | 2270 | Rate Constraint in lbs/MMBtu | FALSE | L | Annual | Generation | TWh | 0 | 0 | 0 | 0 | 0 | 0 | 0
CT Fac. Spec. - NOX Rate Winter v.4.10 Final, Unit 1156 and retrofits | 292 | 2270 | Rate Constraint in lbs/MMBtu | FALSE | L | Annual | Qualifying Generation | TWh | 0 | 0 | 0 | 0 | 0 | 0 | 0
CT Fac. Spec. - NOX Rate Winter v.4.10 Final, Unit 1156 and retrofits | 292 | 2270 | Rate Constraint in lbs/MMBtu | FALSE | L | Annual | Rate | lb/MWh | 0 | 0 | 0 | 0 | 0 | 0 | 0
CT Fac. Spec. - NOX Rate Winter v.4.10 Final, Unit 1156 and retrofits | 292 | 2270 | Rate Constraint in lbs/MMBtu | FALSE | L | Annual | Constraint Shadow Price | US2011$/Ton | 0 | 0 | 0 | 0 | 0 | 0 | 0
CT Fac. Spec. - NOX Rate Winter v.4.10 Final, Unit 1157 and retrofits | 293 | 2270 | Rate Constraint in lbs/MMBtu | FALSE | L | Annual | Seasons Included | Seasons | Winter | Winter | Winter | Winter | Winter | Winter | Winter
CT Fac. Spec. - NOX Rate Winter v.4.10 Final, Unit 1157 and retrofits | 293 | 2270 | Rate Constraint in lbs/MMBtu | FALSE | L | Annual | Standard | lb/MMBtu | 0.15 | 0.15 | 0.15 | 0.15 | 0.15 | 0.15 | 0.15
CT Fac. Spec. - NOX Rate Winter v.4.10 Final, Unit 1157 and retrofits | 293 | 2270 | Rate Constraint in lbs/MMBtu | FALSE | L | Annual | Emissions at Affected Plants NOX | Thousand Tons | 0 | 0 | 0 | 0 | 0 | 0 | 0
CT Fac. Spec. - NOX Rate Winter v.4.10 Final, Unit 1157 and retrofits | 293 | 2270 | Rate Constraint in lbs/MMBtu | FALSE | L | Annual | Allowances Purchased NOX | Thousand Tons | 0 | 0 | 0 | 0 | 0 | 0 | 0
CT Fac. Spec. - NOX Rate Winter v.4.10 Final, Unit 1157 and retrofits | 293 | 2270 | Rate Constraint in lbs/MMBtu | FALSE | L | Annual | Allowances Sold NOX | Thousand Tons | 0 | 0 | 0 | 0 | 0 | 0 | 0
CT Fac. Spec. - NOX Rate Winter v.4.10 Final, Unit 1157 and retrofits | 293 | 2270 | Rate Constraint in lbs/MMBtu | FALSE | L | Annual | Allowances Banked | Thousand Tons | 0 | 0 | 0 | 0 | 0 | 0 | 0
CT Fac. Spec. - NOX Rate Winter v.4.10 Final, Unit 1157 and retrofits | 293 | 2270 | Rate Constraint in lbs/MMBtu | FALSE | L | Annual | Allowances Withdrawn (1:1) | Thousand Tons | 0 | 0 | 0 | 0 | 0 | 0 | 0
CT Fac. Spec. - NOX Rate Winter v.4.10 Final, Unit 1157 and retrofits | 293 | 2270 | Rate Constraint in lbs/MMBtu | FALSE | L | Annual | Allowances Withdrawn (n:1) | Thousand Tons | 0 | 0 | 0 | 0 | 0 | 0 | 0
CT Fac. Spec. - NOX Rate Winter v.4.10 Final, Unit 1157 and retrofits | 293 | 2270 | Rate Constraint in lbs/MMBtu | FALSE | L | Annual | Net Emissions Allowance Position | Thousand Tons | 0 | 0 | 0 | 0 | 0 | 0 | 0
CT Fac. Spec. - NOX Rate Winter v.4.10 Final, Unit 1157 and retrofits | 293 | 2270 | Rate Constraint in lbs/MMBtu | FALSE | L | Annual | Fuel Consumed | TBtu | 0 | 0 | 0 | 0 | 0 | 0 | 0
CT Fac. Spec. - NOX Rate Winter v.4.10 Final, Unit 1157 and retrofits | 293 | 2270 | Rate Constraint in lbs/MMBtu | FALSE | L | Annual | Rate | lb/MMBtu | 0 | 0 | 0 | 0 | 0 | 0 | 0
CT Fac. Spec. - NOX Rate Winter v.4.10 Final, Unit 1157 and retrofits | 293 | 2270 | Rate Constraint in lbs/MMBtu | FALSE | L | Annual | Generation | TWh | 0 | 0 | 0 | 0 | 0 | 0 | 0
CT Fac. Spec. - NOX Rate Winter v.4.10 Final, Unit 1157 and retrofits | 293 | 2270 | Rate Constraint in lbs/MMBtu | FALSE | L | Annual | Qualifying Generation | TWh | 0 | 0 | 0 | 0 | 0 | 0 | 0
CT Fac. Spec. - NOX Rate Winter v.4.10 Final, Unit 1157 and retrofits | 293 | 2270 | Rate Constraint in lbs/MMBtu | FALSE | L | Annual | Rate | lb/MWh | 0 | 0 | 0 | 0 | 0 | 0 | 0
CT Fac. Spec. - NOX Rate Winter v.4.10 Final, Unit 1157 and retrofits | 293 | 2270 | Rate Constraint in lbs/MMBtu | FALSE | L | Annual | Constraint Shadow Price | US2011$/Ton | 0 | 0 | 0 | 0 | 0 | 0 | 0
CT Fac. Spec. - NOX Rate Winter v.4.10 Final, Unit 1158 and retrofits | 294 | 2270 | Rate Constraint in lbs/MMBtu | FALSE | L | Annual | Seasons Included | Seasons | Winter | Winter | Winter | Winter | Winter | Winter | Winter
CT Fac. Spec. - NOX Rate Winter v.4.10 Final, Unit 1158 and retrofits | 294 | 2270 | Rate Constraint in lbs/MMBtu | FALSE | L | Annual | Standard | lb/MMBtu | 0.15 | 0.15 | 0.15 | 0.15 | 0.15 | 0.15 | 0.15
CT Fac. Spec. - NOX Rate Winter v.4.10 Final, Unit 1158 and retrofits | 294 | 2270 | Rate Constraint in lbs/MMBtu | FALSE | L | Annual | Emissions at Affected Plants NOX | Thousand Tons | 0 | 0 | 0 | 0 | 0 | 0 | 0
CT Fac. Spec. - NOX Rate Winter v.4.10 Final, Unit 1158 and retrofits | 294 | 2270 | Rate Constraint in lbs/MMBtu | FALSE | L | Annual | Allowances Purchased NOX | Thousand Tons | 0 | 0 | 0 | 0 | 0 | 0 | 0
CT Fac. Spec. - NOX Rate Winter v.4.10 Final, Unit 1158 and retrofits | 294 | 2270 | Rate Constraint in lbs/MMBtu | FALSE | L | Annual | Allowances Sold NOX | Thousand Tons | 0 | 0 | 0 | 0 | 0 | 0 | 0
CT Fac. Spec. - NOX Rate Winter v.4.10 Final, Unit 1158 and retrofits | 294 | 2270 | Rate Constraint in lbs/MMBtu | FALSE | L | Annual | Allowances Banked | Thousand Tons | 0 | 0 | 0 | 0 | 0 | 0 | 0
CT Fac. Spec. - NOX Rate Winter v.4.10 Final, Unit 1158 and retrofits | 294 | 2270 | Rate Constraint in lbs/MMBtu | FALSE | L | Annual | Allowances Withdrawn (1:1) | Thousand Tons | 0 | 0 | 0 | 0 | 0 | 0 | 0
CT Fac. Spec. - NOX Rate Winter v.4.10 Final, Unit 1158 and retrofits | 294 | 2270 | Rate Constraint in lbs/MMBtu | FALSE | L | Annual | Allowances Withdrawn (n:1) | Thousand Tons | 0 | 0 | 0 | 0 | 0 | 0 | 0
CT Fac. Spec. - NOX Rate Winter v.4.10 Final, Unit 1158 and retrofits | 294 | 2270 | Rate Constraint in lbs/MMBtu | FALSE | L | Annual | Net Emissions Allowance Position | Thousand Tons | 0 | 0 | 0 | 0 | 0 | 0 | 0
CT Fac. Spec. - NOX Rate Winter v.4.10 Final, Unit 1158 and retrofits | 294 | 2270 | Rate Constraint in lbs/MMBtu | FALSE | L | Annual | Fuel Consumed | TBtu | 0 | 0 | 0 | 0 | 0 | 0 | 0
CT Fac. Spec. - NOX Rate Winter v.4.10 Final, Unit 1158 and retrofits | 294 | 2270 | Rate Constraint in lbs/MMBtu | FALSE | L | Annual | Rate | lb/MMBtu | 0 | 0 | 0 | 0 | 0 | 0 | 0
CT Fac. Spec. - NOX Rate Winter v.4.10 Final, Unit 1158 and retrofits | 294 | 2270 | Rate Constraint in lbs/MMBtu | FALSE | L | Annual | Generation | TWh | 0 | 0 | 0 | 0 | 0 | 0 | 0
CT Fac. Spec. - NOX Rate Winter v.4.10 Final, Unit 1158 and retrofits | 294 | 2270 | Rate Constraint in lbs/MMBtu | FALSE | L | Annual | Qualifying Generation | TWh | 0 | 0 | 0 | 0 | 0 | 0 | 0
CT Fac. Spec. - NOX Rate Winter v.4.10 Final, Unit 1158 and retrofits | 294 | 2270 | Rate Constraint in lbs/MMBtu | FALSE | L | Annual | Rate | lb/MWh | 0 | 0 | 0 | 0 | 0 | 0 | 0
CT Fac. Spec. - NOX Rate Winter v.4.10 Final, Unit 1158 and retrofits | 294 | 2270 | Rate Constraint in lbs/MMBtu | FALSE | L | Annual | Constraint Shadow Price | US2011$/Ton | 0 | 0 | 0 | 0 | 0 | 0 | 0
CT Fac. Spec. - NOX Rate Winter v.4.10 Final, Unit 1159 and retrofits | 295 | 2270 | Rate Constraint in lbs/MMBtu | FALSE | L | Annual | Seasons Included | Seasons | Winter | Winter | Winter | Winter | Winter | Winter | Winter
CT Fac. Spec. - NOX Rate Winter v.4.10 Final, Unit 1159 and retrofits | 295 | 2270 | Rate Constraint in lbs/MMBtu | FALSE | L | Annual | Standard | lb/MMBtu | 0.15 | 0.15 | 0.15 | 0.15 | 0.15 | 0.15 | 0.15
CT Fac. Spec. - NOX Rate Winter v.4.10 Final, Unit 1159 and retrofits | 295 | 2270 | Rate Constraint in lbs/MMBtu | FALSE | L | Annual | Emissions at Affected Plants NOX | Thousand Tons | 0 | 0 | 0 | 0 | 0 | 0 | 0
CT Fac. Spec. - NOX Rate Winter v.4.10 Final, Unit 1159 and retrofits | 295 | 2270 | Rate Constraint in lbs/MMBtu | FALSE | L | Annual | Allowances Purchased NOX | Thousand Tons | 0 | 0 | 0 | 0 | 0 | 0 | 0
CT Fac. Spec. - NOX Rate Winter v.4.10 Final, Unit 1159 and retrofits | 295 | 2270 | Rate Constraint in lbs/MMBtu | FALSE | L | Annual | Allowances Sold NOX | Thousand Tons | 0 | 0 | 0 | 0 | 0 | 0 | 0
CT Fac. Spec. - NOX Rate Winter v.4.10 Final, Unit 1159 and retrofits | 295 | 2270 | Rate Constraint in lbs/MMBtu | FALSE | L | Annual | Allowances Banked | Thousand Tons | 0 | 0 | 0 | 0 | 0 | 0 | 0
CT Fac. Spec. - NOX Rate Winter v.4.10 Final, Unit 1159 and retrofits | 295 | 2270 | Rate Constraint in lbs/MMBtu | FALSE | L | Annual | Allowances Withdrawn (1:1) | Thousand Tons | 0 | 0 | 0 | 0 | 0 | 0 | 0
CT Fac. Spec. - NOX Rate Winter v.4.10 Final, Unit 1159 and retrofits | 295 | 2270 | Rate Constraint in lbs/MMBtu | FALSE | L | Annual | Allowances Withdrawn (n:1) | Thousand Tons | 0 | 0 | 0 | 0 | 0 | 0 | 0
CT Fac. Spec. - NOX Rate Winter v.4.10 Final, Unit 1159 and retrofits | 295 | 2270 | Rate Constraint in lbs/MMBtu | FALSE | L | Annual | Net Emissions Allowance Position | Thousand Tons | 0 | 0 | 0 | 0 | 0 | 0 | 0
CT Fac. Spec. - NOX Rate Winter v.4.10 Final, Unit 1159 and retrofits | 295 | 2270 | Rate Constraint in lbs/MMBtu | FALSE | L | Annual | Fuel Consumed | TBtu | 0 | 0 | 0 | 0 | 0 | 0 | 0
CT Fac. Spec. - NOX Rate Winter v.4.10 Final, Unit 1159 and retrofits | 295 | 2270 | Rate Constraint in lbs/MMBtu | FALSE | L | Annual | Rate | lb/MMBtu | 0 | 0 | 0 | 0 | 0 | 0 | 0
CT Fac. Spec. - NOX Rate Winter v.4.10 Final, Unit 1159 and retrofits | 295 | 2270 | Rate Constraint in lbs/MMBtu | FALSE | L | Annual | Generation | TWh | 0 | 0 | 0 | 0 | 0 | 0 | 0
CT Fac. Spec. - NOX Rate Winter v.4.10 Final, Unit 1159 and retrofits | 295 | 2270 | Rate Constraint in lbs/MMBtu | FALSE | L | Annual | Qualifying Generation | TWh | 0 | 0 | 0 | 0 | 0 | 0 | 0
CT Fac. Spec. - NOX Rate Winter v.4.10 Final, Unit 1159 and retrofits | 295 | 2270 | Rate Constraint in lbs/MMBtu | FALSE | L | Annual | Rate | lb/MWh | 0 | 0 | 0 | 0 | 0 | 0 | 0
CT Fac. Spec. - NOX Rate Winter v.4.10 Final, Unit 1159 and retrofits | 295 | 2270 | Rate Constraint in lbs/MMBtu | FALSE | L | Annual | Constraint Shadow Price | US2011$/Ton | 0 | 0 | 0 | 0 | 0 | 0 | 0
CT Fac. Spec. - NOX Rate Winter v.4.10 Final, Unit 1160 and retrofits | 296 | 2270 | Rate Constraint in lbs/MMBtu | FALSE | L | Annual | Seasons Included | Seasons | Winter | Winter | Winter | Winter | Winter | Winter | Winter
CT Fac. Spec. - NOX Rate Winter v.4.10 Final, Unit 1160 and retrofits | 296 | 2270 | Rate Constraint in lbs/MMBtu | FALSE | L | Annual | Standard | lb/MMBtu | 0.15 | 0.15 | 0.15 | 0.15 | 0.15 | 0.15 | 0.15
CT Fac. Spec. - NOX Rate Winter v.4.10 Final, Unit 1160 and retrofits | 296 | 2270 | Rate Constraint in lbs/MMBtu | FALSE | L | Annual | Emissions at Affected Plants NOX | Thousand Tons | 0 | 0 | 0 | 0 | 0 | 0 | 0
CT Fac. Spec. - NOX Rate Winter v.4.10 Final, Unit 1160 and retrofits | 296 | 2270 | Rate Constraint in lbs/MMBtu | FALSE | L | Annual | Allowances Purchased NOX | Thousand Tons | 0 | 0 | 0 | 0 | 0 | 0 | 0
CT Fac. Spec. - NOX Rate Winter v.4.10 Final, Unit 1160 and retrofits | 296 | 2270 | Rate Constraint in lbs/MMBtu | FALSE | L | Annual | Allowances Sold NOX | Thousand Tons | 0 | 0 | 0 | 0 | 0 | 0 | 0
CT Fac. Spec. - NOX Rate Winter v.4.10 Final, Unit 1160 and retrofits | 296 | 2270 | Rate Constraint in lbs/MMBtu | FALSE | L | Annual | Allowances Banked | Thousand Tons | 0 | 0 | 0 | 0 | 0 | 0 | 0
CT Fac. Spec. - NOX Rate Winter v.4.10 Final, Unit 1160 and retrofits | 296 | 2270 | Rate Constraint in lbs/MMBtu | FALSE | L | Annual | Allowances Withdrawn (1:1) | Thousand Tons | 0 | 0 | 0 | 0 | 0 | 0 | 0
CT Fac. Spec. - NOX Rate Winter v.4.10 Final, Unit 1160 and retrofits | 296 | 2270 | Rate Constraint in lbs/MMBtu | FALSE | L | Annual | Allowances Withdrawn (n:1) | Thousand Tons | 0 | 0 | 0 | 0 | 0 | 0 | 0
CT Fac. Spec. - NOX Rate Winter v.4.10 Final, Unit 1160 and retrofits | 296 | 2270 | Rate Constraint in lbs/MMBtu | FALSE | L | Annual | Net Emissions Allowance Position | Thousand Tons | 0 | 0 | 0 | 0 | 0 | 0 | 0
CT Fac. Spec. - NOX Rate Winter v.4.10 Final, Unit 1160 and retrofits | 296 | 2270 | Rate Constraint in lbs/MMBtu | FALSE | L | Annual | Fuel Consumed | TBtu | 0 | 0 | 0 | 0 | 0 | 0 | 0
CT Fac. Spec. - NOX Rate Winter v.4.10 Final, Unit 1160 and retrofits | 296 | 2270 | Rate Constraint in lbs/MMBtu | FALSE | L | Annual | Rate | lb/MMBtu | 0 | 0 | 0 | 0 | 0 | 0 | 0
CT Fac. Spec. - NOX Rate Winter v.4.10 Final, Unit 1160 and retrofits | 296 | 2270 | Rate Constraint in lbs/MMBtu | FALSE | L | Annual | Generation | TWh | 0 | 0 | 0 | 0 | 0 | 0 | 0
CT Fac. Spec. - NOX Rate Winter v.4.10 Final, Unit 1160 and retrofits | 296 | 2270 | Rate Constraint in lbs/MMBtu | FALSE | L | Annual | Qualifying Generation | TWh | 0 | 0 | 0 | 0 | 0 | 0 | 0
CT Fac. Spec. - NOX Rate Winter v.4.10 Final, Unit 1160 and retrofits | 296 | 2270 | Rate Constraint in lbs/MMBtu | FALSE | L | Annual | Rate | lb/MWh | 0 | 0 | 0 | 0 | 0 | 0 | 0
CT Fac. Spec. - NOX Rate Winter v.4.10 Final, Unit 1160 and retrofits | 296 | 2270 | Rate Constraint in lbs/MMBtu | FALSE | L | Annual | Constraint Shadow Price | US2011$/Ton | 0 | 0 | 0 | 0 | 0 | 0 | 0
CT Fac. Spec. - NOX Rate Winter v.4.10 Final, Unit 1161 and retrofits | 297 | 2270 | Rate Constraint in lbs/MMBtu | FALSE | L | Annual | Seasons Included | Seasons | Winter | Winter | Winter | Winter | Winter | Winter | Winter
CT Fac. Spec. - NOX Rate Winter v.4.10 Final, Unit 1161 and retrofits | 297 | 2270 | Rate Constraint in lbs/MMBtu | FALSE | L | Annual | Standard | lb/MMBtu | 0.15 | 0.15 | 0.15 | 0.15 | 0.15 | 0.15 | 0.15
CT Fac. Spec. - NOX Rate Winter v.4.10 Final, Unit 1161 and retrofits | 297 | 2270 | Rate Constraint in lbs/MMBtu | FALSE | L | Annual | Emissions at Affected Plants NOX | Thousand Tons | 0 | 0 | 0 | 0 | 0 | 0 | 0
CT Fac. Spec. - NOX Rate Winter v.4.10 Final, Unit 1161 and retrofits | 297 | 2270 | Rate Constraint in lbs/MMBtu | FALSE | L | Annual | Allowances Purchased NOX | Thousand Tons | 0 | 0 | 0 | 0 | 0 | 0 | 0
CT Fac. Spec. - NOX Rate Winter v.4.10 Final, Unit 1161 and retrofits | 297 | 2270 | Rate Constraint in lbs/MMBtu | FALSE | L | Annual | Allowances Sold NOX | Thousand Tons | 0 | 0 | 0 | 0 | 0 | 0 | 0
CT Fac. Spec. - NOX Rate Winter v.4.10 Final, Unit 1161 and retrofits | 297 | 2270 | Rate Constraint in lbs/MMBtu | FALSE | L | Annual | Allowances Banked | Thousand Tons | 0 | 0 | 0 | 0 | 0 | 0 | 0
CT Fac. Spec. - NOX Rate Winter v.4.10 Final, Unit 1161 and retrofits | 297 | 2270 | Rate Constraint in lbs/MMBtu | FALSE | L | Annual | Allowances Withdrawn (1:1) | Thousand Tons | 0 | 0 | 0 | 0 | 0 | 0 | 0
CT Fac. Spec. - NOX Rate Winter v.4.10 Final, Unit 1161 and retrofits | 297 | 2270 | Rate Constraint in lbs/MMBtu | FALSE | L | Annual | Allowances Withdrawn (n:1) | Thousand Tons | 0 | 0 | 0 | 0 | 0 | 0 | 0
CT Fac. Spec. - NOX Rate Winter v.4.10 Final, Unit 1161 and retrofits | 297 | 2270 | Rate Constraint in lbs/MMBtu | FALSE | L | Annual | Net Emissions Allowance Position | Thousand Tons | 0 | 0 | 0 | 0 | 0 | 0 | 0
CT Fac. Spec. - NOX Rate Winter v.4.10 Final, Unit 1161 and retrofits | 297 | 2270 | Rate Constraint in lbs/MMBtu | FALSE | L | Annual | Fuel Consumed | TBtu | 0 | 0 | 0 | 0 | 0 | 0 | 0
CT Fac. Spec. - NOX Rate Winter v.4.10 Final, Unit 1161 and retrofits | 297 | 2270 | Rate Constraint in lbs/MMBtu | FALSE | L | Annual | Rate | lb/MMBtu | 0 | 0 | 0 | 0 | 0 | 0 | 0
CT Fac. Spec. - NOX Rate Winter v.4.10 Final, Unit 1161 and retrofits | 297 | 2270 | Rate Constraint in lbs/MMBtu | FALSE | L | Annual | Generation | TWh | 0 | 0 | 0 | 0 | 0 | 0 | 0
CT Fac. Spec. - NOX Rate Winter v.4.10 Final, Unit 1161 and retrofits | 297 | 2270 | Rate Constraint in lbs/MMBtu | FALSE | L | Annual | Qualifying Generation | TWh | 0 | 0 | 0 | 0 | 0 | 0 | 0
CT Fac. Spec. - NOX Rate Winter v.4.10 Final, Unit 1161 and retrofits | 297 | 2270 | Rate Constraint in lbs/MMBtu | FALSE | L | Annual | Rate | lb/MWh | 0 | 0 | 0 | 0 | 0 | 0 | 0
CT Fac. Spec. - NOX Rate Winter v.4.10 Final, Unit 1161 and retrofits | 297 | 2270 | Rate Constraint in lbs/MMBtu | FALSE | L | Annual | Constraint Shadow Price | US2011$/Ton | 0 | 0 | 0 | 0 | 0 | 0 | 0
CT Fac. Spec. - NOX Rate Winter v.4.10 Final, Unit 1162 and retrofits | 298 | 2270 | Rate Constraint in lbs/MMBtu | FALSE | L | Annual | Seasons Included | Seasons | Winter | Winter | Winter | Winter | Winter | Winter | Winter
CT Fac. Spec. - NOX Rate Winter v.4.10 Final, Unit 1162 and retrofits | 298 | 2270 | Rate Constraint in lbs/MMBtu | FALSE | L | Annual | Standard | lb/MMBtu | 0.15 | 0.15 | 0.15 | 0.15 | 0.15 | 0.15 | 0.15
CT Fac. Spec. - NOX Rate Winter v.4.10 Final, Unit 1162 and retrofits | 298 | 2270 | Rate Constraint in lbs/MMBtu | FALSE | L | Annual | Emissions at Affected Plants NOX | Thousand Tons | 0 | 0 | 0 | 0 | 0 | 0 | 0
CT Fac. Spec. - NOX Rate Winter v.4.10 Final, Unit 1162 and retrofits | 298 | 2270 | Rate Constraint in lbs/MMBtu | FALSE | L | Annual | Allowances Purchased NOX | Thousand Tons | 0 | 0 | 0 | 0 | 0 | 0 | 0
CT Fac. Spec. - NOX Rate Winter v.4.10 Final, Unit 1162 and retrofits | 298 | 2270 | Rate Constraint in lbs/MMBtu | FALSE | L | Annual | Allowances Sold NOX | Thousand Tons | 0 | 0 | 0 | 0 | 0 | 0 | 0
CT Fac. Spec. - NOX Rate Winter v.4.10 Final, Unit 1162 and retrofits | 298 | 2270 | Rate Constraint in lbs/MMBtu | FALSE | L | Annual | Allowances Banked | Thousand Tons | 0 | 0 | 0 | 0 | 0 | 0 | 0
CT Fac. Spec. - NOX Rate Winter v.4.10 Final, Unit 1162 and retrofits | 298 | 2270 | Rate Constraint in lbs/MMBtu | FALSE | L | Annual | Allowances Withdrawn (1:1) | Thousand Tons | 0 | 0 | 0 | 0 | 0 | 0 | 0
CT Fac. Spec. - NOX Rate Winter v.4.10 Final, Unit 1162 and retrofits | 298 | 2270 | Rate Constraint in lbs/MMBtu | FALSE | L | Annual | Allowances Withdrawn (n:1) | Thousand Tons | 0 | 0 | 0 | 0 | 0 | 0 | 0
CT Fac. Spec. - NOX Rate Winter v.4.10 Final, Unit 1162 and retrofits | 298 | 2270 | Rate Constraint in lbs/MMBtu | FALSE | L | Annual | Net Emissions Allowance Position | Thousand Tons | 0 | 0 | 0 | 0 | 0 | 0 | 0
CT Fac. Spec. - NOX Rate Winter v.4.10 Final, Unit 1162 and retrofits | 298 | 2270 | Rate Constraint in lbs/MMBtu | FALSE | L | Annual | Fuel Consumed | TBtu | 0 | 0 | 0 | 0 | 0 | 0 | 0
CT Fac. Spec. - NOX Rate Winter v.4.10 Final, Unit 1162 and retrofits | 298 | 2270 | Rate Constraint in lbs/MMBtu | FALSE | L | Annual | Rate | lb/MMBtu | 0 | 0 | 0 | 0 | 0 | 0 | 0
CT Fac. Spec. - NOX Rate Winter v.4.10 Final, Unit 1162 and retrofits | 298 | 2270 | Rate Constraint in lbs/MMBtu | FALSE | L | Annual | Generation | TWh | 0 | 0 | 0 | 0 | 0 | 0 | 0
CT Fac. Spec. - NOX Rate Winter v.4.10 Final, Unit 1162 and retrofits | 298 | 2270 | Rate Constraint in lbs/MMBtu | FALSE | L | Annual | Qualifying Generation | TWh | 0 | 0 | 0 | 0 | 0 | 0 | 0
CT Fac. Spec. - NOX Rate Winter v.4.10 Final, Unit 1162 and retrofits | 298 | 2270 | Rate Constraint in lbs/MMBtu | FALSE | L | Annual | Rate | lb/MWh | 0 | 0 | 0 | 0 | 0 | 0 | 0
CT Fac. Spec. - NOX Rate Winter v.4.10 Final, Unit 1162 and retrofits | 298 | 2270 | Rate Constraint in lbs/MMBtu | FALSE | L | Annual | Constraint Shadow Price | US2011$/Ton | 0 | 0 | 0 | 0 | 0 | 0 | 0
CT Fac. Spec. - NOX Rate Winter v.4.10 Final, Unit 1163 and retrofits | 299 | 2270 | Rate Constraint in lbs/MMBtu | FALSE | L | Annual | Seasons Included | Seasons | Winter | Winter | Winter | Winter | Winter | Winter | Winter
CT Fac. Spec. - NOX Rate Winter v.4.10 Final, Unit 1163 and retrofits | 299 | 2270 | Rate Constraint in lbs/MMBtu | FALSE | L | Annual | Standard | lb/MMBtu | 0.15 | 0.15 | 0.15 | 0.15 | 0.15 | 0.15 | 0.15
CT Fac. Spec. - NOX Rate Winter v.4.10 Final, Unit 1163 and retrofits | 299 | 2270 | Rate Constraint in lbs/MMBtu | FALSE | L | Annual | Emissions at Affected Plants NOX | Thousand Tons | 0 | 0 | 0 | 0 | 0 | 0 | 0
CT Fac. Spec. - NOX Rate Winter v.4.10 Final, Unit 1163 and retrofits | 299 | 2270 | Rate Constraint in lbs/MMBtu | FALSE | L | Annual | Allowances Purchased NOX | Thousand Tons | 0 | 0 | 0 | 0 | 0 | 0 | 0
CT Fac. Spec. - NOX Rate Winter v.4.10 Final, Unit 1163 and retrofits | 299 | 2270 | Rate Constraint in lbs/MMBtu | FALSE | L | Annual | Allowances Sold NOX | Thousand Tons | 0 | 0 | 0 | 0 | 0 | 0 | 0
CT Fac. Spec. - NOX Rate Winter v.4.10 Final, Unit 1163 and retrofits | 299 | 2270 | Rate Constraint in lbs/MMBtu | FALSE | L | Annual | Allowances Banked | Thousand Tons | 0 | 0 | 0 | 0 | 0 | 0 | 0
CT Fac. Spec. - NOX Rate Winter v.4.10 Final, Unit 1163 and retrofits | 299 | 2270 | Rate Constraint in lbs/MMBtu | FALSE | L | Annual | Allowances Withdrawn (1:1) | Thousand Tons | 0 | 0 | 0 | 0 | 0 | 0 | 0
CT Fac. Spec. - NOX Rate Winter v.4.10 Final, Unit 1163 and retrofits | 299 | 2270 | Rate Constraint in lbs/MMBtu | FALSE | L | Annual | Allowances Withdrawn (n:1) | Thousand Tons | 0 | 0 | 0 | 0 | 0 | 0 | 0
CT Fac. Spec. - NOX Rate Winter v.4.10 Final, Unit 1163 and retrofits | 299 | 2270 | Rate Constraint in lbs/MMBtu | FALSE | L | Annual | Net Emissions Allowance Position | Thousand Tons | 0 | 0 | 0 | 0 | 0 | 0 | 0
CT Fac. Spec. - NOX Rate Winter v.4.10 Final, Unit 1163 and retrofits | 299 | 2270 | Rate Constraint in lbs/MMBtu | FALSE | L | Annual | Fuel Consumed | TBtu | 0 | 0 | 0 | 0 | 0 | 0 | 0
CT Fac. Spec. - NOX Rate Winter v.4.10 Final, Unit 1163 and retrofits | 299 | 2270 | Rate Constraint in lbs/MMBtu | FALSE | L | Annual | Rate | lb/MMBtu | 0 | 0 | 0 | 0 | 0 | 0 | 0
CT Fac. Spec. - NOX Rate Winter v.4.10 Final, Unit 1163 and retrofits | 299 | 2270 | Rate Constraint in lbs/MMBtu | FALSE | L | Annual | Generation | TWh | 0 | 0 | 0 | 0 | 0 | 0 | 0
CT Fac. Spec. - NOX Rate Winter v.4.10 Final, Unit 1163 and retrofits | 299 | 2270 | Rate Constraint in lbs/MMBtu | FALSE | L | Annual | Qualifying Generation | TWh | 0 | 0 | 0 | 0 | 0 | 0 | 0
CT Fac. Spec. - NOX Rate Winter v.4.10 Final, Unit 1163 and retrofits | 299 | 2270 | Rate Constraint in lbs/MMBtu | FALSE | L | Annual | Rate | lb/MWh | 0 | 0 | 0 | 0 | 0 | 0 | 0
CT Fac. Spec. - NOX Rate Winter v.4.10 Final, Unit 1163 and retrofits | 299 | 2270 | Rate Constraint in lbs/MMBtu | FALSE | L | Annual | Constraint Shadow Price | US2011$/Ton | 0 | 0 | 0 | 0 | 0 | 0 | 0
CT Fac. Spec. - NOX Rate Winter v.4.10 Final, Unit 1177 and retrofits | 300 | 2270 | Rate Constraint in lbs/MMBtu | FALSE | L | Annual | Seasons Included | Seasons | Winter | Winter | Winter | Winter | Winter | Winter | Winter
CT Fac. Spec. - NOX Rate Winter v.4.10 Final, Unit 1177 and retrofits | 300 | 2270 | Rate Constraint in lbs/MMBtu | FALSE | L | Annual | Standard | lb/MMBtu | 0.15 | 0.15 | 0.15 | 0.15 | 0.15 | 0.15 | 0.15
CT Fac. Spec. - NOX Rate Winter v.4.10 Final, Unit 1177 and retrofits | 300 | 2270 | Rate Constraint in lbs/MMBtu | FALSE | L | Annual | Emissions at Affected Plants NOX | Thousand Tons | 0 | 0 | 0 | 0 | 0 | 0 | 0
CT Fac. Spec. - NOX Rate Winter v.4.10 Final, Unit 1177 and retrofits | 300 | 2270 | Rate Constraint in lbs/MMBtu | FALSE | L | Annual | Allowances Purchased NOX | Thousand Tons | 0 | 0 | 0 | 0 | 0 | 0 | 0
CT Fac. Spec. - NOX Rate Winter v.4.10 Final, Unit 1177 and retrofits | 300 | 2270 | Rate Constraint in lbs/MMBtu | FALSE | L | Annual | Allowances Sold NOX | Thousand Tons | 0 | 0 | 0 | 0 | 0 | 0 | 0
CT Fac. Spec. - NOX Rate Winter v.4.10 Final, Unit 1177 and retrofits | 300 | 2270 | Rate Constraint in lbs/MMBtu | FALSE | L | Annual | Allowances Banked | Thousand Tons | 0 | 0 | 0 | 0 | 0 | 0 | 0
CT Fac. Spec. - NOX Rate Winter v.4.10 Final, Unit 1177 and retrofits | 300 | 2270 | Rate Constraint in lbs/MMBtu | FALSE | L | Annual | Allowances Withdrawn (1:1) | Thousand Tons | 0 | 0 | 0 | 0 | 0 | 0 | 0
CT Fac. Spec. - NOX Rate Winter v.4.10 Final, Unit 1177 and retrofits | 300 | 2270 | Rate Constraint in lbs/MMBtu | FALSE | L | Annual | Allowances Withdrawn (n:1) | Thousand Tons | 0 | 0 | 0 | 0 | 0 | 0 | 0
CT Fac. Spec. - NOX Rate Winter v.4.10 Final, Unit 1177 and retrofits | 300 | 2270 | Rate Constraint in lbs/MMBtu | FALSE | L | Annual | Net Emissions Allowance Position | Thousand Tons | 0 | 0 | 0 | 0 | 0 | 0 | 0
CT Fac. Spec. - NOX Rate Winter v.4.10 Final, Unit 1177 and retrofits | 300 | 2270 | Rate Constraint in lbs/MMBtu | FALSE | L | Annual | Fuel Consumed | TBtu | 0 | 0 | 0 | 0 | 0 | 0 | 0
CT Fac. Spec. - NOX Rate Winter v.4.10 Final, Unit 1177 and retrofits | 300 | 2270 | Rate Constraint in lbs/MMBtu | FALSE | L | Annual | Rate | lb/MMBtu | 0 | 0 | 0 | 0 | 0 | 0 | 0
CT Fac. Spec. - NOX Rate Winter v.4.10 Final, Unit 1177 and retrofits | 300 | 2270 | Rate Constraint in lbs/MMBtu | FALSE | L | Annual | Generation | TWh | 0 | 0 | 0 | 0 | 0 | 0 | 0
CT Fac. Spec. - NOX Rate Winter v.4.10 Final, Unit 1177 and retrofits | 300 | 2270 | Rate Constraint in lbs/MMBtu | FALSE | L | Annual | Qualifying Generation | TWh | 0 | 0 | 0 | 0 | 0 | 0 | 0
CT Fac. Spec. - NOX Rate Winter v.4.10 Final, Unit 1177 and retrofits | 300 | 2270 | Rate Constraint in lbs/MMBtu | FALSE | L | Annual | Rate | lb/MWh | 0 | 0 | 0 | 0 | 0 | 0 | 0
CT Fac. Spec. - NOX Rate Winter v.4.10 Final, Unit 1177 and retrofits | 300 | 2270 | Rate Constraint in lbs/MMBtu | FALSE | L | Annual | Constraint Shadow Price | US2011$/Ton | 0 | 0 | 0 | 0 | 0 | 0 | 0
CT Fac. Spec. - NOX Rate Winter v.4.10 Final, Unit 1178 and retrofits | 301 | 2270 | Rate Constraint in lbs/MMBtu | FALSE | L | Annual | Seasons Included | Seasons | Winter | Winter | Winter | Winter | Winter | Winter | Winter
CT Fac. Spec. - NOX Rate Winter v.4.10 Final, Unit 1178 and retrofits | 301 | 2270 | Rate Constraint in lbs/MMBtu | FALSE | L | Annual | Standard | lb/MMBtu | 0.15 | 0.15 | 0.15 | 0.15 | 0.15 | 0.15 | 0.15
CT Fac. Spec. - NOX Rate Winter v.4.10 Final, Unit 1178 and retrofits | 301 | 2270 | Rate Constraint in lbs/MMBtu | FALSE | L | Annual | Emissions at Affected Plants NOX | Thousand Tons | 0 | 0 | 0 | 0 | 0 | 0 | 0
CT Fac. Spec. - NOX Rate Winter v.4.10 Final, Unit 1178 and retrofits | 301 | 2270 | Rate Constraint in lbs/MMBtu | FALSE | L | Annual | Allowances Purchased NOX | Thousand Tons | 0 | 0 | 0 | 0 | 0 | 0 | 0
CT Fac. Spec. - NOX Rate Winter v.4.10 Final, Unit 1178 and retrofits | 301 | 2270 | Rate Constraint in lbs/MMBtu | FALSE | L | Annual | Allowances Sold NOX | Thousand Tons | 0 | 0 | 0 | 0 | 0 | 0 | 0
CT Fac. Spec. - NOX Rate Winter v.4.10 Final, Unit 1178 and retrofits | 301 | 2270 | Rate Constraint in lbs/MMBtu | FALSE | L | Annual | Allowances Banked | Thousand Tons | 0 | 0 | 0 | 0 | 0 | 0 | 0
CT Fac. Spec. - NOX Rate Winter v.4.10 Final, Unit 1178 and retrofits | 301 | 2270 | Rate Constraint in lbs/MMBtu | FALSE | L | Annual | Allowances Withdrawn (1:1) | Thousand Tons | 0 | 0 | 0 | 0 | 0 | 0 | 0
CT Fac. Spec. - NOX Rate Winter v.4.10 Final, Unit 1178 and retrofits | 301 | 2270 | Rate Constraint in lbs/MMBtu | FALSE | L | Annual | Allowances Withdrawn (n:1) | Thousand Tons | 0 | 0 | 0 | 0 | 0 | 0 | 0
CT Fac. Spec. - NOX Rate Winter v.4.10 Final, Unit 1178 and retrofits | 301 | 2270 | Rate Constraint in lbs/MMBtu | FALSE | L | Annual | Net Emissions Allowance Position | Thousand Tons | 0 | 0 | 0 | 0 | 0 | 0 | 0
CT Fac. Spec. - NOX Rate Winter v.4.10 Final, Unit 1178 and retrofits | 301 | 2270 | Rate Constraint in lbs/MMBtu | FALSE | L | Annual | Fuel Consumed | TBtu | 0 | 0 | 0 | 0 | 0 | 0 | 0
CT Fac. Spec. - NOX Rate Winter v.4.10 Final, Unit 1178 and retrofits | 301 | 2270 | Rate Constraint in lbs/MMBtu | FALSE | L | Annual | Rate | lb/MMBtu | 0 | 0 | 0 | 0 | 0 | 0 | 0
CT Fac. Spec. - NOX Rate Winter v.4.10 Final, Unit 1178 and retrofits | 301 | 2270 | Rate Constraint in lbs/MMBtu | FALSE | L | Annual | Generation | TWh | 0 | 0 | 0 | 0 | 0 | 0 | 0
CT Fac. Spec. - NOX Rate Winter v.4.10 Final, Unit 1178 and retrofits | 301 | 2270 | Rate Constraint in lbs/MMBtu | FALSE | L | Annual | Qualifying Generation | TWh | 0 | 0 | 0 | 0 | 0 | 0 | 0
CT Fac. Spec. - NOX Rate Winter v.4.10 Final, Unit 1178 and retrofits | 301 | 2270 | Rate Constraint in lbs/MMBtu | FALSE | L | Annual | Rate | lb/MWh | 0 | 0 | 0 | 0 | 0 | 0 | 0
CT Fac. Spec. - NOX Rate Winter v.4.10 Final, Unit 1178 and retrofits | 301 | 2270 | Rate Constraint in lbs/MMBtu | FALSE | L | Annual | Constraint Shadow Price | US2011$/Ton | 0 | 0 | 0 | 0 | 0 | 0 | 0
CT Fac. Spec. - NOX Rate Winter v.4.10 Final, Unit 1179 and retrofits | 302 | 2270 | Rate Constraint in lbs/MMBtu | FALSE | L | Annual | Seasons Included | Seasons | Winter | Winter | Winter | Winter | Winter | Winter | Winter
CT Fac. Spec. - NOX Rate Winter v.4.10 Final, Unit 1179 and retrofits | 302 | 2270 | Rate Constraint in lbs/MMBtu | FALSE | L | Annual | Standard | lb/MMBtu | 0.15 | 0.15 | 0.15 | 0.15 | 0.15 | 0.15 | 0.15
CT Fac. Spec. - NOX Rate Winter v.4.10 Final, Unit 1179 and retrofits | 302 | 2270 | Rate Constraint in lbs/MMBtu | FALSE | L | Annual | Emissions at Affected Plants NOX | Thousand Tons | 0 | 0 | 0 | 0 | 0 | 0 | 0
CT Fac. Spec. - NOX Rate Winter v.4.10 Final, Unit 1179 and retrofits | 302 | 2270 | Rate Constraint in lbs/MMBtu | FALSE | L | Annual | Allowances Purchased NOX | Thousand Tons | 0 | 0 | 0 | 0 | 0 | 0 | 0
CT Fac. Spec. - NOX Rate Winter v.4.10 Final, Unit 1179 and retrofits | 302 | 2270 | Rate Constraint in lbs/MMBtu | FALSE | L | Annual | Allowances Sold NOX | Thousand Tons | 0 | 0 | 0 | 0 | 0 | 0 | 0
CT Fac. Spec. - NOX Rate Winter v.4.10 Final, Unit 1179 and retrofits | 302 | 2270 | Rate Constraint in lbs/MMBtu | FALSE | L | Annual | Allowances Banked | Thousand Tons | 0 | 0 | 0 | 0 | 0 | 0 | 0
CT Fac. Spec. - NOX Rate Winter v.4.10 Final, Unit 1179 and retrofits | 302 | 2270 | Rate Constraint in lbs/MMBtu | FALSE | L | Annual | Allowances Withdrawn (1:1) | Thousand Tons | 0 | 0 | 0 | 0 | 0 | 0 | 0
CT Fac. Spec. - NOX Rate Winter v.4.10 Final, Unit 1179 and retrofits | 302 | 2270 | Rate Constraint in lbs/MMBtu | FALSE | L | Annual | Allowances Withdrawn (n:1) | Thousand Tons | 0 | 0 | 0 | 0 | 0 | 0 | 0
CT Fac. Spec. - NOX Rate Winter v.4.10 Final, Unit 1179 and retrofits | 302 | 2270 | Rate Constraint in lbs/MMBtu | FALSE | L | Annual | Net Emissions Allowance Position | Thousand Tons | 0 | 0 | 0 | 0 | 0 | 0 | 0
CT Fac. Spec. - NOX Rate Winter v.4.10 Final, Unit 1179 and retrofits | 302 | 2270 | Rate Constraint in lbs/MMBtu | FALSE | L | Annual | Fuel Consumed | TBtu | 0 | 0 | 0 | 0 | 0 | 0 | 0
CT Fac. Spec. - NOX Rate Winter v.4.10 Final, Unit 1179 and retrofits | 302 | 2270 | Rate Constraint in lbs/MMBtu | FALSE | L | Annual | Rate | lb/MMBtu | 0 | 0 | 0 | 0 | 0 | 0 | 0
CT Fac. Spec. - NOX Rate Winter v.4.10 Final, Unit 1179 and retrofits | 302 | 2270 | Rate Constraint in lbs/MMBtu | FALSE | L | Annual | Generation | TWh | 0 | 0 | 0 | 0 | 0 | 0 | 0
CT Fac. Spec. - NOX Rate Winter v.4.10 Final, Unit 1179 and retrofits | 302 | 2270 | Rate Constraint in lbs/MMBtu | FALSE | L | Annual | Qualifying Generation | TWh | 0 | 0 | 0 | 0 | 0 | 0 | 0
CT Fac. Spec. - NOX Rate Winter v.4.10 Final, Unit 1179 and retrofits | 302 | 2270 | Rate Constraint in lbs/MMBtu | FALSE | L | Annual | Rate | lb/MWh | 0 | 0 | 0 | 0 | 0 | 0 | 0
CT Fac. Spec. - NOX Rate Winter v.4.10 Final, Unit 1179 and retrofits | 302 | 2270 | Rate Constraint in lbs/MMBtu | FALSE | L | Annual | Constraint Shadow Price | US2011$/Ton | 0 | 0 | 0 | 0 | 0 | 0 | 0
CT Fac. Spec. - NOX Rate Winter v.4.10 Final, Unit 1180 and retrofits | 303 | 2270 | Rate Constraint in lbs/MMBtu | FALSE | L | Annual | Seasons Included | Seasons | Winter | Winter | Winter | Winter | Winter | Winter | Winter
CT Fac. Spec. - NOX Rate Winter v.4.10 Final, Unit 1180 and retrofits | 303 | 2270 | Rate Constraint in lbs/MMBtu | FALSE | L | Annual | Standard | lb/MMBtu | 0.15 | 0.15 | 0.15 | 0.15 | 0.15 | 0.15 | 0.15
CT Fac. Spec. - NOX Rate Winter v.4.10 Final, Unit 1180 and retrofits | 303 | 2270 | Rate Constraint in lbs/MMBtu | FALSE | L | Annual | Emissions at Affected Plants NOX | Thousand Tons | 0 | 0 | 0 | 0 | 0 | 0 | 0
CT Fac. Spec. - NOX Rate Winter v.4.10 Final, Unit 1180 and retrofits | 303 | 2270 | Rate Constraint in lbs/MMBtu | FALSE | L | Annual | Allowances Purchased NOX | Thousand Tons | 0 | 0 | 0 | 0 | 0 | 0 | 0
CT Fac. Spec. - NOX Rate Winter v.4.10 Final, Unit 1180 and retrofits | 303 | 2270 | Rate Constraint in lbs/MMBtu | FALSE | L | Annual | Allowances Sold NOX | Thousand Tons | 0 | 0 | 0 | 0 | 0 | 0 | 0
CT Fac. Spec. - NOX Rate Winter v.4.10 Final, Unit 1180 and retrofits | 303 | 2270 | Rate Constraint in lbs/MMBtu | FALSE | L | Annual | Allowances Banked | Thousand Tons | 0 | 0 | 0 | 0 | 0 | 0 | 0
CT Fac. Spec. - NOX Rate Winter v.4.10 Final, Unit 1180 and retrofits | 303 | 2270 | Rate Constraint in lbs/MMBtu | FALSE | L | Annual | Allowances Withdrawn (1:1) | Thousand Tons | 0 | 0 | 0 | 0 | 0 | 0 | 0
CT Fac. Spec. - NOX Rate Winter v.4.10 Final, Unit 1180 and retrofits | 303 | 2270 | Rate Constraint in lbs/MMBtu | FALSE | L | Annual | Allowances Withdrawn (n:1) | Thousand Tons | 0 | 0 | 0 | 0 | 0 | 0 | 0
CT Fac. Spec. - NOX Rate Winter v.4.10 Final, Unit 1180 and retrofits | 303 | 2270 | Rate Constraint in lbs/MMBtu | FALSE | L | Annual | Net Emissions Allowance Position | Thousand Tons | 0 | 0 | 0 | 0 | 0 | 0 | 0
CT Fac. Spec. - NOX Rate Winter v.4.10 Final, Unit 1180 and retrofits | 303 | 2270 | Rate Constraint in lbs/MMBtu | FALSE | L | Annual | Fuel Consumed | TBtu | 0 | 0 | 0 | 0 | 0 | 0 | 0
CT Fac. Spec. - NOX Rate Winter v.4.10 Final, Unit 1180 and retrofits | 303 | 2270 | Rate Constraint in lbs/MMBtu | FALSE | L | Annual | Rate | lb/MMBtu | 0 | 0 | 0 | 0 | 0 | 0 | 0
CT Fac. Spec. - NOX Rate Winter v.4.10 Final, Unit 1180 and retrofits | 303 | 2270 | Rate Constraint in lbs/MMBtu | FALSE | L | Annual | Generation | TWh | 0 | 0 | 0 | 0 | 0 | 0 | 0
CT Fac. Spec. - NOX Rate Winter v.4.10 Final, Unit 1180 and retrofits | 303 | 2270 | Rate Constraint in lbs/MMBtu | FALSE | L | Annual | Qualifying Generation | TWh | 0 | 0 | 0 | 0 | 0 | 0 | 0
CT Fac. Spec. - NOX Rate Winter v.4.10 Final, Unit 1180 and retrofits | 303 | 2270 | Rate Constraint in lbs/MMBtu | FALSE | L | Annual | Rate | lb/MWh | 0 | 0 | 0 | 0 | 0 | 0 | 0
CT Fac. Spec. - NOX Rate Winter v.4.10 Final, Unit 1180 and retrofits | 303 | 2270 | Rate Constraint in lbs/MMBtu | FALSE | L | Annual | Constraint Shadow Price | US2011$/Ton | 0 | 0 | 0 | 0 | 0 | 0 | 0
CT Fac. Spec. - NOX Rate Winter v.4.10 Final, Unit 1181 and retrofits | 304 | 2270 | Rate Constraint in lbs/MMBtu | FALSE | L | Annual | Seasons Included | Seasons | Winter | Winter | Winter | Winter | Winter | Winter | Winter
CT Fac. Spec. - NOX Rate Winter v.4.10 Final, Unit 1181 and retrofits | 304 | 2270 | Rate Constraint in lbs/MMBtu | FALSE | L | Annual | Standard | lb/MMBtu | 0.15 | 0.15 | 0.15 | 0.15 | 0.15 | 0.15 | 0.15
CT Fac. Spec. - NOX Rate Winter v.4.10 Final, Unit 1181 and retrofits | 304 | 2270 | Rate Constraint in lbs/MMBtu | FALSE | L | Annual | Emissions at Affected Plants NOX | Thousand Tons | 0 | 0 | 0 | 0 | 0 | 0 | 0
CT Fac. Spec. - NOX Rate Winter v.4.10 Final, Unit 1181 and retrofits | 304 | 2270 | Rate Constraint in lbs/MMBtu | FALSE | L | Annual | Allowances Purchased NOX | Thousand Tons | 0 | 0 | 0 | 0 | 0 | 0 | 0
CT Fac. Spec. - NOX Rate Winter v.4.10 Final, Unit 1181 and retrofits | 304 | 2270 | Rate Constraint in lbs/MMBtu | FALSE | L | Annual | Allowances Sold NOX | Thousand Tons | 0 | 0 | 0 | 0 | 0 | 0 | 0
CT Fac. Spec. - NOX Rate Winter v.4.10 Final, Unit 1181 and retrofits | 304 | 2270 | Rate Constraint in lbs/MMBtu | FALSE | L | Annual | Allowances Banked | Thousand Tons | 0 | 0 | 0 | 0 | 0 | 0 | 0
CT Fac. Spec. - NOX Rate Winter v.4.10 Final, Unit 1181 and retrofits | 304 | 2270 | Rate Constraint in lbs/MMBtu | FALSE | L | Annual | Allowances Withdrawn (1:1) | Thousand Tons | 0 | 0 | 0 | 0 | 0 | 0 | 0
CT Fac. Spec. - NOX Rate Winter v.4.10 Final, Unit 1181 and retrofits | 304 | 2270 | Rate Constraint in lbs/MMBtu | FALSE | L | Annual | Allowances Withdrawn (n:1) | Thousand Tons | 0 | 0 | 0 | 0 | 0 | 0 | 0
CT Fac. Spec. - NOX Rate Winter v.4.10 Final, Unit 1181 and retrofits | 304 | 2270 | Rate Constraint in lbs/MMBtu | FALSE | L | Annual | Net Emissions Allowance Position | Thousand Tons | 0 | 0 | 0 | 0 | 0 | 0 | 0
CT Fac. Spec. - NOX Rate Winter v.4.10 Final, Unit 1181 and retrofits | 304 | 2270 | Rate Constraint in lbs/MMBtu | FALSE | L | Annual | Fuel Consumed | TBtu | 0 | 0 | 0 | 0 | 0 | 0 | 0
CT Fac. Spec. - NOX Rate Winter v.4.10 Final, Unit 1181 and retrofits | 304 | 2270 | Rate Constraint in lbs/MMBtu | FALSE | L | Annual | Rate | lb/MMBtu | 0 | 0 | 0 | 0 | 0 | 0 | 0
CT Fac. Spec. - NOX Rate Winter v.4.10 Final, Unit 1181 and retrofits | 304 | 2270 | Rate Constraint in lbs/MMBtu | FALSE | L | Annual | Generation | TWh | 0 | 0 | 0 | 0 | 0 | 0 | 0
CT Fac. Spec. - NOX Rate Winter v.4.10 Final, Unit 1181 and retrofits | 304 | 2270 | Rate Constraint in lbs/MMBtu | FALSE | L | Annual | Qualifying Generation | TWh | 0 | 0 | 0 | 0 | 0 | 0 | 0
CT Fac. Spec. - NOX Rate Winter v.4.10 Final, Unit 1181 and retrofits | 304 | 2270 | Rate Constraint in lbs/MMBtu | FALSE | L | Annual | Rate | lb/MWh | 0 | 0 | 0 | 0 | 0 | 0 | 0
CT Fac. Spec. - NOX Rate Winter v.4.10 Final, Unit 1181 and retrofits | 304 | 2270 | Rate Constraint in lbs/MMBtu | FALSE | L | Annual | Constraint Shadow Price | US2011$/Ton | 0 | 0 | 0 | 0 | 0 | 0 | 0
CT Fac. Spec. - NOX Rate Winter v.4.10 Final, Unit 1182 and retrofits | 305 | 2270 | Rate Constraint in lbs/MMBtu | FALSE | L | Annual | Seasons Included | Seasons | Winter | Winter | Winter | Winter | Winter | Winter | Winter
CT Fac. Spec. - NOX Rate Winter v.4.10 Final, Unit 1182 and retrofits | 305 | 2270 | Rate Constraint in lbs/MMBtu | FALSE | L | Annual | Standard | lb/MMBtu | 0.15 | 0.15 | 0.15 | 0.15 | 0.15 | 0.15 | 0.15
CT Fac. Spec. - NOX Rate Winter v.4.10 Final, Unit 1182 and retrofits | 305 | 2270 | Rate Constraint in lbs/MMBtu | FALSE | L | Annual | Emissions at Affected Plants NOX | Thousand Tons | 0 | 0 | 0 | 0 | 0 | 0 | 0
CT Fac. Spec. - NOX Rate Winter v.4.10 Final, Unit 1182 and retrofits | 305 | 2270 | Rate Constraint in lbs/MMBtu | FALSE | L | Annual | Allowances Purchased NOX | Thousand Tons | 0 | 0 | 0 | 0 | 0 | 0 | 0
CT Fac. Spec. - NOX Rate Winter v.4.10 Final, Unit 1182 and retrofits | 305 | 2270 | Rate Constraint in lbs/MMBtu | FALSE | L | Annual | Allowances Sold NOX | Thousand Tons | 0 | 0 | 0 | 0 | 0 | 0 | 0
CT Fac. Spec. - NOX Rate Winter v.4.10 Final, Unit 1182 and retrofits | 305 | 2270 | Rate Constraint in lbs/MMBtu | FALSE | L | Annual | Allowances Banked | Thousand Tons | 0 | 0 | 0 | 0 | 0 | 0 | 0
CT Fac. Spec. - NOX Rate Winter v.4.10 Final, Unit 1182 and retrofits | 305 | 2270 | Rate Constraint in lbs/MMBtu | FALSE | L | Annual | Allowances Withdrawn (1:1) | Thousand Tons | 0 | 0 | 0 | 0 | 0 | 0 | 0
CT Fac. Spec. - NOX Rate Winter v.4.10 Final, Unit 1182 and retrofits | 305 | 2270 | Rate Constraint in lbs/MMBtu | FALSE | L | Annual | Allowances Withdrawn (n:1) | Thousand Tons | 0 | 0 | 0 | 0 | 0 | 0 | 0
CT Fac. Spec. - NOX Rate Winter v.4.10 Final, Unit 1182 and retrofits | 305 | 2270 | Rate Constraint in lbs/MMBtu | FALSE | L | Annual | Net Emissions Allowance Position | Thousand Tons | 0 | 0 | 0 | 0 | 0 | 0 | 0
CT Fac. Spec. - NOX Rate Winter v.4.10 Final, Unit 1182 and retrofits | 305 | 2270 | Rate Constraint in lbs/MMBtu | FALSE | L | Annual | Fuel Consumed | TBtu | 0 | 0 | 0 | 0 | 0 | 0 | 0
CT Fac. Spec. - NOX Rate Winter v.4.10 Final, Unit 1182 and retrofits | 305 | 2270 | Rate Constraint in lbs/MMBtu | FALSE | L | Annual | Rate | lb/MMBtu | 0 | 0 | 0 | 0 | 0 | 0 | 0
CT Fac. Spec. - NOX Rate Winter v.4.10 Final, Unit 1182 and retrofits | 305 | 2270 | Rate Constraint in lbs/MMBtu | FALSE | L | Annual | Generation | TWh | 0 | 0 | 0 | 0 | 0 | 0 | 0
CT Fac. Spec. - NOX Rate Winter v.4.10 Final, Unit 1182 and retrofits | 305 | 2270 | Rate Constraint in lbs/MMBtu | FALSE | L | Annual | Qualifying Generation | TWh | 0 | 0 | 0 | 0 | 0 | 0 | 0
CT Fac. Spec. - NOX Rate Winter v.4.10 Final, Unit 1182 and retrofits | 305 | 2270 | Rate Constraint in lbs/MMBtu | FALSE | L | Annual | Rate | lb/MWh | 0 | 0 | 0 | 0 | 0 | 0 | 0
CT Fac. Spec. - NOX Rate Winter v.4.10 Final, Unit 1182 and retrofits | 305 | 2270 | Rate Constraint in lbs/MMBtu | FALSE | L | Annual | Constraint Shadow Price | US2011$/Ton | 0 | 0 | 0 | 0 | 0 | 0 | 0
CT Fac. Spec. - NOX Rate Winter v.4.10 Final, Unit 1183 and retrofits | 306 | 2270 | Rate Constraint in lbs/MMBtu | FALSE | L | Annual | Seasons Included | Seasons | Winter | Winter | Winter | Winter | Winter | Winter | Winter
CT Fac. Spec. - NOX Rate Winter v.4.10 Final, Unit 1183 and retrofits | 306 | 2270 | Rate Constraint in lbs/MMBtu | FALSE | L | Annual | Standard | lb/MMBtu | 0.15 | 0.15 | 0.15 | 0.15 | 0.15 | 0.15 | 0.15
CT Fac. Spec. - NOX Rate Winter v.4.10 Final, Unit 1183 and retrofits | 306 | 2270 | Rate Constraint in lbs/MMBtu | FALSE | L | Annual | Emissions at Affected Plants NOX | Thousand Tons | 0 | 0 | 0 | 0 | 0 | 0 | 0
CT Fac. Spec. - NOX Rate Winter v.4.10 Final, Unit 1183 and retrofits | 306 | 2270 | Rate Constraint in lbs/MMBtu | FALSE | L | Annual | Allowances Purchased NOX | Thousand Tons | 0 | 0 | 0 | 0 | 0 | 0 | 0
CT Fac. Spec. - NOX Rate Winter v.4.10 Final, Unit 1183 and retrofits | 306 | 2270 | Rate Constraint in lbs/MMBtu | FALSE | L | Annual | Allowances Sold NOX | Thousand Tons | 0 | 0 | 0 | 0 | 0 | 0 | 0
CT Fac. Spec. - NOX Rate Winter v.4.10 Final, Unit 1183 and retrofits | 306 | 2270 | Rate Constraint in lbs/MMBtu | FALSE | L | Annual | Allowances Banked | Thousand Tons | 0 | 0 | 0 | 0 | 0 | 0 | 0
CT Fac. Spec. - NOX Rate Winter v.4.10 Final, Unit 1183 and retrofits | 306 | 2270 | Rate Constraint in lbs/MMBtu | FALSE | L | Annual | Allowances Withdrawn (1:1) | Thousand Tons | 0 | 0 | 0 | 0 | 0 | 0 | 0
CT Fac. Spec. - NOX Rate Winter v.4.10 Final, Unit 1183 and retrofits | 306 | 2270 | Rate Constraint in lbs/MMBtu | FALSE | L | Annual | Allowances Withdrawn (n:1) | Thousand Tons | 0 | 0 | 0 | 0 | 0 | 0 | 0
CT Fac. Spec. - NOX Rate Winter v.4.10 Final, Unit 1183 and retrofits | 306 | 2270 | Rate Constraint in lbs/MMBtu | FALSE | L | Annual | Net Emissions Allowance Position | Thousand Tons | 0 | 0 | 0 | 0 | 0 | 0 | 0
CT Fac. Spec. - NOX Rate Winter v.4.10 Final, Unit 1183 and retrofits | 306 | 2270 | Rate Constraint in lbs/MMBtu | FALSE | L | Annual | Fuel Consumed | TBtu | 0 | 0 | 0 | 0 | 0 | 0 | 0
CT Fac. Spec. - NOX Rate Winter v.4.10 Final, Unit 1183 and retrofits | 306 | 2270 | Rate Constraint in lbs/MMBtu | FALSE | L | Annual | Rate | lb/MMBtu | 0 | 0 | 0 | 0 | 0 | 0 | 0
CT Fac. Spec. - NOX Rate Winter v.4.10 Final, Unit 1183 and retrofits | 306 | 2270 | Rate Constraint in lbs/MMBtu | FALSE | L | Annual | Generation | TWh | 0 | 0 | 0 | 0 | 0 | 0 | 0
CT Fac. Spec. - NOX Rate Winter v.4.10 Final, Unit 1183 and retrofits | 306 | 2270 | Rate Constraint in lbs/MMBtu | FALSE | L | Annual | Qualifying Generation | TWh | 0 | 0 | 0 | 0 | 0 | 0 | 0
CT Fac. Spec. - NOX Rate Winter v.4.10 Final, Unit 1183 and retrofits | 306 | 2270 | Rate Constraint in lbs/MMBtu | FALSE | L | Annual | Rate | lb/MWh | 0 | 0 | 0 | 0 | 0 | 0 | 0
CT Fac. Spec. - NOX Rate Winter v.4.10 Final, Unit 1183 and retrofits | 306 | 2270 | Rate Constraint in lbs/MMBtu | FALSE | L | Annual | Constraint Shadow Price | US2011$/Ton | 0 | 0 | 0 | 0 | 0 | 0 | 0
CT Fac. Spec. - NOX Rate Winter v.4.10 Final, Unit 1184 and retrofits | 307 | 2270 | Rate Constraint in lbs/MMBtu | FALSE | L | Annual | Seasons Included | Seasons | Winter | Winter | Winter | Winter | Winter | Winter | Winter
CT Fac. Spec. - NOX Rate Winter v.4.10 Final, Unit 1184 and retrofits | 307 | 2270 | Rate Constraint in lbs/MMBtu | FALSE | L | Annual | Standard | lb/MMBtu | 0.15 | 0.15 | 0.15 | 0.15 | 0.15 | 0.15 | 0.15
CT Fac. Spec. - NOX Rate Winter v.4.10 Final, Unit 1184 and retrofits | 307 | 2270 | Rate Constraint in lbs/MMBtu | FALSE | L | Annual | Emissions at Affected Plants NOX | Thousand Tons | 0 | 0 | 0 | 0 | 0 | 0 | 0
CT Fac. Spec. - NOX Rate Winter v.4.10 Final, Unit 1184 and retrofits | 307 | 2270 | Rate Constraint in lbs/MMBtu | FALSE | L | Annual | Allowances Purchased NOX | Thousand Tons | 0 | 0 | 0 | 0 | 0 | 0 | 0
CT Fac. Spec. - NOX Rate Winter v.4.10 Final, Unit 1184 and retrofits | 307 | 2270 | Rate Constraint in lbs/MMBtu | FALSE | L | Annual | Allowances Sold NOX | Thousand Tons | 0 | 0 | 0 | 0 | 0 | 0 | 0
CT Fac. Spec. - NOX Rate Winter v.4.10 Final, Unit 1184 and retrofits | 307 | 2270 | Rate Constraint in lbs/MMBtu | FALSE | L | Annual | Allowances Banked | Thousand Tons | 0 | 0 | 0 | 0 | 0 | 0 | 0
CT Fac. Spec. - NOX Rate Winter v.4.10 Final, Unit 1184 and retrofits | 307 | 2270 | Rate Constraint in lbs/MMBtu | FALSE | L | Annual | Allowances Withdrawn (1:1) | Thousand Tons | 0 | 0 | 0 | 0 | 0 | 0 | 0
CT Fac. Spec. - NOX Rate Winter v.4.10 Final, Unit 1184 and retrofits | 307 | 2270 | Rate Constraint in lbs/MMBtu | FALSE | L | Annual | Allowances Withdrawn (n:1) | Thousand Tons | 0 | 0 | 0 | 0 | 0 | 0 | 0
CT Fac. Spec. - NOX Rate Winter v.4.10 Final, Unit 1184 and retrofits | 307 | 2270 | Rate Constraint in lbs/MMBtu | FALSE | L | Annual | Net Emissions Allowance Position | Thousand Tons | 0 | 0 | 0 | 0 | 0 | 0 | 0
CT Fac. Spec. - NOX Rate Winter v.4.10 Final, Unit 1184 and retrofits | 307 | 2270 | Rate Constraint in lbs/MMBtu | FALSE | L | Annual | Fuel Consumed | TBtu | 0 | 0 | 0 | 0 | 0 | 0 | 0
CT Fac. Spec. - NOX Rate Winter v.4.10 Final, Unit 1184 and retrofits | 307 | 2270 | Rate Constraint in lbs/MMBtu | FALSE | L | Annual | Rate | lb/MMBtu | 0 | 0 | 0 | 0 | 0 | 0 | 0
CT Fac. Spec. - NOX Rate Winter v.4.10 Final, Unit 1184 and retrofits | 307 | 2270 | Rate Constraint in lbs/MMBtu | FALSE | L | Annual | Generation | TWh | 0 | 0 | 0 | 0 | 0 | 0 | 0
CT Fac. Spec. - NOX Rate Winter v.4.10 Final, Unit 1184 and retrofits | 307 | 2270 | Rate Constraint in lbs/MMBtu | FALSE | L | Annual | Qualifying Generation | TWh | 0 | 0 | 0 | 0 | 0 | 0 | 0
CT Fac. Spec. - NOX Rate Winter v.4.10 Final, Unit 1184 and retrofits | 307 | 2270 | Rate Constraint in lbs/MMBtu | FALSE | L | Annual | Rate | lb/MWh | 0 | 0 | 0 | 0 | 0 | 0 | 0
CT Fac. Spec. - NOX Rate Winter v.4.10 Final, Unit 1184 and retrofits | 307 | 2270 | Rate Constraint in lbs/MMBtu | FALSE | L | Annual | Constraint Shadow Price | US2011$/Ton | 0 | 0 | 0 | 0 | 0 | 0 | 0
CT Fac. Spec. - NOX Rate Winter v.4.10 Final, Unit 1185 and retrofits | 308 | 2270 | Rate Constraint in lbs/MMBtu | FALSE | L | Annual | Seasons Included | Seasons | Winter | Winter | Winter | Winter | Winter | Winter | Winter
CT Fac. Spec. - NOX Rate Winter v.4.10 Final, Unit 1185 and retrofits | 308 | 2270 | Rate Constraint in lbs/MMBtu | FALSE | L | Annual | Standard | lb/MMBtu | 0.15 | 0.15 | 0.15 | 0.15 | 0.15 | 0.15 | 0.15
CT Fac. Spec. - NOX Rate Winter v.4.10 Final, Unit 1185 and retrofits | 308 | 2270 | Rate Constraint in lbs/MMBtu | FALSE | L | Annual | Emissions at Affected Plants NOX | Thousand Tons | 0 | 0 | 0 | 0 | 0 | 0 | 0
CT Fac. Spec. - NOX Rate Winter v.4.10 Final, Unit 1185 and retrofits | 308 | 2270 | Rate Constraint in lbs/MMBtu | FALSE | L | Annual | Allowances Purchased NOX | Thousand Tons | 0 | 0 | 0 | 0 | 0 | 0 | 0
CT Fac. Spec. - NOX Rate Winter v.4.10 Final, Unit 1185 and retrofits | 308 | 2270 | Rate Constraint in lbs/MMBtu | FALSE | L | Annual | Allowances Sold NOX | Thousand Tons | 0 | 0 | 0 | 0 | 0 | 0 | 0
CT Fac. Spec. - NOX Rate Winter v.4.10 Final, Unit 1185 and retrofits | 308 | 2270 | Rate Constraint in lbs/MMBtu | FALSE | L | Annual | Allowances Banked | Thousand Tons | 0 | 0 | 0 | 0 | 0 | 0 | 0
CT Fac. Spec. - NOX Rate Winter v.4.10 Final, Unit 1185 and retrofits | 308 | 2270 | Rate Constraint in lbs/MMBtu | FALSE | L | Annual | Allowances Withdrawn (1:1) | Thousand Tons | 0 | 0 | 0 | 0 | 0 | 0 | 0
CT Fac. Spec. - NOX Rate Winter v.4.10 Final, Unit 1185 and retrofits | 308 | 2270 | Rate Constraint in lbs/MMBtu | FALSE | L | Annual | Allowances Withdrawn (n:1) | Thousand Tons | 0 | 0 | 0 | 0 | 0 | 0 | 0
CT Fac. Spec. - NOX Rate Winter v.4.10 Final, Unit 1185 and retrofits | 308 | 2270 | Rate Constraint in lbs/MMBtu | FALSE | L | Annual | Net Emissions Allowance Position | Thousand Tons | 0 | 0 | 0 | 0 | 0 | 0 | 0
CT Fac. Spec. - NOX Rate Winter v.4.10 Final, Unit 1185 and retrofits | 308 | 2270 | Rate Constraint in lbs/MMBtu | FALSE | L | Annual | Fuel Consumed | TBtu | 0 | 0 | 0 | 0 | 0 | 0 | 0
CT Fac. Spec. - NOX Rate Winter v.4.10 Final, Unit 1185 and retrofits | 308 | 2270 | Rate Constraint in lbs/MMBtu | FALSE | L | Annual | Rate | lb/MMBtu | 0 | 0 | 0 | 0 | 0 | 0 | 0
CT Fac. Spec. - NOX Rate Winter v.4.10 Final, Unit 1185 and retrofits | 308 | 2270 | Rate Constraint in lbs/MMBtu | FALSE | L | Annual | Generation | TWh | 0 | 0 | 0 | 0 | 0 | 0 | 0
CT Fac. Spec. - NOX Rate Winter v.4.10 Final, Unit 1185 and retrofits | 308 | 2270 | Rate Constraint in lbs/MMBtu | FALSE | L | Annual | Qualifying Generation | TWh | 0 | 0 | 0 | 0 | 0 | 0 | 0
CT Fac. Spec. - NOX Rate Winter v.4.10 Final, Unit 1185 and retrofits | 308 | 2270 | Rate Constraint in lbs/MMBtu | FALSE | L | Annual | Rate | lb/MWh | 0 | 0 | 0 | 0 | 0 | 0 | 0
CT Fac. Spec. - NOX Rate Winter v.4.10 Final, Unit 1185 and retrofits | 308 | 2270 | Rate Constraint in lbs/MMBtu | FALSE | L | Annual | Constraint Shadow Price | US2011$/Ton | 0 | 0 | 0 | 0 | 0 | 0 | 0
CT Fac. Spec. - NOX Rate Winter v.4.10 Final, Unit 1186 and retrofits | 309 | 2270 | Rate Constraint in lbs/MMBtu | FALSE | L | Annual | Seasons Included | Seasons | Winter | Winter | Winter | Winter | Winter | Winter | Winter
CT Fac. Spec. - NOX Rate Winter v.4.10 Final, Unit 1186 and retrofits | 309 | 2270 | Rate Constraint in lbs/MMBtu | FALSE | L | Annual | Standard | lb/MMBtu | 0.15 | 0.15 | 0.15 | 0.15 | 0.15 | 0.15 | 0.15
CT Fac. Spec. - NOX Rate Winter v.4.10 Final, Unit 1186 and retrofits | 309 | 2270 | Rate Constraint in lbs/MMBtu | FALSE | L | Annual | Emissions at Affected Plants NOX | Thousand Tons | 0 | 0 | 0 | 0 | 0 | 0 | 0
CT Fac. Spec. - NOX Rate Winter v.4.10 Final, Unit 1186 and retrofits | 309 | 2270 | Rate Constraint in lbs/MMBtu | FALSE | L | Annual | Allowances Purchased NOX | Thousand Tons | 0 | 0 | 0 | 0 | 0 | 0 | 0
CT Fac. Spec. - NOX Rate Winter v.4.10 Final, Unit 1186 and retrofits | 309 | 2270 | Rate Constraint in lbs/MMBtu | FALSE | L | Annual | Allowances Sold NOX | Thousand Tons | 0 | 0 | 0 | 0 | 0 | 0 | 0
CT Fac. Spec. - NOX Rate Winter v.4.10 Final, Unit 1186 and retrofits | 309 | 2270 | Rate Constraint in lbs/MMBtu | FALSE | L | Annual | Allowances Banked | Thousand Tons | 0 | 0 | 0 | 0 | 0 | 0 | 0
CT Fac. Spec. - NOX Rate Winter v.4.10 Final, Unit 1186 and retrofits | 309 | 2270 | Rate Constraint in lbs/MMBtu | FALSE | L | Annual | Allowances Withdrawn (1:1) | Thousand Tons | 0 | 0 | 0 | 0 | 0 | 0 | 0
CT Fac. Spec. - NOX Rate Winter v.4.10 Final, Unit 1186 and retrofits | 309 | 2270 | Rate Constraint in lbs/MMBtu | FALSE | L | Annual | Allowances Withdrawn (n:1) | Thousand Tons | 0 | 0 | 0 | 0 | 0 | 0 | 0
CT Fac. Spec. - NOX Rate Winter v.4.10 Final, Unit 1186 and retrofits | 309 | 2270 | Rate Constraint in lbs/MMBtu | FALSE | L | Annual | Net Emissions Allowance Position | Thousand Tons | 0 | 0 | 0 | 0 | 0 | 0 | 0
CT Fac. Spec. - NOX Rate Winter v.4.10 Final, Unit 1186 and retrofits | 309 | 2270 | Rate Constraint in lbs/MMBtu | FALSE | L | Annual | Fuel Consumed | TBtu | 0 | 0 | 0 | 0 | 0 | 0 | 0
CT Fac. Spec. - NOX Rate Winter v.4.10 Final, Unit 1186 and retrofits | 309 | 2270 | Rate Constraint in lbs/MMBtu | FALSE | L | Annual | Rate | lb/MMBtu | 0 | 0 | 0 | 0 | 0 | 0 | 0
CT Fac. Spec. - NOX Rate Winter v.4.10 Final, Unit 1186 and retrofits | 309 | 2270 | Rate Constraint in lbs/MMBtu | FALSE | L | Annual | Generation | TWh | 0 | 0 | 0 | 0 | 0 | 0 | 0
CT Fac. Spec. - NOX Rate Winter v.4.10 Final, Unit 1186 and retrofits | 309 | 2270 | Rate Constraint in lbs/MMBtu | FALSE | L | Annual | Qualifying Generation | TWh | 0 | 0 | 0 | 0 | 0 | 0 | 0
CT Fac. Spec. - NOX Rate Winter v.4.10 Final, Unit 1186 and retrofits | 309 | 2270 | Rate Constraint in lbs/MMBtu | FALSE | L | Annual | Rate | lb/MWh | 0 | 0 | 0 | 0 | 0 | 0 | 0
CT Fac. Spec. - NOX Rate Winter v.4.10 Final, Unit 1186 and retrofits | 309 | 2270 | Rate Constraint in lbs/MMBtu | FALSE | L | Annual | Constraint Shadow Price | US2011$/Ton | 0 | 0 | 0 | 0 | 0 | 0 | 0
CT Fac. Spec. - NOX Rate Winter v.4.10 Final, Unit 1187 and retrofits | 310 | 2270 | Rate Constraint in lbs/MMBtu | FALSE | L | Annual | Seasons Included | Seasons | Winter | Winter | Winter | Winter | Winter | Winter | Winter
CT Fac. Spec. - NOX Rate Winter v.4.10 Final, Unit 1187 and retrofits | 310 | 2270 | Rate Constraint in lbs/MMBtu | FALSE | L | Annual | Standard | lb/MMBtu | 0.15 | 0.15 | 0.15 | 0.15 | 0.15 | 0.15 | 0.15
CT Fac. Spec. - NOX Rate Winter v.4.10 Final, Unit 1187 and retrofits | 310 | 2270 | Rate Constraint in lbs/MMBtu | FALSE | L | Annual | Emissions at Affected Plants NOX | Thousand Tons | 0 | 0 | 0 | 0 | 0 | 0 | 0
CT Fac. Spec. - NOX Rate Winter v.4.10 Final, Unit 1187 and retrofits | 310 | 2270 | Rate Constraint in lbs/MMBtu | FALSE | L | Annual | Allowances Purchased NOX | Thousand Tons | 0 | 0 | 0 | 0 | 0 | 0 | 0
CT Fac. Spec. - NOX Rate Winter v.4.10 Final, Unit 1187 and retrofits | 310 | 2270 | Rate Constraint in lbs/MMBtu | FALSE | L | Annual | Allowances Sold NOX | Thousand Tons | 0 | 0 | 0 | 0 | 0 | 0 | 0
CT Fac. Spec. - NOX Rate Winter v.4.10 Final, Unit 1187 and retrofits | 310 | 2270 | Rate Constraint in lbs/MMBtu | FALSE | L | Annual | Allowances Banked | Thousand Tons | 0 | 0 | 0 | 0 | 0 | 0 | 0
CT Fac. Spec. - NOX Rate Winter v.4.10 Final, Unit 1187 and retrofits | 310 | 2270 | Rate Constraint in lbs/MMBtu | FALSE | L | Annual | Allowances Withdrawn (1:1) | Thousand Tons | 0 | 0 | 0 | 0 | 0 | 0 | 0
CT Fac. Spec. - NOX Rate Winter v.4.10 Final, Unit 1187 and retrofits | 310 | 2270 | Rate Constraint in lbs/MMBtu | FALSE | L | Annual | Allowances Withdrawn (n:1) | Thousand Tons | 0 | 0 | 0 | 0 | 0 | 0 | 0
CT Fac. Spec. - NOX Rate Winter v.4.10 Final, Unit 1187 and retrofits | 310 | 2270 | Rate Constraint in lbs/MMBtu | FALSE | L | Annual | Net Emissions Allowance Position | Thousand Tons | 0 | 0 | 0 | 0 | 0 | 0 | 0
CT Fac. Spec. - NOX Rate Winter v.4.10 Final, Unit 1187 and retrofits | 310 | 2270 | Rate Constraint in lbs/MMBtu | FALSE | L | Annual | Fuel Consumed | TBtu | 0 | 0 | 0 | 0 | 0 | 0 | 0
CT Fac. Spec. - NOX Rate Winter v.4.10 Final, Unit 1187 and retrofits | 310 | 2270 | Rate Constraint in lbs/MMBtu | FALSE | L | Annual | Rate | lb/MMBtu | 0 | 0 | 0 | 0 | 0 | 0 | 0
CT Fac. Spec. - NOX Rate Winter v.4.10 Final, Unit 1187 and retrofits | 310 | 2270 | Rate Constraint in lbs/MMBtu | FALSE | L | Annual | Generation | TWh | 0 | 0 | 0 | 0 | 0 | 0 | 0
CT Fac. Spec. - NOX Rate Winter v.4.10 Final, Unit 1187 and retrofits | 310 | 2270 | Rate Constraint in lbs/MMBtu | FALSE | L | Annual | Qualifying Generation | TWh | 0 | 0 | 0 | 0 | 0 | 0 | 0
CT Fac. Spec. - NOX Rate Winter v.4.10 Final, Unit 1187 and retrofits | 310 | 2270 | Rate Constraint in lbs/MMBtu | FALSE | L | Annual | Rate | lb/MWh | 0 | 0 | 0 | 0 | 0 | 0 | 0
CT Fac. Spec. - NOX Rate Winter v.4.10 Final, Unit 1187 and retrofits | 310 | 2270 | Rate Constraint in lbs/MMBtu | FALSE | L | Annual | Constraint Shadow Price | US2011$/Ton | 0 | 0 | 0 | 0 | 0 | 0 | 0
CT Fac. Spec. - NOX Rate Winter v.4.10 Final, Unit 1193 and retrofits | 311 | 2270 | Rate Constraint in lbs/MMBtu | FALSE | L | Annual | Seasons Included | Seasons | Winter | Winter | Winter | Winter | Winter | Winter | Winter
CT Fac. Spec. - NOX Rate Winter v.4.10 Final, Unit 1193 and retrofits | 311 | 2270 | Rate Constraint in lbs/MMBtu | FALSE | L | Annual | Standard | lb/MMBtu | 0.15 | 0.15 | 0.15 | 0.15 | 0.15 | 0.15 | 0.15
CT Fac. Spec. - NOX Rate Winter v.4.10 Final, Unit 1193 and retrofits | 311 | 2270 | Rate Constraint in lbs/MMBtu | FALSE | L | Annual | Emissions at Affected Plants NOX | Thousand Tons | 0 | 0 | 0 | 0 | 0 | 0 | 0
CT Fac. Spec. - NOX Rate Winter v.4.10 Final, Unit 1193 and retrofits | 311 | 2270 | Rate Constraint in lbs/MMBtu | FALSE | L | Annual | Allowances Purchased NOX | Thousand Tons | 0 | 0 | 0 | 0 | 0 | 0 | 0
CT Fac. Spec. - NOX Rate Winter v.4.10 Final, Unit 1193 and retrofits | 311 | 2270 | Rate Constraint in lbs/MMBtu | FALSE | L | Annual | Allowances Sold NOX | Thousand Tons | 0 | 0 | 0 | 0 | 0 | 0 | 0
CT Fac. Spec. - NOX Rate Winter v.4.10 Final, Unit 1193 and retrofits | 311 | 2270 | Rate Constraint in lbs/MMBtu | FALSE | L | Annual | Allowances Banked | Thousand Tons | 0 | 0 | 0 | 0 | 0 | 0 | 0
CT Fac. Spec. - NOX Rate Winter v.4.10 Final, Unit 1193 and retrofits | 311 | 2270 | Rate Constraint in lbs/MMBtu | FALSE | L | Annual | Allowances Withdrawn (1:1) | Thousand Tons | 0 | 0 | 0 | 0 | 0 | 0 | 0
CT Fac. Spec. - NOX Rate Winter v.4.10 Final, Unit 1193 and retrofits | 311 | 2270 | Rate Constraint in lbs/MMBtu | FALSE | L | Annual | Allowances Withdrawn (n:1) | Thousand Tons | 0 | 0 | 0 | 0 | 0 | 0 | 0
CT Fac. Spec. - NOX Rate Winter v.4.10 Final, Unit 1193 and retrofits | 311 | 2270 | Rate Constraint in lbs/MMBtu | FALSE | L | Annual | Net Emissions Allowance Position | Thousand Tons | 0 | 0 | 0 | 0 | 0 | 0 | 0
CT Fac. Spec. - NOX Rate Winter v.4.10 Final, Unit 1193 and retrofits | 311 | 2270 | Rate Constraint in lbs/MMBtu | FALSE | L | Annual | Fuel Consumed | TBtu | 0 | 0 | 0 | 0 | 0 | 0 | 0
CT Fac. Spec. - NOX Rate Winter v.4.10 Final, Unit 1193 and retrofits | 311 | 2270 | Rate Constraint in lbs/MMBtu | FALSE | L | Annual | Rate | lb/MMBtu | 0 | 0 | 0 | 0 | 0 | 0 | 0
CT Fac. Spec. - NOX Rate Winter v.4.10 Final, Unit 1193 and retrofits | 311 | 2270 | Rate Constraint in lbs/MMBtu | FALSE | L | Annual | Generation | TWh | 0 | 0 | 0 | 0 | 0 | 0 | 0
CT Fac. Spec. - NOX Rate Winter v.4.10 Final, Unit 1193 and retrofits | 311 | 2270 | Rate Constraint in lbs/MMBtu | FALSE | L | Annual | Qualifying Generation | TWh | 0 | 0 | 0 | 0 | 0 | 0 | 0
CT Fac. Spec. - NOX Rate Winter v.4.10 Final, Unit 1193 and retrofits | 311 | 2270 | Rate Constraint in lbs/MMBtu | FALSE | L | Annual | Rate | lb/MWh | 0 | 0 | 0 | 0 | 0 | 0 | 0
CT Fac. Spec. - NOX Rate Winter v.4.10 Final, Unit 1193 and retrofits | 311 | 2270 | Rate Constraint in lbs/MMBtu | FALSE | L | Annual | Constraint Shadow Price | US2011$/Ton | 0 | 0 | 0 | 0 | 0 | 0 | 0
CT Fac. Spec. - NOX Rate Winter v.4.10 Final, Unit 1194 and retrofits | 312 | 2270 | Rate Constraint in lbs/MMBtu | FALSE | L | Annual | Seasons Included | Seasons | Winter | Winter | Winter | Winter | Winter | Winter | Winter
CT Fac. Spec. - NOX Rate Winter v.4.10 Final, Unit 1194 and retrofits | 312 | 2270 | Rate Constraint in lbs/MMBtu | FALSE | L | Annual | Standard | lb/MMBtu | 0.15 | 0.15 | 0.15 | 0.15 | 0.15 | 0.15 | 0.15
CT Fac. Spec. - NOX Rate Winter v.4.10 Final, Unit 1194 and retrofits | 312 | 2270 | Rate Constraint in lbs/MMBtu | FALSE | L | Annual | Emissions at Affected Plants NOX | Thousand Tons | 0 | 0 | 0 | 0 | 0 | 0 | 0
CT Fac. Spec. - NOX Rate Winter v.4.10 Final, Unit 1194 and retrofits | 312 | 2270 | Rate Constraint in lbs/MMBtu | FALSE | L | Annual | Allowances Purchased NOX | Thousand Tons | 0 | 0 | 0 | 0 | 0 | 0 | 0
CT Fac. Spec. - NOX Rate Winter v.4.10 Final, Unit 1194 and retrofits | 312 | 2270 | Rate Constraint in lbs/MMBtu | FALSE | L | Annual | Allowances Sold NOX | Thousand Tons | 0 | 0 | 0 | 0 | 0 | 0 | 0
CT Fac. Spec. - NOX Rate Winter v.4.10 Final, Unit 1194 and retrofits | 312 | 2270 | Rate Constraint in lbs/MMBtu | FALSE | L | Annual | Allowances Banked | Thousand Tons | 0 | 0 | 0 | 0 | 0 | 0 | 0
CT Fac. Spec. - NOX Rate Winter v.4.10 Final, Unit 1194 and retrofits | 312 | 2270 | Rate Constraint in lbs/MMBtu | FALSE | L | Annual | Allowances Withdrawn (1:1) | Thousand Tons | 0 | 0 | 0 | 0 | 0 | 0 | 0
CT Fac. Spec. - NOX Rate Winter v.4.10 Final, Unit 1194 and retrofits | 312 | 2270 | Rate Constraint in lbs/MMBtu | FALSE | L | Annual | Allowances Withdrawn (n:1) | Thousand Tons | 0 | 0 | 0 | 0 | 0 | 0 | 0
CT Fac. Spec. - NOX Rate Winter v.4.10 Final, Unit 1194 and retrofits | 312 | 2270 | Rate Constraint in lbs/MMBtu | FALSE | L | Annual | Net Emissions Allowance Position | Thousand Tons | 0 | 0 | 0 | 0 | 0 | 0 | 0
CT Fac. Spec. - NOX Rate Winter v.4.10 Final, Unit 1194 and retrofits | 312 | 2270 | Rate Constraint in lbs/MMBtu | FALSE | L | Annual | Fuel Consumed | TBtu | 0 | 0 | 0 | 0 | 0 | 0 | 0
CT Fac. Spec. - NOX Rate Winter v.4.10 Final, Unit 1194 and retrofits | 312 | 2270 | Rate Constraint in lbs/MMBtu | FALSE | L | Annual | Rate | lb/MMBtu | 0 | 0 | 0 | 0 | 0 | 0 | 0
CT Fac. Spec. - NOX Rate Winter v.4.10 Final, Unit 1194 and retrofits | 312 | 2270 | Rate Constraint in lbs/MMBtu | FALSE | L | Annual | Generation | TWh | 0 | 0 | 0 | 0 | 0 | 0 | 0
CT Fac. Spec. - NOX Rate Winter v.4.10 Final, Unit 1194 and retrofits | 312 | 2270 | Rate Constraint in lbs/MMBtu | FALSE | L | Annual | Qualifying Generation | TWh | 0 | 0 | 0 | 0 | 0 | 0 | 0
CT Fac. Spec. - NOX Rate Winter v.4.10 Final, Unit 1194 and retrofits | 312 | 2270 | Rate Constraint in lbs/MMBtu | FALSE | L | Annual | Rate | lb/MWh | 0 | 0 | 0 | 0 | 0 | 0 | 0
CT Fac. Spec. - NOX Rate Winter v.4.10 Final, Unit 1194 and retrofits | 312 | 2270 | Rate Constraint in lbs/MMBtu | FALSE | L | Annual | Constraint Shadow Price | US2011$/Ton | 0 | 0 | 0 | 0 | 0 | 0 | 0
CT Fac. Spec. - NOX Rate Winter v.4.10 Final, Unit 1195 and retrofits | 313 | 2270 | Rate Constraint in lbs/MMBtu | FALSE | L | Annual | Seasons Included | Seasons | Winter | Winter | Winter | Winter | Winter | Winter | Winter
CT Fac. Spec. - NOX Rate Winter v.4.10 Final, Unit 1195 and retrofits | 313 | 2270 | Rate Constraint in lbs/MMBtu | FALSE | L | Annual | Standard | lb/MMBtu | 0.15 | 0.15 | 0.15 | 0.15 | 0.15 | 0.15 | 0.15
CT Fac. Spec. - NOX Rate Winter v.4.10 Final, Unit 1195 and retrofits | 313 | 2270 | Rate Constraint in lbs/MMBtu | FALSE | L | Annual | Emissions at Affected Plants NOX | Thousand Tons | 0 | 0 | 0 | 0 | 0 | 0 | 0
CT Fac. Spec. - NOX Rate Winter v.4.10 Final, Unit 1195 and retrofits | 313 | 2270 | Rate Constraint in lbs/MMBtu | FALSE | L | Annual | Allowances Purchased NOX | Thousand Tons | 0 | 0 | 0 | 0 | 0 | 0 | 0
CT Fac. Spec. - NOX Rate Winter v.4.10 Final, Unit 1195 and retrofits | 313 | 2270 | Rate Constraint in lbs/MMBtu | FALSE | L | Annual | Allowances Sold NOX | Thousand Tons | 0 | 0 | 0 | 0 | 0 | 0 | 0
CT Fac. Spec. - NOX Rate Winter v.4.10 Final, Unit 1195 and retrofits | 313 | 2270 | Rate Constraint in lbs/MMBtu | FALSE | L | Annual | Allowances Banked | Thousand Tons | 0 | 0 | 0 | 0 | 0 | 0 | 0
CT Fac. Spec. - NOX Rate Winter v.4.10 Final, Unit 1195 and retrofits | 313 | 2270 | Rate Constraint in lbs/MMBtu | FALSE | L | Annual | Allowances Withdrawn (1:1) | Thousand Tons | 0 | 0 | 0 | 0 | 0 | 0 | 0
CT Fac. Spec. - NOX Rate Winter v.4.10 Final, Unit 1195 and retrofits | 313 | 2270 | Rate Constraint in lbs/MMBtu | FALSE | L | Annual | Allowances Withdrawn (n:1) | Thousand Tons | 0 | 0 | 0 | 0 | 0 | 0 | 0
CT Fac. Spec. - NOX Rate Winter v.4.10 Final, Unit 1195 and retrofits | 313 | 2270 | Rate Constraint in lbs/MMBtu | FALSE | L | Annual | Net Emissions Allowance Position | Thousand Tons | 0 | 0 | 0 | 0 | 0 | 0 | 0
CT Fac. Spec. - NOX Rate Winter v.4.10 Final, Unit 1195 and retrofits | 313 | 2270 | Rate Constraint in lbs/MMBtu | FALSE | L | Annual | Fuel Consumed | TBtu | 0 | 0 | 0 | 0 | 0 | 0 | 0
CT Fac. Spec. - NOX Rate Winter v.4.10 Final, Unit 1195 and retrofits | 313 | 2270 | Rate Constraint in lbs/MMBtu | FALSE | L | Annual | Rate | lb/MMBtu | 0 | 0 | 0 | 0 | 0 | 0 | 0
CT Fac. Spec. - NOX Rate Winter v.4.10 Final, Unit 1195 and retrofits | 313 | 2270 | Rate Constraint in lbs/MMBtu | FALSE | L | Annual | Generation | TWh | 0 | 0 | 0 | 0 | 0 | 0 | 0
CT Fac. Spec. - NOX Rate Winter v.4.10 Final, Unit 1195 and retrofits | 313 | 2270 | Rate Constraint in lbs/MMBtu | FALSE | L | Annual | Qualifying Generation | TWh | 0 | 0 | 0 | 0 | 0 | 0 | 0
CT Fac. Spec. - NOX Rate Winter v.4.10 Final, Unit 1195 and retrofits | 313 | 2270 | Rate Constraint in lbs/MMBtu | FALSE | L | Annual | Rate | lb/MWh | 0 | 0 | 0 | 0 | 0 | 0 | 0
CT Fac. Spec. - NOX Rate Winter v.4.10 Final, Unit 1195 and retrofits | 313 | 2270 | Rate Constraint in lbs/MMBtu | FALSE | L | Annual | Constraint Shadow Price | US2011$/Ton | 0 | 0 | 0 | 0 | 0 | 0 | 0
CT Fac. Spec. - NOX Rate Winter v.4.10 Final, Unit 1196 and retrofits | 314 | 2270 | Rate Constraint in lbs/MMBtu | FALSE | L | Annual | Seasons Included | Seasons | Winter | Winter | Winter | Winter | Winter | Winter | Winter
CT Fac. Spec. - NOX Rate Winter v.4.10 Final, Unit 1196 and retrofits | 314 | 2270 | Rate Constraint in lbs/MMBtu | FALSE | L | Annual | Standard | lb/MMBtu | 0.15 | 0.15 | 0.15 | 0.15 | 0.15 | 0.15 | 0.15
CT Fac. Spec. - NOX Rate Winter v.4.10 Final, Unit 1196 and retrofits | 314 | 2270 | Rate Constraint in lbs/MMBtu | FALSE | L | Annual | Emissions at Affected Plants NOX | Thousand Tons | 0 | 0 | 0 | 0 | 0 | 0 | 0
CT Fac. Spec. - NOX Rate Winter v.4.10 Final, Unit 1196 and retrofits | 314 | 2270 | Rate Constraint in lbs/MMBtu | FALSE | L | Annual | Allowances Purchased NOX | Thousand Tons | 0 | 0 | 0 | 0 | 0 | 0 | 0
CT Fac. Spec. - NOX Rate Winter v.4.10 Final, Unit 1196 and retrofits | 314 | 2270 | Rate Constraint in lbs/MMBtu | FALSE | L | Annual | Allowances Sold NOX | Thousand Tons | 0 | 0 | 0 | 0 | 0 | 0 | 0
CT Fac. Spec. - NOX Rate Winter v.4.10 Final, Unit 1196 and retrofits | 314 | 2270 | Rate Constraint in lbs/MMBtu | FALSE | L | Annual | Allowances Banked | Thousand Tons | 0 | 0 | 0 | 0 | 0 | 0 | 0
CT Fac. Spec. - NOX Rate Winter v.4.10 Final, Unit 1196 and retrofits | 314 | 2270 | Rate Constraint in lbs/MMBtu | FALSE | L | Annual | Allowances Withdrawn (1:1) | Thousand Tons | 0 | 0 | 0 | 0 | 0 | 0 | 0
CT Fac. Spec. - NOX Rate Winter v.4.10 Final, Unit 1196 and retrofits | 314 | 2270 | Rate Constraint in lbs/MMBtu | FALSE | L | Annual | Allowances Withdrawn (n:1) | Thousand Tons | 0 | 0 | 0 | 0 | 0 | 0 | 0
CT Fac. Spec. - NOX Rate Winter v.4.10 Final, Unit 1196 and retrofits | 314 | 2270 | Rate Constraint in lbs/MMBtu | FALSE | L | Annual | Net Emissions Allowance Position | Thousand Tons | 0 | 0 | 0 | 0 | 0 | 0 | 0
CT Fac. Spec. - NOX Rate Winter v.4.10 Final, Unit 1196 and retrofits | 314 | 2270 | Rate Constraint in lbs/MMBtu | FALSE | L | Annual | Fuel Consumed | TBtu | 0 | 0 | 0 | 0 | 0 | 0 | 0
CT Fac. Spec. - NOX Rate Winter v.4.10 Final, Unit 1196 and retrofits | 314 | 2270 | Rate Constraint in lbs/MMBtu | FALSE | L | Annual | Rate | lb/MMBtu | 0 | 0 | 0 | 0 | 0 | 0 | 0
CT Fac. Spec. - NOX Rate Winter v.4.10 Final, Unit 1196 and retrofits | 314 | 2270 | Rate Constraint in lbs/MMBtu | FALSE | L | Annual | Generation | TWh | 0 | 0 | 0 | 0 | 0 | 0 | 0
CT Fac. Spec. - NOX Rate Winter v.4.10 Final, Unit 1196 and retrofits | 314 | 2270 | Rate Constraint in lbs/MMBtu | FALSE | L | Annual | Qualifying Generation | TWh | 0 | 0 | 0 | 0 | 0 | 0 | 0
CT Fac. Spec. - NOX Rate Winter v.4.10 Final, Unit 1196 and retrofits | 314 | 2270 | Rate Constraint in lbs/MMBtu | FALSE | L | Annual | Rate | lb/MWh | 0 | 0 | 0 | 0 | 0 | 0 | 0
CT Fac. Spec. - NOX Rate Winter v.4.10 Final, Unit 1196 and retrofits | 314 | 2270 | Rate Constraint in lbs/MMBtu | FALSE | L | Annual | Constraint Shadow Price | US2011$/Ton | 0 | 0 | 0 | 0 | 0 | 0 | 0
CT Fac. Spec. - NOX Rate Winter v.4.10 Final, Unit 1197 and retrofits | 315 | 2270 | Rate Constraint in lbs/MMBtu | FALSE | L | Annual | Seasons Included | Seasons | Winter | Winter | Winter | Winter | Winter | Winter | Winter
CT Fac. Spec. - NOX Rate Winter v.4.10 Final, Unit 1197 and retrofits | 315 | 2270 | Rate Constraint in lbs/MMBtu | FALSE | L | Annual | Standard | lb/MMBtu | 0.15 | 0.15 | 0.15 | 0.15 | 0.15 | 0.15 | 0.15
CT Fac. Spec. - NOX Rate Winter v.4.10 Final, Unit 1197 and retrofits | 315 | 2270 | Rate Constraint in lbs/MMBtu | FALSE | L | Annual | Emissions at Affected Plants NOX | Thousand Tons | 0 | 0 | 0 | 0 | 0 | 0 | 0
CT Fac. Spec. - NOX Rate Winter v.4.10 Final, Unit 1197 and retrofits | 315 | 2270 | Rate Constraint in lbs/MMBtu | FALSE | L | Annual | Allowances Purchased NOX | Thousand Tons | 0 | 0 | 0 | 0 | 0 | 0 | 0
CT Fac. Spec. - NOX Rate Winter v.4.10 Final, Unit 1197 and retrofits | 315 | 2270 | Rate Constraint in lbs/MMBtu | FALSE | L | Annual | Allowances Sold NOX | Thousand Tons | 0 | 0 | 0 | 0 | 0 | 0 | 0
CT Fac. Spec. - NOX Rate Winter v.4.10 Final, Unit 1197 and retrofits | 315 | 2270 | Rate Constraint in lbs/MMBtu | FALSE | L | Annual | Allowances Banked | Thousand Tons | 0 | 0 | 0 | 0 | 0 | 0 | 0
CT Fac. Spec. - NOX Rate Winter v.4.10 Final, Unit 1197 and retrofits | 315 | 2270 | Rate Constraint in lbs/MMBtu | FALSE | L | Annual | Allowances Withdrawn (1:1) | Thousand Tons | 0 | 0 | 0 | 0 | 0 | 0 | 0
CT Fac. Spec. - NOX Rate Winter v.4.10 Final, Unit 1197 and retrofits | 315 | 2270 | Rate Constraint in lbs/MMBtu | FALSE | L | Annual | Allowances Withdrawn (n:1) | Thousand Tons | 0 | 0 | 0 | 0 | 0 | 0 | 0
CT Fac. Spec. - NOX Rate Winter v.4.10 Final, Unit 1197 and retrofits | 315 | 2270 | Rate Constraint in lbs/MMBtu | FALSE | L | Annual | Net Emissions Allowance Position | Thousand Tons | 0 | 0 | 0 | 0 | 0 | 0 | 0
CT Fac. Spec. - NOX Rate Winter v.4.10 Final, Unit 1197 and retrofits | 315 | 2270 | Rate Constraint in lbs/MMBtu | FALSE | L | Annual | Fuel Consumed | TBtu | 0 | 0 | 0 | 0 | 0 | 0 | 0
CT Fac. Spec. - NOX Rate Winter v.4.10 Final, Unit 1197 and retrofits | 315 | 2270 | Rate Constraint in lbs/MMBtu | FALSE | L | Annual | Rate | lb/MMBtu | 0 | 0 | 0 | 0 | 0 | 0 | 0
CT Fac. Spec. - NOX Rate Winter v.4.10 Final, Unit 1197 and retrofits | 315 | 2270 | Rate Constraint in lbs/MMBtu | FALSE | L | Annual | Generation | TWh | 0 | 0 | 0 | 0 | 0 | 0 | 0
CT Fac. Spec. - NOX Rate Winter v.4.10 Final, Unit 1197 and retrofits | 315 | 2270 | Rate Constraint in lbs/MMBtu | FALSE | L | Annual | Qualifying Generation | TWh | 0 | 0 | 0 | 0 | 0 | 0 | 0
CT Fac. Spec. - NOX Rate Winter v.4.10 Final, Unit 1197 and retrofits | 315 | 2270 | Rate Constraint in lbs/MMBtu | FALSE | L | Annual | Rate | lb/MWh | 0 | 0 | 0 | 0 | 0 | 0 | 0
CT Fac. Spec. - NOX Rate Winter v.4.10 Final, Unit 1197 and retrofits | 315 | 2270 | Rate Constraint in lbs/MMBtu | FALSE | L | Annual | Constraint Shadow Price | US2011$/Ton | 0 | 0 | 0 | 0 | 0 | 0 | 0
CT Fac. Spec. - NOX Rate Winter v.4.10 Final, Unit 1198 and retrofits | 316 | 2270 | Rate Constraint in lbs/MMBtu | FALSE | L | Annual | Seasons Included | Seasons | Winter | Winter | Winter | Winter | Winter | Winter | Winter
CT Fac. Spec. - NOX Rate Winter v.4.10 Final, Unit 1198 and retrofits | 316 | 2270 | Rate Constraint in lbs/MMBtu | FALSE | L | Annual | Standard | lb/MMBtu | 0.15 | 0.15 | 0.15 | 0.15 | 0.15 | 0.15 | 0.15
CT Fac. Spec. - NOX Rate Winter v.4.10 Final, Unit 1198 and retrofits | 316 | 2270 | Rate Constraint in lbs/MMBtu | FALSE | L | Annual | Emissions at Affected Plants NOX | Thousand Tons | 0 | 0 | 0 | 0 | 0 | 0 | 0
CT Fac. Spec. - NOX Rate Winter v.4.10 Final, Unit 1198 and retrofits | 316 | 2270 | Rate Constraint in lbs/MMBtu | FALSE | L | Annual | Allowances Purchased NOX | Thousand Tons | 0 | 0 | 0 | 0 | 0 | 0 | 0
CT Fac. Spec. - NOX Rate Winter v.4.10 Final, Unit 1198 and retrofits | 316 | 2270 | Rate Constraint in lbs/MMBtu | FALSE | L | Annual | Allowances Sold NOX | Thousand Tons | 0 | 0 | 0 | 0 | 0 | 0 | 0
CT Fac. Spec. - NOX Rate Winter v.4.10 Final, Unit 1198 and retrofits | 316 | 2270 | Rate Constraint in lbs/MMBtu | FALSE | L | Annual | Allowances Banked | Thousand Tons | 0 | 0 | 0 | 0 | 0 | 0 | 0
CT Fac. Spec. - NOX Rate Winter v.4.10 Final, Unit 1198 and retrofits | 316 | 2270 | Rate Constraint in lbs/MMBtu | FALSE | L | Annual | Allowances Withdrawn (1:1) | Thousand Tons | 0 | 0 | 0 | 0 | 0 | 0 | 0
CT Fac. Spec. - NOX Rate Winter v.4.10 Final, Unit 1198 and retrofits | 316 | 2270 | Rate Constraint in lbs/MMBtu | FALSE | L | Annual | Allowances Withdrawn (n:1) | Thousand Tons | 0 | 0 | 0 | 0 | 0 | 0 | 0
CT Fac. Spec. - NOX Rate Winter v.4.10 Final, Unit 1198 and retrofits | 316 | 2270 | Rate Constraint in lbs/MMBtu | FALSE | L | Annual | Net Emissions Allowance Position | Thousand Tons | 0 | 0 | 0 | 0 | 0 | 0 | 0
CT Fac. Spec. - NOX Rate Winter v.4.10 Final, Unit 1198 and retrofits | 316 | 2270 | Rate Constraint in lbs/MMBtu | FALSE | L | Annual | Fuel Consumed | TBtu | 0 | 0 | 0 | 0 | 0 | 0 | 0
CT Fac. Spec. - NOX Rate Winter v.4.10 Final, Unit 1198 and retrofits | 316 | 2270 | Rate Constraint in lbs/MMBtu | FALSE | L | Annual | Rate | lb/MMBtu | 0 | 0 | 0 | 0 | 0 | 0 | 0
CT Fac. Spec. - NOX Rate Winter v.4.10 Final, Unit 1198 and retrofits | 316 | 2270 | Rate Constraint in lbs/MMBtu | FALSE | L | Annual | Generation | TWh | 0 | 0 | 0 | 0 | 0 | 0 | 0
CT Fac. Spec. - NOX Rate Winter v.4.10 Final, Unit 1198 and retrofits | 316 | 2270 | Rate Constraint in lbs/MMBtu | FALSE | L | Annual | Qualifying Generation | TWh | 0 | 0 | 0 | 0 | 0 | 0 | 0
CT Fac. Spec. - NOX Rate Winter v.4.10 Final, Unit 1198 and retrofits | 316 | 2270 | Rate Constraint in lbs/MMBtu | FALSE | L | Annual | Rate | lb/MWh | 0 | 0 | 0 | 0 | 0 | 0 | 0
CT Fac. Spec. - NOX Rate Winter v.4.10 Final, Unit 1198 and retrofits | 316 | 2270 | Rate Constraint in lbs/MMBtu | FALSE | L | Annual | Constraint Shadow Price | US2011$/Ton | 0 | 0 | 0 | 0 | 0 | 0 | 0
CT Fac. Spec. - NOX Rate Winter v.4.10 Final, Unit 1199 and retrofits | 317 | 2270 | Rate Constraint in lbs/MMBtu | FALSE | L | Annual | Seasons Included | Seasons | Winter | Winter | Winter | Winter | Winter | Winter | Winter
CT Fac. Spec. - NOX Rate Winter v.4.10 Final, Unit 1199 and retrofits | 317 | 2270 | Rate Constraint in lbs/MMBtu | FALSE | L | Annual | Standard | lb/MMBtu | 0.15 | 0.15 | 0.15 | 0.15 | 0.15 | 0.15 | 0.15
CT Fac. Spec. - NOX Rate Winter v.4.10 Final, Unit 1199 and retrofits | 317 | 2270 | Rate Constraint in lbs/MMBtu | FALSE | L | Annual | Emissions at Affected Plants NOX | Thousand Tons | 0 | 0 | 0 | 0 | 0 | 0 | 0
CT Fac. Spec. - NOX Rate Winter v.4.10 Final, Unit 1199 and retrofits | 317 | 2270 | Rate Constraint in lbs/MMBtu | FALSE | L | Annual | Allowances Purchased NOX | Thousand Tons | 0 | 0 | 0 | 0 | 0 | 0 | 0
CT Fac. Spec. - NOX Rate Winter v.4.10 Final, Unit 1199 and retrofits | 317 | 2270 | Rate Constraint in lbs/MMBtu | FALSE | L | Annual | Allowances Sold NOX | Thousand Tons | 0 | 0 | 0 | 0 | 0 | 0 | 0
CT Fac. Spec. - NOX Rate Winter v.4.10 Final, Unit 1199 and retrofits | 317 | 2270 | Rate Constraint in lbs/MMBtu | FALSE | L | Annual | Allowances Banked | Thousand Tons | 0 | 0 | 0 | 0 | 0 | 0 | 0
CT Fac. Spec. - NOX Rate Winter v.4.10 Final, Unit 1199 and retrofits | 317 | 2270 | Rate Constraint in lbs/MMBtu | FALSE | L | Annual | Allowances Withdrawn (1:1) | Thousand Tons | 0 | 0 | 0 | 0 | 0 | 0 | 0
CT Fac. Spec. - NOX Rate Winter v.4.10 Final, Unit 1199 and retrofits | 317 | 2270 | Rate Constraint in lbs/MMBtu | FALSE | L | Annual | Allowances Withdrawn (n:1) | Thousand Tons | 0 | 0 | 0 | 0 | 0 | 0 | 0
CT Fac. Spec. - NOX Rate Winter v.4.10 Final, Unit 1199 and retrofits | 317 | 2270 | Rate Constraint in lbs/MMBtu | FALSE | L | Annual | Net Emissions Allowance Position | Thousand Tons | 0 | 0 | 0 | 0 | 0 | 0 | 0
CT Fac. Spec. - NOX Rate Winter v.4.10 Final, Unit 1199 and retrofits | 317 | 2270 | Rate Constraint in lbs/MMBtu | FALSE | L | Annual | Fuel Consumed | TBtu | 0 | 0 | 0 | 0 | 0 | 0 | 0
CT Fac. Spec. - NOX Rate Winter v.4.10 Final, Unit 1199 and retrofits | 317 | 2270 | Rate Constraint in lbs/MMBtu | FALSE | L | Annual | Rate | lb/MMBtu | 0 | 0 | 0 | 0 | 0 | 0 | 0
CT Fac. Spec. - NOX Rate Winter v.4.10 Final, Unit 1199 and retrofits | 317 | 2270 | Rate Constraint in lbs/MMBtu | FALSE | L | Annual | Generation | TWh | 0 | 0 | 0 | 0 | 0 | 0 | 0
CT Fac. Spec. - NOX Rate Winter v.4.10 Final, Unit 1199 and retrofits | 317 | 2270 | Rate Constraint in lbs/MMBtu | FALSE | L | Annual | Qualifying Generation | TWh | 0 | 0 | 0 | 0 | 0 | 0 | 0
CT Fac. Spec. - NOX Rate Winter v.4.10 Final, Unit 1199 and retrofits | 317 | 2270 | Rate Constraint in lbs/MMBtu | FALSE | L | Annual | Rate | lb/MWh | 0 | 0 | 0 | 0 | 0 | 0 | 0
CT Fac. Spec. - NOX Rate Winter v.4.10 Final, Unit 1199 and retrofits | 317 | 2270 | Rate Constraint in lbs/MMBtu | FALSE | L | Annual | Constraint Shadow Price | US2011$/Ton | 0 | 0 | 0 | 0 | 0 | 0 | 0
CT Fac. Spec. - NOX Rate Winter v.4.10 Final, Unit 1200 and retrofits | 318 | 2270 | Rate Constraint in lbs/MMBtu | FALSE | L | Annual | Seasons Included | Seasons | Winter | Winter | Winter | Winter | Winter | Winter | Winter
CT Fac. Spec. - NOX Rate Winter v.4.10 Final, Unit 1200 and retrofits | 318 | 2270 | Rate Constraint in lbs/MMBtu | FALSE | L | Annual | Standard | lb/MMBtu | 0.15 | 0.15 | 0.15 | 0.15 | 0.15 | 0.15 | 0.15
CT Fac. Spec. - NOX Rate Winter v.4.10 Final, Unit 1200 and retrofits | 318 | 2270 | Rate Constraint in lbs/MMBtu | FALSE | L | Annual | Emissions at Affected Plants NOX | Thousand Tons | 0 | 0 | 0 | 0 | 0 | 0 | 0
CT Fac. Spec. - NOX Rate Winter v.4.10 Final, Unit 1200 and retrofits | 318 | 2270 | Rate Constraint in lbs/MMBtu | FALSE | L | Annual | Allowances Purchased NOX | Thousand Tons | 0 | 0 | 0 | 0 | 0 | 0 | 0
CT Fac. Spec. - NOX Rate Winter v.4.10 Final, Unit 1200 and retrofits | 318 | 2270 | Rate Constraint in lbs/MMBtu | FALSE | L | Annual | Allowances Sold NOX | Thousand Tons | 0 | 0 | 0 | 0 | 0 | 0 | 0
CT Fac. Spec. - NOX Rate Winter v.4.10 Final, Unit 1200 and retrofits | 318 | 2270 | Rate Constraint in lbs/MMBtu | FALSE | L | Annual | Allowances Banked | Thousand Tons | 0 | 0 | 0 | 0 | 0 | 0 | 0
CT Fac. Spec. - NOX Rate Winter v.4.10 Final, Unit 1200 and retrofits | 318 | 2270 | Rate Constraint in lbs/MMBtu | FALSE | L | Annual | Allowances Withdrawn (1:1) | Thousand Tons | 0 | 0 | 0 | 0 | 0 | 0 | 0
CT Fac. Spec. - NOX Rate Winter v.4.10 Final, Unit 1200 and retrofits | 318 | 2270 | Rate Constraint in lbs/MMBtu | FALSE | L | Annual | Allowances Withdrawn (n:1) | Thousand Tons | 0 | 0 | 0 | 0 | 0 | 0 | 0
CT Fac. Spec. - NOX Rate Winter v.4.10 Final, Unit 1200 and retrofits | 318 | 2270 | Rate Constraint in lbs/MMBtu | FALSE | L | Annual | Net Emissions Allowance Position | Thousand Tons | 0 | 0 | 0 | 0 | 0 | 0 | 0
CT Fac. Spec. - NOX Rate Winter v.4.10 Final, Unit 1200 and retrofits | 318 | 2270 | Rate Constraint in lbs/MMBtu | FALSE | L | Annual | Fuel Consumed | TBtu | 0 | 0 | 0 | 0 | 0 | 0 | 0
CT Fac. Spec. - NOX Rate Winter v.4.10 Final, Unit 1200 and retrofits | 318 | 2270 | Rate Constraint in lbs/MMBtu | FALSE | L | Annual | Rate | lb/MMBtu | 0 | 0 | 0 | 0 | 0 | 0 | 0
CT Fac. Spec. - NOX Rate Winter v.4.10 Final, Unit 1200 and retrofits | 318 | 2270 | Rate Constraint in lbs/MMBtu | FALSE | L | Annual | Generation | TWh | 0 | 0 | 0 | 0 | 0 | 0 | 0
CT Fac. Spec. - NOX Rate Winter v.4.10 Final, Unit 1200 and retrofits | 318 | 2270 | Rate Constraint in lbs/MMBtu | FALSE | L | Annual | Qualifying Generation | TWh | 0 | 0 | 0 | 0 | 0 | 0 | 0
CT Fac. Spec. - NOX Rate Winter v.4.10 Final, Unit 1200 and retrofits | 318 | 2270 | Rate Constraint in lbs/MMBtu | FALSE | L | Annual | Rate | lb/MWh | 0 | 0 | 0 | 0 | 0 | 0 | 0
CT Fac. Spec. - NOX Rate Winter v.4.10 Final, Unit 1200 and retrofits | 318 | 2270 | Rate Constraint in lbs/MMBtu | FALSE | L | Annual | Constraint Shadow Price | US2011$/Ton | 0 | 0 | 0 | 0 | 0 | 0 | 0
CT Fac. Spec. - NOX Rate Winter v.4.10 Final, Unit 1201 and retrofits | 319 | 2270 | Rate Constraint in lbs/MMBtu | FALSE | L | Annual | Seasons Included | Seasons | Winter | Winter | Winter | Winter | Winter | Winter | Winter
CT Fac. Spec. - NOX Rate Winter v.4.10 Final, Unit 1201 and retrofits | 319 | 2270 | Rate Constraint in lbs/MMBtu | FALSE | L | Annual | Standard | lb/MMBtu | 0.15 | 0.15 | 0.15 | 0.15 | 0.15 | 0.15 | 0.15
CT Fac. Spec. - NOX Rate Winter v.4.10 Final, Unit 1201 and retrofits | 319 | 2270 | Rate Constraint in lbs/MMBtu | FALSE | L | Annual | Emissions at Affected Plants NOX | Thousand Tons | 0 | 0 | 0 | 0 | 0 | 0 | 0
CT Fac. Spec. - NOX Rate Winter v.4.10 Final, Unit 1201 and retrofits | 319 | 2270 | Rate Constraint in lbs/MMBtu | FALSE | L | Annual | Allowances Purchased NOX | Thousand Tons | 0 | 0 | 0 | 0 | 0 | 0 | 0
CT Fac. Spec. - NOX Rate Winter v.4.10 Final, Unit 1201 and retrofits | 319 | 2270 | Rate Constraint in lbs/MMBtu | FALSE | L | Annual | Allowances Sold NOX | Thousand Tons | 0 | 0 | 0 | 0 | 0 | 0 | 0
CT Fac. Spec. - NOX Rate Winter v.4.10 Final, Unit 1201 and retrofits | 319 | 2270 | Rate Constraint in lbs/MMBtu | FALSE | L | Annual | Allowances Banked | Thousand Tons | 0 | 0 | 0 | 0 | 0 | 0 | 0
CT Fac. Spec. - NOX Rate Winter v.4.10 Final, Unit 1201 and retrofits | 319 | 2270 | Rate Constraint in lbs/MMBtu | FALSE | L | Annual | Allowances Withdrawn (1:1) | Thousand Tons | 0 | 0 | 0 | 0 | 0 | 0 | 0
CT Fac. Spec. - NOX Rate Winter v.4.10 Final, Unit 1201 and retrofits | 319 | 2270 | Rate Constraint in lbs/MMBtu | FALSE | L | Annual | Allowances Withdrawn (n:1) | Thousand Tons | 0 | 0 | 0 | 0 | 0 | 0 | 0
CT Fac. Spec. - NOX Rate Winter v.4.10 Final, Unit 1201 and retrofits | 319 | 2270 | Rate Constraint in lbs/MMBtu | FALSE | L | Annual | Net Emissions Allowance Position | Thousand Tons | 0 | 0 | 0 | 0 | 0 | 0 | 0
CT Fac. Spec. - NOX Rate Winter v.4.10 Final, Unit 1201 and retrofits | 319 | 2270 | Rate Constraint in lbs/MMBtu | FALSE | L | Annual | Fuel Consumed | TBtu | 0 | 0 | 0 | 0 | 0 | 0 | 0
CT Fac. Spec. - NOX Rate Winter v.4.10 Final, Unit 1201 and retrofits | 319 | 2270 | Rate Constraint in lbs/MMBtu | FALSE | L | Annual | Rate | lb/MMBtu | 0 | 0 | 0 | 0 | 0 | 0 | 0
CT Fac. Spec. - NOX Rate Winter v.4.10 Final, Unit 1201 and retrofits | 319 | 2270 | Rate Constraint in lbs/MMBtu | FALSE | L | Annual | Generation | TWh | 0 | 0 | 0 | 0 | 0 | 0 | 0
CT Fac. Spec. - NOX Rate Winter v.4.10 Final, Unit 1201 and retrofits | 319 | 2270 | Rate Constraint in lbs/MMBtu | FALSE | L | Annual | Qualifying Generation | TWh | 0 | 0 | 0 | 0 | 0 | 0 | 0
CT Fac. Spec. - NOX Rate Winter v.4.10 Final, Unit 1201 and retrofits | 319 | 2270 | Rate Constraint in lbs/MMBtu | FALSE | L | Annual | Rate | lb/MWh | 0 | 0 | 0 | 0 | 0 | 0 | 0
CT Fac. Spec. - NOX Rate Winter v.4.10 Final, Unit 1201 and retrofits | 319 | 2270 | Rate Constraint in lbs/MMBtu | FALSE | L | Annual | Constraint Shadow Price | US2011$/Ton | 0 | 0 | 0 | 0 | 0 | 0 | 0
CT Fac. Spec. - NOX Rate Winter v.4.10 Final, Unit 1202 and retrofits | 320 | 2270 | Rate Constraint in lbs/MMBtu | FALSE | L | Annual | Seasons Included | Seasons | Winter | Winter | Winter | Winter | Winter | Winter | Winter
CT Fac. Spec. - NOX Rate Winter v.4.10 Final, Unit 1202 and retrofits | 320 | 2270 | Rate Constraint in lbs/MMBtu | FALSE | L | Annual | Standard | lb/MMBtu | 0.15 | 0.15 | 0.15 | 0.15 | 0.15 | 0.15 | 0.15
CT Fac. Spec. - NOX Rate Winter v.4.10 Final, Unit 1202 and retrofits | 320 | 2270 | Rate Constraint in lbs/MMBtu | FALSE | L | Annual | Emissions at Affected Plants NOX | Thousand Tons | 0 | 0 | 0 | 0 | 0 | 0 | 0
CT Fac. Spec. - NOX Rate Winter v.4.10 Final, Unit 1202 and retrofits | 320 | 2270 | Rate Constraint in lbs/MMBtu | FALSE | L | Annual | Allowances Purchased NOX | Thousand Tons | 0 | 0 | 0 | 0 | 0 | 0 | 0
CT Fac. Spec. - NOX Rate Winter v.4.10 Final, Unit 1202 and retrofits | 320 | 2270 | Rate Constraint in lbs/MMBtu | FALSE | L | Annual | Allowances Sold NOX | Thousand Tons | 0 | 0 | 0 | 0 | 0 | 0 | 0
CT Fac. Spec. - NOX Rate Winter v.4.10 Final, Unit 1202 and retrofits | 320 | 2270 | Rate Constraint in lbs/MMBtu | FALSE | L | Annual | Allowances Banked | Thousand Tons | 0 | 0 | 0 | 0 | 0 | 0 | 0
CT Fac. Spec. - NOX Rate Winter v.4.10 Final, Unit 1202 and retrofits | 320 | 2270 | Rate Constraint in lbs/MMBtu | FALSE | L | Annual | Allowances Withdrawn (1:1) | Thousand Tons | 0 | 0 | 0 | 0 | 0 | 0 | 0
CT Fac. Spec. - NOX Rate Winter v.4.10 Final, Unit 1202 and retrofits | 320 | 2270 | Rate Constraint in lbs/MMBtu | FALSE | L | Annual | Allowances Withdrawn (n:1) | Thousand Tons | 0 | 0 | 0 | 0 | 0 | 0 | 0
CT Fac. Spec. - NOX Rate Winter v.4.10 Final, Unit 1202 and retrofits | 320 | 2270 | Rate Constraint in lbs/MMBtu | FALSE | L | Annual | Net Emissions Allowance Position | Thousand Tons | 0 | 0 | 0 | 0 | 0 | 0 | 0
CT Fac. Spec. - NOX Rate Winter v.4.10 Final, Unit 1202 and retrofits | 320 | 2270 | Rate Constraint in lbs/MMBtu | FALSE | L | Annual | Fuel Consumed | TBtu | 0 | 0 | 0 | 0 | 0 | 0 | 0
CT Fac. Spec. - NOX Rate Winter v.4.10 Final, Unit 1202 and retrofits | 320 | 2270 | Rate Constraint in lbs/MMBtu | FALSE | L | Annual | Rate | lb/MMBtu | 0 | 0 | 0 | 0 | 0 | 0 | 0
CT Fac. Spec. - NOX Rate Winter v.4.10 Final, Unit 1202 and retrofits | 320 | 2270 | Rate Constraint in lbs/MMBtu | FALSE | L | Annual | Generation | TWh | 0 | 0 | 0 | 0 | 0 | 0 | 0
CT Fac. Spec. - NOX Rate Winter v.4.10 Final, Unit 1202 and retrofits | 320 | 2270 | Rate Constraint in lbs/MMBtu | FALSE | L | Annual | Qualifying Generation | TWh | 0 | 0 | 0 | 0 | 0 | 0 | 0
CT Fac. Spec. - NOX Rate Winter v.4.10 Final, Unit 1202 and retrofits | 320 | 2270 | Rate Constraint in lbs/MMBtu | FALSE | L | Annual | Rate | lb/MWh | 0 | 0 | 0 | 0 | 0 | 0 | 0
CT Fac. Spec. - NOX Rate Winter v.4.10 Final, Unit 1202 and retrofits | 320 | 2270 | Rate Constraint in lbs/MMBtu | FALSE | L | Annual | Constraint Shadow Price | US2011$/Ton | 0 | 0 | 0 | 0 | 0 | 0 | 0
CT Fac. Spec. - NOX Rate Winter v.4.10 Final, Unit 1203 and retrofits | 321 | 2270 | Rate Constraint in lbs/MMBtu | FALSE | L | Annual | Seasons Included | Seasons | Winter | Winter | Winter | Winter | Winter | Winter | Winter
CT Fac. Spec. - NOX Rate Winter v.4.10 Final, Unit 1203 and retrofits | 321 | 2270 | Rate Constraint in lbs/MMBtu | FALSE | L | Annual | Standard | lb/MMBtu | 0.15 | 0.15 | 0.15 | 0.15 | 0.15 | 0.15 | 0.15
CT Fac. Spec. - NOX Rate Winter v.4.10 Final, Unit 1203 and retrofits | 321 | 2270 | Rate Constraint in lbs/MMBtu | FALSE | L | Annual | Emissions at Affected Plants NOX | Thousand Tons | 0 | 0 | 0 | 0 | 0 | 0 | 0
CT Fac. Spec. - NOX Rate Winter v.4.10 Final, Unit 1203 and retrofits | 321 | 2270 | Rate Constraint in lbs/MMBtu | FALSE | L | Annual | Allowances Purchased NOX | Thousand Tons | 0 | 0 | 0 | 0 | 0 | 0 | 0
CT Fac. Spec. - NOX Rate Winter v.4.10 Final, Unit 1203 and retrofits | 321 | 2270 | Rate Constraint in lbs/MMBtu | FALSE | L | Annual | Allowances Sold NOX | Thousand Tons | 0 | 0 | 0 | 0 | 0 | 0 | 0
CT Fac. Spec. - NOX Rate Winter v.4.10 Final, Unit 1203 and retrofits | 321 | 2270 | Rate Constraint in lbs/MMBtu | FALSE | L | Annual | Allowances Banked | Thousand Tons | 0 | 0 | 0 | 0 | 0 | 0 | 0
CT Fac. Spec. - NOX Rate Winter v.4.10 Final, Unit 1203 and retrofits | 321 | 2270 | Rate Constraint in lbs/MMBtu | FALSE | L | Annual | Allowances Withdrawn (1:1) | Thousand Tons | 0 | 0 | 0 | 0 | 0 | 0 | 0
CT Fac. Spec. - NOX Rate Winter v.4.10 Final, Unit 1203 and retrofits | 321 | 2270 | Rate Constraint in lbs/MMBtu | FALSE | L | Annual | Allowances Withdrawn (n:1) | Thousand Tons | 0 | 0 | 0 | 0 | 0 | 0 | 0
CT Fac. Spec. - NOX Rate Winter v.4.10 Final, Unit 1203 and retrofits | 321 | 2270 | Rate Constraint in lbs/MMBtu | FALSE | L | Annual | Net Emissions Allowance Position | Thousand Tons | 0 | 0 | 0 | 0 | 0 | 0 | 0
CT Fac. Spec. - NOX Rate Winter v.4.10 Final, Unit 1203 and retrofits | 321 | 2270 | Rate Constraint in lbs/MMBtu | FALSE | L | Annual | Fuel Consumed | TBtu | 0 | 0 | 0 | 0 | 0 | 0 | 0
CT Fac. Spec. - NOX Rate Winter v.4.10 Final, Unit 1203 and retrofits | 321 | 2270 | Rate Constraint in lbs/MMBtu | FALSE | L | Annual | Rate | lb/MMBtu | 0 | 0 | 0 | 0 | 0 | 0 | 0
CT Fac. Spec. - NOX Rate Winter v.4.10 Final, Unit 1203 and retrofits | 321 | 2270 | Rate Constraint in lbs/MMBtu | FALSE | L | Annual | Generation | TWh | 0 | 0 | 0 | 0 | 0 | 0 | 0
CT Fac. Spec. - NOX Rate Winter v.4.10 Final, Unit 1203 and retrofits | 321 | 2270 | Rate Constraint in lbs/MMBtu | FALSE | L | Annual | Qualifying Generation | TWh | 0 | 0 | 0 | 0 | 0 | 0 | 0
CT Fac. Spec. - NOX Rate Winter v.4.10 Final, Unit 1203 and retrofits | 321 | 2270 | Rate Constraint in lbs/MMBtu | FALSE | L | Annual | Rate | lb/MWh | 0 | 0 | 0 | 0 | 0 | 0 | 0
CT Fac. Spec. - NOX Rate Winter v.4.10 Final, Unit 1203 and retrofits | 321 | 2270 | Rate Constraint in lbs/MMBtu | FALSE | L | Annual | Constraint Shadow Price | US2011$/Ton | 0 | 0 | 0 | 0 | 0 | 0 | 0
CT Fac. Spec. - NOX Rate Winter v.4.10 Final, Unit 1204 and retrofits | 322 | 2270 | Rate Constraint in lbs/MMBtu | FALSE | L | Annual | Seasons Included | Seasons | Winter | Winter | Winter | Winter | Winter | Winter | Winter
CT Fac. Spec. - NOX Rate Winter v.4.10 Final, Unit 1204 and retrofits | 322 | 2270 | Rate Constraint in lbs/MMBtu | FALSE | L | Annual | Standard | lb/MMBtu | 0.15 | 0.15 | 0.15 | 0.15 | 0.15 | 0.15 | 0.15
CT Fac. Spec. - NOX Rate Winter v.4.10 Final, Unit 1204 and retrofits | 322 | 2270 | Rate Constraint in lbs/MMBtu | FALSE | L | Annual | Emissions at Affected Plants NOX | Thousand Tons | 0 | 0 | 0 | 0 | 0 | 0 | 0
CT Fac. Spec. - NOX Rate Winter v.4.10 Final, Unit 1204 and retrofits | 322 | 2270 | Rate Constraint in lbs/MMBtu | FALSE | L | Annual | Allowances Purchased NOX | Thousand Tons | 0 | 0 | 0 | 0 | 0 | 0 | 0
CT Fac. Spec. - NOX Rate Winter v.4.10 Final, Unit 1204 and retrofits | 322 | 2270 | Rate Constraint in lbs/MMBtu | FALSE | L | Annual | Allowances Sold NOX | Thousand Tons | 0 | 0 | 0 | 0 | 0 | 0 | 0
CT Fac. Spec. - NOX Rate Winter v.4.10 Final, Unit 1204 and retrofits | 322 | 2270 | Rate Constraint in lbs/MMBtu | FALSE | L | Annual | Allowances Banked | Thousand Tons | 0 | 0 | 0 | 0 | 0 | 0 | 0
CT Fac. Spec. - NOX Rate Winter v.4.10 Final, Unit 1204 and retrofits | 322 | 2270 | Rate Constraint in lbs/MMBtu | FALSE | L | Annual | Allowances Withdrawn (1:1) | Thousand Tons | 0 | 0 | 0 | 0 | 0 | 0 | 0
CT Fac. Spec. - NOX Rate Winter v.4.10 Final, Unit 1204 and retrofits | 322 | 2270 | Rate Constraint in lbs/MMBtu | FALSE | L | Annual | Allowances Withdrawn (n:1) | Thousand Tons | 0 | 0 | 0 | 0 | 0 | 0 | 0
CT Fac. Spec. - NOX Rate Winter v.4.10 Final, Unit 1204 and retrofits | 322 | 2270 | Rate Constraint in lbs/MMBtu | FALSE | L | Annual | Net Emissions Allowance Position | Thousand Tons | 0 | 0 | 0 | 0 | 0 | 0 | 0
CT Fac. Spec. - NOX Rate Winter v.4.10 Final, Unit 1204 and retrofits | 322 | 2270 | Rate Constraint in lbs/MMBtu | FALSE | L | Annual | Fuel Consumed | TBtu | 0 | 0 | 0 | 0 | 0 | 0 | 0
CT Fac. Spec. - NOX Rate Winter v.4.10 Final, Unit 1204 and retrofits | 322 | 2270 | Rate Constraint in lbs/MMBtu | FALSE | L | Annual | Rate | lb/MMBtu | 0 | 0 | 0 | 0 | 0 | 0 | 0
CT Fac. Spec. - NOX Rate Winter v.4.10 Final, Unit 1204 and retrofits | 322 | 2270 | Rate Constraint in lbs/MMBtu | FALSE | L | Annual | Generation | TWh | 0 | 0 | 0 | 0 | 0 | 0 | 0
CT Fac. Spec. - NOX Rate Winter v.4.10 Final, Unit 1204 and retrofits | 322 | 2270 | Rate Constraint in lbs/MMBtu | FALSE | L | Annual | Qualifying Generation | TWh | 0 | 0 | 0 | 0 | 0 | 0 | 0
CT Fac. Spec. - NOX Rate Winter v.4.10 Final, Unit 1204 and retrofits | 322 | 2270 | Rate Constraint in lbs/MMBtu | FALSE | L | Annual | Rate | lb/MWh | 0 | 0 | 0 | 0 | 0 | 0 | 0
CT Fac. Spec. - NOX Rate Winter v.4.10 Final, Unit 1204 and retrofits | 322 | 2270 | Rate Constraint in lbs/MMBtu | FALSE | L | Annual | Constraint Shadow Price | US2011$/Ton | 0 | 0 | 0 | 0 | 0 | 0 | 0
CT Fac. Spec. - NOX Rate Winter v.4.10 Final, Unit 1206 and retrofits | 323 | 2270 | Rate Constraint in lbs/MMBtu | FALSE | L | Annual | Seasons Included | Seasons | Winter | Winter | Winter | Winter | Winter | Winter | Winter
CT Fac. Spec. - NOX Rate Winter v.4.10 Final, Unit 1206 and retrofits | 323 | 2270 | Rate Constraint in lbs/MMBtu | FALSE | L | Annual | Standard | lb/MMBtu | 0.15 | 0.15 | 0.15 | 0.15 | 0.15 | 0.15 | 0.15
CT Fac. Spec. - NOX Rate Winter v.4.10 Final, Unit 1206 and retrofits | 323 | 2270 | Rate Constraint in lbs/MMBtu | FALSE | L | Annual | Emissions at Affected Plants NOX | Thousand Tons | 0 | 0 | 0 | 0 | 0 | 0 | 0
CT Fac. Spec. - NOX Rate Winter v.4.10 Final, Unit 1206 and retrofits | 323 | 2270 | Rate Constraint in lbs/MMBtu | FALSE | L | Annual | Allowances Purchased NOX | Thousand Tons | 0 | 0 | 0 | 0 | 0 | 0 | 0
CT Fac. Spec. - NOX Rate Winter v.4.10 Final, Unit 1206 and retrofits | 323 | 2270 | Rate Constraint in lbs/MMBtu | FALSE | L | Annual | Allowances Sold NOX | Thousand Tons | 0 | 0 | 0 | 0 | 0 | 0 | 0
CT Fac. Spec. - NOX Rate Winter v.4.10 Final, Unit 1206 and retrofits | 323 | 2270 | Rate Constraint in lbs/MMBtu | FALSE | L | Annual | Allowances Banked | Thousand Tons | 0 | 0 | 0 | 0 | 0 | 0 | 0
CT Fac. Spec. - NOX Rate Winter v.4.10 Final, Unit 1206 and retrofits | 323 | 2270 | Rate Constraint in lbs/MMBtu | FALSE | L | Annual | Allowances Withdrawn (1:1) | Thousand Tons | 0 | 0 | 0 | 0 | 0 | 0 | 0
CT Fac. Spec. - NOX Rate Winter v.4.10 Final, Unit 1206 and retrofits | 323 | 2270 | Rate Constraint in lbs/MMBtu | FALSE | L | Annual | Allowances Withdrawn (n:1) | Thousand Tons | 0 | 0 | 0 | 0 | 0 | 0 | 0
CT Fac. Spec. - NOX Rate Winter v.4.10 Final, Unit 1206 and retrofits | 323 | 2270 | Rate Constraint in lbs/MMBtu | FALSE | L | Annual | Net Emissions Allowance Position | Thousand Tons | 0 | 0 | 0 | 0 | 0 | 0 | 0
CT Fac. Spec. - NOX Rate Winter v.4.10 Final, Unit 1206 and retrofits | 323 | 2270 | Rate Constraint in lbs/MMBtu | FALSE | L | Annual | Fuel Consumed | TBtu | 0 | 0 | 0 | 0 | 0 | 0 | 0
CT Fac. Spec. - NOX Rate Winter v.4.10 Final, Unit 1206 and retrofits | 323 | 2270 | Rate Constraint in lbs/MMBtu | FALSE | L | Annual | Rate | lb/MMBtu | 0 | 0 | 0 | 0 | 0 | 0 | 0
CT Fac. Spec. - NOX Rate Winter v.4.10 Final, Unit 1206 and retrofits | 323 | 2270 | Rate Constraint in lbs/MMBtu | FALSE | L | Annual | Generation | TWh | 0 | 0 | 0 | 0 | 0 | 0 | 0
CT Fac. Spec. - NOX Rate Winter v.4.10 Final, Unit 1206 and retrofits | 323 | 2270 | Rate Constraint in lbs/MMBtu | FALSE | L | Annual | Qualifying Generation | TWh | 0 | 0 | 0 | 0 | 0 | 0 | 0
CT Fac. Spec. - NOX Rate Winter v.4.10 Final, Unit 1206 and retrofits | 323 | 2270 | Rate Constraint in lbs/MMBtu | FALSE | L | Annual | Rate | lb/MWh | 0 | 0 | 0 | 0 | 0 | 0 | 0
CT Fac. Spec. - NOX Rate Winter v.4.10 Final, Unit 1206 and retrofits | 323 | 2270 | Rate Constraint in lbs/MMBtu | FALSE | L | Annual | Constraint Shadow Price | US2011$/Ton | 0 | 0 | 0 | 0 | 0 | 0 | 0
CT Fac. Spec. - NOX Rate Winter v.4.10 Final, Unit 1207 and retrofits | 324 | 2270 | Rate Constraint in lbs/MMBtu | FALSE | L | Annual | Seasons Included | Seasons | Winter | Winter | Winter | Winter | Winter | Winter | Winter
CT Fac. Spec. - NOX Rate Winter v.4.10 Final, Unit 1207 and retrofits | 324 | 2270 | Rate Constraint in lbs/MMBtu | FALSE | L | Annual | Standard | lb/MMBtu | 0.15 | 0.15 | 0.15 | 0.15 | 0.15 | 0.15 | 0.15
CT Fac. Spec. - NOX Rate Winter v.4.10 Final, Unit 1207 and retrofits | 324 | 2270 | Rate Constraint in lbs/MMBtu | FALSE | L | Annual | Emissions at Affected Plants NOX | Thousand Tons | 0 | 0 | 0 | 0 | 0 | 0 | 0
CT Fac. Spec. - NOX Rate Winter v.4.10 Final, Unit 1207 and retrofits | 324 | 2270 | Rate Constraint in lbs/MMBtu | FALSE | L | Annual | Allowances Purchased NOX | Thousand Tons | 0 | 0 | 0 | 0 | 0 | 0 | 0
CT Fac. Spec. - NOX Rate Winter v.4.10 Final, Unit 1207 and retrofits | 324 | 2270 | Rate Constraint in lbs/MMBtu | FALSE | L | Annual | Allowances Sold NOX | Thousand Tons | 0 | 0 | 0 | 0 | 0 | 0 | 0
CT Fac. Spec. - NOX Rate Winter v.4.10 Final, Unit 1207 and retrofits | 324 | 2270 | Rate Constraint in lbs/MMBtu | FALSE | L | Annual | Allowances Banked | Thousand Tons | 0 | 0 | 0 | 0 | 0 | 0 | 0
CT Fac. Spec. - NOX Rate Winter v.4.10 Final, Unit 1207 and retrofits | 324 | 2270 | Rate Constraint in lbs/MMBtu | FALSE | L | Annual | Allowances Withdrawn (1:1) | Thousand Tons | 0 | 0 | 0 | 0 | 0 | 0 | 0
CT Fac. Spec. - NOX Rate Winter v.4.10 Final, Unit 1207 and retrofits | 324 | 2270 | Rate Constraint in lbs/MMBtu | FALSE | L | Annual | Allowances Withdrawn (n:1) | Thousand Tons | 0 | 0 | 0 | 0 | 0 | 0 | 0
CT Fac. Spec. - NOX Rate Winter v.4.10 Final, Unit 1207 and retrofits | 324 | 2270 | Rate Constraint in lbs/MMBtu | FALSE | L | Annual | Net Emissions Allowance Position | Thousand Tons | 0 | 0 | 0 | 0 | 0 | 0 | 0
CT Fac. Spec. - NOX Rate Winter v.4.10 Final, Unit 1207 and retrofits | 324 | 2270 | Rate Constraint in lbs/MMBtu | FALSE | L | Annual | Fuel Consumed | TBtu | 0 | 0 | 0 | 0 | 0 | 0 | 0
CT Fac. Spec. - NOX Rate Winter v.4.10 Final, Unit 1207 and retrofits | 324 | 2270 | Rate Constraint in lbs/MMBtu | FALSE | L | Annual | Rate | lb/MMBtu | 0 | 0 | 0 | 0 | 0 | 0 | 0
CT Fac. Spec. - NOX Rate Winter v.4.10 Final, Unit 1207 and retrofits | 324 | 2270 | Rate Constraint in lbs/MMBtu | FALSE | L | Annual | Generation | TWh | 0 | 0 | 0 | 0 | 0 | 0 | 0
CT Fac. Spec. - NOX Rate Winter v.4.10 Final, Unit 1207 and retrofits | 324 | 2270 | Rate Constraint in lbs/MMBtu | FALSE | L | Annual | Qualifying Generation | TWh | 0 | 0 | 0 | 0 | 0 | 0 | 0
CT Fac. Spec. - NOX Rate Winter v.4.10 Final, Unit 1207 and retrofits | 324 | 2270 | Rate Constraint in lbs/MMBtu | FALSE | L | Annual | Rate | lb/MWh | 0 | 0 | 0 | 0 | 0 | 0 | 0
CT Fac. Spec. - NOX Rate Winter v.4.10 Final, Unit 1207 and retrofits | 324 | 2270 | Rate Constraint in lbs/MMBtu | FALSE | L | Annual | Constraint Shadow Price | US2011$/Ton | 0 | 0 | 0 | 0 | 0 | 0 | 0
CT Fac. Spec. - NOX Rate Winter v.4.10 Final, Unit 1208 and retrofits | 325 | 2270 | Rate Constraint in lbs/MMBtu | FALSE | L | Annual | Seasons Included | Seasons | Winter | Winter | Winter | Winter | Winter | Winter | Winter
CT Fac. Spec. - NOX Rate Winter v.4.10 Final, Unit 1208 and retrofits | 325 | 2270 | Rate Constraint in lbs/MMBtu | FALSE | L | Annual | Standard | lb/MMBtu | 0.15 | 0.15 | 0.15 | 0.15 | 0.15 | 0.15 | 0.15
CT Fac. Spec. - NOX Rate Winter v.4.10 Final, Unit 1208 and retrofits | 325 | 2270 | Rate Constraint in lbs/MMBtu | FALSE | L | Annual | Emissions at Affected Plants NOX | Thousand Tons | 0 | 0 | 0 | 0 | 0 | 0 | 0
CT Fac. Spec. - NOX Rate Winter v.4.10 Final, Unit 1208 and retrofits | 325 | 2270 | Rate Constraint in lbs/MMBtu | FALSE | L | Annual | Allowances Purchased NOX | Thousand Tons | 0 | 0 | 0 | 0 | 0 | 0 | 0
CT Fac. Spec. - NOX Rate Winter v.4.10 Final, Unit 1208 and retrofits | 325 | 2270 | Rate Constraint in lbs/MMBtu | FALSE | L | Annual | Allowances Sold NOX | Thousand Tons | 0 | 0 | 0 | 0 | 0 | 0 | 0
CT Fac. Spec. - NOX Rate Winter v.4.10 Final, Unit 1208 and retrofits | 325 | 2270 | Rate Constraint in lbs/MMBtu | FALSE | L | Annual | Allowances Banked | Thousand Tons | 0 | 0 | 0 | 0 | 0 | 0 | 0
CT Fac. Spec. - NOX Rate Winter v.4.10 Final, Unit 1208 and retrofits | 325 | 2270 | Rate Constraint in lbs/MMBtu | FALSE | L | Annual | Allowances Withdrawn (1:1) | Thousand Tons | 0 | 0 | 0 | 0 | 0 | 0 | 0
CT Fac. Spec. - NOX Rate Winter v.4.10 Final, Unit 1208 and retrofits | 325 | 2270 | Rate Constraint in lbs/MMBtu | FALSE | L | Annual | Allowances Withdrawn (n:1) | Thousand Tons | 0 | 0 | 0 | 0 | 0 | 0 | 0
CT Fac. Spec. - NOX Rate Winter v.4.10 Final, Unit 1208 and retrofits | 325 | 2270 | Rate Constraint in lbs/MMBtu | FALSE | L | Annual | Net Emissions Allowance Position | Thousand Tons | 0 | 0 | 0 | 0 | 0 | 0 | 0
CT Fac. Spec. - NOX Rate Winter v.4.10 Final, Unit 1208 and retrofits | 325 | 2270 | Rate Constraint in lbs/MMBtu | FALSE | L | Annual | Fuel Consumed | TBtu | 0 | 0 | 0 | 0 | 0 | 0 | 0
CT Fac. Spec. - NOX Rate Winter v.4.10 Final, Unit 1208 and retrofits | 325 | 2270 | Rate Constraint in lbs/MMBtu | FALSE | L | Annual | Rate | lb/MMBtu | 0 | 0 | 0 | 0 | 0 | 0 | 0
CT Fac. Spec. - NOX Rate Winter v.4.10 Final, Unit 1208 and retrofits | 325 | 2270 | Rate Constraint in lbs/MMBtu | FALSE | L | Annual | Generation | TWh | 0 | 0 | 0 | 0 | 0 | 0 | 0
CT Fac. Spec. - NOX Rate Winter v.4.10 Final, Unit 1208 and retrofits | 325 | 2270 | Rate Constraint in lbs/MMBtu | FALSE | L | Annual | Qualifying Generation | TWh | 0 | 0 | 0 | 0 | 0 | 0 | 0
CT Fac. Spec. - NOX Rate Winter v.4.10 Final, Unit 1208 and retrofits | 325 | 2270 | Rate Constraint in lbs/MMBtu | FALSE | L | Annual | Rate | lb/MWh | 0 | 0 | 0 | 0 | 0 | 0 | 0
CT Fac. Spec. - NOX Rate Winter v.4.10 Final, Unit 1208 and retrofits | 325 | 2270 | Rate Constraint in lbs/MMBtu | FALSE | L | Annual | Constraint Shadow Price | US2011$/Ton | 0 | 0 | 0 | 0 | 0 | 0 | 0
CT Fac. Spec. - NOX Rate Winter v.4.10 Final, Unit 3058 and retrofits | 326 | 2270 | Rate Constraint in lbs/MMBtu | FALSE | L | Annual | Seasons Included | Seasons | Winter | Winter | Winter | Winter | Winter | Winter | Winter
CT Fac. Spec. - NOX Rate Winter v.4.10 Final, Unit 3058 and retrofits | 326 | 2270 | Rate Constraint in lbs/MMBtu | FALSE | L | Annual | Standard | lb/MMBtu | 0.15 | 0.15 | 0.15 | 0.15 | 0.15 | 0.15 | 0.15
CT Fac. Spec. - NOX Rate Winter v.4.10 Final, Unit 3058 and retrofits | 326 | 2270 | Rate Constraint in lbs/MMBtu | FALSE | L | Annual | Emissions at Affected Plants NOX | Thousand Tons | 0.023843 | 0.023843 | 0.023843 | 0.023843 | 0.023843 | 0.023843 | 0.023843
CT Fac. Spec. - NOX Rate Winter v.4.10 Final, Unit 3058 and retrofits | 326 | 2270 | Rate Constraint in lbs/MMBtu | FALSE | L | Annual | Allowances Purchased NOX | Thousand Tons | 0 | 0 | 0 | 0 | 0 | 0 | 0
CT Fac. Spec. - NOX Rate Winter v.4.10 Final, Unit 3058 and retrofits | 326 | 2270 | Rate Constraint in lbs/MMBtu | FALSE | L | Annual | Allowances Sold NOX | Thousand Tons | 0 | 0 | 0 | 0 | 0 | 0 | 0
CT Fac. Spec. - NOX Rate Winter v.4.10 Final, Unit 3058 and retrofits | 326 | 2270 | Rate Constraint in lbs/MMBtu | FALSE | L | Annual | Allowances Banked | Thousand Tons | 0 | 0 | 0 | 0 | 0 | 0 | 0
CT Fac. Spec. - NOX Rate Winter v.4.10 Final, Unit 3058 and retrofits | 326 | 2270 | Rate Constraint in lbs/MMBtu | FALSE | L | Annual | Allowances Withdrawn (1:1) | Thousand Tons | 0 | 0 | 0 | 0 | 0 | 0 | 0
CT Fac. Spec. - NOX Rate Winter v.4.10 Final, Unit 3058 and retrofits | 326 | 2270 | Rate Constraint in lbs/MMBtu | FALSE | L | Annual | Allowances Withdrawn (n:1) | Thousand Tons | 0 | 0 | 0 | 0 | 0 | 0 | 0
CT Fac. Spec. - NOX Rate Winter v.4.10 Final, Unit 3058 and retrofits | 326 | 2270 | Rate Constraint in lbs/MMBtu | FALSE | L | Annual | Net Emissions Allowance Position | Thousand Tons | 0.023843 | 0.023843 | 0.023843 | 0.023843 | 0.023843 | 0.023843 | 0.023843
CT Fac. Spec. - NOX Rate Winter v.4.10 Final, Unit 3058 and retrofits | 326 | 2270 | Rate Constraint in lbs/MMBtu | FALSE | L | Annual | Fuel Consumed | TBtu | 4.8237 | 4.8237 | 4.8237 | 4.8237 | 4.8237 | 4.8237 | 4.8237
CT Fac. Spec. - NOX Rate Winter v.4.10 Final, Unit 3058 and retrofits | 326 | 2270 | Rate Constraint in lbs/MMBtu | FALSE | L | Annual | Rate | lb/MMBtu | 0.009886 | 0.009886 | 0.009886 | 0.009886 | 0.009886 | 0.009886 | 0.009886
CT Fac. Spec. - NOX Rate Winter v.4.10 Final, Unit 3058 and retrofits | 326 | 2270 | Rate Constraint in lbs/MMBtu | FALSE | L | Annual | Generation | TWh | 0.67492 | 0.67492 | 0.67492 | 0.67492 | 0.67492 | 0.67492 | 0.67492
CT Fac. Spec. - NOX Rate Winter v.4.10 Final, Unit 3058 and retrofits | 326 | 2270 | Rate Constraint in lbs/MMBtu | FALSE | L | Annual | Qualifying Generation | TWh | 0.67492 | 0.67492 | 0.67492 | 0.67492 | 0.67492 | 0.67492 | 0.67492
CT Fac. Spec. - NOX Rate Winter v.4.10 Final, Unit 3058 and retrofits | 326 | 2270 | Rate Constraint in lbs/MMBtu | FALSE | L | Annual | Rate | lb/MWh | 0.035328 | 0.035328 | 0.035328 | 0.035328 | 0.035328 | 0.035328 | 0.035328
CT Fac. Spec. - NOX Rate Winter v.4.10 Final, Unit 3058 and retrofits | 326 | 2270 | Rate Constraint in lbs/MMBtu | FALSE | L | Annual | Constraint Shadow Price | US2011$/Ton | 0 | 0 | 0 | 0 | 0 | 0 | 0
CT Fac. Spec. - NOX Rate Winter v.4.10 Final, Unit 3059 and retrofits | 327 | 2270 | Rate Constraint in lbs/MMBtu | FALSE | L | Annual | Seasons Included | Seasons | Winter | Winter | Winter | Winter | Winter | Winter | Winter
CT Fac. Spec. - NOX Rate Winter v.4.10 Final, Unit 3059 and retrofits | 327 | 2270 | Rate Constraint in lbs/MMBtu | FALSE | L | Annual | Standard | lb/MMBtu | 0.15 | 0.15 | 0.15 | 0.15 | 0.15 | 0.15 | 0.15
CT Fac. Spec. - NOX Rate Winter v.4.10 Final, Unit 3059 and retrofits | 327 | 2270 | Rate Constraint in lbs/MMBtu | FALSE | L | Annual | Emissions at Affected Plants NOX | Thousand Tons | 0.022476 | 0.022476 | 0.022476 | 0.022476 | 0.022476 | 0.022476 | 0.022476
CT Fac. Spec. - NOX Rate Winter v.4.10 Final, Unit 3059 and retrofits | 327 | 2270 | Rate Constraint in lbs/MMBtu | FALSE | L | Annual | Allowances Purchased NOX | Thousand Tons | 0 | 0 | 0 | 0 | 0 | 0 | 0
CT Fac. Spec. - NOX Rate Winter v.4.10 Final, Unit 3059 and retrofits | 327 | 2270 | Rate Constraint in lbs/MMBtu | FALSE | L | Annual | Allowances Sold NOX | Thousand Tons | 0 | 0 | 0 | 0 | 0 | 0 | 0
CT Fac. Spec. - NOX Rate Winter v.4.10 Final, Unit 3059 and retrofits | 327 | 2270 | Rate Constraint in lbs/MMBtu | FALSE | L | Annual | Allowances Banked | Thousand Tons | 0 | 0 | 0 | 0 | 0 | 0 | 0
CT Fac. Spec. - NOX Rate Winter v.4.10 Final, Unit 3059 and retrofits | 327 | 2270 | Rate Constraint in lbs/MMBtu | FALSE | L | Annual | Allowances Withdrawn (1:1) | Thousand Tons | 0 | 0 | 0 | 0 | 0 | 0 | 0
CT Fac. Spec. - NOX Rate Winter v.4.10 Final, Unit 3059 and retrofits | 327 | 2270 | Rate Constraint in lbs/MMBtu | FALSE | L | Annual | Allowances Withdrawn (n:1) | Thousand Tons | 0 | 0 | 0 | 0 | 0 | 0 | 0
CT Fac. Spec. - NOX Rate Winter v.4.10 Final, Unit 3059 and retrofits | 327 | 2270 | Rate Constraint in lbs/MMBtu | FALSE | L | Annual | Net Emissions Allowance Position | Thousand Tons | 0.022476 | 0.022476 | 0.022476 | 0.022476 | 0.022476 | 0.022476 | 0.022476
CT Fac. Spec. - NOX Rate Winter v.4.10 Final, Unit 3059 and retrofits | 327 | 2270 | Rate Constraint in lbs/MMBtu | FALSE | L | Annual | Fuel Consumed | TBtu | 4.5471 | 4.5471 | 4.5471 | 4.5471 | 4.5471 | 4.5471 | 4.5471
CT Fac. Spec. - NOX Rate Winter v.4.10 Final, Unit 3059 and retrofits | 327 | 2270 | Rate Constraint in lbs/MMBtu | FALSE | L | Annual | Rate | lb/MMBtu | 0.009886 | 0.009886 | 0.009886 | 0.009886 | 0.009886 | 0.009886 | 0.009886
CT Fac. Spec. - NOX Rate Winter v.4.10 Final, Unit 3059 and retrofits | 327 | 2270 | Rate Constraint in lbs/MMBtu | FALSE | L | Annual | Generation | TWh | 0.63623 | 0.63623 | 0.63623 | 0.63623 | 0.63623 | 0.63623 | 0.63623
CT Fac. Spec. - NOX Rate Winter v.4.10 Final, Unit 3059 and retrofits | 327 | 2270 | Rate Constraint in lbs/MMBtu | FALSE | L | Annual | Qualifying Generation | TWh | 0.63623 | 0.63623 | 0.63623 | 0.63623 | 0.63623 | 0.63623 | 0.63623
CT Fac. Spec. - NOX Rate Winter v.4.10 Final, Unit 3059 and retrofits | 327 | 2270 | Rate Constraint in lbs/MMBtu | FALSE | L | Annual | Rate | lb/MWh | 0.035328 | 0.035328 | 0.035328 | 0.035328 | 0.035328 | 0.035328 | 0.035328
CT Fac. Spec. - NOX Rate Winter v.4.10 Final, Unit 3059 and retrofits | 327 | 2270 | Rate Constraint in lbs/MMBtu | FALSE | L | Annual | Constraint Shadow Price | US2011$/Ton | 0 | 0 | 0 | 0 | 0 | 0 | 0
CT Fac. Spec. - NOX Rate Winter v.4.10 Final, Unit 3060 and retrofits | 328 | 2270 | Rate Constraint in lbs/MMBtu | FALSE | L | Annual | Seasons Included | Seasons | Winter | Winter | Winter | Winter | Winter | Winter | Winter
CT Fac. Spec. - NOX Rate Winter v.4.10 Final, Unit 3060 and retrofits | 328 | 2270 | Rate Constraint in lbs/MMBtu | FALSE | L | Annual | Standard | lb/MMBtu | 0.15 | 0.15 | 0.15 | 0.15 | 0.15 | 0.15 | 0.15
CT Fac. Spec. - NOX Rate Winter v.4.10 Final, Unit 3060 and retrofits | 328 | 2270 | Rate Constraint in lbs/MMBtu | FALSE | L | Annual | Emissions at Affected Plants NOX | Thousand Tons | 0.022476 | 0.022476 | 0.022476 | 0.022476 | 0.022476 | 0.022476 | 0.022476
CT Fac. Spec. - NOX Rate Winter v.4.10 Final, Unit 3060 and retrofits | 328 | 2270 | Rate Constraint in lbs/MMBtu | FALSE | L | Annual | Allowances Purchased NOX | Thousand Tons | 0 | 0 | 0 | 0 | 0 | 0 | 0
CT Fac. Spec. - NOX Rate Winter v.4.10 Final, Unit 3060 and retrofits | 328 | 2270 | Rate Constraint in lbs/MMBtu | FALSE | L | Annual | Allowances Sold NOX | Thousand Tons | 0 | 0 | 0 | 0 | 0 | 0 | 0
CT Fac. Spec. - NOX Rate Winter v.4.10 Final, Unit 3060 and retrofits | 328 | 2270 | Rate Constraint in lbs/MMBtu | FALSE | L | Annual | Allowances Banked | Thousand Tons | 0 | 0 | 0 | 0 | 0 | 0 | 0
CT Fac. Spec. - NOX Rate Winter v.4.10 Final, Unit 3060 and retrofits | 328 | 2270 | Rate Constraint in lbs/MMBtu | FALSE | L | Annual | Allowances Withdrawn (1:1) | Thousand Tons | 0 | 0 | 0 | 0 | 0 | 0 | 0
CT Fac. Spec. - NOX Rate Winter v.4.10 Final, Unit 3060 and retrofits | 328 | 2270 | Rate Constraint in lbs/MMBtu | FALSE | L | Annual | Allowances Withdrawn (n:1) | Thousand Tons | 0 | 0 | 0 | 0 | 0 | 0 | 0
CT Fac. Spec. - NOX Rate Winter v.4.10 Final, Unit 3060 and retrofits | 328 | 2270 | Rate Constraint in lbs/MMBtu | FALSE | L | Annual | Net Emissions Allowance Position | Thousand Tons | 0.022476 | 0.022476 | 0.022476 | 0.022476 | 0.022476 | 0.022476 | 0.022476
CT Fac. Spec. - NOX Rate Winter v.4.10 Final, Unit 3060 and retrofits | 328 | 2270 | Rate Constraint in lbs/MMBtu | FALSE | L | Annual | Fuel Consumed | TBtu | 4.5471 | 4.5471 | 4.5471 | 4.5471 | 4.5471 | 4.5471 | 4.5471
CT Fac. Spec. - NOX Rate Winter v.4.10 Final, Unit 3060 and retrofits | 328 | 2270 | Rate Constraint in lbs/MMBtu | FALSE | L | Annual | Rate | lb/MMBtu | 0.009886 | 0.009886 | 0.009886 | 0.009886 | 0.009886 | 0.009886 | 0.009886
CT Fac. Spec. - NOX Rate Winter v.4.10 Final, Unit 3060 and retrofits | 328 | 2270 | Rate Constraint in lbs/MMBtu | FALSE | L | Annual | Generation | TWh | 0.63623 | 0.63623 | 0.63623 | 0.63623 | 0.63623 | 0.63623 | 0.63623
CT Fac. Spec. - NOX Rate Winter v.4.10 Final, Unit 3060 and retrofits | 328 | 2270 | Rate Constraint in lbs/MMBtu | FALSE | L | Annual | Qualifying Generation | TWh | 0.63623 | 0.63623 | 0.63623 | 0.63623 | 0.63623 | 0.63623 | 0.63623
CT Fac. Spec. - NOX Rate Winter v.4.10 Final, Unit 3060 and retrofits | 328 | 2270 | Rate Constraint in lbs/MMBtu | FALSE | L | Annual | Rate | lb/MWh | 0.035328 | 0.035328 | 0.035328 | 0.035328 | 0.035328 | 0.035328 | 0.035328
CT Fac. Spec. - NOX Rate Winter v.4.10 Final, Unit 3060 and retrofits | 328 | 2270 | Rate Constraint in lbs/MMBtu | FALSE | L | Annual | Constraint Shadow Price | US2011$/Ton | 0 | 0 | 0 | 0 | 0 | 0 | 0
CT Fac. Spec. - NOX Rate Winter v.4.10 Final, Unit 3062 and retrofits | 329 | 2270 | Rate Constraint in lbs/MMBtu | FALSE | L | Annual | Seasons Included | Seasons | Winter | Winter | Winter | Winter | Winter | Winter | Winter
CT Fac. Spec. - NOX Rate Winter v.4.10 Final, Unit 3062 and retrofits | 329 | 2270 | Rate Constraint in lbs/MMBtu | FALSE | L | Annual | Standard | lb/MMBtu | 0.15 | 0.15 | 0.15 | 0.15 | 0.15 | 0.15 | 0.15
CT Fac. Spec. - NOX Rate Winter v.4.10 Final, Unit 3062 and retrofits | 329 | 2270 | Rate Constraint in lbs/MMBtu | FALSE | L | Annual | Emissions at Affected Plants NOX | Thousand Tons | 0.011006 | 0.011006 | 0.011006 | 0.011006 | 0.011006 | 0.011006 | 0.011006
CT Fac. Spec. - NOX Rate Winter v.4.10 Final, Unit 3062 and retrofits | 329 | 2270 | Rate Constraint in lbs/MMBtu | FALSE | L | Annual | Allowances Purchased NOX | Thousand Tons | 0 | 0 | 0 | 0 | 0 | 0 | 0
CT Fac. Spec. - NOX Rate Winter v.4.10 Final, Unit 3062 and retrofits | 329 | 2270 | Rate Constraint in lbs/MMBtu | FALSE | L | Annual | Allowances Sold NOX | Thousand Tons | 0 | 0 | 0 | 0 | 0 | 0 | 0
CT Fac. Spec. - NOX Rate Winter v.4.10 Final, Unit 3062 and retrofits | 329 | 2270 | Rate Constraint in lbs/MMBtu | FALSE | L | Annual | Allowances Banked | Thousand Tons | 0 | 0 | 0 | 0 | 0 | 0 | 0
CT Fac. Spec. - NOX Rate Winter v.4.10 Final, Unit 3062 and retrofits | 329 | 2270 | Rate Constraint in lbs/MMBtu | FALSE | L | Annual | Allowances Withdrawn (1:1) | Thousand Tons | 0 | 0 | 0 | 0 | 0 | 0 | 0
CT Fac. Spec. - NOX Rate Winter v.4.10 Final, Unit 3062 and retrofits | 329 | 2270 | Rate Constraint in lbs/MMBtu | FALSE | L | Annual | Allowances Withdrawn (n:1) | Thousand Tons | 0 | 0 | 0 | 0 | 0 | 0 | 0
CT Fac. Spec. - NOX Rate Winter v.4.10 Final, Unit 3062 and retrofits | 329 | 2270 | Rate Constraint in lbs/MMBtu | FALSE | L | Annual | Net Emissions Allowance Position | Thousand Tons | 0.011006 | 0.011006 | 0.011006 | 0.011006 | 0.011006 | 0.011006 | 0.011006
CT Fac. Spec. - NOX Rate Winter v.4.10 Final, Unit 3062 and retrofits | 329 | 2270 | Rate Constraint in lbs/MMBtu | FALSE | L | Annual | Fuel Consumed | TBtu | 5.3643 | 5.3643 | 5.3643 | 5.3643 | 5.3643 | 5.3643 | 5.3643
CT Fac. Spec. - NOX Rate Winter v.4.10 Final, Unit 3062 and retrofits | 329 | 2270 | Rate Constraint in lbs/MMBtu | FALSE | L | Annual | Rate | lb/MMBtu | 0.0041036 | 0.0041036 | 0.0041036 | 0.0041036 | 0.0041036 | 0.0041036 | 0.0041036
CT Fac. Spec. - NOX Rate Winter v.4.10 Final, Unit 3062 and retrofits | 329 | 2270 | Rate Constraint in lbs/MMBtu | FALSE | L | Annual | Generation | TWh | 0.7609 | 0.7609 | 0.7609 | 0.7609 | 0.7609 | 0.7609 | 0.7609
CT Fac. Spec. - NOX Rate Winter v.4.10 Final, Unit 3062 and retrofits | 329 | 2270 | Rate Constraint in lbs/MMBtu | FALSE | L | Annual | Qualifying Generation | TWh | 0.7609 | 0.7609 | 0.7609 | 0.7609 | 0.7609 | 0.7609 | 0.7609
CT Fac. Spec. - NOX Rate Winter v.4.10 Final, Unit 3062 and retrofits | 329 | 2270 | Rate Constraint in lbs/MMBtu | FALSE | L | Annual | Rate | lb/MWh | 0.014465 | 0.014465 | 0.014465 | 0.014465 | 0.014465 | 0.014465 | 0.014465
CT Fac. Spec. - NOX Rate Winter v.4.10 Final, Unit 3062 and retrofits | 329 | 2270 | Rate Constraint in lbs/MMBtu | FALSE | L | Annual | Constraint Shadow Price | US2011$/Ton | 0 | 0 | 0 | 0 | 0 | 0 | 0
CT Fac. Spec. - NOX Rate Winter v.4.10 Final, Unit 3063 and retrofits | 330 | 2270 | Rate Constraint in lbs/MMBtu | FALSE | L | Annual | Seasons Included | Seasons | Winter | Winter | Winter | Winter | Winter | Winter | Winter
CT Fac. Spec. - NOX Rate Winter v.4.10 Final, Unit 3063 and retrofits | 330 | 2270 | Rate Constraint in lbs/MMBtu | FALSE | L | Annual | Standard | lb/MMBtu | 0.15 | 0.15 | 0.15 | 0.15 | 0.15 | 0.15 | 0.15
CT Fac. Spec. - NOX Rate Winter v.4.10 Final, Unit 3063 and retrofits | 330 | 2270 | Rate Constraint in lbs/MMBtu | FALSE | L | Annual | Emissions at Affected Plants NOX | Thousand Tons | 0.011006 | 0.011006 | 0.011006 | 0.011006 | 0.011006 | 0.011006 | 0.011006
CT Fac. Spec. - NOX Rate Winter v.4.10 Final, Unit 3063 and retrofits | 330 | 2270 | Rate Constraint in lbs/MMBtu | FALSE | L | Annual | Allowances Purchased NOX | Thousand Tons | 0 | 0 | 0 | 0 | 0 | 0 | 0
CT Fac. Spec. - NOX Rate Winter v.4.10 Final, Unit 3063 and retrofits | 330 | 2270 | Rate Constraint in lbs/MMBtu | FALSE | L | Annual | Allowances Sold NOX | Thousand Tons | 0 | 0 | 0 | 0 | 0 | 0 | 0
CT Fac. Spec. - NOX Rate Winter v.4.10 Final, Unit 3063 and retrofits | 330 | 2270 | Rate Constraint in lbs/MMBtu | FALSE | L | Annual | Allowances Banked | Thousand Tons | 0 | 0 | 0 | 0 | 0 | 0 | 0
CT Fac. Spec. - NOX Rate Winter v.4.10 Final, Unit 3063 and retrofits | 330 | 2270 | Rate Constraint in lbs/MMBtu | FALSE | L | Annual | Allowances Withdrawn (1:1) | Thousand Tons | 0 | 0 | 0 | 0 | 0 | 0 | 0
CT Fac. Spec. - NOX Rate Winter v.4.10 Final, Unit 3063 and retrofits | 330 | 2270 | Rate Constraint in lbs/MMBtu | FALSE | L | Annual | Allowances Withdrawn (n:1) | Thousand Tons | 0 | 0 | 0 | 0 | 0 | 0 | 0
CT Fac. Spec. - NOX Rate Winter v.4.10 Final, Unit 3063 and retrofits | 330 | 2270 | Rate Constraint in lbs/MMBtu | FALSE | L | Annual | Net Emissions Allowance Position | Thousand Tons | 0.011006 | 0.011006 | 0.011006 | 0.011006 | 0.011006 | 0.011006 | 0.011006
CT Fac. Spec. - NOX Rate Winter v.4.10 Final, Unit 3063 and retrofits | 330 | 2270 | Rate Constraint in lbs/MMBtu | FALSE | L | Annual | Fuel Consumed | TBtu | 5.3643 | 5.3643 | 5.3643 | 5.3643 | 5.3643 | 5.3643 | 5.3643
CT Fac. Spec. - NOX Rate Winter v.4.10 Final, Unit 3063 and retrofits | 330 | 2270 | Rate Constraint in lbs/MMBtu | FALSE | L | Annual | Rate | lb/MMBtu | 0.0041036 | 0.0041036 | 0.0041036 | 0.0041036 | 0.0041036 | 0.0041036 | 0.0041036
CT Fac. Spec. - NOX Rate Winter v.4.10 Final, Unit 3063 and retrofits | 330 | 2270 | Rate Constraint in lbs/MMBtu | FALSE | L | Annual | Generation | TWh | 0.7609 | 0.7609 | 0.7609 | 0.7609 | 0.7609 | 0.7609 | 0.7609
CT Fac. Spec. - NOX Rate Winter v.4.10 Final, Unit 3063 and retrofits | 330 | 2270 | Rate Constraint in lbs/MMBtu | FALSE | L | Annual | Qualifying Generation | TWh | 0.7609 | 0.7609 | 0.7609 | 0.7609 | 0.7609 | 0.7609 | 0.7609
CT Fac. Spec. - NOX Rate Winter v.4.10 Final, Unit 3063 and retrofits | 330 | 2270 | Rate Constraint in lbs/MMBtu | FALSE | L | Annual | Rate | lb/MWh | 0.014465 | 0.014465 | 0.014465 | 0.014465 | 0.014465 | 0.014465 | 0.014465
CT Fac. Spec. - NOX Rate Winter v.4.10 Final, Unit 3063 and retrofits | 330 | 2270 | Rate Constraint in lbs/MMBtu | FALSE | L | Annual | Constraint Shadow Price | US2011$/Ton | 0 | 0 | 0 | 0 | 0 | 0 | 0
CT Fac. Spec. - NOX Rate Winter v.4.10 Final, Unit 3064 and retrofits | 331 | 2270 | Rate Constraint in lbs/MMBtu | FALSE | L | Annual | Seasons Included | Seasons | Winter | Winter | Winter | Winter | Winter | Winter | Winter
CT Fac. Spec. - NOX Rate Winter v.4.10 Final, Unit 3064 and retrofits | 331 | 2270 | Rate Constraint in lbs/MMBtu | FALSE | L | Annual | Standard | lb/MMBtu | 0.15 | 0.15 | 0.15 | 0.15 | 0.15 | 0.15 | 0.15
CT Fac. Spec. - NOX Rate Winter v.4.10 Final, Unit 3064 and retrofits | 331 | 2270 | Rate Constraint in lbs/MMBtu | FALSE | L | Annual | Emissions at Affected Plants NOX | Thousand Tons | 0.017038 | 0.017038 | 0.017038 | 0.017038 | 0.017038 | 0.017038 | 0.017038
CT Fac. Spec. - NOX Rate Winter v.4.10 Final, Unit 3064 and retrofits | 331 | 2270 | Rate Constraint in lbs/MMBtu | FALSE | L | Annual | Allowances Purchased NOX | Thousand Tons | 0 | 0 | 0 | 0 | 0 | 0 | 0
CT Fac. Spec. - NOX Rate Winter v.4.10 Final, Unit 3064 and retrofits | 331 | 2270 | Rate Constraint in lbs/MMBtu | FALSE | L | Annual | Allowances Sold NOX | Thousand Tons | 0 | 0 | 0 | 0 | 0 | 0 | 0
CT Fac. Spec. - NOX Rate Winter v.4.10 Final, Unit 3064 and retrofits | 331 | 2270 | Rate Constraint in lbs/MMBtu | FALSE | L | Annual | Allowances Banked | Thousand Tons | 0 | 0 | 0 | 0 | 0 | 0 | 0
CT Fac. Spec. - NOX Rate Winter v.4.10 Final, Unit 3064 and retrofits | 331 | 2270 | Rate Constraint in lbs/MMBtu | FALSE | L | Annual | Allowances Withdrawn (1:1) | Thousand Tons | 0 | 0 | 0 | 0 | 0 | 0 | 0
CT Fac. Spec. - NOX Rate Winter v.4.10 Final, Unit 3064 and retrofits | 331 | 2270 | Rate Constraint in lbs/MMBtu | FALSE | L | Annual | Allowances Withdrawn (n:1) | Thousand Tons | 0 | 0 | 0 | 0 | 0 | 0 | 0
CT Fac. Spec. - NOX Rate Winter v.4.10 Final, Unit 3064 and retrofits | 331 | 2270 | Rate Constraint in lbs/MMBtu | FALSE | L | Annual | Net Emissions Allowance Position | Thousand Tons | 0.017038 | 0.017038 | 0.017038 | 0.017038 | 0.017038 | 0.017038 | 0.017038
CT Fac. Spec. - NOX Rate Winter v.4.10 Final, Unit 3064 and retrofits | 331 | 2270 | Rate Constraint in lbs/MMBtu | FALSE | L | Annual | Fuel Consumed | TBtu | 8.3041 | 8.3041 | 8.3041 | 8.3041 | 8.3041 | 8.3041 | 8.3041
CT Fac. Spec. - NOX Rate Winter v.4.10 Final, Unit 3064 and retrofits | 331 | 2270 | Rate Constraint in lbs/MMBtu | FALSE | L | Annual | Rate | lb/MMBtu | 0.0041036 | 0.0041036 | 0.0041036 | 0.0041036 | 0.0041036 | 0.0041036 | 0.0041036
CT Fac. Spec. - NOX Rate Winter v.4.10 Final, Unit 3064 and retrofits | 331 | 2270 | Rate Constraint in lbs/MMBtu | FALSE | L | Annual | Generation | TWh | 1.1779 | 1.1779 | 1.1779 | 1.1779 | 1.1779 | 1.1779 | 1.1779
CT Fac. Spec. - NOX Rate Winter v.4.10 Final, Unit 3064 and retrofits | 331 | 2270 | Rate Constraint in lbs/MMBtu | FALSE | L | Annual | Qualifying Generation | TWh | 1.1779 | 1.1779 | 1.1779 | 1.1779 | 1.1779 | 1.1779 | 1.1779
CT Fac. Spec. - NOX Rate Winter v.4.10 Final, Unit 3064 and retrofits | 331 | 2270 | Rate Constraint in lbs/MMBtu | FALSE | L | Annual | Rate | lb/MWh | 0.014465 | 0.014465 | 0.014465 | 0.014465 | 0.014465 | 0.014465 | 0.014465
CT Fac. Spec. - NOX Rate Winter v.4.10 Final, Unit 3064 and retrofits | 331 | 2270 | Rate Constraint in lbs/MMBtu | FALSE | L | Annual | Constraint Shadow Price | US2011$/Ton | 0 | 0 | 0 | 0 | 0 | 0 | 0
CT Fac. Spec. - NOX Rate Winter v.4.10 Final, Unit 3065 and retrofits | 332 | 2270 | Rate Constraint in lbs/MMBtu | FALSE | L | Annual | Seasons Included | Seasons | Winter | Winter | Winter | Winter | Winter | Winter | Winter
CT Fac. Spec. - NOX Rate Winter v.4.10 Final, Unit 3065 and retrofits | 332 | 2270 | Rate Constraint in lbs/MMBtu | FALSE | L | Annual | Standard | lb/MMBtu | 0.15 | 0.15 | 0.15 | 0.15 | 0.15 | 0.15 | 0.15
CT Fac. Spec. - NOX Rate Winter v.4.10 Final, Unit 3065 and retrofits | 332 | 2270 | Rate Constraint in lbs/MMBtu | FALSE | L | Annual | Emissions at Affected Plants NOX | Thousand Tons | 0.00027249 | 0.00027249 | 0.00027249 | 0.00027249 | 0.00027249 | 0 | 0
CT Fac. Spec. - NOX Rate Winter v.4.10 Final, Unit 3065 and retrofits | 332 | 2270 | Rate Constraint in lbs/MMBtu | FALSE | L | Annual | Allowances Purchased NOX | Thousand Tons | 0 | 0 | 0 | 0 | 0 | 0 | 0
CT Fac. Spec. - NOX Rate Winter v.4.10 Final, Unit 3065 and retrofits | 332 | 2270 | Rate Constraint in lbs/MMBtu | FALSE | L | Annual | Allowances Sold NOX | Thousand Tons | 0 | 0 | 0 | 0 | 0 | 0 | 0
CT Fac. Spec. - NOX Rate Winter v.4.10 Final, Unit 3065 and retrofits | 332 | 2270 | Rate Constraint in lbs/MMBtu | FALSE | L | Annual | Allowances Banked | Thousand Tons | 0 | 0 | 0 | 0 | 0 | 0 | 0
CT Fac. Spec. - NOX Rate Winter v.4.10 Final, Unit 3065 and retrofits | 332 | 2270 | Rate Constraint in lbs/MMBtu | FALSE | L | Annual | Allowances Withdrawn (1:1) | Thousand Tons | 0 | 0 | 0 | 0 | 0 | 0 | 0
CT Fac. Spec. - NOX Rate Winter v.4.10 Final, Unit 3065 and retrofits | 332 | 2270 | Rate Constraint in lbs/MMBtu | FALSE | L | Annual | Allowances Withdrawn (n:1) | Thousand Tons | 0 | 0 | 0 | 0 | 0 | 0 | 0
CT Fac. Spec. - NOX Rate Winter v.4.10 Final, Unit 3065 and retrofits | 332 | 2270 | Rate Constraint in lbs/MMBtu | FALSE | L | Annual | Net Emissions Allowance Position | Thousand Tons | 0.00027249 | 0.00027249 | 0.00027249 | 0.00027249 | 0.00027249 | 0 | 0
CT Fac. Spec. - NOX Rate Winter v.4.10 Final, Unit 3065 and retrofits | 332 | 2270 | Rate Constraint in lbs/MMBtu | FALSE | L | Annual | Fuel Consumed | TBtu | 0.0087347 | 0.0087347 | 0.0087347 | 0.0087347 | 0.0087347 | 0 | 0
CT Fac. Spec. - NOX Rate Winter v.4.10 Final, Unit 3065 and retrofits | 332 | 2270 | Rate Constraint in lbs/MMBtu | FALSE | L | Annual | Rate | lb/MMBtu | 0.062393 | 0.062393 | 0.062393 | 0.062393 | 0.062393 | 0 | 0
CT Fac. Spec. - NOX Rate Winter v.4.10 Final, Unit 3065 and retrofits | 332 | 2270 | Rate Constraint in lbs/MMBtu | FALSE | L | Annual | Generation | TWh | 0.0009843 | 0.0009843 | 0.0009843 | 0.0009843 | 0.0009843 | 0 | 0
CT Fac. Spec. - NOX Rate Winter v.4.10 Final, Unit 3065 and retrofits | 332 | 2270 | Rate Constraint in lbs/MMBtu | FALSE | L | Annual | Qualifying Generation | TWh | 0.0009843 | 0.0009843 | 0.0009843 | 0.0009843 | 0.0009843 | 0 | 0
CT Fac. Spec. - NOX Rate Winter v.4.10 Final, Unit 3065 and retrofits | 332 | 2270 | Rate Constraint in lbs/MMBtu | FALSE | L | Annual | Rate | lb/MWh | 0.27684 | 0.27684 | 0.27684 | 0.27684 | 0.27684 | 0 | 0
CT Fac. Spec. - NOX Rate Winter v.4.10 Final, Unit 3065 and retrofits | 332 | 2270 | Rate Constraint in lbs/MMBtu | FALSE | L | Annual | Constraint Shadow Price | US2011$/Ton | 0 | 0 | 0 | 0 | 0 | 0 | 0
CT Fac. Spec. - NOX Rate Winter v.4.10 Final, Unit 3066 and retrofits | 333 | 2270 | Rate Constraint in lbs/MMBtu | FALSE | L | Annual | Seasons Included | Seasons | Winter | Winter | Winter | Winter | Winter | Winter | Winter
CT Fac. Spec. - NOX Rate Winter v.4.10 Final, Unit 3066 and retrofits | 333 | 2270 | Rate Constraint in lbs/MMBtu | FALSE | L | Annual | Standard | lb/MMBtu | 0.15 | 0.15 | 0.15 | 0.15 | 0.15 | 0.15 | 0.15
CT Fac. Spec. - NOX Rate Winter v.4.10 Final, Unit 3066 and retrofits | 333 | 2270 | Rate Constraint in lbs/MMBtu | FALSE | L | Annual | Emissions at Affected Plants NOX | Thousand Tons | 0.00037424 | 0.00037424 | 0.00037424 | 0.00037424 | 0.00037424 | 0 | 0
CT Fac. Spec. - NOX Rate Winter v.4.10 Final, Unit 3066 and retrofits | 333 | 2270 | Rate Constraint in lbs/MMBtu | FALSE | L | Annual | Allowances Purchased NOX | Thousand Tons | 0 | 0 | 0 | 0 | 0 | 0 | 0
CT Fac. Spec. - NOX Rate Winter v.4.10 Final, Unit 3066 and retrofits | 333 | 2270 | Rate Constraint in lbs/MMBtu | FALSE | L | Annual | Allowances Sold NOX | Thousand Tons | 0 | 0 | 0 | 0 | 0 | 0 | 0
CT Fac. Spec. - NOX Rate Winter v.4.10 Final, Unit 3066 and retrofits | 333 | 2270 | Rate Constraint in lbs/MMBtu | FALSE | L | Annual | Allowances Banked | Thousand Tons | 0 | 0 | 0 | 0 | 0 | 0 | 0
CT Fac. Spec. - NOX Rate Winter v.4.10 Final, Unit 3066 and retrofits | 333 | 2270 | Rate Constraint in lbs/MMBtu | FALSE | L | Annual | Allowances Withdrawn (1:1) | Thousand Tons | 0 | 0 | 0 | 0 | 0 | 0 | 0
CT Fac. Spec. - NOX Rate Winter v.4.10 Final, Unit 3066 and retrofits | 333 | 2270 | Rate Constraint in lbs/MMBtu | FALSE | L | Annual | Allowances Withdrawn (n:1) | Thousand Tons | 0 | 0 | 0 | 0 | 0 | 0 | 0
CT Fac. Spec. - NOX Rate Winter v.4.10 Final, Unit 3066 and retrofits | 333 | 2270 | Rate Constraint in lbs/MMBtu | FALSE | L | Annual | Net Emissions Allowance Position | Thousand Tons | 0.00037424 | 0.00037424 | 0.00037424 | 0.00037424 | 0.00037424 | 0 | 0
CT Fac. Spec. - NOX Rate Winter v.4.10 Final, Unit 3066 and retrofits | 333 | 2270 | Rate Constraint in lbs/MMBtu | FALSE | L | Annual | Fuel Consumed | TBtu | 0.011996 | 0.011996 | 0.011996 | 0.011996 | 0.011996 | 0 | 0
CT Fac. Spec. - NOX Rate Winter v.4.10 Final, Unit 3066 and retrofits | 333 | 2270 | Rate Constraint in lbs/MMBtu | FALSE | L | Annual | Rate | lb/MMBtu | 0.062393 | 0.062393 | 0.062393 | 0.062393 | 0.062393 | 0 | 0
CT Fac. Spec. - NOX Rate Winter v.4.10 Final, Unit 3066 and retrofits | 333 | 2270 | Rate Constraint in lbs/MMBtu | FALSE | L | Annual | Generation | TWh | 0.0013518 | 0.0013518 | 0.0013518 | 0.0013518 | 0.0013518 | 0 | 0
CT Fac. Spec. - NOX Rate Winter v.4.10 Final, Unit 3066 and retrofits | 333 | 2270 | Rate Constraint in lbs/MMBtu | FALSE | L | Annual | Qualifying Generation | TWh | 0.0013518 | 0.0013518 | 0.0013518 | 0.0013518 | 0.0013518 | 0 | 0
CT Fac. Spec. - NOX Rate Winter v.4.10 Final, Unit 3066 and retrofits | 333 | 2270 | Rate Constraint in lbs/MMBtu | FALSE | L | Annual | Rate | lb/MWh | 0.27684 | 0.27684 | 0.27684 | 0.27684 | 0.27684 | 0 | 0
CT Fac. Spec. - NOX Rate Winter v.4.10 Final, Unit 3066 and retrofits | 333 | 2270 | Rate Constraint in lbs/MMBtu | FALSE | L | Annual | Constraint Shadow Price | US2011$/Ton | 0 | 0 | 0 | 0 | 0 | 0 | 0
CT Fac. Spec. - NOX Rate Winter v.4.10 Final, Unit 3069 and retrofits | 334 | 2270 | Rate Constraint in lbs/MMBtu | FALSE | L | Annual | Seasons Included | Seasons | Winter | Winter | Winter | Winter | Winter | Winter | Winter
CT Fac. Spec. - NOX Rate Winter v.4.10 Final, Unit 3069 and retrofits | 334 | 2270 | Rate Constraint in lbs/MMBtu | FALSE | L | Annual | Standard | lb/MMBtu | 0.15 | 0.15 | 0.15 | 0.15 | 0.15 | 0.15 | 0.15
CT Fac. Spec. - NOX Rate Winter v.4.10 Final, Unit 3069 and retrofits | 334 | 2270 | Rate Constraint in lbs/MMBtu | FALSE | L | Annual | Emissions at Affected Plants NOX | Thousand Tons | 0.016339 | 0.016339 | 0.016339 | 0.016339 | 0.014736 | 0.00081568 | 0
CT Fac. Spec. - NOX Rate Winter v.4.10 Final, Unit 3069 and retrofits | 334 | 2270 | Rate Constraint in lbs/MMBtu | FALSE | L | Annual | Allowances Purchased NOX | Thousand Tons | 0 | 0 | 0 | 0 | 0 | 0 | 0
CT Fac. Spec. - NOX Rate Winter v.4.10 Final, Unit 3069 and retrofits | 334 | 2270 | Rate Constraint in lbs/MMBtu | FALSE | L | Annual | Allowances Sold NOX | Thousand Tons | 0 | 0 | 0 | 0 | 0 | 0 | 0
CT Fac. Spec. - NOX Rate Winter v.4.10 Final, Unit 3069 and retrofits | 334 | 2270 | Rate Constraint in lbs/MMBtu | FALSE | L | Annual | Allowances Banked | Thousand Tons | 0 | 0 | 0 | 0 | 0 | 0 | 0
CT Fac. Spec. - NOX Rate Winter v.4.10 Final, Unit 3069 and retrofits | 334 | 2270 | Rate Constraint in lbs/MMBtu | FALSE | L | Annual | Allowances Withdrawn (1:1) | Thousand Tons | 0 | 0 | 0 | 0 | 0 | 0 | 0
CT Fac. Spec. - NOX Rate Winter v.4.10 Final, Unit 3069 and retrofits | 334 | 2270 | Rate Constraint in lbs/MMBtu | FALSE | L | Annual | Allowances Withdrawn (n:1) | Thousand Tons | 0 | 0 | 0 | 0 | 0 | 0 | 0
CT Fac. Spec. - NOX Rate Winter v.4.10 Final, Unit 3069 and retrofits | 334 | 2270 | Rate Constraint in lbs/MMBtu | FALSE | L | Annual | Net Emissions Allowance Position | Thousand Tons | 0.016339 | 0.016339 | 0.016339 | 0.016339 | 0.014736 | 0.00081568 | 0
CT Fac. Spec. - NOX Rate Winter v.4.10 Final, Unit 3069 and retrofits | 334 | 2270 | Rate Constraint in lbs/MMBtu | FALSE | L | Annual | Fuel Consumed | TBtu | 7.8827 | 7.8827 | 7.8827 | 7.8827 | 7.1093 | 0.39352 | 0
CT Fac. Spec. - NOX Rate Winter v.4.10 Final, Unit 3069 and retrofits | 334 | 2270 | Rate Constraint in lbs/MMBtu | FALSE | L | Annual | Rate | lb/MMBtu | 0.0041456 | 0.0041456 | 0.0041456 | 0.0041456 | 0.0041456 | 0.0041456 | 0
CT Fac. Spec. - NOX Rate Winter v.4.10 Final, Unit 3069 and retrofits | 334 | 2270 | Rate Constraint in lbs/MMBtu | FALSE | L | Annual | Generation | TWh | 1.0575 | 1.0575 | 1.0575 | 1.0575 | 0.95375 | 0.052793 | 0
CT Fac. Spec. - NOX Rate Winter v.4.10 Final, Unit 3069 and retrofits | 334 | 2270 | Rate Constraint in lbs/MMBtu | FALSE | L | Annual | Qualifying Generation | TWh | 1.0575 | 1.0575 | 1.0575 | 1.0575 | 0.95375 | 0.052793 | 0
CT Fac. Spec. - NOX Rate Winter v.4.10 Final, Unit 3069 and retrofits | 334 | 2270 | Rate Constraint in lbs/MMBtu | FALSE | L | Annual | Rate | lb/MWh | 0.015451 | 0.015451 | 0.015451 | 0.015451 | 0.015451 | 0.015451 | 0
CT Fac. Spec. - NOX Rate Winter v.4.10 Final, Unit 3069 and retrofits | 334 | 2270 | Rate Constraint in lbs/MMBtu | FALSE | L | Annual | Constraint Shadow Price | US2011$/Ton | 0 | 0 | 0 | 0 | 0 | 0 | 0
CT Fac. Spec. - NOX Rate Winter v.4.10 Final, Unit 3070 and retrofits | 335 | 2270 | Rate Constraint in lbs/MMBtu | FALSE | L | Annual | Seasons Included | Seasons | Winter | Winter | Winter | Winter | Winter | Winter | Winter
CT Fac. Spec. - NOX Rate Winter v.4.10 Final, Unit 3070 and retrofits | 335 | 2270 | Rate Constraint in lbs/MMBtu | FALSE | L | Annual | Standard | lb/MMBtu | 0.15 | 0.15 | 0.15 | 0.15 | 0.15 | 0.15 | 0.15
CT Fac. Spec. - NOX Rate Winter v.4.10 Final, Unit 3070 and retrofits | 335 | 2270 | Rate Constraint in lbs/MMBtu | FALSE | L | Annual | Emissions at Affected Plants NOX | Thousand Tons | 0.016369 | 0.016369 | 0.016369 | 0.014936 | 0.010122 | 0.00074803 | 0
CT Fac. Spec. - NOX Rate Winter v.4.10 Final, Unit 3070 and retrofits | 335 | 2270 | Rate Constraint in lbs/MMBtu | FALSE | L | Annual | Allowances Purchased NOX | Thousand Tons | 0 | 0 | 0 | 0 | 0 | 0 | 0
CT Fac. Spec. - NOX Rate Winter v.4.10 Final, Unit 3070 and retrofits | 335 | 2270 | Rate Constraint in lbs/MMBtu | FALSE | L | Annual | Allowances Sold NOX | Thousand Tons | 0 | 0 | 0 | 0 | 0 | 0 | 0
CT Fac. Spec. - NOX Rate Winter v.4.10 Final, Unit 3070 and retrofits | 335 | 2270 | Rate Constraint in lbs/MMBtu | FALSE | L | Annual | Allowances Banked | Thousand Tons | 0 | 0 | 0 | 0 | 0 | 0 | 0
CT Fac. Spec. - NOX Rate Winter v.4.10 Final, Unit 3070 and retrofits | 335 | 2270 | Rate Constraint in lbs/MMBtu | FALSE | L | Annual | Allowances Withdrawn (1:1) | Thousand Tons | 0 | 0 | 0 | 0 | 0 | 0 | 0
CT Fac. Spec. - NOX Rate Winter v.4.10 Final, Unit 3070 and retrofits | 335 | 2270 | Rate Constraint in lbs/MMBtu | FALSE | L | Annual | Allowances Withdrawn (n:1) | Thousand Tons | 0 | 0 | 0 | 0 | 0 | 0 | 0
CT Fac. Spec. - NOX Rate Winter v.4.10 Final, Unit 3070 and retrofits | 335 | 2270 | Rate Constraint in lbs/MMBtu | FALSE | L | Annual | Net Emissions Allowance Position | Thousand Tons | 0.016369 | 0.016369 | 0.016369 | 0.014936 | 0.010122 | 0.00074803 | 0
CT Fac. Spec. - NOX Rate Winter v.4.10 Final, Unit 3070 and retrofits | 335 | 2270 | Rate Constraint in lbs/MMBtu | FALSE | L | Annual | Fuel Consumed | TBtu | 8.043 | 8.043 | 8.043 | 7.3389 | 4.9734 | 0.36754 | 0
CT Fac. Spec. - NOX Rate Winter v.4.10 Final, Unit 3070 and retrofits | 335 | 2270 | Rate Constraint in lbs/MMBtu | FALSE | L | Annual | Rate | lb/MMBtu | 0.0040704 | 0.0040704 | 0.0040704 | 0.0040704 | 0.0040704 | 0.0040704 | 0
CT Fac. Spec. - NOX Rate Winter v.4.10 Final, Unit 3070 and retrofits | 335 | 2270 | Rate Constraint in lbs/MMBtu | FALSE | L | Annual | Generation | TWh | 1.079 | 1.079 | 1.079 | 0.98456 | 0.66721 | 0.049308 | 0
CT Fac. Spec. - NOX Rate Winter v.4.10 Final, Unit 3070 and retrofits | 335 | 2270 | Rate Constraint in lbs/MMBtu | FALSE | L | Annual | Qualifying Generation | TWh | 1.079 | 1.079 | 1.079 | 0.98456 | 0.66721 | 0.049308 | 0
CT Fac. Spec. - NOX Rate Winter v.4.10 Final, Unit 3070 and retrofits | 335 | 2270 | Rate Constraint in lbs/MMBtu | FALSE | L | Annual | Rate | lb/MWh | 0.015171 | 0.015171 | 0.015171 | 0.015171 | 0.015171 | 0.015171 | 0
CT Fac. Spec. - NOX Rate Winter v.4.10 Final, Unit 3070 and retrofits | 335 | 2270 | Rate Constraint in lbs/MMBtu | FALSE | L | Annual | Constraint Shadow Price | US2011$/Ton | 0 | 0 | 0 | 0 | 0 | 0 | 0
CT Fac. Spec. - NOX Rate Winter v.4.10 Final, Unit 3071 and retrofits | 336 | 2270 | Rate Constraint in lbs/MMBtu | FALSE | L | Annual | Seasons Included | Seasons | Winter | Winter | Winter | Winter | Winter | Winter | Winter
CT Fac. Spec. - NOX Rate Winter v.4.10 Final, Unit 3071 and retrofits | 336 | 2270 | Rate Constraint in lbs/MMBtu | FALSE | L | Annual | Standard | lb/MMBtu | 0.15 | 0.15 | 0.15 | 0.15 | 0.15 | 0.15 | 0.15
CT Fac. Spec. - NOX Rate Winter v.4.10 Final, Unit 3071 and retrofits | 336 | 2270 | Rate Constraint in lbs/MMBtu | FALSE | L | Annual | Emissions at Affected Plants NOX | Thousand Tons | 0.016878 | 0.016878 | 0.016878 | 0.0078208 | 0.012094 | 0 | 0
CT Fac. Spec. - NOX Rate Winter v.4.10 Final, Unit 3071 and retrofits | 336 | 2270 | Rate Constraint in lbs/MMBtu | FALSE | L | Annual | Allowances Purchased NOX | Thousand Tons | 0 | 0 | 0 | 0 | 0 | 0 | 0
CT Fac. Spec. - NOX Rate Winter v.4.10 Final, Unit 3071 and retrofits | 336 | 2270 | Rate Constraint in lbs/MMBtu | FALSE | L | Annual | Allowances Sold NOX | Thousand Tons | 0 | 0 | 0 | 0 | 0 | 0 | 0
CT Fac. Spec. - NOX Rate Winter v.4.10 Final, Unit 3071 and retrofits | 336 | 2270 | Rate Constraint in lbs/MMBtu | FALSE | L | Annual | Allowances Banked | Thousand Tons | 0 | 0 | 0 | 0 | 0 | 0 | 0
CT Fac. Spec. - NOX Rate Winter v.4.10 Final, Unit 3071 and retrofits | 336 | 2270 | Rate Constraint in lbs/MMBtu | FALSE | L | Annual | Allowances Withdrawn (1:1) | Thousand Tons | 0 | 0 | 0 | 0 | 0 | 0 | 0
CT Fac. Spec. - NOX Rate Winter v.4.10 Final, Unit 3071 and retrofits | 336 | 2270 | Rate Constraint in lbs/MMBtu | FALSE | L | Annual | Allowances Withdrawn (n:1) | Thousand Tons | 0 | 0 | 0 | 0 | 0 | 0 | 0
CT Fac. Spec. - NOX Rate Winter v.4.10 Final, Unit 3071 and retrofits | 336 | 2270 | Rate Constraint in lbs/MMBtu | FALSE | L | Annual | Net Emissions Allowance Position | Thousand Tons | 0.016878 | 0.016878 | 0.016878 | 0.0078208 | 0.012094 | 0 | 0
CT Fac. Spec. - NOX Rate Winter v.4.10 Final, Unit 3071 and retrofits | 336 | 2270 | Rate Constraint in lbs/MMBtu | FALSE | L | Annual | Fuel Consumed | TBtu | 7.9468 | 7.9468 | 7.9468 | 3.6822 | 5.6943 | 0 | 0
CT Fac. Spec. - NOX Rate Winter v.4.10 Final, Unit 3071 and retrofits | 336 | 2270 | Rate Constraint in lbs/MMBtu | FALSE | L | Annual | Rate | lb/MMBtu | 0.0042479 | 0.0042479 | 0.0042479 | 0.0042479 | 0.0042479 | 0 | 0
CT Fac. Spec. - NOX Rate Winter v.4.10 Final, Unit 3071 and retrofits | 336 | 2270 | Rate Constraint in lbs/MMBtu | FALSE | L | Annual | Generation | TWh | 1.0661 | 1.0661 | 1.0661 | 0.49399 | 0.76393 | 0 | 0
CT Fac. Spec. - NOX Rate Winter v.4.10 Final, Unit 3071 and retrofits | 336 | 2270 | Rate Constraint in lbs/MMBtu | FALSE | L | Annual | Qualifying Generation | TWh | 1.0661 | 1.0661 | 1.0661 | 0.49399 | 0.76393 | 0 | 0
CT Fac. Spec. - NOX Rate Winter v.4.10 Final, Unit 3071 and retrofits | 336 | 2270 | Rate Constraint in lbs/MMBtu | FALSE | L | Annual | Rate | lb/MWh | 0.015832 | 0.015832 | 0.015832 | 0.015832 | 0.015832 | 0 | 0
CT Fac. Spec. - NOX Rate Winter v.4.10 Final, Unit 3071 and retrofits | 336 | 2270 | Rate Constraint in lbs/MMBtu | FALSE | L | Annual | Constraint Shadow Price | US2011$/Ton | 0 | 0 | 0 | 0 | 0 | 0 | 0
CT Fac. Spec. - NOX Rate Winter v.4.10 Final, Unit 3072 and retrofits | 337 | 2270 | Rate Constraint in lbs/MMBtu | FALSE | L | Annual | Seasons Included | Seasons | Winter | Winter | Winter | Winter | Winter | Winter | Winter
CT Fac. Spec. - NOX Rate Winter v.4.10 Final, Unit 3072 and retrofits | 337 | 2270 | Rate Constraint in lbs/MMBtu | FALSE | L | Annual | Standard | lb/MMBtu | 0.15 | 0.15 | 0.15 | 0.15 | 0.15 | 0.15 | 0.15
CT Fac. Spec. - NOX Rate Winter v.4.10 Final, Unit 3072 and retrofits | 337 | 2270 | Rate Constraint in lbs/MMBtu | FALSE | L | Annual | Emissions at Affected Plants NOX | Thousand Tons | 0.013249 | 0.013249 | 0.013249 | 0.013249 | 0.013249 | 0.0076373 | 0.00023852
CT Fac. Spec. - NOX Rate Winter v.4.10 Final, Unit 3072 and retrofits | 337 | 2270 | Rate Constraint in lbs/MMBtu | FALSE | L | Annual | Allowances Purchased NOX | Thousand Tons | 0 | 0 | 0 | 0 | 0 | 0 | 0
CT Fac. Spec. - NOX Rate Winter v.4.10 Final, Unit 3072 and retrofits | 337 | 2270 | Rate Constraint in lbs/MMBtu | FALSE | L | Annual | Allowances Sold NOX | Thousand Tons | 0 | 0 | 0 | 0 | 0 | 0 | 0
CT Fac. Spec. - NOX Rate Winter v.4.10 Final, Unit 3072 and retrofits | 337 | 2270 | Rate Constraint in lbs/MMBtu | FALSE | L | Annual | Allowances Banked | Thousand Tons | 0 | 0 | 0 | 0 | 0 | 0 | 0
CT Fac. Spec. - NOX Rate Winter v.4.10 Final, Unit 3072 and retrofits | 337 | 2270 | Rate Constraint in lbs/MMBtu | FALSE | L | Annual | Allowances Withdrawn (1:1) | Thousand Tons | 0 | 0 | 0 | 0 | 0 | 0 | 0
CT Fac. Spec. - NOX Rate Winter v.4.10 Final, Unit 3072 and retrofits | 337 | 2270 | Rate Constraint in lbs/MMBtu | FALSE | L | Annual | Allowances Withdrawn (n:1) | Thousand Tons | 0 | 0 | 0 | 0 | 0 | 0 | 0
CT Fac. Spec. - NOX Rate Winter v.4.10 Final, Unit 3072 and retrofits | 337 | 2270 | Rate Constraint in lbs/MMBtu | FALSE | L | Annual | Net Emissions Allowance Position | Thousand Tons | 0.013249 | 0.013249 | 0.013249 | 0.013249 | 0.013249 | 0.0076373 | 0.00023852
CT Fac. Spec. - NOX Rate Winter v.4.10 Final, Unit 3072 and retrofits | 337 | 2270 | Rate Constraint in lbs/MMBtu | FALSE | L | Annual | Fuel Consumed | TBtu | 8.0048 | 8.0048 | 8.0048 | 8.0048 | 8.0048 | 4.6143 | 0.14411
CT Fac. Spec. - NOX Rate Winter v.4.10 Final, Unit 3072 and retrofits | 337 | 2270 | Rate Constraint in lbs/MMBtu | FALSE | L | Annual | Rate | lb/MMBtu | 0.0033103 | 0.0033103 | 0.0033103 | 0.0033103 | 0.0033103 | 0.0033103 | 0.0033103
CT Fac. Spec. - NOX Rate Winter v.4.10 Final, Unit 3072 and retrofits | 337 | 2270 | Rate Constraint in lbs/MMBtu | FALSE | L | Annual | Generation | TWh | 1.0876 | 1.0876 | 1.0876 | 1.0876 | 1.0876 | 0.62694 | 0.01958
CT Fac. Spec. - NOX Rate Winter v.4.10 Final, Unit 3072 and retrofits | 337 | 2270 | Rate Constraint in lbs/MMBtu | FALSE | L | Annual | Qualifying Generation | TWh | 1.0876 | 1.0876 | 1.0876 | 1.0876 | 1.0876 | 0.62694 | 0.01958
CT Fac. Spec. - NOX Rate Winter v.4.10 Final, Unit 3072 and retrofits | 337 | 2270 | Rate Constraint in lbs/MMBtu | FALSE | L | Annual | Rate | lb/MWh | 0.012182 | 0.012182 | 0.012182 | 0.012182 | 0.012182 | 0.012182 | 0.012182
CT Fac. Spec. - NOX Rate Winter v.4.10 Final, Unit 3072 and retrofits | 337 | 2270 | Rate Constraint in lbs/MMBtu | FALSE | L | Annual | Constraint Shadow Price | US2011$/Ton | 0 | 0 | 0 | 0 | 0 | 0 | 0
CT Fac. Spec. - NOX Rate Winter v.4.10 Final, Unit 3073 and retrofits | 338 | 2270 | Rate Constraint in lbs/MMBtu | FALSE | L | Annual | Seasons Included | Seasons | Winter | Winter | Winter | Winter | Winter | Winter | Winter
CT Fac. Spec. - NOX Rate Winter v.4.10 Final, Unit 3073 and retrofits | 338 | 2270 | Rate Constraint in lbs/MMBtu | FALSE | L | Annual | Standard | lb/MMBtu | 0.15 | 0.15 | 0.15 | 0.15 | 0.15 | 0.15 | 0.15
CT Fac. Spec. - NOX Rate Winter v.4.10 Final, Unit 3073 and retrofits | 338 | 2270 | Rate Constraint in lbs/MMBtu | FALSE | L | Annual | Emissions at Affected Plants NOX | Thousand Tons | 0.014712 | 0.014712 | 0.014712 | 0.014712 | 0.014712 | 0.014712 | 0.00073447
CT Fac. Spec. - NOX Rate Winter v.4.10 Final, Unit 3073 and retrofits | 338 | 2270 | Rate Constraint in lbs/MMBtu | FALSE | L | Annual | Allowances Purchased NOX | Thousand Tons | 0 | 0 | 0 | 0 | 0 | 0 | 0
CT Fac. Spec. - NOX Rate Winter v.4.10 Final, Unit 3073 and retrofits | 338 | 2270 | Rate Constraint in lbs/MMBtu | FALSE | L | Annual | Allowances Sold NOX | Thousand Tons | 0 | 0 | 0 | 0 | 0 | 0 | 0
CT Fac. Spec. - NOX Rate Winter v.4.10 Final, Unit 3073 and retrofits | 338 | 2270 | Rate Constraint in lbs/MMBtu | FALSE | L | Annual | Allowances Banked | Thousand Tons | 0 | 0 | 0 | 0 | 0 | 0 | 0
CT Fac. Spec. - NOX Rate Winter v.4.10 Final, Unit 3073 and retrofits | 338 | 2270 | Rate Constraint in lbs/MMBtu | FALSE | L | Annual | Allowances Withdrawn (1:1) | Thousand Tons | 0 | 0 | 0 | 0 | 0 | 0 | 0
CT Fac. Spec. - NOX Rate Winter v.4.10 Final, Unit 3073 and retrofits | 338 | 2270 | Rate Constraint in lbs/MMBtu | FALSE | L | Annual | Allowances Withdrawn (n:1) | Thousand Tons | 0 | 0 | 0 | 0 | 0 | 0 | 0
CT Fac. Spec. - NOX Rate Winter v.4.10 Final, Unit 3073 and retrofits | 338 | 2270 | Rate Constraint in lbs/MMBtu | FALSE | L | Annual | Net Emissions Allowance Position | Thousand Tons | 0.014712 | 0.014712 | 0.014712 | 0.014712 | 0.014712 | 0.014712 | 0.00073447
CT Fac. Spec. - NOX Rate Winter v.4.10 Final, Unit 3073 and retrofits | 338 | 2270 | Rate Constraint in lbs/MMBtu | FALSE | L | Annual | Fuel Consumed | TBtu | 8.0354 | 8.0354 | 8.0354 | 8.0354 | 8.0354 | 8.0354 | 0.40114
CT Fac. Spec. - NOX Rate Winter v.4.10 Final, Unit 3073 and retrofits | 338 | 2270 | Rate Constraint in lbs/MMBtu | FALSE | L | Annual | Rate | lb/MMBtu | 0.0036619 | 0.0036619 | 0.0036619 | 0.0036619 | 0.0036619 | 0.0036619 | 0.0036619
CT Fac. Spec. - NOX Rate Winter v.4.10 Final, Unit 3073 and retrofits | 338 | 2270 | Rate Constraint in lbs/MMBtu | FALSE | L | Annual | Generation | TWh | 1.0919 | 1.0919 | 1.0919 | 1.0919 | 1.0919 | 1.0919 | 0.05451
CT Fac. Spec. - NOX Rate Winter v.4.10 Final, Unit 3073 and retrofits | 338 | 2270 | Rate Constraint in lbs/MMBtu | FALSE | L | Annual | Qualifying Generation | TWh | 1.0919 | 1.0919 | 1.0919 | 1.0919 | 1.0919 | 1.0919 | 0.05451
CT Fac. Spec. - NOX Rate Winter v.4.10 Final, Unit 3073 and retrofits | 338 | 2270 | Rate Constraint in lbs/MMBtu | FALSE | L | Annual | Rate | lb/MWh | 0.013474 | 0.013474 | 0.013474 | 0.013474 | 0.013474 | 0.013474 | 0.013474
CT Fac. Spec. - NOX Rate Winter v.4.10 Final, Unit 3073 and retrofits | 338 | 2270 | Rate Constraint in lbs/MMBtu | FALSE | L | Annual | Constraint Shadow Price | US2011$/Ton | 0 | 0 | 0 | 0 | 0 | 0 | 0
CT Fac. Spec. - NOX Rate Winter v.4.10 Final, Unit 3074 and retrofits | 339 | 2270 | Rate Constraint in lbs/MMBtu | FALSE | L | Annual | Seasons Included | Seasons | Winter | Winter | Winter | Winter | Winter | Winter | Winter
CT Fac. Spec. - NOX Rate Winter v.4.10 Final, Unit 3074 and retrofits | 339 | 2270 | Rate Constraint in lbs/MMBtu | FALSE | L | Annual | Standard | lb/MMBtu | 0.15 | 0.15 | 0.15 | 0.15 | 0.15 | 0.15 | 0.15
CT Fac. Spec. - NOX Rate Winter v.4.10 Final, Unit 3074 and retrofits | 339 | 2270 | Rate Constraint in lbs/MMBtu | FALSE | L | Annual | Emissions at Affected Plants NOX | Thousand Tons | 0.029403 | 0.029403 | 0.029403 | 0.029403 | 0.029403 | 0.029403 | 0.029403
CT Fac. Spec. - NOX Rate Winter v.4.10 Final, Unit 3074 and retrofits | 339 | 2270 | Rate Constraint in lbs/MMBtu | FALSE | L | Annual | Allowances Purchased NOX | Thousand Tons | 0 | 0 | 0 | 0 | 0 | 0 | 0
CT Fac. Spec. - NOX Rate Winter v.4.10 Final, Unit 3074 and retrofits | 339 | 2270 | Rate Constraint in lbs/MMBtu | FALSE | L | Annual | Allowances Sold NOX | Thousand Tons | 0 | 0 | 0 | 0 | 0 | 0 | 0
CT Fac. Spec. - NOX Rate Winter v.4.10 Final, Unit 3074 and retrofits | 339 | 2270 | Rate Constraint in lbs/MMBtu | FALSE | L | Annual | Allowances Banked | Thousand Tons | 0 | 0 | 0 | 0 | 0 | 0 | 0
CT Fac. Spec. - NOX Rate Winter v.4.10 Final, Unit 3074 and retrofits | 339 | 2270 | Rate Constraint in lbs/MMBtu | FALSE | L | Annual | Allowances Withdrawn (1:1) | Thousand Tons | 0 | 0 | 0 | 0 | 0 | 0 | 0
CT Fac. Spec. - NOX Rate Winter v.4.10 Final, Unit 3074 and retrofits | 339 | 2270 | Rate Constraint in lbs/MMBtu | FALSE | L | Annual | Allowances Withdrawn (n:1) | Thousand Tons | 0 | 0 | 0 | 0 | 0 | 0 | 0
CT Fac. Spec. - NOX Rate Winter v.4.10 Final, Unit 3074 and retrofits | 339 | 2270 | Rate Constraint in lbs/MMBtu | FALSE | L | Annual | Net Emissions Allowance Position | Thousand Tons | 0.029403 | 0.029403 | 0.029403 | 0.029403 | 0.029403 | 0.029403 | 0.029403
CT Fac. Spec. - NOX Rate Winter v.4.10 Final, Unit 3074 and retrofits | 339 | 2270 | Rate Constraint in lbs/MMBtu | FALSE | L | Annual | Fuel Consumed | TBtu | 0.49426 | 0.49426 | 0.49426 | 0.49426 | 0.49426 | 0.49426 | 0.49426
CT Fac. Spec. - NOX Rate Winter v.4.10 Final, Unit 3074 and retrofits | 339 | 2270 | Rate Constraint in lbs/MMBtu | FALSE | L | Annual | Rate | lb/MMBtu | 0.11898 | 0.11898 | 0.11898 | 0.11898 | 0.11898 | 0.11898 | 0.11898
CT Fac. Spec. - NOX Rate Winter v.4.10 Final, Unit 3074 and retrofits | 339 | 2270 | Rate Constraint in lbs/MMBtu | FALSE | L | Annual | Generation | TWh | 0.068781 | 0.068781 | 0.068781 | 0.068781 | 0.068781 | 0.068781 | 0.068781
CT Fac. Spec. - NOX Rate Winter v.4.10 Final, Unit 3074 and retrofits | 339 | 2270 | Rate Constraint in lbs/MMBtu | FALSE | L | Annual | Qualifying Generation | TWh | 0.068781 | 0.068781 | 0.068781 | 0.068781 | 0.068781 | 0.068781 | 0.068781
CT Fac. Spec. - NOX Rate Winter v.4.10 Final, Unit 3074 and retrofits | 339 | 2270 | Rate Constraint in lbs/MMBtu | FALSE | L | Annual | Rate | lb/MWh | 0.42749 | 0.42749 | 0.42749 | 0.42749 | 0.42749 | 0.42749 | 0.42749
CT Fac. Spec. - NOX Rate Winter v.4.10 Final, Unit 3074 and retrofits | 339 | 2270 | Rate Constraint in lbs/MMBtu | FALSE | L | Annual | Constraint Shadow Price | US2011$/Ton | 0 | 0 | 0 | 0 | 0 | 0 | 0
CT Fac. Spec. - NOX Rate Winter v.4.10 Final, Unit 3075 and retrofits | 340 | 2270 | Rate Constraint in lbs/MMBtu | FALSE | L | Annual | Seasons Included | Seasons | Winter | Winter | Winter | Winter | Winter | Winter | Winter
CT Fac. Spec. - NOX Rate Winter v.4.10 Final, Unit 3075 and retrofits | 340 | 2270 | Rate Constraint in lbs/MMBtu | FALSE | L | Annual | Standard | lb/MMBtu | 0.15 | 0.15 | 0.15 | 0.15 | 0.15 | 0.15 | 0.15
CT Fac. Spec. - NOX Rate Winter v.4.10 Final, Unit 3075 and retrofits | 340 | 2270 | Rate Constraint in lbs/MMBtu | FALSE | L | Annual | Emissions at Affected Plants NOX | Thousand Tons | 0.064319 | 0.064319 | 0.064319 | 0.064319 | 0.064319 | 0.0032109 | 0
CT Fac. Spec. - NOX Rate Winter v.4.10 Final, Unit 3075 and retrofits | 340 | 2270 | Rate Constraint in lbs/MMBtu | FALSE | L | Annual | Allowances Purchased NOX | Thousand Tons | 0 | 0 | 0 | 0 | 0 | 0 | 0
CT Fac. Spec. - NOX Rate Winter v.4.10 Final, Unit 3075 and retrofits | 340 | 2270 | Rate Constraint in lbs/MMBtu | FALSE | L | Annual | Allowances Sold NOX | Thousand Tons | 0 | 0 | 0 | 0 | 0 | 0 | 0
CT Fac. Spec. - NOX Rate Winter v.4.10 Final, Unit 3075 and retrofits | 340 | 2270 | Rate Constraint in lbs/MMBtu | FALSE | L | Annual | Allowances Banked | Thousand Tons | 0 | 0 | 0 | 0 | 0 | 0 | 0
CT Fac. Spec. - NOX Rate Winter v.4.10 Final, Unit 3075 and retrofits | 340 | 2270 | Rate Constraint in lbs/MMBtu | FALSE | L | Annual | Allowances Withdrawn (1:1) | Thousand Tons | 0 | 0 | 0 | 0 | 0 | 0 | 0
CT Fac. Spec. - NOX Rate Winter v.4.10 Final, Unit 3075 and retrofits | 340 | 2270 | Rate Constraint in lbs/MMBtu | FALSE | L | Annual | Allowances Withdrawn (n:1) | Thousand Tons | 0 | 0 | 0 | 0 | 0 | 0 | 0
CT Fac. Spec. - NOX Rate Winter v.4.10 Final, Unit 3075 and retrofits | 340 | 2270 | Rate Constraint in lbs/MMBtu | FALSE | L | Annual | Net Emissions Allowance Position | Thousand Tons | 0.064319 | 0.064319 | 0.064319 | 0.064319 | 0.064319 | 0.0032109 | 0
CT Fac. Spec. - NOX Rate Winter v.4.10 Final, Unit 3075 and retrofits | 340 | 2270 | Rate Constraint in lbs/MMBtu | FALSE | L | Annual | Fuel Consumed | TBtu | 1.0812 | 1.0812 | 1.0812 | 1.0812 | 1.0812 | 0.053975 | 0
CT Fac. Spec. - NOX Rate Winter v.4.10 Final, Unit 3075 and retrofits | 340 | 2270 | Rate Constraint in lbs/MMBtu | FALSE | L | Annual | Rate | lb/MMBtu | 0.11898 | 0.11898 | 0.11898 | 0.11898 | 0.11898 | 0.11898 | 0
CT Fac. Spec. - NOX Rate Winter v.4.10 Final, Unit 3075 and retrofits | 340 | 2270 | Rate Constraint in lbs/MMBtu | FALSE | L | Annual | Generation | TWh | 0.15046 | 0.15046 | 0.15046 | 0.15046 | 0.15046 | 0.0075111 | 0
CT Fac. Spec. - NOX Rate Winter v.4.10 Final, Unit 3075 and retrofits | 340 | 2270 | Rate Constraint in lbs/MMBtu | FALSE | L | Annual | Qualifying Generation | TWh | 0.15046 | 0.15046 | 0.15046 | 0.15046 | 0.15046 | 0.0075111 | 0
CT Fac. Spec. - NOX Rate Winter v.4.10 Final, Unit 3075 and retrofits | 340 | 2270 | Rate Constraint in lbs/MMBtu | FALSE | L | Annual | Rate | lb/MWh | 0.42749 | 0.42749 | 0.42749 | 0.42749 | 0.42749 | 0.42749 | 0
CT Fac. Spec. - NOX Rate Winter v.4.10 Final, Unit 3075 and retrofits | 340 | 2270 | Rate Constraint in lbs/MMBtu | FALSE | L | Annual | Constraint Shadow Price | US2011$/Ton | 0 | 0 | 0 | 0 | 0 | 0 | 0
CT Fac. Spec. - NOX Rate Winter v.4.10 Final, Unit 3766 and retrofits | 341 | 2270 | Rate Constraint in lbs/MMBtu | FALSE | L | Annual | Seasons Included | Seasons | Winter | Winter | Winter | Winter | Winter | Winter | Winter
CT Fac. Spec. - NOX Rate Winter v.4.10 Final, Unit 3766 and retrofits | 341 | 2270 | Rate Constraint in lbs/MMBtu | FALSE | L | Annual | Standard | lb/MMBtu | 0.15 | 0.15 | 0.15 | 0.15 | 0.15 | 0.15 | 0.15
CT Fac. Spec. - NOX Rate Winter v.4.10 Final, Unit 3766 and retrofits | 341 | 2270 | Rate Constraint in lbs/MMBtu | FALSE | L | Annual | Emissions at Affected Plants NOX | Thousand Tons | 0.006925 | 0 | 0 | 0 | 0 | 0 | 0
CT Fac. Spec. - NOX Rate Winter v.4.10 Final, Unit 3766 and retrofits | 341 | 2270 | Rate Constraint in lbs/MMBtu | FALSE | L | Annual | Allowances Purchased NOX | Thousand Tons | 0 | 0 | 0 | 0 | 0 | 0 | 0
CT Fac. Spec. - NOX Rate Winter v.4.10 Final, Unit 3766 and retrofits | 341 | 2270 | Rate Constraint in lbs/MMBtu | FALSE | L | Annual | Allowances Sold NOX | Thousand Tons | 0 | 0 | 0 | 0 | 0 | 0 | 0
CT Fac. Spec. - NOX Rate Winter v.4.10 Final, Unit 3766 and retrofits | 341 | 2270 | Rate Constraint in lbs/MMBtu | FALSE | L | Annual | Allowances Banked | Thousand Tons | 0 | 0 | 0 | 0 | 0 | 0 | 0
CT Fac. Spec. - NOX Rate Winter v.4.10 Final, Unit 3766 and retrofits | 341 | 2270 | Rate Constraint in lbs/MMBtu | FALSE | L | Annual | Allowances Withdrawn (1:1) | Thousand Tons | 0 | 0 | 0 | 0 | 0 | 0 | 0
CT Fac. Spec. - NOX Rate Winter v.4.10 Final, Unit 3766 and retrofits | 341 | 2270 | Rate Constraint in lbs/MMBtu | FALSE | L | Annual | Allowances Withdrawn (n:1) | Thousand Tons | 0 | 0 | 0 | 0 | 0 | 0 | 0
CT Fac. Spec. - NOX Rate Winter v.4.10 Final, Unit 3766 and retrofits | 341 | 2270 | Rate Constraint in lbs/MMBtu | FALSE | L | Annual | Net Emissions Allowance Position | Thousand Tons | 0.006925 | 0 | 0 | 0 | 0 | 0 | 0
CT Fac. Spec. - NOX Rate Winter v.4.10 Final, Unit 3766 and retrofits | 341 | 2270 | Rate Constraint in lbs/MMBtu | FALSE | L | Annual | Fuel Consumed | TBtu | 0.1589 | 0 | 0 | 0 | 0 | 0 | 0
CT Fac. Spec. - NOX Rate Winter v.4.10 Final, Unit 3766 and retrofits | 341 | 2270 | Rate Constraint in lbs/MMBtu | FALSE | L | Annual | Rate | lb/MMBtu | 0.087162 | 0 | 0 | 0 | 0 | 0 | 0
CT Fac. Spec. - NOX Rate Winter v.4.10 Final, Unit 3766 and retrofits | 341 | 2270 | Rate Constraint in lbs/MMBtu | FALSE | L | Annual | Generation | TWh | 0.013127 | 0 | 0 | 0 | 0 | 0 | 0
CT Fac. Spec. - NOX Rate Winter v.4.10 Final, Unit 3766 and retrofits | 341 | 2270 | Rate Constraint in lbs/MMBtu | FALSE | L | Annual | Qualifying Generation | TWh | 0.013127 | 0 | 0 | 0 | 0 | 0 | 0
CT Fac. Spec. - NOX Rate Winter v.4.10 Final, Unit 3766 and retrofits | 341 | 2270 | Rate Constraint in lbs/MMBtu | FALSE | L | Annual | Rate | lb/MWh | 0.52755 | 0 | 0 | 0 | 0 | 0 | 0
CT Fac. Spec. - NOX Rate Winter v.4.10 Final, Unit 3766 and retrofits | 341 | 2270 | Rate Constraint in lbs/MMBtu | FALSE | L | Annual | Constraint Shadow Price | US2011$/Ton | 0 | 0 | 0 | 0 | 0 | 0 | 0
CT Fac. Spec. - NOX Rate Winter v.4.10 Final, Unit 3767 and retrofits | 342 | 2270 | Rate Constraint in lbs/MMBtu | FALSE | L | Annual | Seasons Included | Seasons | Winter | Winter | Winter | Winter | Winter | Winter | Winter
CT Fac. Spec. - NOX Rate Winter v.4.10 Final, Unit 3767 and retrofits | 342 | 2270 | Rate Constraint in lbs/MMBtu | FALSE | L | Annual | Standard | lb/MMBtu | 0.15 | 0.15 | 0.15 | 0.15 | 0.15 | 0.15 | 0.15
CT Fac. Spec. - NOX Rate Winter v.4.10 Final, Unit 3767 and retrofits | 342 | 2270 | Rate Constraint in lbs/MMBtu | FALSE | L | Annual | Emissions at Affected Plants NOX | Thousand Tons | 0.0039841 | 0 | 0 | 0 | 0 | 0 | 0
CT Fac. Spec. - NOX Rate Winter v.4.10 Final, Unit 3767 and retrofits | 342 | 2270 | Rate Constraint in lbs/MMBtu | FALSE | L | Annual | Allowances Purchased NOX | Thousand Tons | 0 | 0 | 0 | 0 | 0 | 0 | 0
CT Fac. Spec. - NOX Rate Winter v.4.10 Final, Unit 3767 and retrofits | 342 | 2270 | Rate Constraint in lbs/MMBtu | FALSE | L | Annual | Allowances Sold NOX | Thousand Tons | 0 | 0 | 0 | 0 | 0 | 0 | 0
CT Fac. Spec. - NOX Rate Winter v.4.10 Final, Unit 3767 and retrofits | 342 | 2270 | Rate Constraint in lbs/MMBtu | FALSE | L | Annual | Allowances Banked | Thousand Tons | 0 | 0 | 0 | 0 | 0 | 0 | 0
CT Fac. Spec. - NOX Rate Winter v.4.10 Final, Unit 3767 and retrofits | 342 | 2270 | Rate Constraint in lbs/MMBtu | FALSE | L | Annual | Allowances Withdrawn (1:1) | Thousand Tons | 0 | 0 | 0 | 0 | 0 | 0 | 0
CT Fac. Spec. - NOX Rate Winter v.4.10 Final, Unit 3767 and retrofits | 342 | 2270 | Rate Constraint in lbs/MMBtu | FALSE | L | Annual | Allowances Withdrawn (n:1) | Thousand Tons | 0 | 0 | 0 | 0 | 0 | 0 | 0
CT Fac. Spec. - NOX Rate Winter v.4.10 Final, Unit 3767 and retrofits | 342 | 2270 | Rate Constraint in lbs/MMBtu | FALSE | L | Annual | Net Emissions Allowance Position | Thousand Tons | 0.0039841 | 0 | 0 | 0 | 0 | 0 | 0
CT Fac. Spec. - NOX Rate Winter v.4.10 Final, Unit 3767 and retrofits | 342 | 2270 | Rate Constraint in lbs/MMBtu | FALSE | L | Annual | Fuel Consumed | TBtu | 0.091125 | 0 | 0 | 0 | 0 | 0 | 0
CT Fac. Spec. - NOX Rate Winter v.4.10 Final, Unit 3767 and retrofits | 342 | 2270 | Rate Constraint in lbs/MMBtu | FALSE | L | Annual | Rate | lb/MMBtu | 0.087442 | 0 | 0 | 0 | 0 | 0 | 0
CT Fac. Spec. - NOX Rate Winter v.4.10 Final, Unit 3767 and retrofits | 342 | 2270 | Rate Constraint in lbs/MMBtu | FALSE | L | Annual | Generation | TWh | 0.0075341 | 0 | 0 | 0 | 0 | 0 | 0
CT Fac. Spec. - NOX Rate Winter v.4.10 Final, Unit 3767 and retrofits | 342 | 2270 | Rate Constraint in lbs/MMBtu | FALSE | L | Annual | Qualifying Generation | TWh | 0.0075341 | 0 | 0 | 0 | 0 | 0 | 0
CT Fac. Spec. - NOX Rate Winter v.4.10 Final, Unit 3767 and retrofits | 342 | 2270 | Rate Constraint in lbs/MMBtu | FALSE | L | Annual | Rate | lb/MWh | 0.5288 | 0 | 0 | 0 | 0 | 0 | 0
CT Fac. Spec. - NOX Rate Winter v.4.10 Final, Unit 3767 and retrofits | 342 | 2270 | Rate Constraint in lbs/MMBtu | FALSE | L | Annual | Constraint Shadow Price | US2011$/Ton | 0 | 0 | 0 | 0 | 0 | 0 | 0
CT Fac. Spec. - NOX Rate Winter v.4.10 Final, Unit 3957 and retrofits | 343 | 2270 | Rate Constraint in lbs/MMBtu | FALSE | L | Annual | Seasons Included | Seasons | Winter | Winter | Winter | Winter | Winter | Winter | Winter
CT Fac. Spec. - NOX Rate Winter v.4.10 Final, Unit 3957 and retrofits | 343 | 2270 | Rate Constraint in lbs/MMBtu | FALSE | L | Annual | Standard | lb/MMBtu | 0.15 | 0.15 | 0.15 | 0.15 | 0.15 | 0.15 | 0.15
CT Fac. Spec. - NOX Rate Winter v.4.10 Final, Unit 3957 and retrofits | 343 | 2270 | Rate Constraint in lbs/MMBtu | FALSE | L | Annual | Emissions at Affected Plants NOX | Thousand Tons | 0 | 0 | 0 | 0 | 0 | 0 | 0
CT Fac. Spec. - NOX Rate Winter v.4.10 Final, Unit 3957 and retrofits | 343 | 2270 | Rate Constraint in lbs/MMBtu | FALSE | L | Annual | Allowances Purchased NOX | Thousand Tons | 0 | 0 | 0 | 0 | 0 | 0 | 0
CT Fac. Spec. - NOX Rate Winter v.4.10 Final, Unit 3957 and retrofits | 343 | 2270 | Rate Constraint in lbs/MMBtu | FALSE | L | Annual | Allowances Sold NOX | Thousand Tons | 0 | 0 | 0 | 0 | 0 | 0 | 0
CT Fac. Spec. - NOX Rate Winter v.4.10 Final, Unit 3957 and retrofits | 343 | 2270 | Rate Constraint in lbs/MMBtu | FALSE | L | Annual | Allowances Banked | Thousand Tons | 0 | 0 | 0 | 0 | 0 | 0 | 0
CT Fac. Spec. - NOX Rate Winter v.4.10 Final, Unit 3957 and retrofits | 343 | 2270 | Rate Constraint in lbs/MMBtu | FALSE | L | Annual | Allowances Withdrawn (1:1) | Thousand Tons | 0 | 0 | 0 | 0 | 0 | 0 | 0
CT Fac. Spec. - NOX Rate Winter v.4.10 Final, Unit 3957 and retrofits | 343 | 2270 | Rate Constraint in lbs/MMBtu | FALSE | L | Annual | Allowances Withdrawn (n:1) | Thousand Tons | 0 | 0 | 0 | 0 | 0 | 0 | 0
CT Fac. Spec. - NOX Rate Winter v.4.10 Final, Unit 3957 and retrofits | 343 | 2270 | Rate Constraint in lbs/MMBtu | FALSE | L | Annual | Net Emissions Allowance Position | Thousand Tons | 0 | 0 | 0 | 0 | 0 | 0 | 0
CT Fac. Spec. - NOX Rate Winter v.4.10 Final, Unit 3957 and retrofits | 343 | 2270 | Rate Constraint in lbs/MMBtu | FALSE | L | Annual | Fuel Consumed | TBtu | 0 | 0 | 0 | 0 | 0 | 0 | 0
CT Fac. Spec. - NOX Rate Winter v.4.10 Final, Unit 3957 and retrofits | 343 | 2270 | Rate Constraint in lbs/MMBtu | FALSE | L | Annual | Rate | lb/MMBtu | 0 | 0 | 0 | 0 | 0 | 0 | 0
CT Fac. Spec. - NOX Rate Winter v.4.10 Final, Unit 3957 and retrofits | 343 | 2270 | Rate Constraint in lbs/MMBtu | FALSE | L | Annual | Generation | TWh | 0 | 0 | 0 | 0 | 0 | 0 | 0
CT Fac. Spec. - NOX Rate Winter v.4.10 Final, Unit 3957 and retrofits | 343 | 2270 | Rate Constraint in lbs/MMBtu | FALSE | L | Annual | Qualifying Generation | TWh | 0 | 0 | 0 | 0 | 0 | 0 | 0
CT Fac. Spec. - NOX Rate Winter v.4.10 Final, Unit 3957 and retrofits | 343 | 2270 | Rate Constraint in lbs/MMBtu | FALSE | L | Annual | Rate | lb/MWh | 0 | 0 | 0 | 0 | 0 | 0 | 0
CT Fac. Spec. - NOX Rate Winter v.4.10 Final, Unit 3957 and retrofits | 343 | 2270 | Rate Constraint in lbs/MMBtu | FALSE | L | Annual | Constraint Shadow Price | US2011$/Ton | 0 | 0 | 0 | 0 | 0 | 0 | 0
CT Fac. Spec. - NOX Rate Winter v.4.10 Final, Unit 3958 and retrofits | 344 | 2270 | Rate Constraint in lbs/MMBtu | FALSE | L | Annual | Seasons Included | Seasons | Winter | Winter | Winter | Winter | Winter | Winter | Winter
CT Fac. Spec. - NOX Rate Winter v.4.10 Final, Unit 3958 and retrofits | 344 | 2270 | Rate Constraint in lbs/MMBtu | FALSE | L | Annual | Standard | lb/MMBtu | 0.15 | 0.15 | 0.15 | 0.15 | 0.15 | 0.15 | 0.15
CT Fac. Spec. - NOX Rate Winter v.4.10 Final, Unit 3958 and retrofits | 344 | 2270 | Rate Constraint in lbs/MMBtu | FALSE | L | Annual | Emissions at Affected Plants NOX | Thousand Tons | 0 | 0 | 0 | 0 | 0 | 0 | 0
CT Fac. Spec. - NOX Rate Winter v.4.10 Final, Unit 3958 and retrofits | 344 | 2270 | Rate Constraint in lbs/MMBtu | FALSE | L | Annual | Allowances Purchased NOX | Thousand Tons | 0 | 0 | 0 | 0 | 0 | 0 | 0
CT Fac. Spec. - NOX Rate Winter v.4.10 Final, Unit 3958 and retrofits | 344 | 2270 | Rate Constraint in lbs/MMBtu | FALSE | L | Annual | Allowances Sold NOX | Thousand Tons | 0 | 0 | 0 | 0 | 0 | 0 | 0
CT Fac. Spec. - NOX Rate Winter v.4.10 Final, Unit 3958 and retrofits | 344 | 2270 | Rate Constraint in lbs/MMBtu | FALSE | L | Annual | Allowances Banked | Thousand Tons | 0 | 0 | 0 | 0 | 0 | 0 | 0
CT Fac. Spec. - NOX Rate Winter v.4.10 Final, Unit 3958 and retrofits | 344 | 2270 | Rate Constraint in lbs/MMBtu | FALSE | L | Annual | Allowances Withdrawn (1:1) | Thousand Tons | 0 | 0 | 0 | 0 | 0 | 0 | 0
CT Fac. Spec. - NOX Rate Winter v.4.10 Final, Unit 3958 and retrofits | 344 | 2270 | Rate Constraint in lbs/MMBtu | FALSE | L | Annual | Allowances Withdrawn (n:1) | Thousand Tons | 0 | 0 | 0 | 0 | 0 | 0 | 0
CT Fac. Spec. - NOX Rate Winter v.4.10 Final, Unit 3958 and retrofits | 344 | 2270 | Rate Constraint in lbs/MMBtu | FALSE | L | Annual | Net Emissions Allowance Position | Thousand Tons | 0 | 0 | 0 | 0 | 0 | 0 | 0
CT Fac. Spec. - NOX Rate Winter v.4.10 Final, Unit 3958 and retrofits | 344 | 2270 | Rate Constraint in lbs/MMBtu | FALSE | L | Annual | Fuel Consumed | TBtu | 0 | 0 | 0 | 0 | 0 | 0 | 0
CT Fac. Spec. - NOX Rate Winter v.4.10 Final, Unit 3958 and retrofits | 344 | 2270 | Rate Constraint in lbs/MMBtu | FALSE | L | Annual | Rate | lb/MMBtu | 0 | 0 | 0 | 0 | 0 | 0 | 0
CT Fac. Spec. - NOX Rate Winter v.4.10 Final, Unit 3958 and retrofits | 344 | 2270 | Rate Constraint in lbs/MMBtu | FALSE | L | Annual | Generation | TWh | 0 | 0 | 0 | 0 | 0 | 0 | 0
CT Fac. Spec. - NOX Rate Winter v.4.10 Final, Unit 3958 and retrofits | 344 | 2270 | Rate Constraint in lbs/MMBtu | FALSE | L | Annual | Qualifying Generation | TWh | 0 | 0 | 0 | 0 | 0 | 0 | 0
CT Fac. Spec. - NOX Rate Winter v.4.10 Final, Unit 3958 and retrofits | 344 | 2270 | Rate Constraint in lbs/MMBtu | FALSE | L | Annual | Rate | lb/MWh | 0 | 0 | 0 | 0 | 0 | 0 | 0
CT Fac. Spec. - NOX Rate Winter v.4.10 Final, Unit 3958 and retrofits | 344 | 2270 | Rate Constraint in lbs/MMBtu | FALSE | L | Annual | Constraint Shadow Price | US2011$/Ton | 0 | 0 | 0 | 0 | 0 | 0 | 0
CT Fac. Spec. - NOX Rate Winter v.4.10 Final, Unit 3959 and retrofits | 345 | 2270 | Rate Constraint in lbs/MMBtu | FALSE | L | Annual | Seasons Included | Seasons | Winter | Winter | Winter | Winter | Winter | Winter | Winter
CT Fac. Spec. - NOX Rate Winter v.4.10 Final, Unit 3959 and retrofits | 345 | 2270 | Rate Constraint in lbs/MMBtu | FALSE | L | Annual | Standard | lb/MMBtu | 0.15 | 0.15 | 0.15 | 0.15 | 0.15 | 0.15 | 0.15
CT Fac. Spec. - NOX Rate Winter v.4.10 Final, Unit 3959 and retrofits | 345 | 2270 | Rate Constraint in lbs/MMBtu | FALSE | L | Annual | Emissions at Affected Plants NOX | Thousand Tons | 0 | 0 | 0 | 0 | 0 | 0 | 0
CT Fac. Spec. - NOX Rate Winter v.4.10 Final, Unit 3959 and retrofits | 345 | 2270 | Rate Constraint in lbs/MMBtu | FALSE | L | Annual | Allowances Purchased NOX | Thousand Tons | 0 | 0 | 0 | 0 | 0 | 0 | 0
CT Fac. Spec. - NOX Rate Winter v.4.10 Final, Unit 3959 and retrofits | 345 | 2270 | Rate Constraint in lbs/MMBtu | FALSE | L | Annual | Allowances Sold NOX | Thousand Tons | 0 | 0 | 0 | 0 | 0 | 0 | 0
CT Fac. Spec. - NOX Rate Winter v.4.10 Final, Unit 3959 and retrofits | 345 | 2270 | Rate Constraint in lbs/MMBtu | FALSE | L | Annual | Allowances Banked | Thousand Tons | 0 | 0 | 0 | 0 | 0 | 0 | 0
CT Fac. Spec. - NOX Rate Winter v.4.10 Final, Unit 3959 and retrofits | 345 | 2270 | Rate Constraint in lbs/MMBtu | FALSE | L | Annual | Allowances Withdrawn (1:1) | Thousand Tons | 0 | 0 | 0 | 0 | 0 | 0 | 0
CT Fac. Spec. - NOX Rate Winter v.4.10 Final, Unit 3959 and retrofits | 345 | 2270 | Rate Constraint in lbs/MMBtu | FALSE | L | Annual | Allowances Withdrawn (n:1) | Thousand Tons | 0 | 0 | 0 | 0 | 0 | 0 | 0
CT Fac. Spec. - NOX Rate Winter v.4.10 Final, Unit 3959 and retrofits | 345 | 2270 | Rate Constraint in lbs/MMBtu | FALSE | L | Annual | Net Emissions Allowance Position | Thousand Tons | 0 | 0 | 0 | 0 | 0 | 0 | 0
CT Fac. Spec. - NOX Rate Winter v.4.10 Final, Unit 3959 and retrofits | 345 | 2270 | Rate Constraint in lbs/MMBtu | FALSE | L | Annual | Fuel Consumed | TBtu | 0 | 0 | 0 | 0 | 0 | 0 | 0
CT Fac. Spec. - NOX Rate Winter v.4.10 Final, Unit 3959 and retrofits | 345 | 2270 | Rate Constraint in lbs/MMBtu | FALSE | L | Annual | Rate | lb/MMBtu | 0 | 0 | 0 | 0 | 0 | 0 | 0
CT Fac. Spec. - NOX Rate Winter v.4.10 Final, Unit 3959 and retrofits | 345 | 2270 | Rate Constraint in lbs/MMBtu | FALSE | L | Annual | Generation | TWh | 0 | 0 | 0 | 0 | 0 | 0 | 0
CT Fac. Spec. - NOX Rate Winter v.4.10 Final, Unit 3959 and retrofits | 345 | 2270 | Rate Constraint in lbs/MMBtu | FALSE | L | Annual | Qualifying Generation | TWh | 0 | 0 | 0 | 0 | 0 | 0 | 0
CT Fac. Spec. - NOX Rate Winter v.4.10 Final, Unit 3959 and retrofits | 345 | 2270 | Rate Constraint in lbs/MMBtu | FALSE | L | Annual | Rate | lb/MWh | 0 | 0 | 0 | 0 | 0 | 0 | 0
CT Fac. Spec. - NOX Rate Winter v.4.10 Final, Unit 3959 and retrofits | 345 | 2270 | Rate Constraint in lbs/MMBtu | FALSE | L | Annual | Constraint Shadow Price | US2011$/Ton | 0 | 0 | 0 | 0 | 0 | 0 | 0
CT Fac. Spec. - NOX Rate Winter v.4.10 Final, Unit 3960 and retrofits | 346 | 2270 | Rate Constraint in lbs/MMBtu | FALSE | L | Annual | Seasons Included | Seasons | Winter | Winter | Winter | Winter | Winter | Winter | Winter
CT Fac. Spec. - NOX Rate Winter v.4.10 Final, Unit 3960 and retrofits | 346 | 2270 | Rate Constraint in lbs/MMBtu | FALSE | L | Annual | Standard | lb/MMBtu | 0.15 | 0.15 | 0.15 | 0.15 | 0.15 | 0.15 | 0.15
CT Fac. Spec. - NOX Rate Winter v.4.10 Final, Unit 3960 and retrofits | 346 | 2270 | Rate Constraint in lbs/MMBtu | FALSE | L | Annual | Emissions at Affected Plants NOX | Thousand Tons | 0.013297 | 0 | 0 | 0 | 0 | 0 | 0
CT Fac. Spec. - NOX Rate Winter v.4.10 Final, Unit 3960 and retrofits | 346 | 2270 | Rate Constraint in lbs/MMBtu | FALSE | L | Annual | Allowances Purchased NOX | Thousand Tons | 0 | 0 | 0 | 0 | 0 | 0 | 0
CT Fac. Spec. - NOX Rate Winter v.4.10 Final, Unit 3960 and retrofits | 346 | 2270 | Rate Constraint in lbs/MMBtu | FALSE | L | Annual | Allowances Sold NOX | Thousand Tons | 0 | 0 | 0 | 0 | 0 | 0 | 0
CT Fac. Spec. - NOX Rate Winter v.4.10 Final, Unit 3960 and retrofits | 346 | 2270 | Rate Constraint in lbs/MMBtu | FALSE | L | Annual | Allowances Banked | Thousand Tons | 0 | 0 | 0 | 0 | 0 | 0 | 0
CT Fac. Spec. - NOX Rate Winter v.4.10 Final, Unit 3960 and retrofits | 346 | 2270 | Rate Constraint in lbs/MMBtu | FALSE | L | Annual | Allowances Withdrawn (1:1) | Thousand Tons | 0 | 0 | 0 | 0 | 0 | 0 | 0
CT Fac. Spec. - NOX Rate Winter v.4.10 Final, Unit 3960 and retrofits | 346 | 2270 | Rate Constraint in lbs/MMBtu | FALSE | L | Annual | Allowances Withdrawn (n:1) | Thousand Tons | 0 | 0 | 0 | 0 | 0 | 0 | 0
CT Fac. Spec. - NOX Rate Winter v.4.10 Final, Unit 3960 and retrofits | 346 | 2270 | Rate Constraint in lbs/MMBtu | FALSE | L | Annual | Net Emissions Allowance Position | Thousand Tons | 0.013297 | 0 | 0 | 0 | 0 | 0 | 0
CT Fac. Spec. - NOX Rate Winter v.4.10 Final, Unit 3960 and retrofits | 346 | 2270 | Rate Constraint in lbs/MMBtu | FALSE | L | Annual | Fuel Consumed | TBtu | 0.47487 | 0 | 0 | 0 | 0 | 0 | 0
CT Fac. Spec. - NOX Rate Winter v.4.10 Final, Unit 3960 and retrofits | 346 | 2270 | Rate Constraint in lbs/MMBtu | FALSE | L | Annual | Rate | lb/MMBtu | 0.056002 | 0 | 0 | 0 | 0 | 0 | 0
CT Fac. Spec. - NOX Rate Winter v.4.10 Final, Unit 3960 and retrofits | 346 | 2270 | Rate Constraint in lbs/MMBtu | FALSE | L | Annual | Generation | TWh | 0.037427 | 0 | 0 | 0 | 0 | 0 | 0
CT Fac. Spec. - NOX Rate Winter v.4.10 Final, Unit 3960 and retrofits | 346 | 2270 | Rate Constraint in lbs/MMBtu | FALSE | L | Annual | Qualifying Generation | TWh | 0.037427 | 0 | 0 | 0 | 0 | 0 | 0
CT Fac. Spec. - NOX Rate Winter v.4.10 Final, Unit 3960 and retrofits | 346 | 2270 | Rate Constraint in lbs/MMBtu | FALSE | L | Annual | Rate | lb/MWh | 0.35528 | 0 | 0 | 0 | 0 | 0 | 0
CT Fac. Spec. - NOX Rate Winter v.4.10 Final, Unit 3960 and retrofits | 346 | 2270 | Rate Constraint in lbs/MMBtu | FALSE | L | Annual | Constraint Shadow Price | US2011$/Ton | 0 | 0 | 0 | 0 | 0 | 0 | 0
CT Fac. Spec. - NOX Rate Winter v.4.10 Final, Unit 4317 and retrofits | 347 | 2270 | Rate Constraint in lbs/MMBtu | FALSE | L | Annual | Seasons Included | Seasons | Winter | Winter | Winter | Winter | Winter | Winter | Winter
CT Fac. Spec. - NOX Rate Winter v.4.10 Final, Unit 4317 and retrofits | 347 | 2270 | Rate Constraint in lbs/MMBtu | FALSE | L | Annual | Standard | lb/MMBtu | 0.15 | 0.15 | 0.15 | 0.15 | 0.15 | 0.15 | 0.15
CT Fac. Spec. - NOX Rate Winter v.4.10 Final, Unit 4317 and retrofits | 347 | 2270 | Rate Constraint in lbs/MMBtu | FALSE | L | Annual | Emissions at Affected Plants NOX | Thousand Tons | 0 | 0 | 0 | 0 | 0 | 0 | 0
CT Fac. Spec. - NOX Rate Winter v.4.10 Final, Unit 4317 and retrofits | 347 | 2270 | Rate Constraint in lbs/MMBtu | FALSE | L | Annual | Allowances Purchased NOX | Thousand Tons | 0 | 0 | 0 | 0 | 0 | 0 | 0
CT Fac. Spec. - NOX Rate Winter v.4.10 Final, Unit 4317 and retrofits | 347 | 2270 | Rate Constraint in lbs/MMBtu | FALSE | L | Annual | Allowances Sold NOX | Thousand Tons | 0 | 0 | 0 | 0 | 0 | 0 | 0
CT Fac. Spec. - NOX Rate Winter v.4.10 Final, Unit 4317 and retrofits | 347 | 2270 | Rate Constraint in lbs/MMBtu | FALSE | L | Annual | Allowances Banked | Thousand Tons | 0 | 0 | 0 | 0 | 0 | 0 | 0
CT Fac. Spec. - NOX Rate Winter v.4.10 Final, Unit 4317 and retrofits | 347 | 2270 | Rate Constraint in lbs/MMBtu | FALSE | L | Annual | Allowances Withdrawn (1:1) | Thousand Tons | 0 | 0 | 0 | 0 | 0 | 0 | 0
CT Fac. Spec. - NOX Rate Winter v.4.10 Final, Unit 4317 and retrofits | 347 | 2270 | Rate Constraint in lbs/MMBtu | FALSE | L | Annual | Allowances Withdrawn (n:1) | Thousand Tons | 0 | 0 | 0 | 0 | 0 | 0 | 0
CT Fac. Spec. - NOX Rate Winter v.4.10 Final, Unit 4317 and retrofits | 347 | 2270 | Rate Constraint in lbs/MMBtu | FALSE | L | Annual | Net Emissions Allowance Position | Thousand Tons | 0 | 0 | 0 | 0 | 0 | 0 | 0
CT Fac. Spec. - NOX Rate Winter v.4.10 Final, Unit 4317 and retrofits | 347 | 2270 | Rate Constraint in lbs/MMBtu | FALSE | L | Annual | Fuel Consumed | TBtu | 0 | 0 | 0 | 0 | 0 | 0 | 0
CT Fac. Spec. - NOX Rate Winter v.4.10 Final, Unit 4317 and retrofits | 347 | 2270 | Rate Constraint in lbs/MMBtu | FALSE | L | Annual | Rate | lb/MMBtu | 0 | 0 | 0 | 0 | 0 | 0 | 0
CT Fac. Spec. - NOX Rate Winter v.4.10 Final, Unit 4317 and retrofits | 347 | 2270 | Rate Constraint in lbs/MMBtu | FALSE | L | Annual | Generation | TWh | 0 | 0 | 0 | 0 | 0 | 0 | 0
CT Fac. Spec. - NOX Rate Winter v.4.10 Final, Unit 4317 and retrofits | 347 | 2270 | Rate Constraint in lbs/MMBtu | FALSE | L | Annual | Qualifying Generation | TWh | 0 | 0 | 0 | 0 | 0 | 0 | 0
CT Fac. Spec. - NOX Rate Winter v.4.10 Final, Unit 4317 and retrofits | 347 | 2270 | Rate Constraint in lbs/MMBtu | FALSE | L | Annual | Rate | lb/MWh | 0 | 0 | 0 | 0 | 0 | 0 | 0
CT Fac. Spec. - NOX Rate Winter v.4.10 Final, Unit 4317 and retrofits | 347 | 2270 | Rate Constraint in lbs/MMBtu | FALSE | L | Annual | Constraint Shadow Price | US2011$/Ton | 0 | 0 | 0 | 0 | 0 | 0 | 0
CT Fac. Spec. - SO2 Rate Annual Non-Title IV v3.1, Unit 72 and retrofits | 348 | 2294 | Rate Constraint in lbs/MMBtu | FALSE | L | Annual | Seasons Included | Seasons | Winter, Summer | Winter, Summer | Winter, Summer | Winter, Summer | Winter, Summer | Winter, Summer | Winter, Summer
CT Fac. Spec. - SO2 Rate Annual Non-Title IV v3.1, Unit 72 and retrofits | 348 | 2294 | Rate Constraint in lbs/MMBtu | FALSE | L | Annual | Standard | lb/MMBtu | 0.55 | 0.55 | 0.55 | 0.55 | 0.55 | 0.55 | 0.55
CT Fac. Spec. - SO2 Rate Annual Non-Title IV v3.1, Unit 72 and retrofits | 348 | 2294 | Rate Constraint in lbs/MMBtu | FALSE | L | Annual | Emissions at Affected Plants SO2 | Thousand Tons | 0.047716 | 0.05319 | 0.058393 | 0.066238 | 0.066238 | 0.066238 | 0.066238
CT Fac. Spec. - SO2 Rate Annual Non-Title IV v3.1, Unit 72 and retrofits | 348 | 2294 | Rate Constraint in lbs/MMBtu | FALSE | L | Annual | Allowances Purchased SO2 | Thousand Tons | 0 | 0 | 0 | 0 | 0 | 0 | 0
CT Fac. Spec. - SO2 Rate Annual Non-Title IV v3.1, Unit 72 and retrofits | 348 | 2294 | Rate Constraint in lbs/MMBtu | FALSE | L | Annual | Allowances Sold SO2 | Thousand Tons | 0 | 0 | 0 | 0 | 0 | 0 | 0
CT Fac. Spec. - SO2 Rate Annual Non-Title IV v3.1, Unit 72 and retrofits | 348 | 2294 | Rate Constraint in lbs/MMBtu | FALSE | L | Annual | Allowances Banked | Thousand Tons | 0 | 0 | 0 | 0 | 0 | 0 | 0
CT Fac. Spec. - SO2 Rate Annual Non-Title IV v3.1, Unit 72 and retrofits | 348 | 2294 | Rate Constraint in lbs/MMBtu | FALSE | L | Annual | Allowances Withdrawn (1:1) | Thousand Tons | 0 | 0 | 0 | 0 | 0 | 0 | 0
CT Fac. Spec. - SO2 Rate Annual Non-Title IV v3.1, Unit 72 and retrofits | 348 | 2294 | Rate Constraint in lbs/MMBtu | FALSE | L | Annual | Allowances Withdrawn (n:1) | Thousand Tons | 0 | 0 | 0 | 0 | 0 | 0 | 0
CT Fac. Spec. - SO2 Rate Annual Non-Title IV v3.1, Unit 72 and retrofits | 348 | 2294 | Rate Constraint in lbs/MMBtu | FALSE | L | Annual | Net Emissions Allowance Position | Thousand Tons | 0.047716 | 0.05319 | 0.058393 | 0.066238 | 0.066238 | 0.066238 | 0.066238
CT Fac. Spec. - SO2 Rate Annual Non-Title IV v3.1, Unit 72 and retrofits | 348 | 2294 | Rate Constraint in lbs/MMBtu | FALSE | L | Annual | Fuel Consumed | TBtu | 1.1929 | 1.3297 | 1.4598 | 1.656 | 1.656 | 1.656 | 1.656
CT Fac. Spec. - SO2 Rate Annual Non-Title IV v3.1, Unit 72 and retrofits | 348 | 2294 | Rate Constraint in lbs/MMBtu | FALSE | L | Annual | Rate | lb/MMBtu | 0.08 | 0.08 | 0.08 | 0.08 | 0.08 | 0.08 | 0.08
CT Fac. Spec. - SO2 Rate Annual Non-Title IV v3.1, Unit 72 and retrofits | 348 | 2294 | Rate Constraint in lbs/MMBtu | FALSE | L | Annual | Generation | TWh | 0.088364 | 0.0985 | 0.10814 | 0.12266 | 0.12266 | 0.12266 | 0.12266
CT Fac. Spec. - SO2 Rate Annual Non-Title IV v3.1, Unit 72 and retrofits | 348 | 2294 | Rate Constraint in lbs/MMBtu | FALSE | L | Annual | Qualifying Generation | TWh | 0.088364 | 0.0985 | 0.10814 | 0.12266 | 0.12266 | 0.12266 | 0.12266
CT Fac. Spec. - SO2 Rate Annual Non-Title IV v3.1, Unit 72 and retrofits | 348 | 2294 | Rate Constraint in lbs/MMBtu | FALSE | L | Annual | Rate | lb/MWh | 0.54 | 0.54 | 0.54 | 0.54 | 0.54 | 0.54 | 0.54
CT Fac. Spec. - SO2 Rate Annual Non-Title IV v3.1, Unit 72 and retrofits | 348 | 2294 | Rate Constraint in lbs/MMBtu | FALSE | L | Annual | Constraint Shadow Price | US2011$/Ton | 0 | 0 | 0 | 0 | 0 | 0 | 0
CT Fac. Spec. - SO2 Rate Annual Non-Title IV v3.1, Unit 73 and retrofits | 349 | 2294 | Rate Constraint in lbs/MMBtu | FALSE | L | Annual | Seasons Included | Seasons | Winter, Summer | Winter, Summer | Winter, Summer | Winter, Summer | Winter, Summer | Winter, Summer | Winter, Summer
CT Fac. Spec. - SO2 Rate Annual Non-Title IV v3.1, Unit 73 and retrofits | 349 | 2294 | Rate Constraint in lbs/MMBtu | FALSE | L | Annual | Standard | lb/MMBtu | 0.55 | 0.55 | 0.55 | 0.55 | 0.55 | 0.55 | 0.55
CT Fac. Spec. - SO2 Rate Annual Non-Title IV v3.1, Unit 73 and retrofits | 349 | 2294 | Rate Constraint in lbs/MMBtu | FALSE | L | Annual | Emissions at Affected Plants SO2 | Thousand Tons | 0.081885 | 0.076483 | 0.076483 | 0.071993 | 0.075818 | 0.062767 | 0.062767
CT Fac. Spec. - SO2 Rate Annual Non-Title IV v3.1, Unit 73 and retrofits | 349 | 2294 | Rate Constraint in lbs/MMBtu | FALSE | L | Annual | Allowances Purchased SO2 | Thousand Tons | 0 | 0 | 0 | 0 | 0 | 0 | 0
CT Fac. Spec. - SO2 Rate Annual Non-Title IV v3.1, Unit 73 and retrofits | 349 | 2294 | Rate Constraint in lbs/MMBtu | FALSE | L | Annual | Allowances Sold SO2 | Thousand Tons | 0 | 0 | 0 | 0 | 0 | 0 | 0
CT Fac. Spec. - SO2 Rate Annual Non-Title IV v3.1, Unit 73 and retrofits | 349 | 2294 | Rate Constraint in lbs/MMBtu | FALSE | L | Annual | Allowances Banked | Thousand Tons | 0 | 0 | 0 | 0 | 0 | 0 | 0
CT Fac. Spec. - SO2 Rate Annual Non-Title IV v3.1, Unit 73 and retrofits | 349 | 2294 | Rate Constraint in lbs/MMBtu | FALSE | L | Annual | Allowances Withdrawn (1:1) | Thousand Tons | 0 | 0 | 0 | 0 | 0 | 0 | 0
CT Fac. Spec. - SO2 Rate Annual Non-Title IV v3.1, Unit 73 and retrofits | 349 | 2294 | Rate Constraint in lbs/MMBtu | FALSE | L | Annual | Allowances Withdrawn (n:1) | Thousand Tons | 0 | 0 | 0 | 0 | 0 | 0 | 0
CT Fac. Spec. - SO2 Rate Annual Non-Title IV v3.1, Unit 73 and retrofits | 349 | 2294 | Rate Constraint in lbs/MMBtu | FALSE | L | Annual | Net Emissions Allowance Position | Thousand Tons | 0.081885 | 0.076483 | 0.076483 | 0.071993 | 0.075818 | 0.062767 | 0.062767
CT Fac. Spec. - SO2 Rate Annual Non-Title IV v3.1, Unit 73 and retrofits | 349 | 2294 | Rate Constraint in lbs/MMBtu | FALSE | L | Annual | Fuel Consumed | TBtu | 2.0471 | 1.9121 | 1.9121 | 1.7998 | 1.8954 | 1.5692 | 1.5692
CT Fac. Spec. - SO2 Rate Annual Non-Title IV v3.1, Unit 73 and retrofits | 349 | 2294 | Rate Constraint in lbs/MMBtu | FALSE | L | Annual | Rate | lb/MMBtu | 0.08 | 0.08 | 0.08 | 0.08 | 0.08 | 0.08 | 0.08
CT Fac. Spec. - SO2 Rate Annual Non-Title IV v3.1, Unit 73 and retrofits | 349 | 2294 | Rate Constraint in lbs/MMBtu | FALSE | L | Annual | Generation | TWh | 0.15164 | 0.14164 | 0.14164 | 0.13332 | 0.1404 | 0.11624 | 0.11624
CT Fac. Spec. - SO2 Rate Annual Non-Title IV v3.1, Unit 73 and retrofits | 349 | 2294 | Rate Constraint in lbs/MMBtu | FALSE | L | Annual | Qualifying Generation | TWh | 0.15164 | 0.14164 | 0.14164 | 0.13332 | 0.1404 | 0.11624 | 0.11624
CT Fac. Spec. - SO2 Rate Annual Non-Title IV v3.1, Unit 73 and retrofits | 349 | 2294 | Rate Constraint in lbs/MMBtu | FALSE | L | Annual | Rate | lb/MWh | 0.54 | 0.54 | 0.54 | 0.54 | 0.54 | 0.54 | 0.54
CT Fac. Spec. - SO2 Rate Annual Non-Title IV v3.1, Unit 73 and retrofits | 349 | 2294 | Rate Constraint in lbs/MMBtu | FALSE | L | Annual | Constraint Shadow Price | US2011$/Ton | 0 | 0 | 0 | 0 | 0 | 0 | 0
CT Fac. Spec. - SO2 Rate Annual Non-Title IV v3.1, Unit 1155 and retrofits | 350 | 2294 | Rate Constraint in lbs/MMBtu | FALSE | L | Annual | Seasons Included | Seasons | Winter, Summer | Winter, Summer | Winter, Summer | Winter, Summer | Winter, Summer | Winter, Summer | Winter, Summer
CT Fac. Spec. - SO2 Rate Annual Non-Title IV v3.1, Unit 1155 and retrofits | 350 | 2294 | Rate Constraint in lbs/MMBtu | FALSE | L | Annual | Standard | lb/MMBtu | 0.55 | 0.55 | 0.55 | 0.55 | 0.55 | 0.55 | 0.55
CT Fac. Spec. - SO2 Rate Annual Non-Title IV v3.1, Unit 1155 and retrofits | 350 | 2294 | Rate Constraint in lbs/MMBtu | FALSE | L | Annual | Emissions at Affected Plants SO2 | Thousand Tons | 0 | 0 | 0 | 0 | 0 | 0 | 0
CT Fac. Spec. - SO2 Rate Annual Non-Title IV v3.1, Unit 1155 and retrofits | 350 | 2294 | Rate Constraint in lbs/MMBtu | FALSE | L | Annual | Allowances Purchased SO2 | Thousand Tons | 0 | 0 | 0 | 0 | 0 | 0 | 0
CT Fac. Spec. - SO2 Rate Annual Non-Title IV v3.1, Unit 1155 and retrofits | 350 | 2294 | Rate Constraint in lbs/MMBtu | FALSE | L | Annual | Allowances Sold SO2 | Thousand Tons | 0 | 0 | 0 | 0 | 0 | 0 | 0
CT Fac. Spec. - SO2 Rate Annual Non-Title IV v3.1, Unit 1155 and retrofits | 350 | 2294 | Rate Constraint in lbs/MMBtu | FALSE | L | Annual | Allowances Banked | Thousand Tons | 0 | 0 | 0 | 0 | 0 | 0 | 0
CT Fac. Spec. - SO2 Rate Annual Non-Title IV v3.1, Unit 1155 and retrofits | 350 | 2294 | Rate Constraint in lbs/MMBtu | FALSE | L | Annual | Allowances Withdrawn (1:1) | Thousand Tons | 0 | 0 | 0 | 0 | 0 | 0 | 0
CT Fac. Spec. - SO2 Rate Annual Non-Title IV v3.1, Unit 1155 and retrofits | 350 | 2294 | Rate Constraint in lbs/MMBtu | FALSE | L | Annual | Allowances Withdrawn (n:1) | Thousand Tons | 0 | 0 | 0 | 0 | 0 | 0 | 0
CT Fac. Spec. - SO2 Rate Annual Non-Title IV v3.1, Unit 1155 and retrofits | 350 | 2294 | Rate Constraint in lbs/MMBtu | FALSE | L | Annual | Net Emissions Allowance Position | Thousand Tons | 0 | 0 | 0 | 0 | 0 | 0 | 0
CT Fac. Spec. - SO2 Rate Annual Non-Title IV v3.1, Unit 1155 and retrofits | 350 | 2294 | Rate Constraint in lbs/MMBtu | FALSE | L | Annual | Fuel Consumed | TBtu | 0 | 0 | 0 | 0 | 0 | 0 | 0
CT Fac. Spec. - SO2 Rate Annual Non-Title IV v3.1, Unit 1155 and retrofits | 350 | 2294 | Rate Constraint in lbs/MMBtu | FALSE | L | Annual | Rate | lb/MMBtu | 0 | 0 | 0 | 0 | 0 | 0 | 0
CT Fac. Spec. - SO2 Rate Annual Non-Title IV v3.1, Unit 1155 and retrofits | 350 | 2294 | Rate Constraint in lbs/MMBtu | FALSE | L | Annual | Generation | TWh | 0 | 0 | 0 | 0 | 0 | 0 | 0
CT Fac. Spec. - SO2 Rate Annual Non-Title IV v3.1, Unit 1155 and retrofits | 350 | 2294 | Rate Constraint in lbs/MMBtu | FALSE | L | Annual | Qualifying Generation | TWh | 0 | 0 | 0 | 0 | 0 | 0 | 0
CT Fac. Spec. - SO2 Rate Annual Non-Title IV v3.1, Unit 1155 and retrofits | 350 | 2294 | Rate Constraint in lbs/MMBtu | FALSE | L | Annual | Rate | lb/MWh | 0 | 0 | 0 | 0 | 0 | 0 | 0
CT Fac. Spec. - SO2 Rate Annual Non-Title IV v3.1, Unit 1155 and retrofits | 350 | 2294 | Rate Constraint in lbs/MMBtu | FALSE | L | Annual | Constraint Shadow Price | US2011$/Ton | 0 | 0 | 0 | 0 | 0 | 0 | 0
CT Fac. Spec. - SO2 Rate Annual Non-Title IV v3.1, Unit 1159 and retrofits | 351 | 2294 | Rate Constraint in lbs/MMBtu | FALSE | L | Annual | Seasons Included | Seasons | Winter, Summer | Winter, Summer | Winter, Summer | Winter, Summer | Winter, Summer | Winter, Summer | Winter, Summer
CT Fac. Spec. - SO2 Rate Annual Non-Title IV v3.1, Unit 1159 and retrofits | 351 | 2294 | Rate Constraint in lbs/MMBtu | FALSE | L | Annual | Standard | lb/MMBtu | 0.55 | 0.55 | 0.55 | 0.55 | 0.55 | 0.55 | 0.55
CT Fac. Spec. - SO2 Rate Annual Non-Title IV v3.1, Unit 1159 and retrofits | 351 | 2294 | Rate Constraint in lbs/MMBtu | FALSE | L | Annual | Emissions at Affected Plants SO2 | Thousand Tons | 0 | 0 | 0 | 0 | 0 | 0 | 0
CT Fac. Spec. - SO2 Rate Annual Non-Title IV v3.1, Unit 1159 and retrofits | 351 | 2294 | Rate Constraint in lbs/MMBtu | FALSE | L | Annual | Allowances Purchased SO2 | Thousand Tons | 0 | 0 | 0 | 0 | 0 | 0 | 0
CT Fac. Spec. - SO2 Rate Annual Non-Title IV v3.1, Unit 1159 and retrofits | 351 | 2294 | Rate Constraint in lbs/MMBtu | FALSE | L | Annual | Allowances Sold SO2 | Thousand Tons | 0 | 0 | 0 | 0 | 0 | 0 | 0
CT Fac. Spec. - SO2 Rate Annual Non-Title IV v3.1, Unit 1159 and retrofits | 351 | 2294 | Rate Constraint in lbs/MMBtu | FALSE | L | Annual | Allowances Banked | Thousand Tons | 0 | 0 | 0 | 0 | 0 | 0 | 0
CT Fac. Spec. - SO2 Rate Annual Non-Title IV v3.1, Unit 1159 and retrofits | 351 | 2294 | Rate Constraint in lbs/MMBtu | FALSE | L | Annual | Allowances Withdrawn (1:1) | Thousand Tons | 0 | 0 | 0 | 0 | 0 | 0 | 0
CT Fac. Spec. - SO2 Rate Annual Non-Title IV v3.1, Unit 1159 and retrofits | 351 | 2294 | Rate Constraint in lbs/MMBtu | FALSE | L | Annual | Allowances Withdrawn (n:1) | Thousand Tons | 0 | 0 | 0 | 0 | 0 | 0 | 0
CT Fac. Spec. - SO2 Rate Annual Non-Title IV v3.1, Unit 1159 and retrofits | 351 | 2294 | Rate Constraint in lbs/MMBtu | FALSE | L | Annual | Net Emissions Allowance Position | Thousand Tons | 0 | 0 | 0 | 0 | 0 | 0 | 0
CT Fac. Spec. - SO2 Rate Annual Non-Title IV v3.1, Unit 1159 and retrofits | 351 | 2294 | Rate Constraint in lbs/MMBtu | FALSE | L | Annual | Fuel Consumed | TBtu | 0 | 0 | 0 | 0 | 0 | 0 | 0
CT Fac. Spec. - SO2 Rate Annual Non-Title IV v3.1, Unit 1159 and retrofits | 351 | 2294 | Rate Constraint in lbs/MMBtu | FALSE | L | Annual | Rate | lb/MMBtu | 0 | 0 | 0 | 0 | 0 | 0 | 0
CT Fac. Spec. - SO2 Rate Annual Non-Title IV v3.1, Unit 1159 and retrofits | 351 | 2294 | Rate Constraint in lbs/MMBtu | FALSE | L | Annual | Generation | TWh | 0 | 0 | 0 | 0 | 0 | 0 | 0
CT Fac. Spec. - SO2 Rate Annual Non-Title IV v3.1, Unit 1159 and retrofits | 351 | 2294 | Rate Constraint in lbs/MMBtu | FALSE | L | Annual | Qualifying Generation | TWh | 0 | 0 | 0 | 0 | 0 | 0 | 0
CT Fac. Spec. - SO2 Rate Annual Non-Title IV v3.1, Unit 1159 and retrofits | 351 | 2294 | Rate Constraint in lbs/MMBtu | FALSE | L | Annual | Rate | lb/MWh | 0 | 0 | 0 | 0 | 0 | 0 | 0
CT Fac. Spec. - SO2 Rate Annual Non-Title IV v3.1, Unit 1159 and retrofits | 351 | 2294 | Rate Constraint in lbs/MMBtu | FALSE | L | Annual | Constraint Shadow Price | US2011$/Ton | 0 | 0 | 0 | 0 | 0 | 0 | 0
CT Fac. Spec. - SO2 Rate Annual Non-Title IV v3.1, Unit 1160 and retrofits | 352 | 2294 | Rate Constraint in lbs/MMBtu | FALSE | L | Annual | Seasons Included | Seasons | Winter, Summer | Winter, Summer | Winter, Summer | Winter, Summer | Winter, Summer | Winter, Summer | Winter, Summer
CT Fac. Spec. - SO2 Rate Annual Non-Title IV v3.1, Unit 1160 and retrofits | 352 | 2294 | Rate Constraint in lbs/MMBtu | FALSE | L | Annual | Standard | lb/MMBtu | 0.55 | 0.55 | 0.55 | 0.55 | 0.55 | 0.55 | 0.55
CT Fac. Spec. - SO2 Rate Annual Non-Title IV v3.1, Unit 1160 and retrofits | 352 | 2294 | Rate Constraint in lbs/MMBtu | FALSE | L | Annual | Emissions at Affected Plants SO2 | Thousand Tons | 0 | 0 | 0 | 0 | 0 | 0 | 0
CT Fac. Spec. - SO2 Rate Annual Non-Title IV v3.1, Unit 1160 and retrofits | 352 | 2294 | Rate Constraint in lbs/MMBtu | FALSE | L | Annual | Allowances Purchased SO2 | Thousand Tons | 0 | 0 | 0 | 0 | 0 | 0 | 0
CT Fac. Spec. - SO2 Rate Annual Non-Title IV v3.1, Unit 1160 and retrofits | 352 | 2294 | Rate Constraint in lbs/MMBtu | FALSE | L | Annual | Allowances Sold SO2 | Thousand Tons | 0 | 0 | 0 | 0 | 0 | 0 | 0
CT Fac. Spec. - SO2 Rate Annual Non-Title IV v3.1, Unit 1160 and retrofits | 352 | 2294 | Rate Constraint in lbs/MMBtu | FALSE | L | Annual | Allowances Banked | Thousand Tons | 0 | 0 | 0 | 0 | 0 | 0 | 0
CT Fac. Spec. - SO2 Rate Annual Non-Title IV v3.1, Unit 1160 and retrofits | 352 | 2294 | Rate Constraint in lbs/MMBtu | FALSE | L | Annual | Allowances Withdrawn (1:1) | Thousand Tons | 0 | 0 | 0 | 0 | 0 | 0 | 0
CT Fac. Spec. - SO2 Rate Annual Non-Title IV v3.1, Unit 1160 and retrofits | 352 | 2294 | Rate Constraint in lbs/MMBtu | FALSE | L | Annual | Allowances Withdrawn (n:1) | Thousand Tons | 0 | 0 | 0 | 0 | 0 | 0 | 0
CT Fac. Spec. - SO2 Rate Annual Non-Title IV v3.1, Unit 1160 and retrofits | 352 | 2294 | Rate Constraint in lbs/MMBtu | FALSE | L | Annual | Net Emissions Allowance Position | Thousand Tons | 0 | 0 | 0 | 0 | 0 | 0 | 0
CT Fac. Spec. - SO2 Rate Annual Non-Title IV v3.1, Unit 1160 and retrofits | 352 | 2294 | Rate Constraint in lbs/MMBtu | FALSE | L | Annual | Fuel Consumed | TBtu | 0 | 0 | 0 | 0 | 0 | 0 | 0
CT Fac. Spec. - SO2 Rate Annual Non-Title IV v3.1, Unit 1160 and retrofits | 352 | 2294 | Rate Constraint in lbs/MMBtu | FALSE | L | Annual | Rate | lb/MMBtu | 0 | 0 | 0 | 0 | 0 | 0 | 0
CT Fac. Spec. - SO2 Rate Annual Non-Title IV v3.1, Unit 1160 and retrofits | 352 | 2294 | Rate Constraint in lbs/MMBtu | FALSE | L | Annual | Generation | TWh | 0 | 0 | 0 | 0 | 0 | 0 | 0
CT Fac. Spec. - SO2 Rate Annual Non-Title IV v3.1, Unit 1160 and retrofits | 352 | 2294 | Rate Constraint in lbs/MMBtu | FALSE | L | Annual | Qualifying Generation | TWh | 0 | 0 | 0 | 0 | 0 | 0 | 0
CT Fac. Spec. - SO2 Rate Annual Non-Title IV v3.1, Unit 1160 and retrofits | 352 | 2294 | Rate Constraint in lbs/MMBtu | FALSE | L | Annual | Rate | lb/MWh | 0 | 0 | 0 | 0 | 0 | 0 | 0
CT Fac. Spec. - SO2 Rate Annual Non-Title IV v3.1, Unit 1160 and retrofits | 352 | 2294 | Rate Constraint in lbs/MMBtu | FALSE | L | Annual | Constraint Shadow Price | US2011$/Ton | 0 | 0 | 0 | 0 | 0 | 0 | 0
CT Fac. Spec. - SO2 Rate Annual Non-Title IV v3.1, Unit 1161 and retrofits | 353 | 2294 | Rate Constraint in lbs/MMBtu | FALSE | L | Annual | Seasons Included | Seasons | Winter, Summer | Winter, Summer | Winter, Summer | Winter, Summer | Winter, Summer | Winter, Summer | Winter, Summer
CT Fac. Spec. - SO2 Rate Annual Non-Title IV v3.1, Unit 1161 and retrofits | 353 | 2294 | Rate Constraint in lbs/MMBtu | FALSE | L | Annual | Standard | lb/MMBtu | 0.55 | 0.55 | 0.55 | 0.55 | 0.55 | 0.55 | 0.55
CT Fac. Spec. - SO2 Rate Annual Non-Title IV v3.1, Unit 1161 and retrofits | 353 | 2294 | Rate Constraint in lbs/MMBtu | FALSE | L | Annual | Emissions at Affected Plants SO2 | Thousand Tons | 0 | 0 | 0 | 0 | 0 | 0 | 0
CT Fac. Spec. - SO2 Rate Annual Non-Title IV v3.1, Unit 1161 and retrofits | 353 | 2294 | Rate Constraint in lbs/MMBtu | FALSE | L | Annual | Allowances Purchased SO2 | Thousand Tons | 0 | 0 | 0 | 0 | 0 | 0 | 0
CT Fac. Spec. - SO2 Rate Annual Non-Title IV v3.1, Unit 1161 and retrofits | 353 | 2294 | Rate Constraint in lbs/MMBtu | FALSE | L | Annual | Allowances Sold SO2 | Thousand Tons | 0 | 0 | 0 | 0 | 0 | 0 | 0
CT Fac. Spec. - SO2 Rate Annual Non-Title IV v3.1, Unit 1161 and retrofits | 353 | 2294 | Rate Constraint in lbs/MMBtu | FALSE | L | Annual | Allowances Banked | Thousand Tons | 0 | 0 | 0 | 0 | 0 | 0 | 0
CT Fac. Spec. - SO2 Rate Annual Non-Title IV v3.1, Unit 1161 and retrofits | 353 | 2294 | Rate Constraint in lbs/MMBtu | FALSE | L | Annual | Allowances Withdrawn (1:1) | Thousand Tons | 0 | 0 | 0 | 0 | 0 | 0 | 0
CT Fac. Spec. - SO2 Rate Annual Non-Title IV v3.1, Unit 1161 and retrofits | 353 | 2294 | Rate Constraint in lbs/MMBtu | FALSE | L | Annual | Allowances Withdrawn (n:1) | Thousand Tons | 0 | 0 | 0 | 0 | 0 | 0 | 0
CT Fac. Spec. - SO2 Rate Annual Non-Title IV v3.1, Unit 1161 and retrofits | 353 | 2294 | Rate Constraint in lbs/MMBtu | FALSE | L | Annual | Net Emissions Allowance Position | Thousand Tons | 0 | 0 | 0 | 0 | 0 | 0 | 0
CT Fac. Spec. - SO2 Rate Annual Non-Title IV v3.1, Unit 1161 and retrofits | 353 | 2294 | Rate Constraint in lbs/MMBtu | FALSE | L | Annual | Fuel Consumed | TBtu | 0 | 0 | 0 | 0 | 0 | 0 | 0
CT Fac. Spec. - SO2 Rate Annual Non-Title IV v3.1, Unit 1161 and retrofits | 353 | 2294 | Rate Constraint in lbs/MMBtu | FALSE | L | Annual | Rate | lb/MMBtu | 0 | 0 | 0 | 0 | 0 | 0 | 0
CT Fac. Spec. - SO2 Rate Annual Non-Title IV v3.1, Unit 1161 and retrofits | 353 | 2294 | Rate Constraint in lbs/MMBtu | FALSE | L | Annual | Generation | TWh | 0 | 0 | 0 | 0 | 0 | 0 | 0
CT Fac. Spec. - SO2 Rate Annual Non-Title IV v3.1, Unit 1161 and retrofits | 353 | 2294 | Rate Constraint in lbs/MMBtu | FALSE | L | Annual | Qualifying Generation | TWh | 0 | 0 | 0 | 0 | 0 | 0 | 0
CT Fac. Spec. - SO2 Rate Annual Non-Title IV v3.1, Unit 1161 and retrofits | 353 | 2294 | Rate Constraint in lbs/MMBtu | FALSE | L | Annual | Rate | lb/MWh | 0 | 0 | 0 | 0 | 0 | 0 | 0
CT Fac. Spec. - SO2 Rate Annual Non-Title IV v3.1, Unit 1161 and retrofits | 353 | 2294 | Rate Constraint in lbs/MMBtu | FALSE | L | Annual | Constraint Shadow Price | US2011$/Ton | 0 | 0 | 0 | 0 | 0 | 0 | 0
CT Fac. Spec. - SO2 Rate Annual Non-Title IV v3.1, Unit 1162 and retrofits | 354 | 2294 | Rate Constraint in lbs/MMBtu | FALSE | L | Annual | Seasons Included | Seasons | Winter, Summer | Winter, Summer | Winter, Summer | Winter, Summer | Winter, Summer | Winter, Summer | Winter, Summer
CT Fac. Spec. - SO2 Rate Annual Non-Title IV v3.1, Unit 1162 and retrofits | 354 | 2294 | Rate Constraint in lbs/MMBtu | FALSE | L | Annual | Standard | lb/MMBtu | 0.55 | 0.55 | 0.55 | 0.55 | 0.55 | 0.55 | 0.55
CT Fac. Spec. - SO2 Rate Annual Non-Title IV v3.1, Unit 1162 and retrofits | 354 | 2294 | Rate Constraint in lbs/MMBtu | FALSE | L | Annual | Emissions at Affected Plants SO2 | Thousand Tons | 0 | 0 | 0 | 0 | 0 | 0 | 0
CT Fac. Spec. - SO2 Rate Annual Non-Title IV v3.1, Unit 1162 and retrofits | 354 | 2294 | Rate Constraint in lbs/MMBtu | FALSE | L | Annual | Allowances Purchased SO2 | Thousand Tons | 0 | 0 | 0 | 0 | 0 | 0 | 0
CT Fac. Spec. - SO2 Rate Annual Non-Title IV v3.1, Unit 1162 and retrofits | 354 | 2294 | Rate Constraint in lbs/MMBtu | FALSE | L | Annual | Allowances Sold SO2 | Thousand Tons | 0 | 0 | 0 | 0 | 0 | 0 | 0
CT Fac. Spec. - SO2 Rate Annual Non-Title IV v3.1, Unit 1162 and retrofits | 354 | 2294 | Rate Constraint in lbs/MMBtu | FALSE | L | Annual | Allowances Banked | Thousand Tons | 0 | 0 | 0 | 0 | 0 | 0 | 0
CT Fac. Spec. - SO2 Rate Annual Non-Title IV v3.1, Unit 1162 and retrofits | 354 | 2294 | Rate Constraint in lbs/MMBtu | FALSE | L | Annual | Allowances Withdrawn (1:1) | Thousand Tons | 0 | 0 | 0 | 0 | 0 | 0 | 0
CT Fac. Spec. - SO2 Rate Annual Non-Title IV v3.1, Unit 1162 and retrofits | 354 | 2294 | Rate Constraint in lbs/MMBtu | FALSE | L | Annual | Allowances Withdrawn (n:1) | Thousand Tons | 0 | 0 | 0 | 0 | 0 | 0 | 0
CT Fac. Spec. - SO2 Rate Annual Non-Title IV v3.1, Unit 1162 and retrofits | 354 | 2294 | Rate Constraint in lbs/MMBtu | FALSE | L | Annual | Net Emissions Allowance Position | Thousand Tons | 0 | 0 | 0 | 0 | 0 | 0 | 0
CT Fac. Spec. - SO2 Rate Annual Non-Title IV v3.1, Unit 1162 and retrofits | 354 | 2294 | Rate Constraint in lbs/MMBtu | FALSE | L | Annual | Fuel Consumed | TBtu | 0 | 0 | 0 | 0 | 0 | 0 | 0
CT Fac. Spec. - SO2 Rate Annual Non-Title IV v3.1, Unit 1162 and retrofits | 354 | 2294 | Rate Constraint in lbs/MMBtu | FALSE | L | Annual | Rate | lb/MMBtu | 0 | 0 | 0 | 0 | 0 | 0 | 0
CT Fac. Spec. - SO2 Rate Annual Non-Title IV v3.1, Unit 1162 and retrofits | 354 | 2294 | Rate Constraint in lbs/MMBtu | FALSE | L | Annual | Generation | TWh | 0 | 0 | 0 | 0 | 0 | 0 | 0
CT Fac. Spec. - SO2 Rate Annual Non-Title IV v3.1, Unit 1162 and retrofits | 354 | 2294 | Rate Constraint in lbs/MMBtu | FALSE | L | Annual | Qualifying Generation | TWh | 0 | 0 | 0 | 0 | 0 | 0 | 0
CT Fac. Spec. - SO2 Rate Annual Non-Title IV v3.1, Unit 1162 and retrofits | 354 | 2294 | Rate Constraint in lbs/MMBtu | FALSE | L | Annual | Rate | lb/MWh | 0 | 0 | 0 | 0 | 0 | 0 | 0
CT Fac. Spec. - SO2 Rate Annual Non-Title IV v3.1, Unit 1162 and retrofits | 354 | 2294 | Rate Constraint in lbs/MMBtu | FALSE | L | Annual | Constraint Shadow Price | US2011$/Ton | 0 | 0 | 0 | 0 | 0 | 0 | 0
CT Fac. Spec. - SO2 Rate Annual Non-Title IV v3.1, Unit 1163 and retrofits | 355 | 2294 | Rate Constraint in lbs/MMBtu | FALSE | L | Annual | Seasons Included | Seasons | Winter, Summer | Winter, Summer | Winter, Summer | Winter, Summer | Winter, Summer | Winter, Summer | Winter, Summer
CT Fac. Spec. - SO2 Rate Annual Non-Title IV v3.1, Unit 1163 and retrofits | 355 | 2294 | Rate Constraint in lbs/MMBtu | FALSE | L | Annual | Standard | lb/MMBtu | 0.55 | 0.55 | 0.55 | 0.55 | 0.55 | 0.55 | 0.55
CT Fac. Spec. - SO2 Rate Annual Non-Title IV v3.1, Unit 1163 and retrofits | 355 | 2294 | Rate Constraint in lbs/MMBtu | FALSE | L | Annual | Emissions at Affected Plants SO2 | Thousand Tons | 0 | 0 | 0 | 0 | 0 | 0 | 0
CT Fac. Spec. - SO2 Rate Annual Non-Title IV v3.1, Unit 1163 and retrofits | 355 | 2294 | Rate Constraint in lbs/MMBtu | FALSE | L | Annual | Allowances Purchased SO2 | Thousand Tons | 0 | 0 | 0 | 0 | 0 | 0 | 0
CT Fac. Spec. - SO2 Rate Annual Non-Title IV v3.1, Unit 1163 and retrofits | 355 | 2294 | Rate Constraint in lbs/MMBtu | FALSE | L | Annual | Allowances Sold SO2 | Thousand Tons | 0 | 0 | 0 | 0 | 0 | 0 | 0
CT Fac. Spec. - SO2 Rate Annual Non-Title IV v3.1, Unit 1163 and retrofits | 355 | 2294 | Rate Constraint in lbs/MMBtu | FALSE | L | Annual | Allowances Banked | Thousand Tons | 0 | 0 | 0 | 0 | 0 | 0 | 0
CT Fac. Spec. - SO2 Rate Annual Non-Title IV v3.1, Unit 1163 and retrofits | 355 | 2294 | Rate Constraint in lbs/MMBtu | FALSE | L | Annual | Allowances Withdrawn (1:1) | Thousand Tons | 0 | 0 | 0 | 0 | 0 | 0 | 0
CT Fac. Spec. - SO2 Rate Annual Non-Title IV v3.1, Unit 1163 and retrofits | 355 | 2294 | Rate Constraint in lbs/MMBtu | FALSE | L | Annual | Allowances Withdrawn (n:1) | Thousand Tons | 0 | 0 | 0 | 0 | 0 | 0 | 0
CT Fac. Spec. - SO2 Rate Annual Non-Title IV v3.1, Unit 1163 and retrofits | 355 | 2294 | Rate Constraint in lbs/MMBtu | FALSE | L | Annual | Net Emissions Allowance Position | Thousand Tons | 0 | 0 | 0 | 0 | 0 | 0 | 0
CT Fac. Spec. - SO2 Rate Annual Non-Title IV v3.1, Unit 1163 and retrofits | 355 | 2294 | Rate Constraint in lbs/MMBtu | FALSE | L | Annual | Fuel Consumed | TBtu | 0 | 0 | 0 | 0 | 0 | 0 | 0
CT Fac. Spec. - SO2 Rate Annual Non-Title IV v3.1, Unit 1163 and retrofits | 355 | 2294 | Rate Constraint in lbs/MMBtu | FALSE | L | Annual | Rate | lb/MMBtu | 0 | 0 | 0 | 0 | 0 | 0 | 0
CT Fac. Spec. - SO2 Rate Annual Non-Title IV v3.1, Unit 1163 and retrofits | 355 | 2294 | Rate Constraint in lbs/MMBtu | FALSE | L | Annual | Generation | TWh | 0 | 0 | 0 | 0 | 0 | 0 | 0
CT Fac. Spec. - SO2 Rate Annual Non-Title IV v3.1, Unit 1163 and retrofits | 355 | 2294 | Rate Constraint in lbs/MMBtu | FALSE | L | Annual | Qualifying Generation | TWh | 0 | 0 | 0 | 0 | 0 | 0 | 0
CT Fac. Spec. - SO2 Rate Annual Non-Title IV v3.1, Unit 1163 and retrofits | 355 | 2294 | Rate Constraint in lbs/MMBtu | FALSE | L | Annual | Rate | lb/MWh | 0 | 0 | 0 | 0 | 0 | 0 | 0
CT Fac. Spec. - SO2 Rate Annual Non-Title IV v3.1, Unit 1163 and retrofits | 355 | 2294 | Rate Constraint in lbs/MMBtu | FALSE | L | Annual | Constraint Shadow Price | US2011$/Ton | 0 | 0 | 0 | 0 | 0 | 0 | 0
CT Fac. Spec. - SO2 Rate Annual Non-Title IV v3.1, Unit 1177 and retrofits | 356 | 2294 | Rate Constraint in lbs/MMBtu | FALSE | L | Annual | Seasons Included | Seasons | Winter, Summer | Winter, Summer | Winter, Summer | Winter, Summer | Winter, Summer | Winter, Summer | Winter, Summer
CT Fac. Spec. - SO2 Rate Annual Non-Title IV v3.1, Unit 1177 and retrofits | 356 | 2294 | Rate Constraint in lbs/MMBtu | FALSE | L | Annual | Standard | lb/MMBtu | 0.55 | 0.55 | 0.55 | 0.55 | 0.55 | 0.55 | 0.55
CT Fac. Spec. - SO2 Rate Annual Non-Title IV v3.1, Unit 1177 and retrofits | 356 | 2294 | Rate Constraint in lbs/MMBtu | FALSE | L | Annual | Emissions at Affected Plants SO2 | Thousand Tons | 0 | 0 | 0 | 0 | 0 | 0 | 0
CT Fac. Spec. - SO2 Rate Annual Non-Title IV v3.1, Unit 1177 and retrofits | 356 | 2294 | Rate Constraint in lbs/MMBtu | FALSE | L | Annual | Allowances Purchased SO2 | Thousand Tons | 0 | 0 | 0 | 0 | 0 | 0 | 0
CT Fac. Spec. - SO2 Rate Annual Non-Title IV v3.1, Unit 1177 and retrofits | 356 | 2294 | Rate Constraint in lbs/MMBtu | FALSE | L | Annual | Allowances Sold SO2 | Thousand Tons | 0 | 0 | 0 | 0 | 0 | 0 | 0
CT Fac. Spec. - SO2 Rate Annual Non-Title IV v3.1, Unit 1177 and retrofits | 356 | 2294 | Rate Constraint in lbs/MMBtu | FALSE | L | Annual | Allowances Banked | Thousand Tons | 0 | 0 | 0 | 0 | 0 | 0 | 0
CT Fac. Spec. - SO2 Rate Annual Non-Title IV v3.1, Unit 1177 and retrofits | 356 | 2294 | Rate Constraint in lbs/MMBtu | FALSE | L | Annual | Allowances Withdrawn (1:1) | Thousand Tons | 0 | 0 | 0 | 0 | 0 | 0 | 0
CT Fac. Spec. - SO2 Rate Annual Non-Title IV v3.1, Unit 1177 and retrofits | 356 | 2294 | Rate Constraint in lbs/MMBtu | FALSE | L | Annual | Allowances Withdrawn (n:1) | Thousand Tons | 0 | 0 | 0 | 0 | 0 | 0 | 0
CT Fac. Spec. - SO2 Rate Annual Non-Title IV v3.1, Unit 1177 and retrofits | 356 | 2294 | Rate Constraint in lbs/MMBtu | FALSE | L | Annual | Net Emissions Allowance Position | Thousand Tons | 0 | 0 | 0 | 0 | 0 | 0 | 0
CT Fac. Spec. - SO2 Rate Annual Non-Title IV v3.1, Unit 1177 and retrofits | 356 | 2294 | Rate Constraint in lbs/MMBtu | FALSE | L | Annual | Fuel Consumed | TBtu | 0 | 0 | 0 | 0 | 0 | 0 | 0
CT Fac. Spec. - SO2 Rate Annual Non-Title IV v3.1, Unit 1177 and retrofits | 356 | 2294 | Rate Constraint in lbs/MMBtu | FALSE | L | Annual | Rate | lb/MMBtu | 0 | 0 | 0 | 0 | 0 | 0 | 0
CT Fac. Spec. - SO2 Rate Annual Non-Title IV v3.1, Unit 1177 and retrofits | 356 | 2294 | Rate Constraint in lbs/MMBtu | FALSE | L | Annual | Generation | TWh | 0 | 0 | 0 | 0 | 0 | 0 | 0
CT Fac. Spec. - SO2 Rate Annual Non-Title IV v3.1, Unit 1177 and retrofits | 356 | 2294 | Rate Constraint in lbs/MMBtu | FALSE | L | Annual | Qualifying Generation | TWh | 0 | 0 | 0 | 0 | 0 | 0 | 0
CT Fac. Spec. - SO2 Rate Annual Non-Title IV v3.1, Unit 1177 and retrofits | 356 | 2294 | Rate Constraint in lbs/MMBtu | FALSE | L | Annual | Rate | lb/MWh | 0 | 0 | 0 | 0 | 0 | 0 | 0
CT Fac. Spec. - SO2 Rate Annual Non-Title IV v3.1, Unit 1177 and retrofits | 356 | 2294 | Rate Constraint in lbs/MMBtu | FALSE | L | Annual | Constraint Shadow Price | US2011$/Ton | 0 | 0 | 0 | 0 | 0 | 0 | 0
CT Fac. Spec. - SO2 Rate Annual Non-Title IV v3.1, Unit 1178 and retrofits | 357 | 2294 | Rate Constraint in lbs/MMBtu | FALSE | L | Annual | Seasons Included | Seasons | Winter, Summer | Winter, Summer | Winter, Summer | Winter, Summer | Winter, Summer | Winter, Summer | Winter, Summer
CT Fac. Spec. - SO2 Rate Annual Non-Title IV v3.1, Unit 1178 and retrofits | 357 | 2294 | Rate Constraint in lbs/MMBtu | FALSE | L | Annual | Standard | lb/MMBtu | 0.55 | 0.55 | 0.55 | 0.55 | 0.55 | 0.55 | 0.55
CT Fac. Spec. - SO2 Rate Annual Non-Title IV v3.1, Unit 1178 and retrofits | 357 | 2294 | Rate Constraint in lbs/MMBtu | FALSE | L | Annual | Emissions at Affected Plants SO2 | Thousand Tons | 0 | 0 | 0 | 0 | 0 | 0 | 0
CT Fac. Spec. - SO2 Rate Annual Non-Title IV v3.1, Unit 1178 and retrofits | 357 | 2294 | Rate Constraint in lbs/MMBtu | FALSE | L | Annual | Allowances Purchased SO2 | Thousand Tons | 0 | 0 | 0 | 0 | 0 | 0 | 0
CT Fac. Spec. - SO2 Rate Annual Non-Title IV v3.1, Unit 1178 and retrofits | 357 | 2294 | Rate Constraint in lbs/MMBtu | FALSE | L | Annual | Allowances Sold SO2 | Thousand Tons | 0 | 0 | 0 | 0 | 0 | 0 | 0
CT Fac. Spec. - SO2 Rate Annual Non-Title IV v3.1, Unit 1178 and retrofits | 357 | 2294 | Rate Constraint in lbs/MMBtu | FALSE | L | Annual | Allowances Banked | Thousand Tons | 0 | 0 | 0 | 0 | 0 | 0 | 0
CT Fac. Spec. - SO2 Rate Annual Non-Title IV v3.1, Unit 1178 and retrofits | 357 | 2294 | Rate Constraint in lbs/MMBtu | FALSE | L | Annual | Allowances Withdrawn (1:1) | Thousand Tons | 0 | 0 | 0 | 0 | 0 | 0 | 0
CT Fac. Spec. - SO2 Rate Annual Non-Title IV v3.1, Unit 1178 and retrofits | 357 | 2294 | Rate Constraint in lbs/MMBtu | FALSE | L | Annual | Allowances Withdrawn (n:1) | Thousand Tons | 0 | 0 | 0 | 0 | 0 | 0 | 0
CT Fac. Spec. - SO2 Rate Annual Non-Title IV v3.1, Unit 1178 and retrofits | 357 | 2294 | Rate Constraint in lbs/MMBtu | FALSE | L | Annual | Net Emissions Allowance Position | Thousand Tons | 0 | 0 | 0 | 0 | 0 | 0 | 0
CT Fac. Spec. - SO2 Rate Annual Non-Title IV v3.1, Unit 1178 and retrofits | 357 | 2294 | Rate Constraint in lbs/MMBtu | FALSE | L | Annual | Fuel Consumed | TBtu | 0 | 0 | 0 | 0 | 0 | 0 | 0
CT Fac. Spec. - SO2 Rate Annual Non-Title IV v3.1, Unit 1178 and retrofits | 357 | 2294 | Rate Constraint in lbs/MMBtu | FALSE | L | Annual | Rate | lb/MMBtu | 0 | 0 | 0 | 0 | 0 | 0 | 0
CT Fac. Spec. - SO2 Rate Annual Non-Title IV v3.1, Unit 1178 and retrofits | 357 | 2294 | Rate Constraint in lbs/MMBtu | FALSE | L | Annual | Generation | TWh | 0 | 0 | 0 | 0 | 0 | 0 | 0
CT Fac. Spec. - SO2 Rate Annual Non-Title IV v3.1, Unit 1178 and retrofits | 357 | 2294 | Rate Constraint in lbs/MMBtu | FALSE | L | Annual | Qualifying Generation | TWh | 0 | 0 | 0 | 0 | 0 | 0 | 0
CT Fac. Spec. - SO2 Rate Annual Non-Title IV v3.1, Unit 1178 and retrofits | 357 | 2294 | Rate Constraint in lbs/MMBtu | FALSE | L | Annual | Rate | lb/MWh | 0 | 0 | 0 | 0 | 0 | 0 | 0
CT Fac. Spec. - SO2 Rate Annual Non-Title IV v3.1, Unit 1178 and retrofits | 357 | 2294 | Rate Constraint in lbs/MMBtu | FALSE | L | Annual | Constraint Shadow Price | US2011$/Ton | 0 | 0 | 0 | 0 | 0 | 0 | 0
CT Fac. Spec. - SO2 Rate Annual Non-Title IV v3.1, Unit 1179 and retrofits | 358 | 2294 | Rate Constraint in lbs/MMBtu | FALSE | L | Annual | Seasons Included | Seasons | Winter, Summer | Winter, Summer | Winter, Summer | Winter, Summer | Winter, Summer | Winter, Summer | Winter, Summer
CT Fac. Spec. - SO2 Rate Annual Non-Title IV v3.1, Unit 1179 and retrofits | 358 | 2294 | Rate Constraint in lbs/MMBtu | FALSE | L | Annual | Standard | lb/MMBtu | 0.55 | 0.55 | 0.55 | 0.55 | 0.55 | 0.55 | 0.55
CT Fac. Spec. - SO2 Rate Annual Non-Title IV v3.1, Unit 1179 and retrofits | 358 | 2294 | Rate Constraint in lbs/MMBtu | FALSE | L | Annual | Emissions at Affected Plants SO2 | Thousand Tons | 0 | 0 | 0 | 0 | 0 | 0 | 0
CT Fac. Spec. - SO2 Rate Annual Non-Title IV v3.1, Unit 1179 and retrofits | 358 | 2294 | Rate Constraint in lbs/MMBtu | FALSE | L | Annual | Allowances Purchased SO2 | Thousand Tons | 0 | 0 | 0 | 0 | 0 | 0 | 0
CT Fac. Spec. - SO2 Rate Annual Non-Title IV v3.1, Unit 1179 and retrofits | 358 | 2294 | Rate Constraint in lbs/MMBtu | FALSE | L | Annual | Allowances Sold SO2 | Thousand Tons | 0 | 0 | 0 | 0 | 0 | 0 | 0
CT Fac. Spec. - SO2 Rate Annual Non-Title IV v3.1, Unit 1179 and retrofits | 358 | 2294 | Rate Constraint in lbs/MMBtu | FALSE | L | Annual | Allowances Banked | Thousand Tons | 0 | 0 | 0 | 0 | 0 | 0 | 0
CT Fac. Spec. - SO2 Rate Annual Non-Title IV v3.1, Unit 1179 and retrofits | 358 | 2294 | Rate Constraint in lbs/MMBtu | FALSE | L | Annual | Allowances Withdrawn (1:1) | Thousand Tons | 0 | 0 | 0 | 0 | 0 | 0 | 0
CT Fac. Spec. - SO2 Rate Annual Non-Title IV v3.1, Unit 1179 and retrofits | 358 | 2294 | Rate Constraint in lbs/MMBtu | FALSE | L | Annual | Allowances Withdrawn (n:1) | Thousand Tons | 0 | 0 | 0 | 0 | 0 | 0 | 0
CT Fac. Spec. - SO2 Rate Annual Non-Title IV v3.1, Unit 1179 and retrofits | 358 | 2294 | Rate Constraint in lbs/MMBtu | FALSE | L | Annual | Net Emissions Allowance Position | Thousand Tons | 0 | 0 | 0 | 0 | 0 | 0 | 0
CT Fac. Spec. - SO2 Rate Annual Non-Title IV v3.1, Unit 1179 and retrofits | 358 | 2294 | Rate Constraint in lbs/MMBtu | FALSE | L | Annual | Fuel Consumed | TBtu | 0 | 0 | 0 | 0 | 0 | 0 | 0
CT Fac. Spec. - SO2 Rate Annual Non-Title IV v3.1, Unit 1179 and retrofits | 358 | 2294 | Rate Constraint in lbs/MMBtu | FALSE | L | Annual | Rate | lb/MMBtu | 0 | 0 | 0 | 0 | 0 | 0 | 0
CT Fac. Spec. - SO2 Rate Annual Non-Title IV v3.1, Unit 1179 and retrofits | 358 | 2294 | Rate Constraint in lbs/MMBtu | FALSE | L | Annual | Generation | TWh | 0 | 0 | 0 | 0 | 0 | 0 | 0
CT Fac. Spec. - SO2 Rate Annual Non-Title IV v3.1, Unit 1179 and retrofits | 358 | 2294 | Rate Constraint in lbs/MMBtu | FALSE | L | Annual | Qualifying Generation | TWh | 0 | 0 | 0 | 0 | 0 | 0 | 0
CT Fac. Spec. - SO2 Rate Annual Non-Title IV v3.1, Unit 1179 and retrofits | 358 | 2294 | Rate Constraint in lbs/MMBtu | FALSE | L | Annual | Rate | lb/MWh | 0 | 0 | 0 | 0 | 0 | 0 | 0
CT Fac. Spec. - SO2 Rate Annual Non-Title IV v3.1, Unit 1179 and retrofits | 358 | 2294 | Rate Constraint in lbs/MMBtu | FALSE | L | Annual | Constraint Shadow Price | US2011$/Ton | 0 | 0 | 0 | 0 | 0 | 0 | 0
CT Fac. Spec. - SO2 Rate Annual Non-Title IV v3.1, Unit 1180 and retrofits | 359 | 2294 | Rate Constraint in lbs/MMBtu | FALSE | L | Annual | Seasons Included | Seasons | Winter, Summer | Winter, Summer | Winter, Summer | Winter, Summer | Winter, Summer | Winter, Summer | Winter, Summer
CT Fac. Spec. - SO2 Rate Annual Non-Title IV v3.1, Unit 1180 and retrofits | 359 | 2294 | Rate Constraint in lbs/MMBtu | FALSE | L | Annual | Standard | lb/MMBtu | 0.55 | 0.55 | 0.55 | 0.55 | 0.55 | 0.55 | 0.55
CT Fac. Spec. - SO2 Rate Annual Non-Title IV v3.1, Unit 1180 and retrofits | 359 | 2294 | Rate Constraint in lbs/MMBtu | FALSE | L | Annual | Emissions at Affected Plants SO2 | Thousand Tons | 0 | 0 | 0 | 0 | 0 | 0 | 0
CT Fac. Spec. - SO2 Rate Annual Non-Title IV v3.1, Unit 1180 and retrofits | 359 | 2294 | Rate Constraint in lbs/MMBtu | FALSE | L | Annual | Allowances Purchased SO2 | Thousand Tons | 0 | 0 | 0 | 0 | 0 | 0 | 0
CT Fac. Spec. - SO2 Rate Annual Non-Title IV v3.1, Unit 1180 and retrofits | 359 | 2294 | Rate Constraint in lbs/MMBtu | FALSE | L | Annual | Allowances Sold SO2 | Thousand Tons | 0 | 0 | 0 | 0 | 0 | 0 | 0
CT Fac. Spec. - SO2 Rate Annual Non-Title IV v3.1, Unit 1180 and retrofits | 359 | 2294 | Rate Constraint in lbs/MMBtu | FALSE | L | Annual | Allowances Banked | Thousand Tons | 0 | 0 | 0 | 0 | 0 | 0 | 0
CT Fac. Spec. - SO2 Rate Annual Non-Title IV v3.1, Unit 1180 and retrofits | 359 | 2294 | Rate Constraint in lbs/MMBtu | FALSE | L | Annual | Allowances Withdrawn (1:1) | Thousand Tons | 0 | 0 | 0 | 0 | 0 | 0 | 0
CT Fac. Spec. - SO2 Rate Annual Non-Title IV v3.1, Unit 1180 and retrofits | 359 | 2294 | Rate Constraint in lbs/MMBtu | FALSE | L | Annual | Allowances Withdrawn (n:1) | Thousand Tons | 0 | 0 | 0 | 0 | 0 | 0 | 0
CT Fac. Spec. - SO2 Rate Annual Non-Title IV v3.1, Unit 1180 and retrofits | 359 | 2294 | Rate Constraint in lbs/MMBtu | FALSE | L | Annual | Net Emissions Allowance Position | Thousand Tons | 0 | 0 | 0 | 0 | 0 | 0 | 0
CT Fac. Spec. - SO2 Rate Annual Non-Title IV v3.1, Unit 1180 and retrofits | 359 | 2294 | Rate Constraint in lbs/MMBtu | FALSE | L | Annual | Fuel Consumed | TBtu | 0 | 0 | 0 | 0 | 0 | 0 | 0
CT Fac. Spec. - SO2 Rate Annual Non-Title IV v3.1, Unit 1180 and retrofits | 359 | 2294 | Rate Constraint in lbs/MMBtu | FALSE | L | Annual | Rate | lb/MMBtu | 0 | 0 | 0 | 0 | 0 | 0 | 0
CT Fac. Spec. - SO2 Rate Annual Non-Title IV v3.1, Unit 1180 and retrofits | 359 | 2294 | Rate Constraint in lbs/MMBtu | FALSE | L | Annual | Generation | TWh | 0 | 0 | 0 | 0 | 0 | 0 | 0
CT Fac. Spec. - SO2 Rate Annual Non-Title IV v3.1, Unit 1180 and retrofits | 359 | 2294 | Rate Constraint in lbs/MMBtu | FALSE | L | Annual | Qualifying Generation | TWh | 0 | 0 | 0 | 0 | 0 | 0 | 0
CT Fac. Spec. - SO2 Rate Annual Non-Title IV v3.1, Unit 1180 and retrofits | 359 | 2294 | Rate Constraint in lbs/MMBtu | FALSE | L | Annual | Rate | lb/MWh | 0 | 0 | 0 | 0 | 0 | 0 | 0
CT Fac. Spec. - SO2 Rate Annual Non-Title IV v3.1, Unit 1180 and retrofits | 359 | 2294 | Rate Constraint in lbs/MMBtu | FALSE | L | Annual | Constraint Shadow Price | US2011$/Ton | 0 | 0 | 0 | 0 | 0 | 0 | 0
CT Fac. Spec. - SO2 Rate Annual Non-Title IV v3.1, Unit 1181 and retrofits | 360 | 2294 | Rate Constraint in lbs/MMBtu | FALSE | L | Annual | Seasons Included | Seasons | Winter, Summer | Winter, Summer | Winter, Summer | Winter, Summer | Winter, Summer | Winter, Summer | Winter, Summer
CT Fac. Spec. - SO2 Rate Annual Non-Title IV v3.1, Unit 1181 and retrofits | 360 | 2294 | Rate Constraint in lbs/MMBtu | FALSE | L | Annual | Standard | lb/MMBtu | 0.55 | 0.55 | 0.55 | 0.55 | 0.55 | 0.55 | 0.55
CT Fac. Spec. - SO2 Rate Annual Non-Title IV v3.1, Unit 1181 and retrofits | 360 | 2294 | Rate Constraint in lbs/MMBtu | FALSE | L | Annual | Emissions at Affected Plants SO2 | Thousand Tons | 0 | 0 | 0 | 0 | 0 | 0 | 0
CT Fac. Spec. - SO2 Rate Annual Non-Title IV v3.1, Unit 1181 and retrofits | 360 | 2294 | Rate Constraint in lbs/MMBtu | FALSE | L | Annual | Allowances Purchased SO2 | Thousand Tons | 0 | 0 | 0 | 0 | 0 | 0 | 0
CT Fac. Spec. - SO2 Rate Annual Non-Title IV v3.1, Unit 1181 and retrofits | 360 | 2294 | Rate Constraint in lbs/MMBtu | FALSE | L | Annual | Allowances Sold SO2 | Thousand Tons | 0 | 0 | 0 | 0 | 0 | 0 | 0
CT Fac. Spec. - SO2 Rate Annual Non-Title IV v3.1, Unit 1181 and retrofits | 360 | 2294 | Rate Constraint in lbs/MMBtu | FALSE | L | Annual | Allowances Banked | Thousand Tons | 0 | 0 | 0 | 0 | 0 | 0 | 0
CT Fac. Spec. - SO2 Rate Annual Non-Title IV v3.1, Unit 1181 and retrofits | 360 | 2294 | Rate Constraint in lbs/MMBtu | FALSE | L | Annual | Allowances Withdrawn (1:1) | Thousand Tons | 0 | 0 | 0 | 0 | 0 | 0 | 0
CT Fac. Spec. - SO2 Rate Annual Non-Title IV v3.1, Unit 1181 and retrofits | 360 | 2294 | Rate Constraint in lbs/MMBtu | FALSE | L | Annual | Allowances Withdrawn (n:1) | Thousand Tons | 0 | 0 | 0 | 0 | 0 | 0 | 0
CT Fac. Spec. - SO2 Rate Annual Non-Title IV v3.1, Unit 1181 and retrofits | 360 | 2294 | Rate Constraint in lbs/MMBtu | FALSE | L | Annual | Net Emissions Allowance Position | Thousand Tons | 0 | 0 | 0 | 0 | 0 | 0 | 0
CT Fac. Spec. - SO2 Rate Annual Non-Title IV v3.1, Unit 1181 and retrofits | 360 | 2294 | Rate Constraint in lbs/MMBtu | FALSE | L | Annual | Fuel Consumed | TBtu | 0 | 0 | 0 | 0 | 0 | 0 | 0
CT Fac. Spec. - SO2 Rate Annual Non-Title IV v3.1, Unit 1181 and retrofits | 360 | 2294 | Rate Constraint in lbs/MMBtu | FALSE | L | Annual | Rate | lb/MMBtu | 0 | 0 | 0 | 0 | 0 | 0 | 0
CT Fac. Spec. - SO2 Rate Annual Non-Title IV v3.1, Unit 1181 and retrofits | 360 | 2294 | Rate Constraint in lbs/MMBtu | FALSE | L | Annual | Generation | TWh | 0 | 0 | 0 | 0 | 0 | 0 | 0
CT Fac. Spec. - SO2 Rate Annual Non-Title IV v3.1, Unit 1181 and retrofits | 360 | 2294 | Rate Constraint in lbs/MMBtu | FALSE | L | Annual | Qualifying Generation | TWh | 0 | 0 | 0 | 0 | 0 | 0 | 0
CT Fac. Spec. - SO2 Rate Annual Non-Title IV v3.1, Unit 1181 and retrofits | 360 | 2294 | Rate Constraint in lbs/MMBtu | FALSE | L | Annual | Rate | lb/MWh | 0 | 0 | 0 | 0 | 0 | 0 | 0
CT Fac. Spec. - SO2 Rate Annual Non-Title IV v3.1, Unit 1181 and retrofits | 360 | 2294 | Rate Constraint in lbs/MMBtu | FALSE | L | Annual | Constraint Shadow Price | US2011$/Ton | 0 | 0 | 0 | 0 | 0 | 0 | 0
CT Fac. Spec. - SO2 Rate Annual Non-Title IV v3.1, Unit 1182 and retrofits | 361 | 2294 | Rate Constraint in lbs/MMBtu | FALSE | L | Annual | Seasons Included | Seasons | Winter, Summer | Winter, Summer | Winter, Summer | Winter, Summer | Winter, Summer | Winter, Summer | Winter, Summer
CT Fac. Spec. - SO2 Rate Annual Non-Title IV v3.1, Unit 1182 and retrofits | 361 | 2294 | Rate Constraint in lbs/MMBtu | FALSE | L | Annual | Standard | lb/MMBtu | 0.55 | 0.55 | 0.55 | 0.55 | 0.55 | 0.55 | 0.55
CT Fac. Spec. - SO2 Rate Annual Non-Title IV v3.1, Unit 1182 and retrofits | 361 | 2294 | Rate Constraint in lbs/MMBtu | FALSE | L | Annual | Emissions at Affected Plants SO2 | Thousand Tons | 0 | 0 | 0 | 0 | 0 | 0 | 0
CT Fac. Spec. - SO2 Rate Annual Non-Title IV v3.1, Unit 1182 and retrofits | 361 | 2294 | Rate Constraint in lbs/MMBtu | FALSE | L | Annual | Allowances Purchased SO2 | Thousand Tons | 0 | 0 | 0 | 0 | 0 | 0 | 0
CT Fac. Spec. - SO2 Rate Annual Non-Title IV v3.1, Unit 1182 and retrofits | 361 | 2294 | Rate Constraint in lbs/MMBtu | FALSE | L | Annual | Allowances Sold SO2 | Thousand Tons | 0 | 0 | 0 | 0 | 0 | 0 | 0
CT Fac. Spec. - SO2 Rate Annual Non-Title IV v3.1, Unit 1182 and retrofits | 361 | 2294 | Rate Constraint in lbs/MMBtu | FALSE | L | Annual | Allowances Banked | Thousand Tons | 0 | 0 | 0 | 0 | 0 | 0 | 0
CT Fac. Spec. - SO2 Rate Annual Non-Title IV v3.1, Unit 1182 and retrofits | 361 | 2294 | Rate Constraint in lbs/MMBtu | FALSE | L | Annual | Allowances Withdrawn (1:1) | Thousand Tons | 0 | 0 | 0 | 0 | 0 | 0 | 0
CT Fac. Spec. - SO2 Rate Annual Non-Title IV v3.1, Unit 1182 and retrofits | 361 | 2294 | Rate Constraint in lbs/MMBtu | FALSE | L | Annual | Allowances Withdrawn (n:1) | Thousand Tons | 0 | 0 | 0 | 0 | 0 | 0 | 0
CT Fac. Spec. - SO2 Rate Annual Non-Title IV v3.1, Unit 1182 and retrofits | 361 | 2294 | Rate Constraint in lbs/MMBtu | FALSE | L | Annual | Net Emissions Allowance Position | Thousand Tons | 0 | 0 | 0 | 0 | 0 | 0 | 0
CT Fac. Spec. - SO2 Rate Annual Non-Title IV v3.1, Unit 1182 and retrofits | 361 | 2294 | Rate Constraint in lbs/MMBtu | FALSE | L | Annual | Fuel Consumed | TBtu | 0 | 0 | 0 | 0 | 0 | 0 | 0
CT Fac. Spec. - SO2 Rate Annual Non-Title IV v3.1, Unit 1182 and retrofits | 361 | 2294 | Rate Constraint in lbs/MMBtu | FALSE | L | Annual | Rate | lb/MMBtu | 0 | 0 | 0 | 0 | 0 | 0 | 0
CT Fac. Spec. - SO2 Rate Annual Non-Title IV v3.1, Unit 1182 and retrofits | 361 | 2294 | Rate Constraint in lbs/MMBtu | FALSE | L | Annual | Generation | TWh | 0 | 0 | 0 | 0 | 0 | 0 | 0
CT Fac. Spec. - SO2 Rate Annual Non-Title IV v3.1, Unit 1182 and retrofits | 361 | 2294 | Rate Constraint in lbs/MMBtu | FALSE | L | Annual | Qualifying Generation | TWh | 0 | 0 | 0 | 0 | 0 | 0 | 0
CT Fac. Spec. - SO2 Rate Annual Non-Title IV v3.1, Unit 1182 and retrofits | 361 | 2294 | Rate Constraint in lbs/MMBtu | FALSE | L | Annual | Rate | lb/MWh | 0 | 0 | 0 | 0 | 0 | 0 | 0
CT Fac. Spec. - SO2 Rate Annual Non-Title IV v3.1, Unit 1182 and retrofits | 361 | 2294 | Rate Constraint in lbs/MMBtu | FALSE | L | Annual | Constraint Shadow Price | US2011$/Ton | 0 | 0 | 0 | 0 | 0 | 0 | 0
CT Fac. Spec. - SO2 Rate Annual Non-Title IV v3.1, Unit 1183 and retrofits | 362 | 2294 | Rate Constraint in lbs/MMBtu | FALSE | L | Annual | Seasons Included | Seasons | Winter, Summer | Winter, Summer | Winter, Summer | Winter, Summer | Winter, Summer | Winter, Summer | Winter, Summer
CT Fac. Spec. - SO2 Rate Annual Non-Title IV v3.1, Unit 1183 and retrofits | 362 | 2294 | Rate Constraint in lbs/MMBtu | FALSE | L | Annual | Standard | lb/MMBtu | 0.55 | 0.55 | 0.55 | 0.55 | 0.55 | 0.55 | 0.55
CT Fac. Spec. - SO2 Rate Annual Non-Title IV v3.1, Unit 1183 and retrofits | 362 | 2294 | Rate Constraint in lbs/MMBtu | FALSE | L | Annual | Emissions at Affected Plants SO2 | Thousand Tons | 0 | 0 | 0 | 0 | 0 | 0 | 0
CT Fac. Spec. - SO2 Rate Annual Non-Title IV v3.1, Unit 1183 and retrofits | 362 | 2294 | Rate Constraint in lbs/MMBtu | FALSE | L | Annual | Allowances Purchased SO2 | Thousand Tons | 0 | 0 | 0 | 0 | 0 | 0 | 0
CT Fac. Spec. - SO2 Rate Annual Non-Title IV v3.1, Unit 1183 and retrofits | 362 | 2294 | Rate Constraint in lbs/MMBtu | FALSE | L | Annual | Allowances Sold SO2 | Thousand Tons | 0 | 0 | 0 | 0 | 0 | 0 | 0
CT Fac. Spec. - SO2 Rate Annual Non-Title IV v3.1, Unit 1183 and retrofits | 362 | 2294 | Rate Constraint in lbs/MMBtu | FALSE | L | Annual | Allowances Banked | Thousand Tons | 0 | 0 | 0 | 0 | 0 | 0 | 0
CT Fac. Spec. - SO2 Rate Annual Non-Title IV v3.1, Unit 1183 and retrofits | 362 | 2294 | Rate Constraint in lbs/MMBtu | FALSE | L | Annual | Allowances Withdrawn (1:1) | Thousand Tons | 0 | 0 | 0 | 0 | 0 | 0 | 0
CT Fac. Spec. - SO2 Rate Annual Non-Title IV v3.1, Unit 1183 and retrofits | 362 | 2294 | Rate Constraint in lbs/MMBtu | FALSE | L | Annual | Allowances Withdrawn (n:1) | Thousand Tons | 0 | 0 | 0 | 0 | 0 | 0 | 0
CT Fac. Spec. - SO2 Rate Annual Non-Title IV v3.1, Unit 1183 and retrofits | 362 | 2294 | Rate Constraint in lbs/MMBtu | FALSE | L | Annual | Net Emissions Allowance Position | Thousand Tons | 0 | 0 | 0 | 0 | 0 | 0 | 0
CT Fac. Spec. - SO2 Rate Annual Non-Title IV v3.1, Unit 1183 and retrofits | 362 | 2294 | Rate Constraint in lbs/MMBtu | FALSE | L | Annual | Fuel Consumed | TBtu | 0 | 0 | 0 | 0 | 0 | 0 | 0
CT Fac. Spec. - SO2 Rate Annual Non-Title IV v3.1, Unit 1183 and retrofits | 362 | 2294 | Rate Constraint in lbs/MMBtu | FALSE | L | Annual | Rate | lb/MMBtu | 0 | 0 | 0 | 0 | 0 | 0 | 0
CT Fac. Spec. - SO2 Rate Annual Non-Title IV v3.1, Unit 1183 and retrofits | 362 | 2294 | Rate Constraint in lbs/MMBtu | FALSE | L | Annual | Generation | TWh | 0 | 0 | 0 | 0 | 0 | 0 | 0
CT Fac. Spec. - SO2 Rate Annual Non-Title IV v3.1, Unit 1183 and retrofits | 362 | 2294 | Rate Constraint in lbs/MMBtu | FALSE | L | Annual | Qualifying Generation | TWh | 0 | 0 | 0 | 0 | 0 | 0 | 0
CT Fac. Spec. - SO2 Rate Annual Non-Title IV v3.1, Unit 1183 and retrofits | 362 | 2294 | Rate Constraint in lbs/MMBtu | FALSE | L | Annual | Rate | lb/MWh | 0 | 0 | 0 | 0 | 0 | 0 | 0
CT Fac. Spec. - SO2 Rate Annual Non-Title IV v3.1, Unit 1183 and retrofits | 362 | 2294 | Rate Constraint in lbs/MMBtu | FALSE | L | Annual | Constraint Shadow Price | US2011$/Ton | 0 | 0 | 0 | 0 | 0 | 0 | 0
CT Fac. Spec. - SO2 Rate Annual Non-Title IV v3.1, Unit 1200 and retrofits | 363 | 2294 | Rate Constraint in lbs/MMBtu | FALSE | L | Annual | Seasons Included | Seasons | Winter, Summer | Winter, Summer | Winter, Summer | Winter, Summer | Winter, Summer | Winter, Summer | Winter, Summer
CT Fac. Spec. - SO2 Rate Annual Non-Title IV v3.1, Unit 1200 and retrofits | 363 | 2294 | Rate Constraint in lbs/MMBtu | FALSE | L | Annual | Standard | lb/MMBtu | 0.55 | 0.55 | 0.55 | 0.55 | 0.55 | 0.55 | 0.55
CT Fac. Spec. - SO2 Rate Annual Non-Title IV v3.1, Unit 1200 and retrofits | 363 | 2294 | Rate Constraint in lbs/MMBtu | FALSE | L | Annual | Emissions at Affected Plants SO2 | Thousand Tons | 0 | 0 | 0 | 0 | 0 | 0 | 0
CT Fac. Spec. - SO2 Rate Annual Non-Title IV v3.1, Unit 1200 and retrofits | 363 | 2294 | Rate Constraint in lbs/MMBtu | FALSE | L | Annual | Allowances Purchased SO2 | Thousand Tons | 0 | 0 | 0 | 0 | 0 | 0 | 0
CT Fac. Spec. - SO2 Rate Annual Non-Title IV v3.1, Unit 1200 and retrofits | 363 | 2294 | Rate Constraint in lbs/MMBtu | FALSE | L | Annual | Allowances Sold SO2 | Thousand Tons | 0 | 0 | 0 | 0 | 0 | 0 | 0
CT Fac. Spec. - SO2 Rate Annual Non-Title IV v3.1, Unit 1200 and retrofits | 363 | 2294 | Rate Constraint in lbs/MMBtu | FALSE | L | Annual | Allowances Banked | Thousand Tons | 0 | 0 | 0 | 0 | 0 | 0 | 0
CT Fac. Spec. - SO2 Rate Annual Non-Title IV v3.1, Unit 1200 and retrofits | 363 | 2294 | Rate Constraint in lbs/MMBtu | FALSE | L | Annual | Allowances Withdrawn (1:1) | Thousand Tons | 0 | 0 | 0 | 0 | 0 | 0 | 0
CT Fac. Spec. - SO2 Rate Annual Non-Title IV v3.1, Unit 1200 and retrofits | 363 | 2294 | Rate Constraint in lbs/MMBtu | FALSE | L | Annual | Allowances Withdrawn (n:1) | Thousand Tons | 0 | 0 | 0 | 0 | 0 | 0 | 0
CT Fac. Spec. - SO2 Rate Annual Non-Title IV v3.1, Unit 1200 and retrofits | 363 | 2294 | Rate Constraint in lbs/MMBtu | FALSE | L | Annual | Net Emissions Allowance Position | Thousand Tons | 0 | 0 | 0 | 0 | 0 | 0 | 0
CT Fac. Spec. - SO2 Rate Annual Non-Title IV v3.1, Unit 1200 and retrofits | 363 | 2294 | Rate Constraint in lbs/MMBtu | FALSE | L | Annual | Fuel Consumed | TBtu | 0.0073262 | 0.037242 | 0.037242 | 0.037242 | 0.037242 | 0.037242 | 0.037242
CT Fac. Spec. - SO2 Rate Annual Non-Title IV v3.1, Unit 1200 and retrofits | 363 | 2294 | Rate Constraint in lbs/MMBtu | FALSE | L | Annual | Rate | lb/MMBtu | 0 | 0 | 0 | 0 | 0 | 0 | 0
CT Fac. Spec. - SO2 Rate Annual Non-Title IV v3.1, Unit 1200 and retrofits | 363 | 2294 | Rate Constraint in lbs/MMBtu | FALSE | L | Annual | Generation | TWh | 0.00075141 | 0.0038196 | 0.0038196 | 0.0038196 | 0.0038196 | 0.0038196 | 0.0038196
CT Fac. Spec. - SO2 Rate Annual Non-Title IV v3.1, Unit 1200 and retrofits | 363 | 2294 | Rate Constraint in lbs/MMBtu | FALSE | L | Annual | Qualifying Generation | TWh | 0.00075141 | 0.0038196 | 0.0038196 | 0.0038196 | 0.0038196 | 0.0038196 | 0.0038196
CT Fac. Spec. - SO2 Rate Annual Non-Title IV v3.1, Unit 1200 and retrofits | 363 | 2294 | Rate Constraint in lbs/MMBtu | FALSE | L | Annual | Rate | lb/MWh | 0 | 0 | 0 | 0 | 0 | 0 | 0
CT Fac. Spec. - SO2 Rate Annual Non-Title IV v3.1, Unit 1200 and retrofits | 363 | 2294 | Rate Constraint in lbs/MMBtu | FALSE | L | Annual | Constraint Shadow Price | US2011$/Ton | 0 | 0 | 0 | 0 | 0 | 0 | 0
CT Fac. Spec. - SO2 Rate Annual Non-Title IV v3.1, Unit 1208 and retrofits | 364 | 2294 | Rate Constraint in lbs/MMBtu | FALSE | L | Annual | Seasons Included | Seasons | Winter, Summer | Winter, Summer | Winter, Summer | Winter, Summer | Winter, Summer | Winter, Summer | Winter, Summer
CT Fac. Spec. - SO2 Rate Annual Non-Title IV v3.1, Unit 1208 and retrofits | 364 | 2294 | Rate Constraint in lbs/MMBtu | FALSE | L | Annual | Standard | lb/MMBtu | 0.55 | 0.55 | 0.55 | 0.55 | 0.55 | 0.55 | 0.55
CT Fac. Spec. - SO2 Rate Annual Non-Title IV v3.1, Unit 1208 and retrofits | 364 | 2294 | Rate Constraint in lbs/MMBtu | FALSE | L | Annual | Emissions at Affected Plants SO2 | Thousand Tons | 0 | 0 | 0 | 0 | 0 | 0 | 0
CT Fac. Spec. - SO2 Rate Annual Non-Title IV v3.1, Unit 1208 and retrofits | 364 | 2294 | Rate Constraint in lbs/MMBtu | FALSE | L | Annual | Allowances Purchased SO2 | Thousand Tons | 0 | 0 | 0 | 0 | 0 | 0 | 0
CT Fac. Spec. - SO2 Rate Annual Non-Title IV v3.1, Unit 1208 and retrofits | 364 | 2294 | Rate Constraint in lbs/MMBtu | FALSE | L | Annual | Allowances Sold SO2 | Thousand Tons | 0 | 0 | 0 | 0 | 0 | 0 | 0
CT Fac. Spec. - SO2 Rate Annual Non-Title IV v3.1, Unit 1208 and retrofits | 364 | 2294 | Rate Constraint in lbs/MMBtu | FALSE | L | Annual | Allowances Banked | Thousand Tons | 0 | 0 | 0 | 0 | 0 | 0 | 0
CT Fac. Spec. - SO2 Rate Annual Non-Title IV v3.1, Unit 1208 and retrofits | 364 | 2294 | Rate Constraint in lbs/MMBtu | FALSE | L | Annual | Allowances Withdrawn (1:1) | Thousand Tons | 0 | 0 | 0 | 0 | 0 | 0 | 0
CT Fac. Spec. - SO2 Rate Annual Non-Title IV v3.1, Unit 1208 and retrofits | 364 | 2294 | Rate Constraint in lbs/MMBtu | FALSE | L | Annual | Allowances Withdrawn (n:1) | Thousand Tons | 0 | 0 | 0 | 0 | 0 | 0 | 0
CT Fac. Spec. - SO2 Rate Annual Non-Title IV v3.1, Unit 1208 and retrofits | 364 | 2294 | Rate Constraint in lbs/MMBtu | FALSE | L | Annual | Net Emissions Allowance Position | Thousand Tons | 0 | 0 | 0 | 0 | 0 | 0 | 0
CT Fac. Spec. - SO2 Rate Annual Non-Title IV v3.1, Unit 1208 and retrofits | 364 | 2294 | Rate Constraint in lbs/MMBtu | FALSE | L | Annual | Fuel Consumed | TBtu | 0 | 0 | 0 | 0 | 0 | 0 | 0
CT Fac. Spec. - SO2 Rate Annual Non-Title IV v3.1, Unit 1208 and retrofits | 364 | 2294 | Rate Constraint in lbs/MMBtu | FALSE | L | Annual | Rate | lb/MMBtu | 0 | 0 | 0 | 0 | 0 | 0 | 0
CT Fac. Spec. - SO2 Rate Annual Non-Title IV v3.1, Unit 1208 and retrofits | 364 | 2294 | Rate Constraint in lbs/MMBtu | FALSE | L | Annual | Generation | TWh | 0 | 0 | 0 | 0 | 0 | 0 | 0
CT Fac. Spec. - SO2 Rate Annual Non-Title IV v3.1, Unit 1208 and retrofits | 364 | 2294 | Rate Constraint in lbs/MMBtu | FALSE | L | Annual | Qualifying Generation | TWh | 0 | 0 | 0 | 0 | 0 | 0 | 0
CT Fac. Spec. - SO2 Rate Annual Non-Title IV v3.1, Unit 1208 and retrofits | 364 | 2294 | Rate Constraint in lbs/MMBtu | FALSE | L | Annual | Rate | lb/MWh | 0 | 0 | 0 | 0 | 0 | 0 | 0
CT Fac. Spec. - SO2 Rate Annual Non-Title IV v3.1, Unit 1208 and retrofits | 364 | 2294 | Rate Constraint in lbs/MMBtu | FALSE | L | Annual | Constraint Shadow Price | US2011$/Ton | 0 | 0 | 0 | 0 | 0 | 0 | 0
CT Fac. Spec. - SO2 Rate Annual Non-Title IV v3.1, Unit 3065 and retrofits | 365 | 2294 | Rate Constraint in lbs/MMBtu | FALSE | L | Annual | Seasons Included | Seasons | Winter, Summer | Winter, Summer | Winter, Summer | Winter, Summer | Winter, Summer | Winter, Summer | Winter, Summer
CT Fac. Spec. - SO2 Rate Annual Non-Title IV v3.1, Unit 3065 and retrofits | 365 | 2294 | Rate Constraint in lbs/MMBtu | FALSE | L | Annual | Standard | lb/MMBtu | 0.55 | 0.55 | 0.55 | 0.55 | 0.55 | 0.55 | 0.55
CT Fac. Spec. - SO2 Rate Annual Non-Title IV v3.1, Unit 3065 and retrofits | 365 | 2294 | Rate Constraint in lbs/MMBtu | FALSE | L | Annual | Emissions at Affected Plants SO2 | Thousand Tons | 0 | 0 | 0 | 0 | 0 | 0 | 0
CT Fac. Spec. - SO2 Rate Annual Non-Title IV v3.1, Unit 3065 and retrofits | 365 | 2294 | Rate Constraint in lbs/MMBtu | FALSE | L | Annual | Allowances Purchased SO2 | Thousand Tons | 0 | 0 | 0 | 0 | 0 | 0 | 0
CT Fac. Spec. - SO2 Rate Annual Non-Title IV v3.1, Unit 3065 and retrofits | 365 | 2294 | Rate Constraint in lbs/MMBtu | FALSE | L | Annual | Allowances Sold SO2 | Thousand Tons | 0 | 0 | 0 | 0 | 0 | 0 | 0
CT Fac. Spec. - SO2 Rate Annual Non-Title IV v3.1, Unit 3065 and retrofits | 365 | 2294 | Rate Constraint in lbs/MMBtu | FALSE | L | Annual | Allowances Banked | Thousand Tons | 0 | 0 | 0 | 0 | 0 | 0 | 0
CT Fac. Spec. - SO2 Rate Annual Non-Title IV v3.1, Unit 3065 and retrofits | 365 | 2294 | Rate Constraint in lbs/MMBtu | FALSE | L | Annual | Allowances Withdrawn (1:1) | Thousand Tons | 0 | 0 | 0 | 0 | 0 | 0 | 0
CT Fac. Spec. - SO2 Rate Annual Non-Title IV v3.1, Unit 3065 and retrofits | 365 | 2294 | Rate Constraint in lbs/MMBtu | FALSE | L | Annual | Allowances Withdrawn (n:1) | Thousand Tons | 0 | 0 | 0 | 0 | 0 | 0 | 0
CT Fac. Spec. - SO2 Rate Annual Non-Title IV v3.1, Unit 3065 and retrofits | 365 | 2294 | Rate Constraint in lbs/MMBtu | FALSE | L | Annual | Net Emissions Allowance Position | Thousand Tons | 0 | 0 | 0 | 0 | 0 | 0 | 0
CT Fac. Spec. - SO2 Rate Annual Non-Title IV v3.1, Unit 3065 and retrofits | 365 | 2294 | Rate Constraint in lbs/MMBtu | FALSE | L | Annual | Fuel Consumed | TBtu | 0.31662 | 0.31662 | 0.11124 | 0.11124 | 0.11124 | 0.30789 | 0.30789
CT Fac. Spec. - SO2 Rate Annual Non-Title IV v3.1, Unit 3065 and retrofits | 365 | 2294 | Rate Constraint in lbs/MMBtu | FALSE | L | Annual | Rate | lb/MMBtu | 0 | 0 | 0 | 0 | 0 | 0 | 0
CT Fac. Spec. - SO2 Rate Annual Non-Title IV v3.1, Unit 3065 and retrofits | 365 | 2294 | Rate Constraint in lbs/MMBtu | FALSE | L | Annual | Generation | TWh | 0.03568 | 0.03568 | 0.012535 | 0.012535 | 0.012535 | 0.034695 | 0.034695
CT Fac. Spec. - SO2 Rate Annual Non-Title IV v3.1, Unit 3065 and retrofits | 365 | 2294 | Rate Constraint in lbs/MMBtu | FALSE | L | Annual | Qualifying Generation | TWh | 0.03568 | 0.03568 | 0.012535 | 0.012535 | 0.012535 | 0.034695 | 0.034695
CT Fac. Spec. - SO2 Rate Annual Non-Title IV v3.1, Unit 3065 and retrofits | 365 | 2294 | Rate Constraint in lbs/MMBtu | FALSE | L | Annual | Rate | lb/MWh | 0 | 0 | 0 | 0 | 0 | 0 | 0
CT Fac. Spec. - SO2 Rate Annual Non-Title IV v3.1, Unit 3065 and retrofits | 365 | 2294 | Rate Constraint in lbs/MMBtu | FALSE | L | Annual | Constraint Shadow Price | US2011$/Ton | 0 | 0 | 0 | 0 | 0 | 0 | 0
CT Fac. Spec. - SO2 Rate Annual Non-Title IV v3.1, Unit 3074 and retrofits | 366 | 2294 | Rate Constraint in lbs/MMBtu | FALSE | L | Annual | Seasons Included | Seasons | Winter, Summer | Winter, Summer | Winter, Summer | Winter, Summer | Winter, Summer | Winter, Summer | Winter, Summer
CT Fac. Spec. - SO2 Rate Annual Non-Title IV v3.1, Unit 3074 and retrofits | 366 | 2294 | Rate Constraint in lbs/MMBtu | FALSE | L | Annual | Standard | lb/MMBtu | 0.55 | 0.55 | 0.55 | 0.55 | 0.55 | 0.55 | 0.55
CT Fac. Spec. - SO2 Rate Annual Non-Title IV v3.1, Unit 3074 and retrofits | 366 | 2294 | Rate Constraint in lbs/MMBtu | FALSE | L | Annual | Emissions at Affected Plants SO2 | Thousand Tons | 0 | 0 | 0 | 0 | 0 | 0 | 0
CT Fac. Spec. - SO2 Rate Annual Non-Title IV v3.1, Unit 3074 and retrofits | 366 | 2294 | Rate Constraint in lbs/MMBtu | FALSE | L | Annual | Allowances Purchased SO2 | Thousand Tons | 0 | 0 | 0 | 0 | 0 | 0 | 0
CT Fac. Spec. - SO2 Rate Annual Non-Title IV v3.1, Unit 3074 and retrofits | 366 | 2294 | Rate Constraint in lbs/MMBtu | FALSE | L | Annual | Allowances Sold SO2 | Thousand Tons | 0 | 0 | 0 | 0 | 0 | 0 | 0
CT Fac. Spec. - SO2 Rate Annual Non-Title IV v3.1, Unit 3074 and retrofits | 366 | 2294 | Rate Constraint in lbs/MMBtu | FALSE | L | Annual | Allowances Banked | Thousand Tons | 0 | 0 | 0 | 0 | 0 | 0 | 0
CT Fac. Spec. - SO2 Rate Annual Non-Title IV v3.1, Unit 3074 and retrofits | 366 | 2294 | Rate Constraint in lbs/MMBtu | FALSE | L | Annual | Allowances Withdrawn (1:1) | Thousand Tons | 0 | 0 | 0 | 0 | 0 | 0 | 0
CT Fac. Spec. - SO2 Rate Annual Non-Title IV v3.1, Unit 3074 and retrofits | 366 | 2294 | Rate Constraint in lbs/MMBtu | FALSE | L | Annual | Allowances Withdrawn (n:1) | Thousand Tons | 0 | 0 | 0 | 0 | 0 | 0 | 0
CT Fac. Spec. - SO2 Rate Annual Non-Title IV v3.1, Unit 3074 and retrofits | 366 | 2294 | Rate Constraint in lbs/MMBtu | FALSE | L | Annual | Net Emissions Allowance Position | Thousand Tons | 0 | 0 | 0 | 0 | 0 | 0 | 0
CT Fac. Spec. - SO2 Rate Annual Non-Title IV v3.1, Unit 3074 and retrofits | 366 | 2294 | Rate Constraint in lbs/MMBtu | FALSE | L | Annual | Fuel Consumed | TBtu | 0.87481 | 0.87481 | 0.87481 | 0.87481 | 0.87481 | 0.87481 | 0.87481
CT Fac. Spec. - SO2 Rate Annual Non-Title IV v3.1, Unit 3074 and retrofits | 366 | 2294 | Rate Constraint in lbs/MMBtu | FALSE | L | Annual | Rate | lb/MMBtu | 0 | 0 | 0 | 0 | 0 | 0 | 0
CT Fac. Spec. - SO2 Rate Annual Non-Title IV v3.1, Unit 3074 and retrofits | 366 | 2294 | Rate Constraint in lbs/MMBtu | FALSE | L | Annual | Generation | TWh | 0.12174 | 0.12174 | 0.12174 | 0.12174 | 0.12174 | 0.12174 | 0.12174
CT Fac. Spec. - SO2 Rate Annual Non-Title IV v3.1, Unit 3074 and retrofits | 366 | 2294 | Rate Constraint in lbs/MMBtu | FALSE | L | Annual | Qualifying Generation | TWh | 0.12174 | 0.12174 | 0.12174 | 0.12174 | 0.12174 | 0.12174 | 0.12174
CT Fac. Spec. - SO2 Rate Annual Non-Title IV v3.1, Unit 3074 and retrofits | 366 | 2294 | Rate Constraint in lbs/MMBtu | FALSE | L | Annual | Rate | lb/MWh | 0 | 0 | 0 | 0 | 0 | 0 | 0
CT Fac. Spec. - SO2 Rate Annual Non-Title IV v3.1, Unit 3074 and retrofits | 366 | 2294 | Rate Constraint in lbs/MMBtu | FALSE | L | Annual | Constraint Shadow Price | US2011$/Ton | 0 | 0 | 0 | 0 | 0 | 0 | 0
CT Fac. Spec. - SO2 Rate Annual Non-Title IV v3.1, Unit 5397 and retrofits | 367 | 2294 | Rate Constraint in lbs/MMBtu | FALSE | L | Annual | Seasons Included | Seasons | Winter, Summer | Winter, Summer | Winter, Summer | Winter, Summer | Winter, Summer | Winter, Summer | Winter, Summer
CT Fac. Spec. - SO2 Rate Annual Non-Title IV v3.1, Unit 5397 and retrofits | 367 | 2294 | Rate Constraint in lbs/MMBtu | FALSE | L | Annual | Standard | lb/MMBtu | 0.55 | 0.55 | 0.55 | 0.55 | 0.55 | 0.55 | 0.55
CT Fac. Spec. - SO2 Rate Annual Non-Title IV v3.1, Unit 5397 and retrofits | 367 | 2294 | Rate Constraint in lbs/MMBtu | FALSE | L | Annual | Emissions at Affected Plants SO2 | Thousand Tons | 0.042484 | 0.042484 | 0.042484 | 0.042484 | 0.042484 | 0.042484 | 0.042484
CT Fac. Spec. - SO2 Rate Annual Non-Title IV v3.1, Unit 5397 and retrofits | 367 | 2294 | Rate Constraint in lbs/MMBtu | FALSE | L | Annual | Allowances Purchased SO2 | Thousand Tons | 0 | 0 | 0 | 0 | 0 | 0 | 0
CT Fac. Spec. - SO2 Rate Annual Non-Title IV v3.1, Unit 5397 and retrofits | 367 | 2294 | Rate Constraint in lbs/MMBtu | FALSE | L | Annual | Allowances Sold SO2 | Thousand Tons | 0 | 0 | 0 | 0 | 0 | 0 | 0
CT Fac. Spec. - SO2 Rate Annual Non-Title IV v3.1, Unit 5397 and retrofits | 367 | 2294 | Rate Constraint in lbs/MMBtu | FALSE | L | Annual | Allowances Banked | Thousand Tons | 0 | 0 | 0 | 0 | 0 | 0 | 0
CT Fac. Spec. - SO2 Rate Annual Non-Title IV v3.1, Unit 5397 and retrofits | 367 | 2294 | Rate Constraint in lbs/MMBtu | FALSE | L | Annual | Allowances Withdrawn (1:1) | Thousand Tons | 0 | 0 | 0 | 0 | 0 | 0 | 0
CT Fac. Spec. - SO2 Rate Annual Non-Title IV v3.1, Unit 5397 and retrofits | 367 | 2294 | Rate Constraint in lbs/MMBtu | FALSE | L | Annual | Allowances Withdrawn (n:1) | Thousand Tons | 0 | 0 | 0 | 0 | 0 | 0 | 0
CT Fac. Spec. - SO2 Rate Annual Non-Title IV v3.1, Unit 5397 and retrofits | 367 | 2294 | Rate Constraint in lbs/MMBtu | FALSE | L | Annual | Net Emissions Allowance Position | Thousand Tons | 0.042484 | 0.042484 | 0.042484 | 0.042484 | 0.042484 | 0.042484 | 0.042484
CT Fac. Spec. - SO2 Rate Annual Non-Title IV v3.1, Unit 5397 and retrofits | 367 | 2294 | Rate Constraint in lbs/MMBtu | FALSE | L | Annual | Fuel Consumed | TBtu | 0.97106 | 0.97106 | 0.97106 | 0.97106 | 0.97106 | 0.97106 | 0.97106
CT Fac. Spec. - SO2 Rate Annual Non-Title IV v3.1, Unit 5397 and retrofits | 367 | 2294 | Rate Constraint in lbs/MMBtu | FALSE | L | Annual | Rate | lb/MMBtu | 0.0875 | 0.0875 | 0.0875 | 0.0875 | 0.0875 | 0.0875 | 0.0875
CT Fac. Spec. - SO2 Rate Annual Non-Title IV v3.1, Unit 5397 and retrofits | 367 | 2294 | Rate Constraint in lbs/MMBtu | FALSE | L | Annual | Generation | TWh | 0.049435 | 0.049435 | 0.049435 | 0.049435 | 0.049435 | 0.049435 | 0.049435
CT Fac. Spec. - SO2 Rate Annual Non-Title IV v3.1, Unit 5397 and retrofits | 367 | 2294 | Rate Constraint in lbs/MMBtu | FALSE | L | Annual | Qualifying Generation | TWh | 0.049435 | 0.049435 | 0.049435 | 0.049435 | 0.049435 | 0.049435 | 0.049435
CT Fac. Spec. - SO2 Rate Annual Non-Title IV v3.1, Unit 5397 and retrofits | 367 | 2294 | Rate Constraint in lbs/MMBtu | FALSE | L | Annual | Rate | lb/MWh | 0.85938 | 0.85938 | 0.85938 | 0.85938 | 0.85938 | 0.85938 | 0.85938
CT Fac. Spec. - SO2 Rate Annual Non-Title IV v3.1, Unit 5397 and retrofits | 367 | 2294 | Rate Constraint in lbs/MMBtu | FALSE | L | Annual | Constraint Shadow Price | US2011$/Ton | 0 | 0 | 0 | 0 | 0 | 0 | 0
CT Fac. Spec. - SO2 Rate Annual Non-Title IV v3.1, Unit 5398 and retrofits | 368 | 2294 | Rate Constraint in lbs/MMBtu | FALSE | L | Annual | Seasons Included | Seasons | Winter, Summer | Winter, Summer | Winter, Summer | Winter, Summer | Winter, Summer | Winter, Summer | Winter, Summer
CT Fac. Spec. - SO2 Rate Annual Non-Title IV v3.1, Unit 5398 and retrofits | 368 | 2294 | Rate Constraint in lbs/MMBtu | FALSE | L | Annual | Standard | lb/MMBtu | 0.55 | 0.55 | 0.55 | 0.55 | 0.55 | 0.55 | 0.55
CT Fac. Spec. - SO2 Rate Annual Non-Title IV v3.1, Unit 5398 and retrofits | 368 | 2294 | Rate Constraint in lbs/MMBtu | FALSE | L | Annual | Emissions at Affected Plants SO2 | Thousand Tons | 0.042373 | 0.042373 | 0.042373 | 0.042373 | 0.042373 | 0.042373 | 0.042373
CT Fac. Spec. - SO2 Rate Annual Non-Title IV v3.1, Unit 5398 and retrofits | 368 | 2294 | Rate Constraint in lbs/MMBtu | FALSE | L | Annual | Allowances Purchased SO2 | Thousand Tons | 0 | 0 | 0 | 0 | 0 | 0 | 0
CT Fac. Spec. - SO2 Rate Annual Non-Title IV v3.1, Unit 5398 and retrofits | 368 | 2294 | Rate Constraint in lbs/MMBtu | FALSE | L | Annual | Allowances Sold SO2 | Thousand Tons | 0 | 0 | 0 | 0 | 0 | 0 | 0
CT Fac. Spec. - SO2 Rate Annual Non-Title IV v3.1, Unit 5398 and retrofits | 368 | 2294 | Rate Constraint in lbs/MMBtu | FALSE | L | Annual | Allowances Banked | Thousand Tons | 0 | 0 | 0 | 0 | 0 | 0 | 0
CT Fac. Spec. - SO2 Rate Annual Non-Title IV v3.1, Unit 5398 and retrofits | 368 | 2294 | Rate Constraint in lbs/MMBtu | FALSE | L | Annual | Allowances Withdrawn (1:1) | Thousand Tons | 0 | 0 | 0 | 0 | 0 | 0 | 0
CT Fac. Spec. - SO2 Rate Annual Non-Title IV v3.1, Unit 5398 and retrofits | 368 | 2294 | Rate Constraint in lbs/MMBtu | FALSE | L | Annual | Allowances Withdrawn (n:1) | Thousand Tons | 0 | 0 | 0 | 0 | 0 | 0 | 0
CT Fac. Spec. - SO2 Rate Annual Non-Title IV v3.1, Unit 5398 and retrofits | 368 | 2294 | Rate Constraint in lbs/MMBtu | FALSE | L | Annual | Net Emissions Allowance Position | Thousand Tons | 0.042373 | 0.042373 | 0.042373 | 0.042373 | 0.042373 | 0.042373 | 0.042373
CT Fac. Spec. - SO2 Rate Annual Non-Title IV v3.1, Unit 5398 and retrofits | 368 | 2294 | Rate Constraint in lbs/MMBtu | FALSE | L | Annual | Fuel Consumed | TBtu | 1.2744 | 1.2744 | 1.2744 | 1.2744 | 1.2744 | 1.2744 | 1.2744
CT Fac. Spec. - SO2 Rate Annual Non-Title IV v3.1, Unit 5398 and retrofits | 368 | 2294 | Rate Constraint in lbs/MMBtu | FALSE | L | Annual | Rate | lb/MMBtu | 0.0665 | 0.0665 | 0.0665 | 0.0665 | 0.0665 | 0.0665 | 0.0665
CT Fac. Spec. - SO2 Rate Annual Non-Title IV v3.1, Unit 5398 and retrofits | 368 | 2294 | Rate Constraint in lbs/MMBtu | FALSE | L | Annual | Generation | TWh | 0.079509 | 0.079509 | 0.079509 | 0.079509 | 0.079509 | 0.079509 | 0.079509
CT Fac. Spec. - SO2 Rate Annual Non-Title IV v3.1, Unit 5398 and retrofits | 368 | 2294 | Rate Constraint in lbs/MMBtu | FALSE | L | Annual | Qualifying Generation | TWh | 0.079509 | 0.079509 | 0.079509 | 0.079509 | 0.079509 | 0.079509 | 0.079509
CT Fac. Spec. - SO2 Rate Annual Non-Title IV v3.1, Unit 5398 and retrofits | 368 | 2294 | Rate Constraint in lbs/MMBtu | FALSE | L | Annual | Rate | lb/MWh | 0.53293 | 0.53293 | 0.53293 | 0.53293 | 0.53293 | 0.53293 | 0.53293
CT Fac. Spec. - SO2 Rate Annual Non-Title IV v3.1, Unit 5398 and retrofits | 368 | 2294 | Rate Constraint in lbs/MMBtu | FALSE | L | Annual | Constraint Shadow Price | US2011$/Ton | 0 | 0 | 0 | 0 | 0 | 0 | 0
CT Fac. Spec. - SO2 Rate Annual Non-Title IV v3.1, Unit 5399 and retrofits | 369 | 2294 | Rate Constraint in lbs/MMBtu | FALSE | L | Annual | Seasons Included | Seasons | Winter, Summer | Winter, Summer | Winter, Summer | Winter, Summer | Winter, Summer | Winter, Summer | Winter, Summer
CT Fac. Spec. - SO2 Rate Annual Non-Title IV v3.1, Unit 5399 and retrofits | 369 | 2294 | Rate Constraint in lbs/MMBtu | FALSE | L | Annual | Standard | lb/MMBtu | 0.55 | 0.55 | 0.55 | 0.55 | 0.55 | 0.55 | 0.55
CT Fac. Spec. - SO2 Rate Annual Non-Title IV v3.1, Unit 5399 and retrofits | 369 | 2294 | Rate Constraint in lbs/MMBtu | FALSE | L | Annual | Emissions at Affected Plants SO2 | Thousand Tons | 0.042373 | 0.042373 | 0.042373 | 0.042373 | 0.042373 | 0.042373 | 0.042373
CT Fac. Spec. - SO2 Rate Annual Non-Title IV v3.1, Unit 5399 and retrofits | 369 | 2294 | Rate Constraint in lbs/MMBtu | FALSE | L | Annual | Allowances Purchased SO2 | Thousand Tons | 0 | 0 | 0 | 0 | 0 | 0 | 0
CT Fac. Spec. - SO2 Rate Annual Non-Title IV v3.1, Unit 5399 and retrofits | 369 | 2294 | Rate Constraint in lbs/MMBtu | FALSE | L | Annual | Allowances Sold SO2 | Thousand Tons | 0 | 0 | 0 | 0 | 0 | 0 | 0
CT Fac. Spec. - SO2 Rate Annual Non-Title IV v3.1, Unit 5399 and retrofits | 369 | 2294 | Rate Constraint in lbs/MMBtu | FALSE | L | Annual | Allowances Banked | Thousand Tons | 0 | 0 | 0 | 0 | 0 | 0 | 0
CT Fac. Spec. - SO2 Rate Annual Non-Title IV v3.1, Unit 5399 and retrofits | 369 | 2294 | Rate Constraint in lbs/MMBtu | FALSE | L | Annual | Allowances Withdrawn (1:1) | Thousand Tons | 0 | 0 | 0 | 0 | 0 | 0 | 0
CT Fac. Spec. - SO2 Rate Annual Non-Title IV v3.1, Unit 5399 and retrofits | 369 | 2294 | Rate Constraint in lbs/MMBtu | FALSE | L | Annual | Allowances Withdrawn (n:1) | Thousand Tons | 0 | 0 | 0 | 0 | 0 | 0 | 0
CT Fac. Spec. - SO2 Rate Annual Non-Title IV v3.1, Unit 5399 and retrofits | 369 | 2294 | Rate Constraint in lbs/MMBtu | FALSE | L | Annual | Net Emissions Allowance Position | Thousand Tons | 0.042373 | 0.042373 | 0.042373 | 0.042373 | 0.042373 | 0.042373 | 0.042373
CT Fac. Spec. - SO2 Rate Annual Non-Title IV v3.1, Unit 5399 and retrofits | 369 | 2294 | Rate Constraint in lbs/MMBtu | FALSE | L | Annual | Fuel Consumed | TBtu | 1.2744 | 1.2744 | 1.2744 | 1.2744 | 1.2744 | 1.2744 | 1.2744
CT Fac. Spec. - SO2 Rate Annual Non-Title IV v3.1, Unit 5399 and retrofits | 369 | 2294 | Rate Constraint in lbs/MMBtu | FALSE | L | Annual | Rate | lb/MMBtu | 0.0665 | 0.0665 | 0.0665 | 0.0665 | 0.0665 | 0.0665 | 0.0665
CT Fac. Spec. - SO2 Rate Annual Non-Title IV v3.1, Unit 5399 and retrofits | 369 | 2294 | Rate Constraint in lbs/MMBtu | FALSE | L | Annual | Generation | TWh | 0.079509 | 0.079509 | 0.079509 | 0.079509 | 0.079509 | 0.079509 | 0.079509
CT Fac. Spec. - SO2 Rate Annual Non-Title IV v3.1, Unit 5399 and retrofits | 369 | 2294 | Rate Constraint in lbs/MMBtu | FALSE | L | Annual | Qualifying Generation | TWh | 0.079509 | 0.079509 | 0.079509 | 0.079509 | 0.079509 | 0.079509 | 0.079509
CT Fac. Spec. - SO2 Rate Annual Non-Title IV v3.1, Unit 5399 and retrofits | 369 | 2294 | Rate Constraint in lbs/MMBtu | FALSE | L | Annual | Rate | lb/MWh | 0.53293 | 0.53293 | 0.53293 | 0.53293 | 0.53293 | 0.53293 | 0.53293
CT Fac. Spec. - SO2 Rate Annual Non-Title IV v3.1, Unit 5399 and retrofits | 369 | 2294 | Rate Constraint in lbs/MMBtu | FALSE | L | Annual | Constraint Shadow Price | US2011$/Ton | 0 | 0 | 0 | 0 | 0 | 0 | 0
CT Fac. Spec. - SO2 Rate Annual Non-Title IV v3.1, Unit 5400 and retrofits | 370 | 2294 | Rate Constraint in lbs/MMBtu | FALSE | L | Annual | Seasons Included | Seasons | Winter, Summer | Winter, Summer | Winter, Summer | Winter, Summer | Winter, Summer | Winter, Summer | Winter, Summer
CT Fac. Spec. - SO2 Rate Annual Non-Title IV v3.1, Unit 5400 and retrofits | 370 | 2294 | Rate Constraint in lbs/MMBtu | FALSE | L | Annual | Standard | lb/MMBtu | 0.55 | 0.55 | 0.55 | 0.55 | 0.55 | 0.55 | 0.55
CT Fac. Spec. - SO2 Rate Annual Non-Title IV v3.1, Unit 5400 and retrofits | 370 | 2294 | Rate Constraint in lbs/MMBtu | FALSE | L | Annual | Emissions at Affected Plants SO2 | Thousand Tons | 0.042373 | 0.042373 | 0.042373 | 0.042373 | 0.042373 | 0.042373 | 0.042373
CT Fac. Spec. - SO2 Rate Annual Non-Title IV v3.1, Unit 5400 and retrofits | 370 | 2294 | Rate Constraint in lbs/MMBtu | FALSE | L | Annual | Allowances Purchased SO2 | Thousand Tons | 0 | 0 | 0 | 0 | 0 | 0 | 0
CT Fac. Spec. - SO2 Rate Annual Non-Title IV v3.1, Unit 5400 and retrofits | 370 | 2294 | Rate Constraint in lbs/MMBtu | FALSE | L | Annual | Allowances Sold SO2 | Thousand Tons | 0 | 0 | 0 | 0 | 0 | 0 | 0
CT Fac. Spec. - SO2 Rate Annual Non-Title IV v3.1, Unit 5400 and retrofits | 370 | 2294 | Rate Constraint in lbs/MMBtu | FALSE | L | Annual | Allowances Banked | Thousand Tons | 0 | 0 | 0 | 0 | 0 | 0 | 0
CT Fac. Spec. - SO2 Rate Annual Non-Title IV v3.1, Unit 5400 and retrofits | 370 | 2294 | Rate Constraint in lbs/MMBtu | FALSE | L | Annual | Allowances Withdrawn (1:1) | Thousand Tons | 0 | 0 | 0 | 0 | 0 | 0 | 0
CT Fac. Spec. - SO2 Rate Annual Non-Title IV v3.1, Unit 5400 and retrofits | 370 | 2294 | Rate Constraint in lbs/MMBtu | FALSE | L | Annual | Allowances Withdrawn (n:1) | Thousand Tons | 0 | 0 | 0 | 0 | 0 | 0 | 0
CT Fac. Spec. - SO2 Rate Annual Non-Title IV v3.1, Unit 5400 and retrofits | 370 | 2294 | Rate Constraint in lbs/MMBtu | FALSE | L | Annual | Net Emissions Allowance Position | Thousand Tons | 0.042373 | 0.042373 | 0.042373 | 0.042373 | 0.042373 | 0.042373 | 0.042373
CT Fac. Spec. - SO2 Rate Annual Non-Title IV v3.1, Unit 5400 and retrofits | 370 | 2294 | Rate Constraint in lbs/MMBtu | FALSE | L | Annual | Fuel Consumed | TBtu | 1.2744 | 1.2744 | 1.2744 | 1.2744 | 1.2744 | 1.2744 | 1.2744
CT Fac. Spec. - SO2 Rate Annual Non-Title IV v3.1, Unit 5400 and retrofits | 370 | 2294 | Rate Constraint in lbs/MMBtu | FALSE | L | Annual | Rate | lb/MMBtu | 0.0665 | 0.0665 | 0.0665 | 0.0665 | 0.0665 | 0.0665 | 0.0665
CT Fac. Spec. - SO2 Rate Annual Non-Title IV v3.1, Unit 5400 and retrofits | 370 | 2294 | Rate Constraint in lbs/MMBtu | FALSE | L | Annual | Generation | TWh | 0.079509 | 0.079509 | 0.079509 | 0.079509 | 0.079509 | 0.079509 | 0.079509
CT Fac. Spec. - SO2 Rate Annual Non-Title IV v3.1, Unit 5400 and retrofits | 370 | 2294 | Rate Constraint in lbs/MMBtu | FALSE | L | Annual | Qualifying Generation | TWh | 0.079509 | 0.079509 | 0.079509 | 0.079509 | 0.079509 | 0.079509 | 0.079509
CT Fac. Spec. - SO2 Rate Annual Non-Title IV v3.1, Unit 5400 and retrofits | 370 | 2294 | Rate Constraint in lbs/MMBtu | FALSE | L | Annual | Rate | lb/MWh | 0.53293 | 0.53293 | 0.53293 | 0.53293 | 0.53293 | 0.53293 | 0.53293
CT Fac. Spec. - SO2 Rate Annual Non-Title IV v3.1, Unit 5400 and retrofits | 370 | 2294 | Rate Constraint in lbs/MMBtu | FALSE | L | Annual | Constraint Shadow Price | US2011$/Ton | 0 | 0 | 0 | 0 | 0 | 0 | 0
CT Fac. Spec. - SO2 Rate Annual Non-Title IV v3.1, Unit 5401 and retrofits | 371 | 2294 | Rate Constraint in lbs/MMBtu | FALSE | L | Annual | Seasons Included | Seasons | Winter, Summer | Winter, Summer | Winter, Summer | Winter, Summer | Winter, Summer | Winter, Summer | Winter, Summer
CT Fac. Spec. - SO2 Rate Annual Non-Title IV v3.1, Unit 5401 and retrofits | 371 | 2294 | Rate Constraint in lbs/MMBtu | FALSE | L | Annual | Standard | lb/MMBtu | 0.55 | 0.55 | 0.55 | 0.55 | 0.55 | 0.55 | 0.55
CT Fac. Spec. - SO2 Rate Annual Non-Title IV v3.1, Unit 5401 and retrofits | 371 | 2294 | Rate Constraint in lbs/MMBtu | FALSE | L | Annual | Emissions at Affected Plants SO2 | Thousand Tons | 0.014717 | 0.014717 | 0.014717 | 0.014717 | 0.014717 | 0.014717 | 0.014717
CT Fac. Spec. - SO2 Rate Annual Non-Title IV v3.1, Unit 5401 and retrofits | 371 | 2294 | Rate Constraint in lbs/MMBtu | FALSE | L | Annual | Allowances Purchased SO2 | Thousand Tons | 0 | 0 | 0 | 0 | 0 | 0 | 0
CT Fac. Spec. - SO2 Rate Annual Non-Title IV v3.1, Unit 5401 and retrofits | 371 | 2294 | Rate Constraint in lbs/MMBtu | FALSE | L | Annual | Allowances Sold SO2 | Thousand Tons | 0 | 0 | 0 | 0 | 0 | 0 | 0
CT Fac. Spec. - SO2 Rate Annual Non-Title IV v3.1, Unit 5401 and retrofits | 371 | 2294 | Rate Constraint in lbs/MMBtu | FALSE | L | Annual | Allowances Banked | Thousand Tons | 0 | 0 | 0 | 0 | 0 | 0 | 0
CT Fac. Spec. - SO2 Rate Annual Non-Title IV v3.1, Unit 5401 and retrofits | 371 | 2294 | Rate Constraint in lbs/MMBtu | FALSE | L | Annual | Allowances Withdrawn (1:1) | Thousand Tons | 0 | 0 | 0 | 0 | 0 | 0 | 0
CT Fac. Spec. - SO2 Rate Annual Non-Title IV v3.1, Unit 5401 and retrofits | 371 | 2294 | Rate Constraint in lbs/MMBtu | FALSE | L | Annual | Allowances Withdrawn (n:1) | Thousand Tons | 0 | 0 | 0 | 0 | 0 | 0 | 0
CT Fac. Spec. - SO2 Rate Annual Non-Title IV v3.1, Unit 5401 and retrofits | 371 | 2294 | Rate Constraint in lbs/MMBtu | FALSE | L | Annual | Net Emissions Allowance Position | Thousand Tons | 0.014717 | 0.014717 | 0.014717 | 0.014717 | 0.014717 | 0.014717 | 0.014717
CT Fac. Spec. - SO2 Rate Annual Non-Title IV v3.1, Unit 5401 and retrofits | 371 | 2294 | Rate Constraint in lbs/MMBtu | FALSE | L | Annual | Fuel Consumed | TBtu | 0.56065 | 0.56065 | 0.56065 | 0.56065 | 0.56065 | 0.56065 | 0.56065
CT Fac. Spec. - SO2 Rate Annual Non-Title IV v3.1, Unit 5401 and retrofits | 371 | 2294 | Rate Constraint in lbs/MMBtu | FALSE | L | Annual | Rate | lb/MMBtu | 0.0525 | 0.0525 | 0.0525 | 0.0525 | 0.0525 | 0.0525 | 0.0525
CT Fac. Spec. - SO2 Rate Annual Non-Title IV v3.1, Unit 5401 and retrofits | 371 | 2294 | Rate Constraint in lbs/MMBtu | FALSE | L | Annual | Generation | TWh | 0.027189 | 0.027189 | 0.027189 | 0.027189 | 0.027189 | 0.027189 | 0.027189
CT Fac. Spec. - SO2 Rate Annual Non-Title IV v3.1, Unit 5401 and retrofits | 371 | 2294 | Rate Constraint in lbs/MMBtu | FALSE | L | Annual | Qualifying Generation | TWh | 0.027189 | 0.027189 | 0.027189 | 0.027189 | 0.027189 | 0.027189 | 0.027189
CT Fac. Spec. - SO2 Rate Annual Non-Title IV v3.1, Unit 5401 and retrofits | 371 | 2294 | Rate Constraint in lbs/MMBtu | FALSE | L | Annual | Rate | lb/MWh | 0.54128 | 0.54128 | 0.54128 | 0.54128 | 0.54128 | 0.54128 | 0.54128
CT Fac. Spec. - SO2 Rate Annual Non-Title IV v3.1, Unit 5401 and retrofits | 371 | 2294 | Rate Constraint in lbs/MMBtu | FALSE | L | Annual | Constraint Shadow Price | US2011$/Ton | 0 | 0 | 0 | 0 | 0 | 0 | 0
CT Fac. Spec. - SO2 Rate Annual Non-Title IV v3.1, Unit 5402 and retrofits | 372 | 2294 | Rate Constraint in lbs/MMBtu | FALSE | L | Annual | Seasons Included | Seasons | Winter, Summer | Winter, Summer | Winter, Summer | Winter, Summer | Winter, Summer | Winter, Summer | Winter, Summer
CT Fac. Spec. - SO2 Rate Annual Non-Title IV v3.1, Unit 5402 and retrofits | 372 | 2294 | Rate Constraint in lbs/MMBtu | FALSE | L | Annual | Standard | lb/MMBtu | 0.55 | 0.55 | 0.55 | 0.55 | 0.55 | 0.55 | 0.55
CT Fac. Spec. - SO2 Rate Annual Non-Title IV v3.1, Unit 5402 and retrofits | 372 | 2294 | Rate Constraint in lbs/MMBtu | FALSE | L | Annual | Emissions at Affected Plants SO2 | Thousand Tons | 0.014717 | 0.014717 | 0.014717 | 0.014717 | 0.014717 | 0.014717 | 0.014717
CT Fac. Spec. - SO2 Rate Annual Non-Title IV v3.1, Unit 5402 and retrofits | 372 | 2294 | Rate Constraint in lbs/MMBtu | FALSE | L | Annual | Allowances Purchased SO2 | Thousand Tons | 0 | 0 | 0 | 0 | 0 | 0 | 0
CT Fac. Spec. - SO2 Rate Annual Non-Title IV v3.1, Unit 5402 and retrofits | 372 | 2294 | Rate Constraint in lbs/MMBtu | FALSE | L | Annual | Allowances Sold SO2 | Thousand Tons | 0 | 0 | 0 | 0 | 0 | 0 | 0
CT Fac. Spec. - SO2 Rate Annual Non-Title IV v3.1, Unit 5402 and retrofits | 372 | 2294 | Rate Constraint in lbs/MMBtu | FALSE | L | Annual | Allowances Banked | Thousand Tons | 0 | 0 | 0 | 0 | 0 | 0 | 0
CT Fac. Spec. - SO2 Rate Annual Non-Title IV v3.1, Unit 5402 and retrofits | 372 | 2294 | Rate Constraint in lbs/MMBtu | FALSE | L | Annual | Allowances Withdrawn (1:1) | Thousand Tons | 0 | 0 | 0 | 0 | 0 | 0 | 0
CT Fac. Spec. - SO2 Rate Annual Non-Title IV v3.1, Unit 5402 and retrofits | 372 | 2294 | Rate Constraint in lbs/MMBtu | FALSE | L | Annual | Allowances Withdrawn (n:1) | Thousand Tons | 0 | 0 | 0 | 0 | 0 | 0 | 0
CT Fac. Spec. - SO2 Rate Annual Non-Title IV v3.1, Unit 5402 and retrofits | 372 | 2294 | Rate Constraint in lbs/MMBtu | FALSE | L | Annual | Net Emissions Allowance Position | Thousand Tons | 0.014717 | 0.014717 | 0.014717 | 0.014717 | 0.014717 | 0.014717 | 0.014717
CT Fac. Spec. - SO2 Rate Annual Non-Title IV v3.1, Unit 5402 and retrofits | 372 | 2294 | Rate Constraint in lbs/MMBtu | FALSE | L | Annual | Fuel Consumed | TBtu | 0.56065 | 0.56065 | 0.56065 | 0.56065 | 0.56065 | 0.56065 | 0.56065
CT Fac. Spec. - SO2 Rate Annual Non-Title IV v3.1, Unit 5402 and retrofits | 372 | 2294 | Rate Constraint in lbs/MMBtu | FALSE | L | Annual | Rate | lb/MMBtu | 0.0525 | 0.0525 | 0.0525 | 0.0525 | 0.0525 | 0.0525 | 0.0525
CT Fac. Spec. - SO2 Rate Annual Non-Title IV v3.1, Unit 5402 and retrofits | 372 | 2294 | Rate Constraint in lbs/MMBtu | FALSE | L | Annual | Generation | TWh | 0.027189 | 0.027189 | 0.027189 | 0.027189 | 0.027189 | 0.027189 | 0.027189
CT Fac. Spec. - SO2 Rate Annual Non-Title IV v3.1, Unit 5402 and retrofits | 372 | 2294 | Rate Constraint in lbs/MMBtu | FALSE | L | Annual | Qualifying Generation | TWh | 0.027189 | 0.027189 | 0.027189 | 0.027189 | 0.027189 | 0.027189 | 0.027189
CT Fac. Spec. - SO2 Rate Annual Non-Title IV v3.1, Unit 5402 and retrofits | 372 | 2294 | Rate Constraint in lbs/MMBtu | FALSE | L | Annual | Rate | lb/MWh | 0.54128 | 0.54128 | 0.54128 | 0.54128 | 0.54128 | 0.54128 | 0.54128
CT Fac. Spec. - SO2 Rate Annual Non-Title IV v3.1, Unit 5402 and retrofits | 372 | 2294 | Rate Constraint in lbs/MMBtu | FALSE | L | Annual | Constraint Shadow Price | US2011$/Ton | 0 | 0 | 0 | 0 | 0 | 0 | 0
CT Fac. Spec. - SO2 Rate Annual Non-Title IV v3.1, Unit 5403 and retrofits | 373 | 2294 | Rate Constraint in lbs/MMBtu | FALSE | L | Annual | Seasons Included | Seasons | Winter, Summer | Winter, Summer | Winter, Summer | Winter, Summer | Winter, Summer | Winter, Summer | Winter, Summer
CT Fac. Spec. - SO2 Rate Annual Non-Title IV v3.1, Unit 5403 and retrofits | 373 | 2294 | Rate Constraint in lbs/MMBtu | FALSE | L | Annual | Standard | lb/MMBtu | 0.55 | 0.55 | 0.55 | 0.55 | 0.55 | 0.55 | 0.55
CT Fac. Spec. - SO2 Rate Annual Non-Title IV v3.1, Unit 5403 and retrofits | 373 | 2294 | Rate Constraint in lbs/MMBtu | FALSE | L | Annual | Emissions at Affected Plants SO2 | Thousand Tons | 0.040387 | 0.040387 | 0.040387 | 0.040387 | 0.040387 | 0.040387 | 0.040387
CT Fac. Spec. - SO2 Rate Annual Non-Title IV v3.1, Unit 5403 and retrofits | 373 | 2294 | Rate Constraint in lbs/MMBtu | FALSE | L | Annual | Allowances Purchased SO2 | Thousand Tons | 0 | 0 | 0 | 0 | 0 | 0 | 0
CT Fac. Spec. - SO2 Rate Annual Non-Title IV v3.1, Unit 5403 and retrofits | 373 | 2294 | Rate Constraint in lbs/MMBtu | FALSE | L | Annual | Allowances Sold SO2 | Thousand Tons | 0 | 0 | 0 | 0 | 0 | 0 | 0
CT Fac. Spec. - SO2 Rate Annual Non-Title IV v3.1, Unit 5403 and retrofits | 373 | 2294 | Rate Constraint in lbs/MMBtu | FALSE | L | Annual | Allowances Banked | Thousand Tons | 0 | 0 | 0 | 0 | 0 | 0 | 0
CT Fac. Spec. - SO2 Rate Annual Non-Title IV v3.1, Unit 5403 and retrofits | 373 | 2294 | Rate Constraint in lbs/MMBtu | FALSE | L | Annual | Allowances Withdrawn (1:1) | Thousand Tons | 0 | 0 | 0 | 0 | 0 | 0 | 0
CT Fac. Spec. - SO2 Rate Annual Non-Title IV v3.1, Unit 5403 and retrofits | 373 | 2294 | Rate Constraint in lbs/MMBtu | FALSE | L | Annual | Allowances Withdrawn (n:1) | Thousand Tons | 0 | 0 | 0 | 0 | 0 | 0 | 0
CT Fac. Spec. - SO2 Rate Annual Non-Title IV v3.1, Unit 5403 and retrofits | 373 | 2294 | Rate Constraint in lbs/MMBtu | FALSE | L | Annual | Net Emissions Allowance Position | Thousand Tons | 0.040387 | 0.040387 | 0.040387 | 0.040387 | 0.040387 | 0.040387 | 0.040387
CT Fac. Spec. - SO2 Rate Annual Non-Title IV v3.1, Unit 5403 and retrofits | 373 | 2294 | Rate Constraint in lbs/MMBtu | FALSE | L | Annual | Fuel Consumed | TBtu | 0.92313 | 0.92313 | 0.92313 | 0.92313 | 0.92313 | 0.92313 | 0.92313
CT Fac. Spec. - SO2 Rate Annual Non-Title IV v3.1, Unit 5403 and retrofits | 373 | 2294 | Rate Constraint in lbs/MMBtu | FALSE | L | Annual | Rate | lb/MMBtu | 0.0875 | 0.0875 | 0.0875 | 0.0875 | 0.0875 | 0.0875 | 0.0875
CT Fac. Spec. - SO2 Rate Annual Non-Title IV v3.1, Unit 5403 and retrofits | 373 | 2294 | Rate Constraint in lbs/MMBtu | FALSE | L | Annual | Generation | TWh | 0.053555 | 0.053555 | 0.053555 | 0.053555 | 0.053555 | 0.053555 | 0.053555
CT Fac. Spec. - SO2 Rate Annual Non-Title IV v3.1, Unit 5403 and retrofits | 373 | 2294 | Rate Constraint in lbs/MMBtu | FALSE | L | Annual | Qualifying Generation | TWh | 0.053555 | 0.053555 | 0.053555 | 0.053555 | 0.053555 | 0.053555 | 0.053555
CT Fac. Spec. - SO2 Rate Annual Non-Title IV v3.1, Unit 5403 and retrofits | 373 | 2294 | Rate Constraint in lbs/MMBtu | FALSE | L | Annual | Rate | lb/MWh | 0.75412 | 0.75412 | 0.75412 | 0.75412 | 0.75412 | 0.75412 | 0.75412
CT Fac. Spec. - SO2 Rate Annual Non-Title IV v3.1, Unit 5403 and retrofits | 373 | 2294 | Rate Constraint in lbs/MMBtu | FALSE | L | Annual | Constraint Shadow Price | US2011$/Ton | 0 | 0 | 0 | 0 | 0 | 0 | 0
CT Fac. Spec. - SO2 Rate Annual Non-Title IV v3.1, Unit 5404 and retrofits | 374 | 2294 | Rate Constraint in lbs/MMBtu | FALSE | L | Annual | Seasons Included | Seasons | Winter, Summer | Winter, Summer | Winter, Summer | Winter, Summer | Winter, Summer | Winter, Summer | Winter, Summer
CT Fac. Spec. - SO2 Rate Annual Non-Title IV v3.1, Unit 5404 and retrofits | 374 | 2294 | Rate Constraint in lbs/MMBtu | FALSE | L | Annual | Standard | lb/MMBtu | 0.55 | 0.55 | 0.55 | 0.55 | 0.55 | 0.55 | 0.55
CT Fac. Spec. - SO2 Rate Annual Non-Title IV v3.1, Unit 5404 and retrofits | 374 | 2294 | Rate Constraint in lbs/MMBtu | FALSE | L | Annual | Emissions at Affected Plants SO2 | Thousand Tons | 0.16401 | 0.16401 | 0.16401 | 0.16401 | 0.16401 | 0.16401 | 0.16401
CT Fac. Spec. - SO2 Rate Annual Non-Title IV v3.1, Unit 5404 and retrofits | 374 | 2294 | Rate Constraint in lbs/MMBtu | FALSE | L | Annual | Allowances Purchased SO2 | Thousand Tons | 0 | 0 | 0 | 0 | 0 | 0 | 0
CT Fac. Spec. - SO2 Rate Annual Non-Title IV v3.1, Unit 5404 and retrofits | 374 | 2294 | Rate Constraint in lbs/MMBtu | FALSE | L | Annual | Allowances Sold SO2 | Thousand Tons | 0 | 0 | 0 | 0 | 0 | 0 | 0
CT Fac. Spec. - SO2 Rate Annual Non-Title IV v3.1, Unit 5404 and retrofits | 374 | 2294 | Rate Constraint in lbs/MMBtu | FALSE | L | Annual | Allowances Banked | Thousand Tons | 0 | 0 | 0 | 0 | 0 | 0 | 0
CT Fac. Spec. - SO2 Rate Annual Non-Title IV v3.1, Unit 5404 and retrofits | 374 | 2294 | Rate Constraint in lbs/MMBtu | FALSE | L | Annual | Allowances Withdrawn (1:1) | Thousand Tons | 0 | 0 | 0 | 0 | 0 | 0 | 0
CT Fac. Spec. - SO2 Rate Annual Non-Title IV v3.1, Unit 5404 and retrofits | 374 | 2294 | Rate Constraint in lbs/MMBtu | FALSE | L | Annual | Allowances Withdrawn (n:1) | Thousand Tons | 0 | 0 | 0 | 0 | 0 | 0 | 0
CT Fac. Spec. - SO2 Rate Annual Non-Title IV v3.1, Unit 5404 and retrofits | 374 | 2294 | Rate Constraint in lbs/MMBtu | FALSE | L | Annual | Net Emissions Allowance Position | Thousand Tons | 0.16401 | 0.16401 | 0.16401 | 0.16401 | 0.16401 | 0.16401 | 0.16401
CT Fac. Spec. - SO2 Rate Annual Non-Title IV v3.1, Unit 5404 and retrofits | 374 | 2294 | Rate Constraint in lbs/MMBtu | FALSE | L | Annual | Fuel Consumed | TBtu | 3.7489 | 3.7489 | 3.7489 | 3.7489 | 3.7489 | 3.7489 | 3.7489
CT Fac. Spec. - SO2 Rate Annual Non-Title IV v3.1, Unit 5404 and retrofits | 374 | 2294 | Rate Constraint in lbs/MMBtu | FALSE | L | Annual | Rate | lb/MMBtu | 0.0875 | 0.0875 | 0.0875 | 0.0875 | 0.0875 | 0.0875 | 0.0875
CT Fac. Spec. - SO2 Rate Annual Non-Title IV v3.1, Unit 5404 and retrofits | 374 | 2294 | Rate Constraint in lbs/MMBtu | FALSE | L | Annual | Generation | TWh | 0.20268 | 0.20268 | 0.20268 | 0.20268 | 0.20268 | 0.20268 | 0.20268
CT Fac. Spec. - SO2 Rate Annual Non-Title IV v3.1, Unit 5404 and retrofits | 374 | 2294 | Rate Constraint in lbs/MMBtu | FALSE | L | Annual | Qualifying Generation | TWh | 0.20268 | 0.20268 | 0.20268 | 0.20268 | 0.20268 | 0.20268 | 0.20268
CT Fac. Spec. - SO2 Rate Annual Non-Title IV v3.1, Unit 5404 and retrofits | 374 | 2294 | Rate Constraint in lbs/MMBtu | FALSE | L | Annual | Rate | lb/MWh | 0.8092 | 0.8092 | 0.8092 | 0.8092 | 0.8092 | 0.8092 | 0.8092
CT Fac. Spec. - SO2 Rate Annual Non-Title IV v3.1, Unit 5404 and retrofits | 374 | 2294 | Rate Constraint in lbs/MMBtu | FALSE | L | Annual | Constraint Shadow Price | US2011$/Ton | 0 | 0 | 0 | 0 | 0 | 0 | 0
CT Fac. Spec. - SO2 Rate Annual Non-Title IV v3.1, Unit 5405 and retrofits | 375 | 2294 | Rate Constraint in lbs/MMBtu | FALSE | L | Annual | Seasons Included | Seasons | Winter, Summer | Winter, Summer | Winter, Summer | Winter, Summer | Winter, Summer | Winter, Summer | Winter, Summer
CT Fac. Spec. - SO2 Rate Annual Non-Title IV v3.1, Unit 5405 and retrofits | 375 | 2294 | Rate Constraint in lbs/MMBtu | FALSE | L | Annual | Standard | lb/MMBtu | 0.55 | 0.55 | 0.55 | 0.55 | 0.55 | 0.55 | 0.55
CT Fac. Spec. - SO2 Rate Annual Non-Title IV v3.1, Unit 5405 and retrofits | 375 | 2294 | Rate Constraint in lbs/MMBtu | FALSE | L | Annual | Emissions at Affected Plants SO2 | Thousand Tons | 0.016786 | 0.016786 | 0.016786 | 0.016786 | 0.016786 | 0.016786 | 0.016786
CT Fac. Spec. - SO2 Rate Annual Non-Title IV v3.1, Unit 5405 and retrofits | 375 | 2294 | Rate Constraint in lbs/MMBtu | FALSE | L | Annual | Allowances Purchased SO2 | Thousand Tons | 0 | 0 | 0 | 0 | 0 | 0 | 0
CT Fac. Spec. - SO2 Rate Annual Non-Title IV v3.1, Unit 5405 and retrofits | 375 | 2294 | Rate Constraint in lbs/MMBtu | FALSE | L | Annual | Allowances Sold SO2 | Thousand Tons | 0 | 0 | 0 | 0 | 0 | 0 | 0
CT Fac. Spec. - SO2 Rate Annual Non-Title IV v3.1, Unit 5405 and retrofits | 375 | 2294 | Rate Constraint in lbs/MMBtu | FALSE | L | Annual | Allowances Banked | Thousand Tons | 0 | 0 | 0 | 0 | 0 | 0 | 0
CT Fac. Spec. - SO2 Rate Annual Non-Title IV v3.1, Unit 5405 and retrofits | 375 | 2294 | Rate Constraint in lbs/MMBtu | FALSE | L | Annual | Allowances Withdrawn (1:1) | Thousand Tons | 0 | 0 | 0 | 0 | 0 | 0 | 0
CT Fac. Spec. - SO2 Rate Annual Non-Title IV v3.1, Unit 5405 and retrofits | 375 | 2294 | Rate Constraint in lbs/MMBtu | FALSE | L | Annual | Allowances Withdrawn (n:1) | Thousand Tons | 0 | 0 | 0 | 0 | 0 | 0 | 0
CT Fac. Spec. - SO2 Rate Annual Non-Title IV v3.1, Unit 5405 and retrofits | 375 | 2294 | Rate Constraint in lbs/MMBtu | FALSE | L | Annual | Net Emissions Allowance Position | Thousand Tons | 0.016786 | 0.016786 | 0.016786 | 0.016786 | 0.016786 | 0.016786 | 0.016786
CT Fac. Spec. - SO2 Rate Annual Non-Title IV v3.1, Unit 5405 and retrofits | 375 | 2294 | Rate Constraint in lbs/MMBtu | FALSE | L | Annual | Fuel Consumed | TBtu | 0.31972 | 0.31972 | 0.31972 | 0.31972 | 0.31972 | 0.31972 | 0.31972
CT Fac. Spec. - SO2 Rate Annual Non-Title IV v3.1, Unit 5405 and retrofits | 375 | 2294 | Rate Constraint in lbs/MMBtu | FALSE | L | Annual | Rate | lb/MMBtu | 0.105 | 0.105 | 0.105 | 0.105 | 0.105 | 0.105 | 0.105
CT Fac. Spec. - SO2 Rate Annual Non-Title IV v3.1, Unit 5405 and retrofits | 375 | 2294 | Rate Constraint in lbs/MMBtu | FALSE | L | Annual | Generation | TWh | 0.011535 | 0.011535 | 0.011535 | 0.011535 | 0.011535 | 0.011535 | 0.011535
CT Fac. Spec. - SO2 Rate Annual Non-Title IV v3.1, Unit 5405 and retrofits | 375 | 2294 | Rate Constraint in lbs/MMBtu | FALSE | L | Annual | Qualifying Generation | TWh | 0.011535 | 0.011535 | 0.011535 | 0.011535 | 0.011535 | 0.011535 | 0.011535
CT Fac. Spec. - SO2 Rate Annual Non-Title IV v3.1, Unit 5405 and retrofits | 375 | 2294 | Rate Constraint in lbs/MMBtu | FALSE | L | Annual | Rate | lb/MWh | 1.4552 | 1.4552 | 1.4552 | 1.4552 | 1.4552 | 1.4552 | 1.4552
CT Fac. Spec. - SO2 Rate Annual Non-Title IV v3.1, Unit 5405 and retrofits | 375 | 2294 | Rate Constraint in lbs/MMBtu | FALSE | L | Annual | Constraint Shadow Price | US2011$/Ton | 0 | 0 | 0 | 0 | 0 | 0 | 0
CT Fac. Spec. - SO2 Rate Annual Non-Title IV v3.1, Unit 5406 and retrofits | 376 | 2294 | Rate Constraint in lbs/MMBtu | FALSE | L | Annual | Seasons Included | Seasons | Winter, Summer | Winter, Summer | Winter, Summer | Winter, Summer | Winter, Summer | Winter, Summer | Winter, Summer
CT Fac. Spec. - SO2 Rate Annual Non-Title IV v3.1, Unit 5406 and retrofits | 376 | 2294 | Rate Constraint in lbs/MMBtu | FALSE | L | Annual | Standard | lb/MMBtu | 0.55 | 0.55 | 0.55 | 0.55 | 0.55 | 0.55 | 0.55
CT Fac. Spec. - SO2 Rate Annual Non-Title IV v3.1, Unit 5406 and retrofits | 376 | 2294 | Rate Constraint in lbs/MMBtu | FALSE | L | Annual | Emissions at Affected Plants SO2 | Thousand Tons | 0.033571 | 0.033571 | 0.033571 | 0.033571 | 0.033571 | 0.033571 | 0.033571
CT Fac. Spec. - SO2 Rate Annual Non-Title IV v3.1, Unit 5406 and retrofits | 376 | 2294 | Rate Constraint in lbs/MMBtu | FALSE | L | Annual | Allowances Purchased SO2 | Thousand Tons | 0 | 0 | 0 | 0 | 0 | 0 | 0
CT Fac. Spec. - SO2 Rate Annual Non-Title IV v3.1, Unit 5406 and retrofits | 376 | 2294 | Rate Constraint in lbs/MMBtu | FALSE | L | Annual | Allowances Sold SO2 | Thousand Tons | 0 | 0 | 0 | 0 | 0 | 0 | 0
CT Fac. Spec. - SO2 Rate Annual Non-Title IV v3.1, Unit 5406 and retrofits | 376 | 2294 | Rate Constraint in lbs/MMBtu | FALSE | L | Annual | Allowances Banked | Thousand Tons | 0 | 0 | 0 | 0 | 0 | 0 | 0
CT Fac. Spec. - SO2 Rate Annual Non-Title IV v3.1, Unit 5406 and retrofits | 376 | 2294 | Rate Constraint in lbs/MMBtu | FALSE | L | Annual | Allowances Withdrawn (1:1) | Thousand Tons | 0 | 0 | 0 | 0 | 0 | 0 | 0
CT Fac. Spec. - SO2 Rate Annual Non-Title IV v3.1, Unit 5406 and retrofits | 376 | 2294 | Rate Constraint in lbs/MMBtu | FALSE | L | Annual | Allowances Withdrawn (n:1) | Thousand Tons | 0 | 0 | 0 | 0 | 0 | 0 | 0
CT Fac. Spec. - SO2 Rate Annual Non-Title IV v3.1, Unit 5406 and retrofits | 376 | 2294 | Rate Constraint in lbs/MMBtu | FALSE | L | Annual | Net Emissions Allowance Position | Thousand Tons | 0.033571 | 0.033571 | 0.033571 | 0.033571 | 0.033571 | 0.033571 | 0.033571
CT Fac. Spec. - SO2 Rate Annual Non-Title IV v3.1, Unit 5406 and retrofits | 376 | 2294 | Rate Constraint in lbs/MMBtu | FALSE | L | Annual | Fuel Consumed | TBtu | 0.63945 | 0.63945 | 0.63945 | 0.63945 | 0.63945 | 0.63945 | 0.63945
CT Fac. Spec. - SO2 Rate Annual Non-Title IV v3.1, Unit 5406 and retrofits | 376 | 2294 | Rate Constraint in lbs/MMBtu | FALSE | L | Annual | Rate | lb/MMBtu | 0.105 | 0.105 | 0.105 | 0.105 | 0.105 | 0.105 | 0.105
CT Fac. Spec. - SO2 Rate Annual Non-Title IV v3.1, Unit 5406 and retrofits | 376 | 2294 | Rate Constraint in lbs/MMBtu | FALSE | L | Annual | Generation | TWh | 0.02307 | 0.02307 | 0.02307 | 0.02307 | 0.02307 | 0.02307 | 0.02307
CT Fac. Spec. - SO2 Rate Annual Non-Title IV v3.1, Unit 5406 and retrofits | 376 | 2294 | Rate Constraint in lbs/MMBtu | FALSE | L | Annual | Qualifying Generation | TWh | 0.02307 | 0.02307 | 0.02307 | 0.02307 | 0.02307 | 0.02307 | 0.02307
CT Fac. Spec. - SO2 Rate Annual Non-Title IV v3.1, Unit 5406 and retrofits | 376 | 2294 | Rate Constraint in lbs/MMBtu | FALSE | L | Annual | Rate | lb/MWh | 1.4552 | 1.4552 | 1.4552 | 1.4552 | 1.4552 | 1.4552 | 1.4552
CT Fac. Spec. - SO2 Rate Annual Non-Title IV v3.1, Unit 5406 and retrofits | 376 | 2294 | Rate Constraint in lbs/MMBtu | FALSE | L | Annual | Constraint Shadow Price | US2011$/Ton | 0 | 0 | 0 | 0 | 0 | 0 | 0
CT Fac. Spec. - SO2 Rate Annual Non-Title IV v3.1, Unit 5407 and retrofits | 377 | 2294 | Rate Constraint in lbs/MMBtu | FALSE | L | Annual | Seasons Included | Seasons | Winter, Summer | Winter, Summer | Winter, Summer | Winter, Summer | Winter, Summer | Winter, Summer | Winter, Summer
CT Fac. Spec. - SO2 Rate Annual Non-Title IV v3.1, Unit 5407 and retrofits | 377 | 2294 | Rate Constraint in lbs/MMBtu | FALSE | L | Annual | Standard | lb/MMBtu | 0.55 | 0.55 | 0.55 | 0.55 | 0.55 | 0.55 | 0.55
CT Fac. Spec. - SO2 Rate Annual Non-Title IV v3.1, Unit 5407 and retrofits | 377 | 2294 | Rate Constraint in lbs/MMBtu | FALSE | L | Annual | Emissions at Affected Plants SO2 | Thousand Tons | 0.059744 | 0.059744 | 0.059744 | 0.059744 | 0.059744 | 0.059744 | 0.059744
CT Fac. Spec. - SO2 Rate Annual Non-Title IV v3.1, Unit 5407 and retrofits | 377 | 2294 | Rate Constraint in lbs/MMBtu | FALSE | L | Annual | Allowances Purchased SO2 | Thousand Tons | 0 | 0 | 0 | 0 | 0 | 0 | 0
CT Fac. Spec. - SO2 Rate Annual Non-Title IV v3.1, Unit 5407 and retrofits | 377 | 2294 | Rate Constraint in lbs/MMBtu | FALSE | L | Annual | Allowances Sold SO2 | Thousand Tons | 0 | 0 | 0 | 0 | 0 | 0 | 0
CT Fac. Spec. - SO2 Rate Annual Non-Title IV v3.1, Unit 5407 and retrofits | 377 | 2294 | Rate Constraint in lbs/MMBtu | FALSE | L | Annual | Allowances Banked | Thousand Tons | 0 | 0 | 0 | 0 | 0 | 0 | 0
CT Fac. Spec. - SO2 Rate Annual Non-Title IV v3.1, Unit 5407 and retrofits | 377 | 2294 | Rate Constraint in lbs/MMBtu | FALSE | L | Annual | Allowances Withdrawn (1:1) | Thousand Tons | 0 | 0 | 0 | 0 | 0 | 0 | 0
CT Fac. Spec. - SO2 Rate Annual Non-Title IV v3.1, Unit 5407 and retrofits | 377 | 2294 | Rate Constraint in lbs/MMBtu | FALSE | L | Annual | Allowances Withdrawn (n:1) | Thousand Tons | 0 | 0 | 0 | 0 | 0 | 0 | 0
CT Fac. Spec. - SO2 Rate Annual Non-Title IV v3.1, Unit 5407 and retrofits | 377 | 2294 | Rate Constraint in lbs/MMBtu | FALSE | L | Annual | Net Emissions Allowance Position | Thousand Tons | 0.059744 | 0.059744 | 0.059744 | 0.059744 | 0.059744 | 0.059744 | 0.059744
CT Fac. Spec. - SO2 Rate Annual Non-Title IV v3.1, Unit 5407 and retrofits | 377 | 2294 | Rate Constraint in lbs/MMBtu | FALSE | L | Annual | Fuel Consumed | TBtu | 1.9572 | 1.9572 | 1.9572 | 1.9572 | 1.9572 | 1.9572 | 1.9572
CT Fac. Spec. - SO2 Rate Annual Non-Title IV v3.1, Unit 5407 and retrofits | 377 | 2294 | Rate Constraint in lbs/MMBtu | FALSE | L | Annual | Rate | lb/MMBtu | 0.06105 | 0.06105 | 0.06105 | 0.06105 | 0.06105 | 0.06105 | 0.06105
CT Fac. Spec. - SO2 Rate Annual Non-Title IV v3.1, Unit 5407 and retrofits | 377 | 2294 | Rate Constraint in lbs/MMBtu | FALSE | L | Annual | Generation | TWh | 0.13372 | 0.13372 | 0.13372 | 0.13372 | 0.13372 | 0.13372 | 0.13372
CT Fac. Spec. - SO2 Rate Annual Non-Title IV v3.1, Unit 5407 and retrofits | 377 | 2294 | Rate Constraint in lbs/MMBtu | FALSE | L | Annual | Qualifying Generation | TWh | 0.13372 | 0.13372 | 0.13372 | 0.13372 | 0.13372 | 0.13372 | 0.13372
CT Fac. Spec. - SO2 Rate Annual Non-Title IV v3.1, Unit 5407 and retrofits | 377 | 2294 | Rate Constraint in lbs/MMBtu | FALSE | L | Annual | Rate | lb/MWh | 0.44679 | 0.44679 | 0.44679 | 0.44679 | 0.44679 | 0.44679 | 0.44679
CT Fac. Spec. - SO2 Rate Annual Non-Title IV v3.1, Unit 5407 and retrofits | 377 | 2294 | Rate Constraint in lbs/MMBtu | FALSE | L | Annual | Constraint Shadow Price | US2011$/Ton | 0 | 0 | 0 | 0 | 0 | 0 | 0
CT Fac. Spec. - SO2 Rate Annual v3.1, Unit 1156 and retrofits | 378 | 1769 | Rate Constraint in lbs/MMBtu | FALSE | L | Annual | Seasons Included | Seasons | Winter, Summer | Winter, Summer | Winter, Summer | Winter, Summer | Winter, Summer | Winter, Summer | Winter, Summer
CT Fac. Spec. - SO2 Rate Annual v3.1, Unit 1156 and retrofits | 378 | 1769 | Rate Constraint in lbs/MMBtu | FALSE | L | Annual | Standard | lb/MMBtu | 0.33 | 0.33 | 0.33 | 0.33 | 0.33 | 0.33 | 0.33
CT Fac. Spec. - SO2 Rate Annual v3.1, Unit 1156 and retrofits | 378 | 1769 | Rate Constraint in lbs/MMBtu | FALSE | L | Annual | Emissions at Affected Plants SO2 | Thousand Tons | 0 | 0 | 0 | 0 | 0 | 0 | 0
CT Fac. Spec. - SO2 Rate Annual v3.1, Unit 1156 and retrofits | 378 | 1769 | Rate Constraint in lbs/MMBtu | FALSE | L | Annual | Allowances Purchased SO2 | Thousand Tons | 0 | 0 | 0 | 0 | 0 | 0 | 0
CT Fac. Spec. - SO2 Rate Annual v3.1, Unit 1156 and retrofits | 378 | 1769 | Rate Constraint in lbs/MMBtu | FALSE | L | Annual | Allowances Sold SO2 | Thousand Tons | 0 | 0 | 0 | 0 | 0 | 0 | 0
CT Fac. Spec. - SO2 Rate Annual v3.1, Unit 1156 and retrofits | 378 | 1769 | Rate Constraint in lbs/MMBtu | FALSE | L | Annual | Allowances Banked | Thousand Tons | 0 | 0 | 0 | 0 | 0 | 0 | 0
CT Fac. Spec. - SO2 Rate Annual v3.1, Unit 1156 and retrofits | 378 | 1769 | Rate Constraint in lbs/MMBtu | FALSE | L | Annual | Allowances Withdrawn (1:1) | Thousand Tons | 0 | 0 | 0 | 0 | 0 | 0 | 0
CT Fac. Spec. - SO2 Rate Annual v3.1, Unit 1156 and retrofits | 378 | 1769 | Rate Constraint in lbs/MMBtu | FALSE | L | Annual | Allowances Withdrawn (n:1) | Thousand Tons | 0 | 0 | 0 | 0 | 0 | 0 | 0
CT Fac. Spec. - SO2 Rate Annual v3.1, Unit 1156 and retrofits | 378 | 1769 | Rate Constraint in lbs/MMBtu | FALSE | L | Annual | Net Emissions Allowance Position | Thousand Tons | 0 | 0 | 0 | 0 | 0 | 0 | 0
CT Fac. Spec. - SO2 Rate Annual v3.1, Unit 1156 and retrofits | 378 | 1769 | Rate Constraint in lbs/MMBtu | FALSE | L | Annual | Fuel Consumed | TBtu | 0 | 0 | 0 | 0 | 0 | 0 | 0
CT Fac. Spec. - SO2 Rate Annual v3.1, Unit 1156 and retrofits | 378 | 1769 | Rate Constraint in lbs/MMBtu | FALSE | L | Annual | Rate | lb/MMBtu | 0 | 0 | 0 | 0 | 0 | 0 | 0
CT Fac. Spec. - SO2 Rate Annual v3.1, Unit 1156 and retrofits | 378 | 1769 | Rate Constraint in lbs/MMBtu | FALSE | L | Annual | Generation | TWh | 0 | 0 | 0 | 0 | 0 | 0 | 0
CT Fac. Spec. - SO2 Rate Annual v3.1, Unit 1156 and retrofits | 378 | 1769 | Rate Constraint in lbs/MMBtu | FALSE | L | Annual | Qualifying Generation | TWh | 0 | 0 | 0 | 0 | 0 | 0 | 0
CT Fac. Spec. - SO2 Rate Annual v3.1, Unit 1156 and retrofits | 378 | 1769 | Rate Constraint in lbs/MMBtu | FALSE | L | Annual | Rate | lb/MWh | 0 | 0 | 0 | 0 | 0 | 0 | 0
CT Fac. Spec. - SO2 Rate Annual v3.1, Unit 1156 and retrofits | 378 | 1769 | Rate Constraint in lbs/MMBtu | FALSE | L | Annual | Constraint Shadow Price | US2011$/Ton | 0 | 0 | 0 | 0 | 0 | 0 | 0
CT Fac. Spec. - SO2 Rate Annual v3.1, Unit 1157 and retrofits | 379 | 1769 | Rate Constraint in lbs/MMBtu | FALSE | L | Annual | Seasons Included | Seasons | Winter, Summer | Winter, Summer | Winter, Summer | Winter, Summer | Winter, Summer | Winter, Summer | Winter, Summer
CT Fac. Spec. - SO2 Rate Annual v3.1, Unit 1157 and retrofits | 379 | 1769 | Rate Constraint in lbs/MMBtu | FALSE | L | Annual | Standard | lb/MMBtu | 0.33 | 0.33 | 0.33 | 0.33 | 0.33 | 0.33 | 0.33
CT Fac. Spec. - SO2 Rate Annual v3.1, Unit 1157 and retrofits | 379 | 1769 | Rate Constraint in lbs/MMBtu | FALSE | L | Annual | Emissions at Affected Plants SO2 | Thousand Tons | 0 | 0 | 0 | 0 | 0 | 0 | 0
CT Fac. Spec. - SO2 Rate Annual v3.1, Unit 1157 and retrofits | 379 | 1769 | Rate Constraint in lbs/MMBtu | FALSE | L | Annual | Allowances Purchased SO2 | Thousand Tons | 0 | 0 | 0 | 0 | 0 | 0 | 0
CT Fac. Spec. - SO2 Rate Annual v3.1, Unit 1157 and retrofits | 379 | 1769 | Rate Constraint in lbs/MMBtu | FALSE | L | Annual | Allowances Sold SO2 | Thousand Tons | 0 | 0 | 0 | 0 | 0 | 0 | 0
CT Fac. Spec. - SO2 Rate Annual v3.1, Unit 1157 and retrofits | 379 | 1769 | Rate Constraint in lbs/MMBtu | FALSE | L | Annual | Allowances Banked | Thousand Tons | 0 | 0 | 0 | 0 | 0 | 0 | 0
CT Fac. Spec. - SO2 Rate Annual v3.1, Unit 1157 and retrofits | 379 | 1769 | Rate Constraint in lbs/MMBtu | FALSE | L | Annual | Allowances Withdrawn (1:1) | Thousand Tons | 0 | 0 | 0 | 0 | 0 | 0 | 0
CT Fac. Spec. - SO2 Rate Annual v3.1, Unit 1157 and retrofits | 379 | 1769 | Rate Constraint in lbs/MMBtu | FALSE | L | Annual | Allowances Withdrawn (n:1) | Thousand Tons | 0 | 0 | 0 | 0 | 0 | 0 | 0
CT Fac. Spec. - SO2 Rate Annual v3.1, Unit 1157 and retrofits | 379 | 1769 | Rate Constraint in lbs/MMBtu | FALSE | L | Annual | Net Emissions Allowance Position | Thousand Tons | 0 | 0 | 0 | 0 | 0 | 0 | 0
CT Fac. Spec. - SO2 Rate Annual v3.1, Unit 1157 and retrofits | 379 | 1769 | Rate Constraint in lbs/MMBtu | FALSE | L | Annual | Fuel Consumed | TBtu | 0 | 0 | 0 | 0 | 0 | 0 | 0
CT Fac. Spec. - SO2 Rate Annual v3.1, Unit 1157 and retrofits | 379 | 1769 | Rate Constraint in lbs/MMBtu | FALSE | L | Annual | Rate | lb/MMBtu | 0 | 0 | 0 | 0 | 0 | 0 | 0
CT Fac. Spec. - SO2 Rate Annual v3.1, Unit 1157 and retrofits | 379 | 1769 | Rate Constraint in lbs/MMBtu | FALSE | L | Annual | Generation | TWh | 0 | 0 | 0 | 0 | 0 | 0 | 0
CT Fac. Spec. - SO2 Rate Annual v3.1, Unit 1157 and retrofits | 379 | 1769 | Rate Constraint in lbs/MMBtu | FALSE | L | Annual | Qualifying Generation | TWh | 0 | 0 | 0 | 0 | 0 | 0 | 0
CT Fac. Spec. - SO2 Rate Annual v3.1, Unit 1157 and retrofits | 379 | 1769 | Rate Constraint in lbs/MMBtu | FALSE | L | Annual | Rate | lb/MWh | 0 | 0 | 0 | 0 | 0 | 0 | 0
CT Fac. Spec. - SO2 Rate Annual v3.1, Unit 1157 and retrofits | 379 | 1769 | Rate Constraint in lbs/MMBtu | FALSE | L | Annual | Constraint Shadow Price | US2011$/Ton | 0 | 0 | 0 | 0 | 0 | 0 | 0
CT Fac. Spec. - SO2 Rate Annual v3.1, Unit 1158 and retrofits | 380 | 1769 | Rate Constraint in lbs/MMBtu | FALSE | L | Annual | Seasons Included | Seasons | Winter, Summer | Winter, Summer | Winter, Summer | Winter, Summer | Winter, Summer | Winter, Summer | Winter, Summer
CT Fac. Spec. - SO2 Rate Annual v3.1, Unit 1158 and retrofits | 380 | 1769 | Rate Constraint in lbs/MMBtu | FALSE | L | Annual | Standard | lb/MMBtu | 0.33 | 0.33 | 0.33 | 0.33 | 0.33 | 0.33 | 0.33
CT Fac. Spec. - SO2 Rate Annual v3.1, Unit 1158 and retrofits | 380 | 1769 | Rate Constraint in lbs/MMBtu | FALSE | L | Annual | Emissions at Affected Plants SO2 | Thousand Tons | 0 | 0 | 0 | 0 | 0 | 0 | 0
CT Fac. Spec. - SO2 Rate Annual v3.1, Unit 1158 and retrofits | 380 | 1769 | Rate Constraint in lbs/MMBtu | FALSE | L | Annual | Allowances Purchased SO2 | Thousand Tons | 0 | 0 | 0 | 0 | 0 | 0 | 0
CT Fac. Spec. - SO2 Rate Annual v3.1, Unit 1158 and retrofits | 380 | 1769 | Rate Constraint in lbs/MMBtu | FALSE | L | Annual | Allowances Sold SO2 | Thousand Tons | 0 | 0 | 0 | 0 | 0 | 0 | 0
CT Fac. Spec. - SO2 Rate Annual v3.1, Unit 1158 and retrofits | 380 | 1769 | Rate Constraint in lbs/MMBtu | FALSE | L | Annual | Allowances Banked | Thousand Tons | 0 | 0 | 0 | 0 | 0 | 0 | 0
CT Fac. Spec. - SO2 Rate Annual v3.1, Unit 1158 and retrofits | 380 | 1769 | Rate Constraint in lbs/MMBtu | FALSE | L | Annual | Allowances Withdrawn (1:1) | Thousand Tons | 0 | 0 | 0 | 0 | 0 | 0 | 0
CT Fac. Spec. - SO2 Rate Annual v3.1, Unit 1158 and retrofits | 380 | 1769 | Rate Constraint in lbs/MMBtu | FALSE | L | Annual | Allowances Withdrawn (n:1) | Thousand Tons | 0 | 0 | 0 | 0 | 0 | 0 | 0
CT Fac. Spec. - SO2 Rate Annual v3.1, Unit 1158 and retrofits | 380 | 1769 | Rate Constraint in lbs/MMBtu | FALSE | L | Annual | Net Emissions Allowance Position | Thousand Tons | 0 | 0 | 0 | 0 | 0 | 0 | 0
CT Fac. Spec. - SO2 Rate Annual v3.1, Unit 1158 and retrofits | 380 | 1769 | Rate Constraint in lbs/MMBtu | FALSE | L | Annual | Fuel Consumed | TBtu | 0 | 0 | 0 | 0 | 0 | 0 | 0
CT Fac. Spec. - SO2 Rate Annual v3.1, Unit 1158 and retrofits | 380 | 1769 | Rate Constraint in lbs/MMBtu | FALSE | L | Annual | Rate | lb/MMBtu | 0 | 0 | 0 | 0 | 0 | 0 | 0
CT Fac. Spec. - SO2 Rate Annual v3.1, Unit 1158 and retrofits | 380 | 1769 | Rate Constraint in lbs/MMBtu | FALSE | L | Annual | Generation | TWh | 0 | 0 | 0 | 0 | 0 | 0 | 0
CT Fac. Spec. - SO2 Rate Annual v3.1, Unit 1158 and retrofits | 380 | 1769 | Rate Constraint in lbs/MMBtu | FALSE | L | Annual | Qualifying Generation | TWh | 0 | 0 | 0 | 0 | 0 | 0 | 0
CT Fac. Spec. - SO2 Rate Annual v3.1, Unit 1158 and retrofits | 380 | 1769 | Rate Constraint in lbs/MMBtu | FALSE | L | Annual | Rate | lb/MWh | 0 | 0 | 0 | 0 | 0 | 0 | 0
CT Fac. Spec. - SO2 Rate Annual v3.1, Unit 1158 and retrofits | 380 | 1769 | Rate Constraint in lbs/MMBtu | FALSE | L | Annual | Constraint Shadow Price | US2011$/Ton | 0 | 0 | 0 | 0 | 0 | 0 | 0
CT Fac. Spec. - SO2 Rate Annual v3.1, Unit 1184 and retrofits | 381 | 1769 | Rate Constraint in lbs/MMBtu | FALSE | L | Annual | Seasons Included | Seasons | Winter, Summer | Winter, Summer | Winter, Summer | Winter, Summer | Winter, Summer | Winter, Summer | Winter, Summer
CT Fac. Spec. - SO2 Rate Annual v3.1, Unit 1184 and retrofits | 381 | 1769 | Rate Constraint in lbs/MMBtu | FALSE | L | Annual | Standard | lb/MMBtu | 0.33 | 0.33 | 0.33 | 0.33 | 0.33 | 0.33 | 0.33
CT Fac. Spec. - SO2 Rate Annual v3.1, Unit 1184 and retrofits | 381 | 1769 | Rate Constraint in lbs/MMBtu | FALSE | L | Annual | Emissions at Affected Plants SO2 | Thousand Tons | 0 | 0 | 0 | 0 | 0 | 0 | 0
CT Fac. Spec. - SO2 Rate Annual v3.1, Unit 1184 and retrofits | 381 | 1769 | Rate Constraint in lbs/MMBtu | FALSE | L | Annual | Allowances Purchased SO2 | Thousand Tons | 0 | 0 | 0 | 0 | 0 | 0 | 0
CT Fac. Spec. - SO2 Rate Annual v3.1, Unit 1184 and retrofits | 381 | 1769 | Rate Constraint in lbs/MMBtu | FALSE | L | Annual | Allowances Sold SO2 | Thousand Tons | 0 | 0 | 0 | 0 | 0 | 0 | 0
CT Fac. Spec. - SO2 Rate Annual v3.1, Unit 1184 and retrofits | 381 | 1769 | Rate Constraint in lbs/MMBtu | FALSE | L | Annual | Allowances Banked | Thousand Tons | 0 | 0 | 0 | 0 | 0 | 0 | 0
CT Fac. Spec. - SO2 Rate Annual v3.1, Unit 1184 and retrofits | 381 | 1769 | Rate Constraint in lbs/MMBtu | FALSE | L | Annual | Allowances Withdrawn (1:1) | Thousand Tons | 0 | 0 | 0 | 0 | 0 | 0 | 0
CT Fac. Spec. - SO2 Rate Annual v3.1, Unit 1184 and retrofits | 381 | 1769 | Rate Constraint in lbs/MMBtu | FALSE | L | Annual | Allowances Withdrawn (n:1) | Thousand Tons | 0 | 0 | 0 | 0 | 0 | 0 | 0
CT Fac. Spec. - SO2 Rate Annual v3.1, Unit 1184 and retrofits | 381 | 1769 | Rate Constraint in lbs/MMBtu | FALSE | L | Annual | Net Emissions Allowance Position | Thousand Tons | 0 | 0 | 0 | 0 | 0 | 0 | 0
CT Fac. Spec. - SO2 Rate Annual v3.1, Unit 1184 and retrofits | 381 | 1769 | Rate Constraint in lbs/MMBtu | FALSE | L | Annual | Fuel Consumed | TBtu | 0.013224 | 0.013224 | 0.013224 | 0.067224 | 0.067224 | 0.067224 | 0.067224
CT Fac. Spec. - SO2 Rate Annual v3.1, Unit 1184 and retrofits | 381 | 1769 | Rate Constraint in lbs/MMBtu | FALSE | L | Annual | Rate | lb/MMBtu | 0 | 0 | 0 | 0 | 0 | 0 | 0
CT Fac. Spec. - SO2 Rate Annual v3.1, Unit 1184 and retrofits | 381 | 1769 | Rate Constraint in lbs/MMBtu | FALSE | L | Annual | Generation | TWh | 0.0012308 | 0.0012308 | 0.0012308 | 0.0062563 | 0.0062563 | 0.0062563 | 0.0062563
CT Fac. Spec. - SO2 Rate Annual v3.1, Unit 1184 and retrofits | 381 | 1769 | Rate Constraint in lbs/MMBtu | FALSE | L | Annual | Qualifying Generation | TWh | 0.0012308 | 0.0012308 | 0.0012308 | 0.0062563 | 0.0062563 | 0.0062563 | 0.0062563
CT Fac. Spec. - SO2 Rate Annual v3.1, Unit 1184 and retrofits | 381 | 1769 | Rate Constraint in lbs/MMBtu | FALSE | L | Annual | Rate | lb/MWh | 0 | 0 | 0 | 0 | 0 | 0 | 0
CT Fac. Spec. - SO2 Rate Annual v3.1, Unit 1184 and retrofits | 381 | 1769 | Rate Constraint in lbs/MMBtu | FALSE | L | Annual | Constraint Shadow Price | US2011$/Ton | 0 | 0 | 0 | 0 | 0 | 0 | 0
CT Fac. Spec. - SO2 Rate Annual v3.1, Unit 1185 and retrofits | 382 | 1769 | Rate Constraint in lbs/MMBtu | FALSE | L | Annual | Seasons Included | Seasons | Winter, Summer | Winter, Summer | Winter, Summer | Winter, Summer | Winter, Summer | Winter, Summer | Winter, Summer
CT Fac. Spec. - SO2 Rate Annual v3.1, Unit 1185 and retrofits | 382 | 1769 | Rate Constraint in lbs/MMBtu | FALSE | L | Annual | Standard | lb/MMBtu | 0.33 | 0.33 | 0.33 | 0.33 | 0.33 | 0.33 | 0.33
CT Fac. Spec. - SO2 Rate Annual v3.1, Unit 1185 and retrofits | 382 | 1769 | Rate Constraint in lbs/MMBtu | FALSE | L | Annual | Emissions at Affected Plants SO2 | Thousand Tons | 0 | 0 | 0 | 0 | 0 | 0 | 0
CT Fac. Spec. - SO2 Rate Annual v3.1, Unit 1185 and retrofits | 382 | 1769 | Rate Constraint in lbs/MMBtu | FALSE | L | Annual | Allowances Purchased SO2 | Thousand Tons | 0 | 0 | 0 | 0 | 0 | 0 | 0
CT Fac. Spec. - SO2 Rate Annual v3.1, Unit 1185 and retrofits | 382 | 1769 | Rate Constraint in lbs/MMBtu | FALSE | L | Annual | Allowances Sold SO2 | Thousand Tons | 0 | 0 | 0 | 0 | 0 | 0 | 0
CT Fac. Spec. - SO2 Rate Annual v3.1, Unit 1185 and retrofits | 382 | 1769 | Rate Constraint in lbs/MMBtu | FALSE | L | Annual | Allowances Banked | Thousand Tons | 0 | 0 | 0 | 0 | 0 | 0 | 0
CT Fac. Spec. - SO2 Rate Annual v3.1, Unit 1185 and retrofits | 382 | 1769 | Rate Constraint in lbs/MMBtu | FALSE | L | Annual | Allowances Withdrawn (1:1) | Thousand Tons | 0 | 0 | 0 | 0 | 0 | 0 | 0
CT Fac. Spec. - SO2 Rate Annual v3.1, Unit 1185 and retrofits | 382 | 1769 | Rate Constraint in lbs/MMBtu | FALSE | L | Annual | Allowances Withdrawn (n:1) | Thousand Tons | 0 | 0 | 0 | 0 | 0 | 0 | 0
CT Fac. Spec. - SO2 Rate Annual v3.1, Unit 1185 and retrofits | 382 | 1769 | Rate Constraint in lbs/MMBtu | FALSE | L | Annual | Net Emissions Allowance Position | Thousand Tons | 0 | 0 | 0 | 0 | 0 | 0 | 0
CT Fac. Spec. - SO2 Rate Annual v3.1, Unit 1185 and retrofits | 382 | 1769 | Rate Constraint in lbs/MMBtu | FALSE | L | Annual | Fuel Consumed | TBtu | 0.013224 | 0.013224 | 0.013224 | 0.067224 | 0.067224 | 0.067224 | 0.067224
CT Fac. Spec. - SO2 Rate Annual v3.1, Unit 1185 and retrofits | 382 | 1769 | Rate Constraint in lbs/MMBtu | FALSE | L | Annual | Rate | lb/MMBtu | 0 | 0 | 0 | 0 | 0 | 0 | 0
CT Fac. Spec. - SO2 Rate Annual v3.1, Unit 1185 and retrofits | 382 | 1769 | Rate Constraint in lbs/MMBtu | FALSE | L | Annual | Generation | TWh | 0.0012308 | 0.0012308 | 0.0012308 | 0.0062563 | 0.0062563 | 0.0062563 | 0.0062563
CT Fac. Spec. - SO2 Rate Annual v3.1, Unit 1185 and retrofits | 382 | 1769 | Rate Constraint in lbs/MMBtu | FALSE | L | Annual | Qualifying Generation | TWh | 0.0012308 | 0.0012308 | 0.0012308 | 0.0062563 | 0.0062563 | 0.0062563 | 0.0062563
CT Fac. Spec. - SO2 Rate Annual v3.1, Unit 1185 and retrofits | 382 | 1769 | Rate Constraint in lbs/MMBtu | FALSE | L | Annual | Rate | lb/MWh | 0 | 0 | 0 | 0 | 0 | 0 | 0
CT Fac. Spec. - SO2 Rate Annual v3.1, Unit 1185 and retrofits | 382 | 1769 | Rate Constraint in lbs/MMBtu | FALSE | L | Annual | Constraint Shadow Price | US2011$/Ton | 0 | 0 | 0 | 0 | 0 | 0 | 0
CT Fac. Spec. - SO2 Rate Annual v3.1, Unit 1186 and retrofits | 383 | 1769 | Rate Constraint in lbs/MMBtu | FALSE | L | Annual | Seasons Included | Seasons | Winter, Summer | Winter, Summer | Winter, Summer | Winter, Summer | Winter, Summer | Winter, Summer | Winter, Summer
CT Fac. Spec. - SO2 Rate Annual v3.1, Unit 1186 and retrofits | 383 | 1769 | Rate Constraint in lbs/MMBtu | FALSE | L | Annual | Standard | lb/MMBtu | 0.33 | 0.33 | 0.33 | 0.33 | 0.33 | 0.33 | 0.33
CT Fac. Spec. - SO2 Rate Annual v3.1, Unit 1186 and retrofits | 383 | 1769 | Rate Constraint in lbs/MMBtu | FALSE | L | Annual | Emissions at Affected Plants SO2 | Thousand Tons | 0 | 0 | 0 | 0 | 0 | 0 | 0
CT Fac. Spec. - SO2 Rate Annual v3.1, Unit 1186 and retrofits | 383 | 1769 | Rate Constraint in lbs/MMBtu | FALSE | L | Annual | Allowances Purchased SO2 | Thousand Tons | 0 | 0 | 0 | 0 | 0 | 0 | 0
CT Fac. Spec. - SO2 Rate Annual v3.1, Unit 1186 and retrofits | 383 | 1769 | Rate Constraint in lbs/MMBtu | FALSE | L | Annual | Allowances Sold SO2 | Thousand Tons | 0 | 0 | 0 | 0 | 0 | 0 | 0
CT Fac. Spec. - SO2 Rate Annual v3.1, Unit 1186 and retrofits | 383 | 1769 | Rate Constraint in lbs/MMBtu | FALSE | L | Annual | Allowances Banked | Thousand Tons | 0 | 0 | 0 | 0 | 0 | 0 | 0
CT Fac. Spec. - SO2 Rate Annual v3.1, Unit 1186 and retrofits | 383 | 1769 | Rate Constraint in lbs/MMBtu | FALSE | L | Annual | Allowances Withdrawn (1:1) | Thousand Tons | 0 | 0 | 0 | 0 | 0 | 0 | 0
CT Fac. Spec. - SO2 Rate Annual v3.1, Unit 1186 and retrofits | 383 | 1769 | Rate Constraint in lbs/MMBtu | FALSE | L | Annual | Allowances Withdrawn (n:1) | Thousand Tons | 0 | 0 | 0 | 0 | 0 | 0 | 0
CT Fac. Spec. - SO2 Rate Annual v3.1, Unit 1186 and retrofits | 383 | 1769 | Rate Constraint in lbs/MMBtu | FALSE | L | Annual | Net Emissions Allowance Position | Thousand Tons | 0 | 0 | 0 | 0 | 0 | 0 | 0
CT Fac. Spec. - SO2 Rate Annual v3.1, Unit 1186 and retrofits | 383 | 1769 | Rate Constraint in lbs/MMBtu | FALSE | L | Annual | Fuel Consumed | TBtu | 0.026449 | 0.026449 | 0.026449 | 0.13445 | 0.13445 | 0.13445 | 0.13445
CT Fac. Spec. - SO2 Rate Annual v3.1, Unit 1186 and retrofits | 383 | 1769 | Rate Constraint in lbs/MMBtu | FALSE | L | Annual | Rate | lb/MMBtu | 0 | 0 | 0 | 0 | 0 | 0 | 0
CT Fac. Spec. - SO2 Rate Annual v3.1, Unit 1186 and retrofits | 383 | 1769 | Rate Constraint in lbs/MMBtu | FALSE | L | Annual | Generation | TWh | 0.0024615 | 0.0024615 | 0.0024615 | 0.012513 | 0.012513 | 0.012513 | 0.012513
CT Fac. Spec. - SO2 Rate Annual v3.1, Unit 1186 and retrofits | 383 | 1769 | Rate Constraint in lbs/MMBtu | FALSE | L | Annual | Qualifying Generation | TWh | 0.0024615 | 0.0024615 | 0.0024615 | 0.012513 | 0.012513 | 0.012513 | 0.012513
CT Fac. Spec. - SO2 Rate Annual v3.1, Unit 1186 and retrofits | 383 | 1769 | Rate Constraint in lbs/MMBtu | FALSE | L | Annual | Rate | lb/MWh | 0 | 0 | 0 | 0 | 0 | 0 | 0
CT Fac. Spec. - SO2 Rate Annual v3.1, Unit 1186 and retrofits | 383 | 1769 | Rate Constraint in lbs/MMBtu | FALSE | L | Annual | Constraint Shadow Price | US2011$/Ton | 0 | 0 | 0 | 0 | 0 | 0 | 0
CT Fac. Spec. - SO2 Rate Annual v3.1, Unit 1187 and retrofits | 384 | 1769 | Rate Constraint in lbs/MMBtu | FALSE | L | Annual | Seasons Included | Seasons | Winter, Summer | Winter, Summer | Winter, Summer | Winter, Summer | Winter, Summer | Winter, Summer | Winter, Summer
CT Fac. Spec. - SO2 Rate Annual v3.1, Unit 1187 and retrofits | 384 | 1769 | Rate Constraint in lbs/MMBtu | FALSE | L | Annual | Standard | lb/MMBtu | 0.33 | 0.33 | 0.33 | 0.33 | 0.33 | 0.33 | 0.33
CT Fac. Spec. - SO2 Rate Annual v3.1, Unit 1187 and retrofits | 384 | 1769 | Rate Constraint in lbs/MMBtu | FALSE | L | Annual | Emissions at Affected Plants SO2 | Thousand Tons | 0 | 0 | 0 | 0 | 0 | 0 | 0
CT Fac. Spec. - SO2 Rate Annual v3.1, Unit 1187 and retrofits | 384 | 1769 | Rate Constraint in lbs/MMBtu | FALSE | L | Annual | Allowances Purchased SO2 | Thousand Tons | 0 | 0 | 0 | 0 | 0 | 0 | 0
CT Fac. Spec. - SO2 Rate Annual v3.1, Unit 1187 and retrofits | 384 | 1769 | Rate Constraint in lbs/MMBtu | FALSE | L | Annual | Allowances Sold SO2 | Thousand Tons | 0 | 0 | 0 | 0 | 0 | 0 | 0
CT Fac. Spec. - SO2 Rate Annual v3.1, Unit 1187 and retrofits | 384 | 1769 | Rate Constraint in lbs/MMBtu | FALSE | L | Annual | Allowances Banked | Thousand Tons | 0 | 0 | 0 | 0 | 0 | 0 | 0
CT Fac. Spec. - SO2 Rate Annual v3.1, Unit 1187 and retrofits | 384 | 1769 | Rate Constraint in lbs/MMBtu | FALSE | L | Annual | Allowances Withdrawn (1:1) | Thousand Tons | 0 | 0 | 0 | 0 | 0 | 0 | 0
CT Fac. Spec. - SO2 Rate Annual v3.1, Unit 1187 and retrofits | 384 | 1769 | Rate Constraint in lbs/MMBtu | FALSE | L | Annual | Allowances Withdrawn (n:1) | Thousand Tons | 0 | 0 | 0 | 0 | 0 | 0 | 0
CT Fac. Spec. - SO2 Rate Annual v3.1, Unit 1187 and retrofits | 384 | 1769 | Rate Constraint in lbs/MMBtu | FALSE | L | Annual | Net Emissions Allowance Position | Thousand Tons | 0 | 0 | 0 | 0 | 0 | 0 | 0
CT Fac. Spec. - SO2 Rate Annual v3.1, Unit 1187 and retrofits | 384 | 1769 | Rate Constraint in lbs/MMBtu | FALSE | L | Annual | Fuel Consumed | TBtu | 0.013224 | 0.013224 | 0.013224 | 0.067224 | 0.067224 | 0.067224 | 0.067224
CT Fac. Spec. - SO2 Rate Annual v3.1, Unit 1187 and retrofits | 384 | 1769 | Rate Constraint in lbs/MMBtu | FALSE | L | Annual | Rate | lb/MMBtu | 0 | 0 | 0 | 0 | 0 | 0 | 0
CT Fac. Spec. - SO2 Rate Annual v3.1, Unit 1187 and retrofits | 384 | 1769 | Rate Constraint in lbs/MMBtu | FALSE | L | Annual | Generation | TWh | 0.0012308 | 0.0012308 | 0.0012308 | 0.0062563 | 0.0062563 | 0.0062563 | 0.0062563
CT Fac. Spec. - SO2 Rate Annual v3.1, Unit 1187 and retrofits | 384 | 1769 | Rate Constraint in lbs/MMBtu | FALSE | L | Annual | Qualifying Generation | TWh | 0.0012308 | 0.0012308 | 0.0012308 | 0.0062563 | 0.0062563 | 0.0062563 | 0.0062563
CT Fac. Spec. - SO2 Rate Annual v3.1, Unit 1187 and retrofits | 384 | 1769 | Rate Constraint in lbs/MMBtu | FALSE | L | Annual | Rate | lb/MWh | 0 | 0 | 0 | 0 | 0 | 0 | 0
CT Fac. Spec. - SO2 Rate Annual v3.1, Unit 1187 and retrofits | 384 | 1769 | Rate Constraint in lbs/MMBtu | FALSE | L | Annual | Constraint Shadow Price | US2011$/Ton | 0 | 0 | 0 | 0 | 0 | 0 | 0
CT Fac. Spec. - SO2 Rate Annual v3.1, Unit 1193 and retrofits | 385 | 1769 | Rate Constraint in lbs/MMBtu | FALSE | L | Annual | Seasons Included | Seasons | Winter, Summer | Winter, Summer | Winter, Summer | Winter, Summer | Winter, Summer | Winter, Summer | Winter, Summer
CT Fac. Spec. - SO2 Rate Annual v3.1, Unit 1193 and retrofits | 385 | 1769 | Rate Constraint in lbs/MMBtu | FALSE | L | Annual | Standard | lb/MMBtu | 0.33 | 0.33 | 0.33 | 0.33 | 0.33 | 0.33 | 0.33
CT Fac. Spec. - SO2 Rate Annual v3.1, Unit 1193 and retrofits | 385 | 1769 | Rate Constraint in lbs/MMBtu | FALSE | L | Annual | Emissions at Affected Plants SO2 | Thousand Tons | 0 | 0 | 0 | 0 | 0 | 0 | 0
CT Fac. Spec. - SO2 Rate Annual v3.1, Unit 1193 and retrofits | 385 | 1769 | Rate Constraint in lbs/MMBtu | FALSE | L | Annual | Allowances Purchased SO2 | Thousand Tons | 0 | 0 | 0 | 0 | 0 | 0 | 0
CT Fac. Spec. - SO2 Rate Annual v3.1, Unit 1193 and retrofits | 385 | 1769 | Rate Constraint in lbs/MMBtu | FALSE | L | Annual | Allowances Sold SO2 | Thousand Tons | 0 | 0 | 0 | 0 | 0 | 0 | 0
CT Fac. Spec. - SO2 Rate Annual v3.1, Unit 1193 and retrofits | 385 | 1769 | Rate Constraint in lbs/MMBtu | FALSE | L | Annual | Allowances Banked | Thousand Tons | 0 | 0 | 0 | 0 | 0 | 0 | 0
CT Fac. Spec. - SO2 Rate Annual v3.1, Unit 1193 and retrofits | 385 | 1769 | Rate Constraint in lbs/MMBtu | FALSE | L | Annual | Allowances Withdrawn (1:1) | Thousand Tons | 0 | 0 | 0 | 0 | 0 | 0 | 0
CT Fac. Spec. - SO2 Rate Annual v3.1, Unit 1193 and retrofits | 385 | 1769 | Rate Constraint in lbs/MMBtu | FALSE | L | Annual | Allowances Withdrawn (n:1) | Thousand Tons | 0 | 0 | 0 | 0 | 0 | 0 | 0
CT Fac. Spec. - SO2 Rate Annual v3.1, Unit 1193 and retrofits | 385 | 1769 | Rate Constraint in lbs/MMBtu | FALSE | L | Annual | Net Emissions Allowance Position | Thousand Tons | 0 | 0 | 0 | 0 | 0 | 0 | 0
CT Fac. Spec. - SO2 Rate Annual v3.1, Unit 1193 and retrofits | 385 | 1769 | Rate Constraint in lbs/MMBtu | FALSE | L | Annual | Fuel Consumed | TBtu | 0.034029 | 0.034029 | 0.034029 | 0.17298 | 0.17298 | 0.17298 | 0.17298
CT Fac. Spec. - SO2 Rate Annual v3.1, Unit 1193 and retrofits | 385 | 1769 | Rate Constraint in lbs/MMBtu | FALSE | L | Annual | Rate | lb/MMBtu | 0 | 0 | 0 | 0 | 0 | 0 | 0
CT Fac. Spec. - SO2 Rate Annual v3.1, Unit 1193 and retrofits | 385 | 1769 | Rate Constraint in lbs/MMBtu | FALSE | L | Annual | Generation | TWh | 0.003167 | 0.003167 | 0.003167 | 0.016099 | 0.016099 | 0.016099 | 0.016099
CT Fac. Spec. - SO2 Rate Annual v3.1, Unit 1193 and retrofits | 385 | 1769 | Rate Constraint in lbs/MMBtu | FALSE | L | Annual | Qualifying Generation | TWh | 0.003167 | 0.003167 | 0.003167 | 0.016099 | 0.016099 | 0.016099 | 0.016099
CT Fac. Spec. - SO2 Rate Annual v3.1, Unit 1193 and retrofits | 385 | 1769 | Rate Constraint in lbs/MMBtu | FALSE | L | Annual | Rate | lb/MWh | 0 | 0 | 0 | 0 | 0 | 0 | 0
CT Fac. Spec. - SO2 Rate Annual v3.1, Unit 1193 and retrofits | 385 | 1769 | Rate Constraint in lbs/MMBtu | FALSE | L | Annual | Constraint Shadow Price | US2011$/Ton | 0 | 0 | 0 | 0 | 0 | 0 | 0
CT Fac. Spec. - SO2 Rate Annual v3.1, Unit 1194 and retrofits | 386 | 1769 | Rate Constraint in lbs/MMBtu | FALSE | L | Annual | Seasons Included | Seasons | Winter, Summer | Winter, Summer | Winter, Summer | Winter, Summer | Winter, Summer | Winter, Summer | Winter, Summer
CT Fac. Spec. - SO2 Rate Annual v3.1, Unit 1194 and retrofits | 386 | 1769 | Rate Constraint in lbs/MMBtu | FALSE | L | Annual | Standard | lb/MMBtu | 0.33 | 0.33 | 0.33 | 0.33 | 0.33 | 0.33 | 0.33
CT Fac. Spec. - SO2 Rate Annual v3.1, Unit 1194 and retrofits | 386 | 1769 | Rate Constraint in lbs/MMBtu | FALSE | L | Annual | Emissions at Affected Plants SO2 | Thousand Tons | 0 | 0 | 0 | 0 | 0 | 0 | 0
CT Fac. Spec. - SO2 Rate Annual v3.1, Unit 1194 and retrofits | 386 | 1769 | Rate Constraint in lbs/MMBtu | FALSE | L | Annual | Allowances Purchased SO2 | Thousand Tons | 0 | 0 | 0 | 0 | 0 | 0 | 0
CT Fac. Spec. - SO2 Rate Annual v3.1, Unit 1194 and retrofits | 386 | 1769 | Rate Constraint in lbs/MMBtu | FALSE | L | Annual | Allowances Sold SO2 | Thousand Tons | 0 | 0 | 0 | 0 | 0 | 0 | 0
CT Fac. Spec. - SO2 Rate Annual v3.1, Unit 1194 and retrofits | 386 | 1769 | Rate Constraint in lbs/MMBtu | FALSE | L | Annual | Allowances Banked | Thousand Tons | 0 | 0 | 0 | 0 | 0 | 0 | 0
CT Fac. Spec. - SO2 Rate Annual v3.1, Unit 1194 and retrofits | 386 | 1769 | Rate Constraint in lbs/MMBtu | FALSE | L | Annual | Allowances Withdrawn (1:1) | Thousand Tons | 0 | 0 | 0 | 0 | 0 | 0 | 0
CT Fac. Spec. - SO2 Rate Annual v3.1, Unit 1194 and retrofits | 386 | 1769 | Rate Constraint in lbs/MMBtu | FALSE | L | Annual | Allowances Withdrawn (n:1) | Thousand Tons | 0 | 0 | 0 | 0 | 0 | 0 | 0
CT Fac. Spec. - SO2 Rate Annual v3.1, Unit 1194 and retrofits | 386 | 1769 | Rate Constraint in lbs/MMBtu | FALSE | L | Annual | Net Emissions Allowance Position | Thousand Tons | 0 | 0 | 0 | 0 | 0 | 0 | 0
CT Fac. Spec. - SO2 Rate Annual v3.1, Unit 1194 and retrofits | 386 | 1769 | Rate Constraint in lbs/MMBtu | FALSE | L | Annual | Fuel Consumed | TBtu | 0.033409 | 0.033409 | 0.033409 | 0.16983 | 0.16983 | 0.16983 | 0.16983
CT Fac. Spec. - SO2 Rate Annual v3.1, Unit 1194 and retrofits | 386 | 1769 | Rate Constraint in lbs/MMBtu | FALSE | L | Annual | Rate | lb/MMBtu | 0 | 0 | 0 | 0 | 0 | 0 | 0
CT Fac. Spec. - SO2 Rate Annual v3.1, Unit 1194 and retrofits | 386 | 1769 | Rate Constraint in lbs/MMBtu | FALSE | L | Annual | Generation | TWh | 0.0031093 | 0.0031093 | 0.0031093 | 0.015805 | 0.015805 | 0.015805 | 0.015805
CT Fac. Spec. - SO2 Rate Annual v3.1, Unit 1194 and retrofits | 386 | 1769 | Rate Constraint in lbs/MMBtu | FALSE | L | Annual | Qualifying Generation | TWh | 0.0031093 | 0.0031093 | 0.0031093 | 0.015805 | 0.015805 | 0.015805 | 0.015805
CT Fac. Spec. - SO2 Rate Annual v3.1, Unit 1194 and retrofits | 386 | 1769 | Rate Constraint in lbs/MMBtu | FALSE | L | Annual | Rate | lb/MWh | 0 | 0 | 0 | 0 | 0 | 0 | 0
CT Fac. Spec. - SO2 Rate Annual v3.1, Unit 1194 and retrofits | 386 | 1769 | Rate Constraint in lbs/MMBtu | FALSE | L | Annual | Constraint Shadow Price | US2011$/Ton | 0 | 0 | 0 | 0 | 0 | 0 | 0
CT Fac. Spec. - SO2 Rate Annual v3.1, Unit 1195 and retrofits | 387 | 1769 | Rate Constraint in lbs/MMBtu | FALSE | L | Annual | Seasons Included | Seasons | Winter, Summer | Winter, Summer | Winter, Summer | Winter, Summer | Winter, Summer | Winter, Summer | Winter, Summer
CT Fac. Spec. - SO2 Rate Annual v3.1, Unit 1195 and retrofits | 387 | 1769 | Rate Constraint in lbs/MMBtu | FALSE | L | Annual | Standard | lb/MMBtu | 0.33 | 0.33 | 0.33 | 0.33 | 0.33 | 0.33 | 0.33
CT Fac. Spec. - SO2 Rate Annual v3.1, Unit 1195 and retrofits | 387 | 1769 | Rate Constraint in lbs/MMBtu | FALSE | L | Annual | Emissions at Affected Plants SO2 | Thousand Tons | 0 | 0 | 0 | 0 | 0 | 0 | 0
CT Fac. Spec. - SO2 Rate Annual v3.1, Unit 1195 and retrofits | 387 | 1769 | Rate Constraint in lbs/MMBtu | FALSE | L | Annual | Allowances Purchased SO2 | Thousand Tons | 0 | 0 | 0 | 0 | 0 | 0 | 0
CT Fac. Spec. - SO2 Rate Annual v3.1, Unit 1195 and retrofits | 387 | 1769 | Rate Constraint in lbs/MMBtu | FALSE | L | Annual | Allowances Sold SO2 | Thousand Tons | 0 | 0 | 0 | 0 | 0 | 0 | 0
CT Fac. Spec. - SO2 Rate Annual v3.1, Unit 1195 and retrofits | 387 | 1769 | Rate Constraint in lbs/MMBtu | FALSE | L | Annual | Allowances Banked | Thousand Tons | 0 | 0 | 0 | 0 | 0 | 0 | 0
CT Fac. Spec. - SO2 Rate Annual v3.1, Unit 1195 and retrofits | 387 | 1769 | Rate Constraint in lbs/MMBtu | FALSE | L | Annual | Allowances Withdrawn (1:1) | Thousand Tons | 0 | 0 | 0 | 0 | 0 | 0 | 0
CT Fac. Spec. - SO2 Rate Annual v3.1, Unit 1195 and retrofits | 387 | 1769 | Rate Constraint in lbs/MMBtu | FALSE | L | Annual | Allowances Withdrawn (n:1) | Thousand Tons | 0 | 0 | 0 | 0 | 0 | 0 | 0
CT Fac. Spec. - SO2 Rate Annual v3.1, Unit 1195 and retrofits | 387 | 1769 | Rate Constraint in lbs/MMBtu | FALSE | L | Annual | Net Emissions Allowance Position | Thousand Tons | 0 | 0 | 0 | 0 | 0 | 0 | 0
CT Fac. Spec. - SO2 Rate Annual v3.1, Unit 1195 and retrofits | 387 | 1769 | Rate Constraint in lbs/MMBtu | FALSE | L | Annual | Fuel Consumed | TBtu | 0.016705 | 0.016705 | 0.016705 | 0.084915 | 0.084915 | 0.084915 | 0.084915
CT Fac. Spec. - SO2 Rate Annual v3.1, Unit 1195 and retrofits | 387 | 1769 | Rate Constraint in lbs/MMBtu | FALSE | L | Annual | Rate | lb/MMBtu | 0 | 0 | 0 | 0 | 0 | 0 | 0
CT Fac. Spec. - SO2 Rate Annual v3.1, Unit 1195 and retrofits | 387 | 1769 | Rate Constraint in lbs/MMBtu | FALSE | L | Annual | Generation | TWh | 0.0015546 | 0.0015546 | 0.0015546 | 0.0079027 | 0.0079027 | 0.0079027 | 0.0079027
CT Fac. Spec. - SO2 Rate Annual v3.1, Unit 1195 and retrofits | 387 | 1769 | Rate Constraint in lbs/MMBtu | FALSE | L | Annual | Qualifying Generation | TWh | 0.0015546 | 0.0015546 | 0.0015546 | 0.0079027 | 0.0079027 | 0.0079027 | 0.0079027
CT Fac. Spec. - SO2 Rate Annual v3.1, Unit 1195 and retrofits | 387 | 1769 | Rate Constraint in lbs/MMBtu | FALSE | L | Annual | Rate | lb/MWh | 0 | 0 | 0 | 0 | 0 | 0 | 0
CT Fac. Spec. - SO2 Rate Annual v3.1, Unit 1195 and retrofits | 387 | 1769 | Rate Constraint in lbs/MMBtu | FALSE | L | Annual | Constraint Shadow Price | US2011$/Ton | 0 | 0 | 0 | 0 | 0 | 0 | 0
CT Fac. Spec. - SO2 Rate Annual v3.1, Unit 1196 and retrofits | 388 | 1769 | Rate Constraint in lbs/MMBtu | FALSE | L | Annual | Seasons Included | Seasons | Winter, Summer | Winter, Summer | Winter, Summer | Winter, Summer | Winter, Summer | Winter, Summer | Winter, Summer
CT Fac. Spec. - SO2 Rate Annual v3.1, Unit 1196 and retrofits | 388 | 1769 | Rate Constraint in lbs/MMBtu | FALSE | L | Annual | Standard | lb/MMBtu | 0.33 | 0.33 | 0.33 | 0.33 | 0.33 | 0.33 | 0.33
CT Fac. Spec. - SO2 Rate Annual v3.1, Unit 1196 and retrofits | 388 | 1769 | Rate Constraint in lbs/MMBtu | FALSE | L | Annual | Emissions at Affected Plants SO2 | Thousand Tons | 0 | 0 | 0 | 0 | 0 | 0 | 0
CT Fac. Spec. - SO2 Rate Annual v3.1, Unit 1196 and retrofits | 388 | 1769 | Rate Constraint in lbs/MMBtu | FALSE | L | Annual | Allowances Purchased SO2 | Thousand Tons | 0 | 0 | 0 | 0 | 0 | 0 | 0
CT Fac. Spec. - SO2 Rate Annual v3.1, Unit 1196 and retrofits | 388 | 1769 | Rate Constraint in lbs/MMBtu | FALSE | L | Annual | Allowances Sold SO2 | Thousand Tons | 0 | 0 | 0 | 0 | 0 | 0 | 0
CT Fac. Spec. - SO2 Rate Annual v3.1, Unit 1196 and retrofits | 388 | 1769 | Rate Constraint in lbs/MMBtu | FALSE | L | Annual | Allowances Banked | Thousand Tons | 0 | 0 | 0 | 0 | 0 | 0 | 0
CT Fac. Spec. - SO2 Rate Annual v3.1, Unit 1196 and retrofits | 388 | 1769 | Rate Constraint in lbs/MMBtu | FALSE | L | Annual | Allowances Withdrawn (1:1) | Thousand Tons | 0 | 0 | 0 | 0 | 0 | 0 | 0
CT Fac. Spec. - SO2 Rate Annual v3.1, Unit 1196 and retrofits | 388 | 1769 | Rate Constraint in lbs/MMBtu | FALSE | L | Annual | Allowances Withdrawn (n:1) | Thousand Tons | 0 | 0 | 0 | 0 | 0 | 0 | 0
CT Fac. Spec. - SO2 Rate Annual v3.1, Unit 1196 and retrofits | 388 | 1769 | Rate Constraint in lbs/MMBtu | FALSE | L | Annual | Net Emissions Allowance Position | Thousand Tons | 0 | 0 | 0 | 0 | 0 | 0 | 0
CT Fac. Spec. - SO2 Rate Annual v3.1, Unit 1196 and retrofits | 388 | 1769 | Rate Constraint in lbs/MMBtu | FALSE | L | Annual | Fuel Consumed | TBtu | 0 | 0.04351 | 0.04351 | 0.04351 | 0.04351 | 0.22117 | 0.22117
CT Fac. Spec. - SO2 Rate Annual v3.1, Unit 1196 and retrofits | 388 | 1769 | Rate Constraint in lbs/MMBtu | FALSE | L | Annual | Rate | lb/MMBtu | 0 | 0 | 0 | 0 | 0 | 0 | 0
CT Fac. Spec. - SO2 Rate Annual v3.1, Unit 1196 and retrofits | 388 | 1769 | Rate Constraint in lbs/MMBtu | FALSE | L | Annual | Generation | TWh | 0 | 0.0031093 | 0.0031093 | 0.0031093 | 0.0031093 | 0.015805 | 0.015805
CT Fac. Spec. - SO2 Rate Annual v3.1, Unit 1196 and retrofits | 388 | 1769 | Rate Constraint in lbs/MMBtu | FALSE | L | Annual | Qualifying Generation | TWh | 0 | 0.0031093 | 0.0031093 | 0.0031093 | 0.0031093 | 0.015805 | 0.015805
CT Fac. Spec. - SO2 Rate Annual v3.1, Unit 1196 and retrofits | 388 | 1769 | Rate Constraint in lbs/MMBtu | FALSE | L | Annual | Rate | lb/MWh | 0 | 0 | 0 | 0 | 0 | 0 | 0
CT Fac. Spec. - SO2 Rate Annual v3.1, Unit 1196 and retrofits | 388 | 1769 | Rate Constraint in lbs/MMBtu | FALSE | L | Annual | Constraint Shadow Price | US2011$/Ton | 0 | 0 | 0 | 0 | 0 | 0 | 0
CT Fac. Spec. - SO2 Rate Annual v3.1, Unit 1197 and retrofits | 389 | 1769 | Rate Constraint in lbs/MMBtu | FALSE | L | Annual | Seasons Included | Seasons | Winter, Summer | Winter, Summer | Winter, Summer | Winter, Summer | Winter, Summer | Winter, Summer | Winter, Summer
CT Fac. Spec. - SO2 Rate Annual v3.1, Unit 1197 and retrofits | 389 | 1769 | Rate Constraint in lbs/MMBtu | FALSE | L | Annual | Standard | lb/MMBtu | 0.33 | 0.33 | 0.33 | 0.33 | 0.33 | 0.33 | 0.33
CT Fac. Spec. - SO2 Rate Annual v3.1, Unit 1197 and retrofits | 389 | 1769 | Rate Constraint in lbs/MMBtu | FALSE | L | Annual | Emissions at Affected Plants SO2 | Thousand Tons | 0 | 0 | 0 | 0 | 0 | 0 | 0
CT Fac. Spec. - SO2 Rate Annual v3.1, Unit 1197 and retrofits | 389 | 1769 | Rate Constraint in lbs/MMBtu | FALSE | L | Annual | Allowances Purchased SO2 | Thousand Tons | 0 | 0 | 0 | 0 | 0 | 0 | 0
CT Fac. Spec. - SO2 Rate Annual v3.1, Unit 1197 and retrofits | 389 | 1769 | Rate Constraint in lbs/MMBtu | FALSE | L | Annual | Allowances Sold SO2 | Thousand Tons | 0 | 0 | 0 | 0 | 0 | 0 | 0
CT Fac. Spec. - SO2 Rate Annual v3.1, Unit 1197 and retrofits | 389 | 1769 | Rate Constraint in lbs/MMBtu | FALSE | L | Annual | Allowances Banked | Thousand Tons | 0 | 0 | 0 | 0 | 0 | 0 | 0
CT Fac. Spec. - SO2 Rate Annual v3.1, Unit 1197 and retrofits | 389 | 1769 | Rate Constraint in lbs/MMBtu | FALSE | L | Annual | Allowances Withdrawn (1:1) | Thousand Tons | 0 | 0 | 0 | 0 | 0 | 0 | 0
CT Fac. Spec. - SO2 Rate Annual v3.1, Unit 1197 and retrofits | 389 | 1769 | Rate Constraint in lbs/MMBtu | FALSE | L | Annual | Allowances Withdrawn (n:1) | Thousand Tons | 0 | 0 | 0 | 0 | 0 | 0 | 0
CT Fac. Spec. - SO2 Rate Annual v3.1, Unit 1197 and retrofits | 389 | 1769 | Rate Constraint in lbs/MMBtu | FALSE | L | Annual | Net Emissions Allowance Position | Thousand Tons | 0 | 0 | 0 | 0 | 0 | 0 | 0
CT Fac. Spec. - SO2 Rate Annual v3.1, Unit 1197 and retrofits | 389 | 1769 | Rate Constraint in lbs/MMBtu | FALSE | L | Annual | Fuel Consumed | TBtu | 0.016705 | 0.016705 | 0.016705 | 0.084915 | 0.084915 | 0.084915 | 0.084915
CT Fac. Spec. - SO2 Rate Annual v3.1, Unit 1197 and retrofits | 389 | 1769 | Rate Constraint in lbs/MMBtu | FALSE | L | Annual | Rate | lb/MMBtu | 0 | 0 | 0 | 0 | 0 | 0 | 0
CT Fac. Spec. - SO2 Rate Annual v3.1, Unit 1197 and retrofits | 389 | 1769 | Rate Constraint in lbs/MMBtu | FALSE | L | Annual | Generation | TWh | 0.0015546 | 0.0015546 | 0.0015546 | 0.0079027 | 0.0079027 | 0.0079027 | 0.0079027
CT Fac. Spec. - SO2 Rate Annual v3.1, Unit 1197 and retrofits | 389 | 1769 | Rate Constraint in lbs/MMBtu | FALSE | L | Annual | Qualifying Generation | TWh | 0.0015546 | 0.0015546 | 0.0015546 | 0.0079027 | 0.0079027 | 0.0079027 | 0.0079027
CT Fac. Spec. - SO2 Rate Annual v3.1, Unit 1197 and retrofits | 389 | 1769 | Rate Constraint in lbs/MMBtu | FALSE | L | Annual | Rate | lb/MWh | 0 | 0 | 0 | 0 | 0 | 0 | 0
CT Fac. Spec. - SO2 Rate Annual v3.1, Unit 1197 and retrofits | 389 | 1769 | Rate Constraint in lbs/MMBtu | FALSE | L | Annual | Constraint Shadow Price | US2011$/Ton | 0 | 0 | 0 | 0 | 0 | 0 | 0
CT Fac. Spec. - SO2 Rate Annual v3.1, Unit 1198 and retrofits | 390 | 1769 | Rate Constraint in lbs/MMBtu | FALSE | L | Annual | Seasons Included | Seasons | Winter, Summer | Winter, Summer | Winter, Summer | Winter, Summer | Winter, Summer | Winter, Summer | Winter, Summer
CT Fac. Spec. - SO2 Rate Annual v3.1, Unit 1198 and retrofits | 390 | 1769 | Rate Constraint in lbs/MMBtu | FALSE | L | Annual | Standard | lb/MMBtu | 0.33 | 0.33 | 0.33 | 0.33 | 0.33 | 0.33 | 0.33
CT Fac. Spec. - SO2 Rate Annual v3.1, Unit 1198 and retrofits | 390 | 1769 | Rate Constraint in lbs/MMBtu | FALSE | L | Annual | Emissions at Affected Plants SO2 | Thousand Tons | 0 | 0 | 0 | 0 | 0 | 0 | 0
CT Fac. Spec. - SO2 Rate Annual v3.1, Unit 1198 and retrofits | 390 | 1769 | Rate Constraint in lbs/MMBtu | FALSE | L | Annual | Allowances Purchased SO2 | Thousand Tons | 0 | 0 | 0 | 0 | 0 | 0 | 0
CT Fac. Spec. - SO2 Rate Annual v3.1, Unit 1198 and retrofits | 390 | 1769 | Rate Constraint in lbs/MMBtu | FALSE | L | Annual | Allowances Sold SO2 | Thousand Tons | 0 | 0 | 0 | 0 | 0 | 0 | 0
CT Fac. Spec. - SO2 Rate Annual v3.1, Unit 1198 and retrofits | 390 | 1769 | Rate Constraint in lbs/MMBtu | FALSE | L | Annual | Allowances Banked | Thousand Tons | 0 | 0 | 0 | 0 | 0 | 0 | 0
CT Fac. Spec. - SO2 Rate Annual v3.1, Unit 1198 and retrofits | 390 | 1769 | Rate Constraint in lbs/MMBtu | FALSE | L | Annual | Allowances Withdrawn (1:1) | Thousand Tons | 0 | 0 | 0 | 0 | 0 | 0 | 0
CT Fac. Spec. - SO2 Rate Annual v3.1, Unit 1198 and retrofits | 390 | 1769 | Rate Constraint in lbs/MMBtu | FALSE | L | Annual | Allowances Withdrawn (n:1) | Thousand Tons | 0 | 0 | 0 | 0 | 0 | 0 | 0
CT Fac. Spec. - SO2 Rate Annual v3.1, Unit 1198 and retrofits | 390 | 1769 | Rate Constraint in lbs/MMBtu | FALSE | L | Annual | Net Emissions Allowance Position | Thousand Tons | 0 | 0 | 0 | 0 | 0 | 0 | 0
CT Fac. Spec. - SO2 Rate Annual v3.1, Unit 1198 and retrofits | 390 | 1769 | Rate Constraint in lbs/MMBtu | FALSE | L | Annual | Fuel Consumed | TBtu | 0 | 0.042211 | 0.042211 | 0.042211 | 0.042211 | 0.21457 | 0.21457
CT Fac. Spec. - SO2 Rate Annual v3.1, Unit 1198 and retrofits | 390 | 1769 | Rate Constraint in lbs/MMBtu | FALSE | L | Annual | Rate | lb/MMBtu | 0 | 0 | 0 | 0 | 0 | 0 | 0
CT Fac. Spec. - SO2 Rate Annual v3.1, Unit 1198 and retrofits | 390 | 1769 | Rate Constraint in lbs/MMBtu | FALSE | L | Annual | Generation | TWh | 0 | 0.0031093 | 0.0031093 | 0.0031093 | 0.0031093 | 0.015805 | 0.015805
CT Fac. Spec. - SO2 Rate Annual v3.1, Unit 1198 and retrofits | 390 | 1769 | Rate Constraint in lbs/MMBtu | FALSE | L | Annual | Qualifying Generation | TWh | 0 | 0.0031093 | 0.0031093 | 0.0031093 | 0.0031093 | 0.015805 | 0.015805
CT Fac. Spec. - SO2 Rate Annual v3.1, Unit 1198 and retrofits | 390 | 1769 | Rate Constraint in lbs/MMBtu | FALSE | L | Annual | Rate | lb/MWh | 0 | 0 | 0 | 0 | 0 | 0 | 0
CT Fac. Spec. - SO2 Rate Annual v3.1, Unit 1198 and retrofits | 390 | 1769 | Rate Constraint in lbs/MMBtu | FALSE | L | Annual | Constraint Shadow Price | US2011$/Ton | 0 | 0 | 0 | 0 | 0 | 0 | 0
CT Fac. Spec. - SO2 Rate Annual v3.1, Unit 1199 and retrofits | 391 | 1769 | Rate Constraint in lbs/MMBtu | FALSE | L | Annual | Seasons Included | Seasons | Winter, Summer | Winter, Summer | Winter, Summer | Winter, Summer | Winter, Summer | Winter, Summer | Winter, Summer
CT Fac. Spec. - SO2 Rate Annual v3.1, Unit 1199 and retrofits | 391 | 1769 | Rate Constraint in lbs/MMBtu | FALSE | L | Annual | Standard | lb/MMBtu | 0.33 | 0.33 | 0.33 | 0.33 | 0.33 | 0.33 | 0.33
CT Fac. Spec. - SO2 Rate Annual v3.1, Unit 1199 and retrofits | 391 | 1769 | Rate Constraint in lbs/MMBtu | FALSE | L | Annual | Emissions at Affected Plants SO2 | Thousand Tons | 0 | 0 | 0 | 0 | 0 | 0 | 0
CT Fac. Spec. - SO2 Rate Annual v3.1, Unit 1199 and retrofits | 391 | 1769 | Rate Constraint in lbs/MMBtu | FALSE | L | Annual | Allowances Purchased SO2 | Thousand Tons | 0 | 0 | 0 | 0 | 0 | 0 | 0
CT Fac. Spec. - SO2 Rate Annual v3.1, Unit 1199 and retrofits | 391 | 1769 | Rate Constraint in lbs/MMBtu | FALSE | L | Annual | Allowances Sold SO2 | Thousand Tons | 0 | 0 | 0 | 0 | 0 | 0 | 0
CT Fac. Spec. - SO2 Rate Annual v3.1, Unit 1199 and retrofits | 391 | 1769 | Rate Constraint in lbs/MMBtu | FALSE | L | Annual | Allowances Banked | Thousand Tons | 0 | 0 | 0 | 0 | 0 | 0 | 0
CT Fac. Spec. - SO2 Rate Annual v3.1, Unit 1199 and retrofits | 391 | 1769 | Rate Constraint in lbs/MMBtu | FALSE | L | Annual | Allowances Withdrawn (1:1) | Thousand Tons | 0 | 0 | 0 | 0 | 0 | 0 | 0
CT Fac. Spec. - SO2 Rate Annual v3.1, Unit 1199 and retrofits | 391 | 1769 | Rate Constraint in lbs/MMBtu | FALSE | L | Annual | Allowances Withdrawn (n:1) | Thousand Tons | 0 | 0 | 0 | 0 | 0 | 0 | 0
CT Fac. Spec. - SO2 Rate Annual v3.1, Unit 1199 and retrofits | 391 | 1769 | Rate Constraint in lbs/MMBtu | FALSE | L | Annual | Net Emissions Allowance Position | Thousand Tons | 0 | 0 | 0 | 0 | 0 | 0 | 0
CT Fac. Spec. - SO2 Rate Annual v3.1, Unit 1199 and retrofits | 391 | 1769 | Rate Constraint in lbs/MMBtu | FALSE | L | Annual | Fuel Consumed | TBtu | 0.030313 | 0.030313 | 0.030313 | 0.030313 | 0.030313 | 0.15409 | 0.15409
CT Fac. Spec. - SO2 Rate Annual v3.1, Unit 1199 and retrofits | 391 | 1769 | Rate Constraint in lbs/MMBtu | FALSE | L | Annual | Rate | lb/MMBtu | 0 | 0 | 0 | 0 | 0 | 0 | 0
CT Fac. Spec. - SO2 Rate Annual v3.1, Unit 1199 and retrofits | 391 | 1769 | Rate Constraint in lbs/MMBtu | FALSE | L | Annual | Generation | TWh | 0.0023669 | 0.0023669 | 0.0023669 | 0.0023669 | 0.0023669 | 0.012032 | 0.012032
CT Fac. Spec. - SO2 Rate Annual v3.1, Unit 1199 and retrofits | 391 | 1769 | Rate Constraint in lbs/MMBtu | FALSE | L | Annual | Qualifying Generation | TWh | 0.0023669 | 0.0023669 | 0.0023669 | 0.0023669 | 0.0023669 | 0.012032 | 0.012032
CT Fac. Spec. - SO2 Rate Annual v3.1, Unit 1199 and retrofits | 391 | 1769 | Rate Constraint in lbs/MMBtu | FALSE | L | Annual | Rate | lb/MWh | 0 | 0 | 0 | 0 | 0 | 0 | 0
CT Fac. Spec. - SO2 Rate Annual v3.1, Unit 1199 and retrofits | 391 | 1769 | Rate Constraint in lbs/MMBtu | FALSE | L | Annual | Constraint Shadow Price | US2011$/Ton | 0 | 0 | 0 | 0 | 0 | 0 | 0
CT Fac. Spec. - SO2 Rate Annual v3.1, Unit 1201 and retrofits | 392 | 1769 | Rate Constraint in lbs/MMBtu | FALSE | L | Annual | Seasons Included | Seasons | Winter, Summer | Winter, Summer | Winter, Summer | Winter, Summer | Winter, Summer | Winter, Summer | Winter, Summer
CT Fac. Spec. - SO2 Rate Annual v3.1, Unit 1201 and retrofits | 392 | 1769 | Rate Constraint in lbs/MMBtu | FALSE | L | Annual | Standard | lb/MMBtu | 0.33 | 0.33 | 0.33 | 0.33 | 0.33 | 0.33 | 0.33
CT Fac. Spec. - SO2 Rate Annual v3.1, Unit 1201 and retrofits | 392 | 1769 | Rate Constraint in lbs/MMBtu | FALSE | L | Annual | Emissions at Affected Plants SO2 | Thousand Tons | 0 | 0 | 0 | 0 | 0 | 0 | 0
CT Fac. Spec. - SO2 Rate Annual v3.1, Unit 1201 and retrofits | 392 | 1769 | Rate Constraint in lbs/MMBtu | FALSE | L | Annual | Allowances Purchased SO2 | Thousand Tons | 0 | 0 | 0 | 0 | 0 | 0 | 0
CT Fac. Spec. - SO2 Rate Annual v3.1, Unit 1201 and retrofits | 392 | 1769 | Rate Constraint in lbs/MMBtu | FALSE | L | Annual | Allowances Sold SO2 | Thousand Tons | 0 | 0 | 0 | 0 | 0 | 0 | 0
CT Fac. Spec. - SO2 Rate Annual v3.1, Unit 1201 and retrofits | 392 | 1769 | Rate Constraint in lbs/MMBtu | FALSE | L | Annual | Allowances Banked | Thousand Tons | 0 | 0 | 0 | 0 | 0 | 0 | 0
CT Fac. Spec. - SO2 Rate Annual v3.1, Unit 1201 and retrofits | 392 | 1769 | Rate Constraint in lbs/MMBtu | FALSE | L | Annual | Allowances Withdrawn (1:1) | Thousand Tons | 0 | 0 | 0 | 0 | 0 | 0 | 0
CT Fac. Spec. - SO2 Rate Annual v3.1, Unit 1201 and retrofits | 392 | 1769 | Rate Constraint in lbs/MMBtu | FALSE | L | Annual | Allowances Withdrawn (n:1) | Thousand Tons | 0 | 0 | 0 | 0 | 0 | 0 | 0
CT Fac. Spec. - SO2 Rate Annual v3.1, Unit 1201 and retrofits | 392 | 1769 | Rate Constraint in lbs/MMBtu | FALSE | L | Annual | Net Emissions Allowance Position | Thousand Tons | 0 | 0 | 0 | 0 | 0 | 0 | 0
CT Fac. Spec. - SO2 Rate Annual v3.1, Unit 1201 and retrofits | 392 | 1769 | Rate Constraint in lbs/MMBtu | FALSE | L | Annual | Fuel Consumed | TBtu | 0.012134 | 0.012134 | 0.012134 | 0.012134 | 0.012134 | 0.06168 | 0.06168
CT Fac. Spec. - SO2 Rate Annual v3.1, Unit 1201 and retrofits | 392 | 1769 | Rate Constraint in lbs/MMBtu | FALSE | L | Annual | Rate | lb/MMBtu | 0 | 0 | 0 | 0 | 0 | 0 | 0
CT Fac. Spec. - SO2 Rate Annual v3.1, Unit 1201 and retrofits | 392 | 1769 | Rate Constraint in lbs/MMBtu | FALSE | L | Annual | Generation | TWh | 0.001004 | 0.001004 | 0.001004 | 0.001004 | 0.001004 | 0.0051038 | 0.0051038
CT Fac. Spec. - SO2 Rate Annual v3.1, Unit 1201 and retrofits | 392 | 1769 | Rate Constraint in lbs/MMBtu | FALSE | L | Annual | Qualifying Generation | TWh | 0.001004 | 0.001004 | 0.001004 | 0.001004 | 0.001004 | 0.0051038 | 0.0051038
CT Fac. Spec. - SO2 Rate Annual v3.1, Unit 1201 and retrofits | 392 | 1769 | Rate Constraint in lbs/MMBtu | FALSE | L | Annual | Rate | lb/MWh | 0 | 0 | 0 | 0 | 0 | 0 | 0
CT Fac. Spec. - SO2 Rate Annual v3.1, Unit 1201 and retrofits | 392 | 1769 | Rate Constraint in lbs/MMBtu | FALSE | L | Annual | Constraint Shadow Price | US2011$/Ton | 0 | 0 | 0 | 0 | 0 | 0 | 0
CT Fac. Spec. - SO2 Rate Annual v3.1, Unit 1202 and retrofits | 393 | 1769 | Rate Constraint in lbs/MMBtu | FALSE | L | Annual | Seasons Included | Seasons | Winter, Summer | Winter, Summer | Winter, Summer | Winter, Summer | Winter, Summer | Winter, Summer | Winter, Summer
CT Fac. Spec. - SO2 Rate Annual v3.1, Unit 1202 and retrofits | 393 | 1769 | Rate Constraint in lbs/MMBtu | FALSE | L | Annual | Standard | lb/MMBtu | 0.33 | 0.33 | 0.33 | 0.33 | 0.33 | 0.33 | 0.33
CT Fac. Spec. - SO2 Rate Annual v3.1, Unit 1202 and retrofits | 393 | 1769 | Rate Constraint in lbs/MMBtu | FALSE | L | Annual | Emissions at Affected Plants SO2 | Thousand Tons | 0 | 0 | 0 | 0 | 0 | 0 | 0
CT Fac. Spec. - SO2 Rate Annual v3.1, Unit 1202 and retrofits | 393 | 1769 | Rate Constraint in lbs/MMBtu | FALSE | L | Annual | Allowances Purchased SO2 | Thousand Tons | 0 | 0 | 0 | 0 | 0 | 0 | 0
CT Fac. Spec. - SO2 Rate Annual v3.1, Unit 1202 and retrofits | 393 | 1769 | Rate Constraint in lbs/MMBtu | FALSE | L | Annual | Allowances Sold SO2 | Thousand Tons | 0 | 0 | 0 | 0 | 0 | 0 | 0
CT Fac. Spec. - SO2 Rate Annual v3.1, Unit 1202 and retrofits | 393 | 1769 | Rate Constraint in lbs/MMBtu | FALSE | L | Annual | Allowances Banked | Thousand Tons | 0 | 0 | 0 | 0 | 0 | 0 | 0
CT Fac. Spec. - SO2 Rate Annual v3.1, Unit 1202 and retrofits | 393 | 1769 | Rate Constraint in lbs/MMBtu | FALSE | L | Annual | Allowances Withdrawn (1:1) | Thousand Tons | 0 | 0 | 0 | 0 | 0 | 0 | 0
CT Fac. Spec. - SO2 Rate Annual v3.1, Unit 1202 and retrofits | 393 | 1769 | Rate Constraint in lbs/MMBtu | FALSE | L | Annual | Allowances Withdrawn (n:1) | Thousand Tons | 0 | 0 | 0 | 0 | 0 | 0 | 0
CT Fac. Spec. - SO2 Rate Annual v3.1, Unit 1202 and retrofits | 393 | 1769 | Rate Constraint in lbs/MMBtu | FALSE | L | Annual | Net Emissions Allowance Position | Thousand Tons | 0 | 0 | 0 | 0 | 0 | 0 | 0
CT Fac. Spec. - SO2 Rate Annual v3.1, Unit 1202 and retrofits | 393 | 1769 | Rate Constraint in lbs/MMBtu | FALSE | L | Annual | Fuel Consumed | TBtu | 0.01135 | 0.01135 | 0.01135 | 0.01135 | 0.057696 | 0.057696 | 0.057696
CT Fac. Spec. - SO2 Rate Annual v3.1, Unit 1202 and retrofits | 393 | 1769 | Rate Constraint in lbs/MMBtu | FALSE | L | Annual | Rate | lb/MMBtu | 0 | 0 | 0 | 0 | 0 | 0 | 0
CT Fac. Spec. - SO2 Rate Annual v3.1, Unit 1202 and retrofits | 393 | 1769 | Rate Constraint in lbs/MMBtu | FALSE | L | Annual | Generation | TWh | 0.00093926 | 0.00093926 | 0.00093926 | 0.00093926 | 0.0047746 | 0.0047746 | 0.0047746
CT Fac. Spec. - SO2 Rate Annual v3.1, Unit 1202 and retrofits | 393 | 1769 | Rate Constraint in lbs/MMBtu | FALSE | L | Annual | Qualifying Generation | TWh | 0.00093926 | 0.00093926 | 0.00093926 | 0.00093926 | 0.0047746 | 0.0047746 | 0.0047746
CT Fac. Spec. - SO2 Rate Annual v3.1, Unit 1202 and retrofits | 393 | 1769 | Rate Constraint in lbs/MMBtu | FALSE | L | Annual | Rate | lb/MWh | 0 | 0 | 0 | 0 | 0 | 0 | 0
CT Fac. Spec. - SO2 Rate Annual v3.1, Unit 1202 and retrofits | 393 | 1769 | Rate Constraint in lbs/MMBtu | FALSE | L | Annual | Constraint Shadow Price | US2011$/Ton | 0 | 0 | 0 | 0 | 0 | 0 | 0
CT Fac. Spec. - SO2 Rate Annual v3.1, Unit 1203 and retrofits | 394 | 1769 | Rate Constraint in lbs/MMBtu | FALSE | L | Annual | Seasons Included | Seasons | Winter, Summer | Winter, Summer | Winter, Summer | Winter, Summer | Winter, Summer | Winter, Summer | Winter, Summer
CT Fac. Spec. - SO2 Rate Annual v3.1, Unit 1203 and retrofits | 394 | 1769 | Rate Constraint in lbs/MMBtu | FALSE | L | Annual | Standard | lb/MMBtu | 0.33 | 0.33 | 0.33 | 0.33 | 0.33 | 0.33 | 0.33
CT Fac. Spec. - SO2 Rate Annual v3.1, Unit 1203 and retrofits | 394 | 1769 | Rate Constraint in lbs/MMBtu | FALSE | L | Annual | Emissions at Affected Plants SO2 | Thousand Tons | 0 | 0 | 0 | 0 | 0 | 0 | 0
CT Fac. Spec. - SO2 Rate Annual v3.1, Unit 1203 and retrofits | 394 | 1769 | Rate Constraint in lbs/MMBtu | FALSE | L | Annual | Allowances Purchased SO2 | Thousand Tons | 0 | 0 | 0 | 0 | 0 | 0 | 0
CT Fac. Spec. - SO2 Rate Annual v3.1, Unit 1203 and retrofits | 394 | 1769 | Rate Constraint in lbs/MMBtu | FALSE | L | Annual | Allowances Sold SO2 | Thousand Tons | 0 | 0 | 0 | 0 | 0 | 0 | 0
CT Fac. Spec. - SO2 Rate Annual v3.1, Unit 1203 and retrofits | 394 | 1769 | Rate Constraint in lbs/MMBtu | FALSE | L | Annual | Allowances Banked | Thousand Tons | 0 | 0 | 0 | 0 | 0 | 0 | 0
CT Fac. Spec. - SO2 Rate Annual v3.1, Unit 1203 and retrofits | 394 | 1769 | Rate Constraint in lbs/MMBtu | FALSE | L | Annual | Allowances Withdrawn (1:1) | Thousand Tons | 0 | 0 | 0 | 0 | 0 | 0 | 0
CT Fac. Spec. - SO2 Rate Annual v3.1, Unit 1203 and retrofits | 394 | 1769 | Rate Constraint in lbs/MMBtu | FALSE | L | Annual | Allowances Withdrawn (n:1) | Thousand Tons | 0 | 0 | 0 | 0 | 0 | 0 | 0
CT Fac. Spec. - SO2 Rate Annual v3.1, Unit 1203 and retrofits | 394 | 1769 | Rate Constraint in lbs/MMBtu | FALSE | L | Annual | Net Emissions Allowance Position | Thousand Tons | 0 | 0 | 0 | 0 | 0 | 0 | 0
CT Fac. Spec. - SO2 Rate Annual v3.1, Unit 1203 and retrofits | 394 | 1769 | Rate Constraint in lbs/MMBtu | FALSE | L | Annual | Fuel Consumed | TBtu | 0.01135 | 0.01135 | 0.01135 | 0.01135 | 0.057696 | 0.057696 | 0.057696
CT Fac. Spec. - SO2 Rate Annual v3.1, Unit 1203 and retrofits | 394 | 1769 | Rate Constraint in lbs/MMBtu | FALSE | L | Annual | Rate | lb/MMBtu | 0 | 0 | 0 | 0 | 0 | 0 | 0
CT Fac. Spec. - SO2 Rate Annual v3.1, Unit 1203 and retrofits | 394 | 1769 | Rate Constraint in lbs/MMBtu | FALSE | L | Annual | Generation | TWh | 0.00093926 | 0.00093926 | 0.00093926 | 0.00093926 | 0.0047746 | 0.0047746 | 0.0047746
CT Fac. Spec. - SO2 Rate Annual v3.1, Unit 1203 and retrofits | 394 | 1769 | Rate Constraint in lbs/MMBtu | FALSE | L | Annual | Qualifying Generation | TWh | 0.00093926 | 0.00093926 | 0.00093926 | 0.00093926 | 0.0047746 | 0.0047746 | 0.0047746
CT Fac. Spec. - SO2 Rate Annual v3.1, Unit 1203 and retrofits | 394 | 1769 | Rate Constraint in lbs/MMBtu | FALSE | L | Annual | Rate | lb/MWh | 0 | 0 | 0 | 0 | 0 | 0 | 0
CT Fac. Spec. - SO2 Rate Annual v3.1, Unit 1203 and retrofits | 394 | 1769 | Rate Constraint in lbs/MMBtu | FALSE | L | Annual | Constraint Shadow Price | US2011$/Ton | 0 | 0 | 0 | 0 | 0 | 0 | 0
CT Fac. Spec. - SO2 Rate Annual v3.1, Unit 1204 and retrofits | 395 | 1769 | Rate Constraint in lbs/MMBtu | FALSE | L | Annual | Seasons Included | Seasons | Winter, Summer | Winter, Summer | Winter, Summer | Winter, Summer | Winter, Summer | Winter, Summer | Winter, Summer
CT Fac. Spec. - SO2 Rate Annual v3.1, Unit 1204 and retrofits | 395 | 1769 | Rate Constraint in lbs/MMBtu | FALSE | L | Annual | Standard | lb/MMBtu | 0.33 | 0.33 | 0.33 | 0.33 | 0.33 | 0.33 | 0.33
CT Fac. Spec. - SO2 Rate Annual v3.1, Unit 1204 and retrofits | 395 | 1769 | Rate Constraint in lbs/MMBtu | FALSE | L | Annual | Emissions at Affected Plants SO2 | Thousand Tons | 0 | 0 | 0 | 0 | 0 | 0 | 0
CT Fac. Spec. - SO2 Rate Annual v3.1, Unit 1204 and retrofits | 395 | 1769 | Rate Constraint in lbs/MMBtu | FALSE | L | Annual | Allowances Purchased SO2 | Thousand Tons | 0 | 0 | 0 | 0 | 0 | 0 | 0
CT Fac. Spec. - SO2 Rate Annual v3.1, Unit 1204 and retrofits | 395 | 1769 | Rate Constraint in lbs/MMBtu | FALSE | L | Annual | Allowances Sold SO2 | Thousand Tons | 0 | 0 | 0 | 0 | 0 | 0 | 0
CT Fac. Spec. - SO2 Rate Annual v3.1, Unit 1204 and retrofits | 395 | 1769 | Rate Constraint in lbs/MMBtu | FALSE | L | Annual | Allowances Banked | Thousand Tons | 0 | 0 | 0 | 0 | 0 | 0 | 0
CT Fac. Spec. - SO2 Rate Annual v3.1, Unit 1204 and retrofits | 395 | 1769 | Rate Constraint in lbs/MMBtu | FALSE | L | Annual | Allowances Withdrawn (1:1) | Thousand Tons | 0 | 0 | 0 | 0 | 0 | 0 | 0
CT Fac. Spec. - SO2 Rate Annual v3.1, Unit 1204 and retrofits | 395 | 1769 | Rate Constraint in lbs/MMBtu | FALSE | L | Annual | Allowances Withdrawn (n:1) | Thousand Tons | 0 | 0 | 0 | 0 | 0 | 0 | 0
CT Fac. Spec. - SO2 Rate Annual v3.1, Unit 1204 and retrofits | 395 | 1769 | Rate Constraint in lbs/MMBtu | FALSE | L | Annual | Net Emissions Allowance Position | Thousand Tons | 0 | 0 | 0 | 0 | 0 | 0 | 0
CT Fac. Spec. - SO2 Rate Annual v3.1, Unit 1204 and retrofits | 395 | 1769 | Rate Constraint in lbs/MMBtu | FALSE | L | Annual | Fuel Consumed | TBtu | 0.011741 | 0.011741 | 0.011741 | 0.011741 | 0.032228 | 0.059685 | 0.059685
CT Fac. Spec. - SO2 Rate Annual v3.1, Unit 1204 and retrofits | 395 | 1769 | Rate Constraint in lbs/MMBtu | FALSE | L | Annual | Rate | lb/MMBtu | 0 | 0 | 0 | 0 | 0 | 0 | 0
CT Fac. Spec. - SO2 Rate Annual v3.1, Unit 1204 and retrofits | 395 | 1769 | Rate Constraint in lbs/MMBtu | FALSE | L | Annual | Generation | TWh | 0.00097165 | 0.00097165 | 0.00097165 | 0.00097165 | 0.002667 | 0.0049392 | 0.0049392
CT Fac. Spec. - SO2 Rate Annual v3.1, Unit 1204 and retrofits | 395 | 1769 | Rate Constraint in lbs/MMBtu | FALSE | L | Annual | Qualifying Generation | TWh | 0.00097165 | 0.00097165 | 0.00097165 | 0.00097165 | 0.002667 | 0.0049392 | 0.0049392
CT Fac. Spec. - SO2 Rate Annual v3.1, Unit 1204 and retrofits | 395 | 1769 | Rate Constraint in lbs/MMBtu | FALSE | L | Annual | Rate | lb/MWh | 0 | 0 | 0 | 0 | 0 | 0 | 0
CT Fac. Spec. - SO2 Rate Annual v3.1, Unit 1204 and retrofits | 395 | 1769 | Rate Constraint in lbs/MMBtu | FALSE | L | Annual | Constraint Shadow Price | US2011$/Ton | 0 | 0 | 0 | 0 | 0 | 0 | 0
CT Fac. Spec. - SO2 Rate Annual v3.1, Unit 1206 and retrofits | 396 | 1769 | Rate Constraint in lbs/MMBtu | FALSE | L | Annual | Seasons Included | Seasons | Winter, Summer | Winter, Summer | Winter, Summer | Winter, Summer | Winter, Summer | Winter, Summer | Winter, Summer
CT Fac. Spec. - SO2 Rate Annual v3.1, Unit 1206 and retrofits | 396 | 1769 | Rate Constraint in lbs/MMBtu | FALSE | L | Annual | Standard | lb/MMBtu | 0.33 | 0.33 | 0.33 | 0.33 | 0.33 | 0.33 | 0.33
CT Fac. Spec. - SO2 Rate Annual v3.1, Unit 1206 and retrofits | 396 | 1769 | Rate Constraint in lbs/MMBtu | FALSE | L | Annual | Emissions at Affected Plants SO2 | Thousand Tons | 0 | 0 | 0 | 0 | 0 | 0 | 0
CT Fac. Spec. - SO2 Rate Annual v3.1, Unit 1206 and retrofits | 396 | 1769 | Rate Constraint in lbs/MMBtu | FALSE | L | Annual | Allowances Purchased SO2 | Thousand Tons | 0 | 0 | 0 | 0 | 0 | 0 | 0
CT Fac. Spec. - SO2 Rate Annual v3.1, Unit 1206 and retrofits | 396 | 1769 | Rate Constraint in lbs/MMBtu | FALSE | L | Annual | Allowances Sold SO2 | Thousand Tons | 0 | 0 | 0 | 0 | 0 | 0 | 0
CT Fac. Spec. - SO2 Rate Annual v3.1, Unit 1206 and retrofits | 396 | 1769 | Rate Constraint in lbs/MMBtu | FALSE | L | Annual | Allowances Banked | Thousand Tons | 0 | 0 | 0 | 0 | 0 | 0 | 0
CT Fac. Spec. - SO2 Rate Annual v3.1, Unit 1206 and retrofits | 396 | 1769 | Rate Constraint in lbs/MMBtu | FALSE | L | Annual | Allowances Withdrawn (1:1) | Thousand Tons | 0 | 0 | 0 | 0 | 0 | 0 | 0
CT Fac. Spec. - SO2 Rate Annual v3.1, Unit 1206 and retrofits | 396 | 1769 | Rate Constraint in lbs/MMBtu | FALSE | L | Annual | Allowances Withdrawn (n:1) | Thousand Tons | 0 | 0 | 0 | 0 | 0 | 0 | 0
CT Fac. Spec. - SO2 Rate Annual v3.1, Unit 1206 and retrofits | 396 | 1769 | Rate Constraint in lbs/MMBtu | FALSE | L | Annual | Net Emissions Allowance Position | Thousand Tons | 0 | 0 | 0 | 0 | 0 | 0 | 0
CT Fac. Spec. - SO2 Rate Annual v3.1, Unit 1206 and retrofits | 396 | 1769 | Rate Constraint in lbs/MMBtu | FALSE | L | Annual | Fuel Consumed | TBtu | 0.015486 | 0.015486 | 0.015486 | 0.078723 | 0.078723 | 0.078723 | 0.078723
CT Fac. Spec. - SO2 Rate Annual v3.1, Unit 1206 and retrofits | 396 | 1769 | Rate Constraint in lbs/MMBtu | FALSE | L | Annual | Rate | lb/MMBtu | 0 | 0 | 0 | 0 | 0 | 0 | 0
CT Fac. Spec. - SO2 Rate Annual v3.1, Unit 1206 and retrofits | 396 | 1769 | Rate Constraint in lbs/MMBtu | FALSE | L | Annual | Generation | TWh | 0.0014413 | 0.0014413 | 0.0014413 | 0.0073265 | 0.0073265 | 0.0073265 | 0.0073265
CT Fac. Spec. - SO2 Rate Annual v3.1, Unit 1206 and retrofits | 396 | 1769 | Rate Constraint in lbs/MMBtu | FALSE | L | Annual | Qualifying Generation | TWh | 0.0014413 | 0.0014413 | 0.0014413 | 0.0073265 | 0.0073265 | 0.0073265 | 0.0073265
CT Fac. Spec. - SO2 Rate Annual v3.1, Unit 1206 and retrofits | 396 | 1769 | Rate Constraint in lbs/MMBtu | FALSE | L | Annual | Rate | lb/MWh | 0 | 0 | 0 | 0 | 0 | 0 | 0
CT Fac. Spec. - SO2 Rate Annual v3.1, Unit 1206 and retrofits | 396 | 1769 | Rate Constraint in lbs/MMBtu | FALSE | L | Annual | Constraint Shadow Price | US2011$/Ton | 0 | 0 | 0 | 0 | 0 | 0 | 0
CT Fac. Spec. - SO2 Rate Annual v3.1, Unit 1207 and retrofits | 397 | 1769 | Rate Constraint in lbs/MMBtu | FALSE | L | Annual | Seasons Included | Seasons | Winter, Summer | Winter, Summer | Winter, Summer | Winter, Summer | Winter, Summer | Winter, Summer | Winter, Summer
CT Fac. Spec. - SO2 Rate Annual v3.1, Unit 1207 and retrofits | 397 | 1769 | Rate Constraint in lbs/MMBtu | FALSE | L | Annual | Standard | lb/MMBtu | 0.33 | 0.33 | 0.33 | 0.33 | 0.33 | 0.33 | 0.33
CT Fac. Spec. - SO2 Rate Annual v3.1, Unit 1207 and retrofits | 397 | 1769 | Rate Constraint in lbs/MMBtu | FALSE | L | Annual | Emissions at Affected Plants SO2 | Thousand Tons | 0 | 0 | 0 | 0 | 0 | 0 | 0
CT Fac. Spec. - SO2 Rate Annual v3.1, Unit 1207 and retrofits | 397 | 1769 | Rate Constraint in lbs/MMBtu | FALSE | L | Annual | Allowances Purchased SO2 | Thousand Tons | 0 | 0 | 0 | 0 | 0 | 0 | 0
CT Fac. Spec. - SO2 Rate Annual v3.1, Unit 1207 and retrofits | 397 | 1769 | Rate Constraint in lbs/MMBtu | FALSE | L | Annual | Allowances Sold SO2 | Thousand Tons | 0 | 0 | 0 | 0 | 0 | 0 | 0
CT Fac. Spec. - SO2 Rate Annual v3.1, Unit 1207 and retrofits | 397 | 1769 | Rate Constraint in lbs/MMBtu | FALSE | L | Annual | Allowances Banked | Thousand Tons | 0 | 0 | 0 | 0 | 0 | 0 | 0
CT Fac. Spec. - SO2 Rate Annual v3.1, Unit 1207 and retrofits | 397 | 1769 | Rate Constraint in lbs/MMBtu | FALSE | L | Annual | Allowances Withdrawn (1:1) | Thousand Tons | 0 | 0 | 0 | 0 | 0 | 0 | 0
CT Fac. Spec. - SO2 Rate Annual v3.1, Unit 1207 and retrofits | 397 | 1769 | Rate Constraint in lbs/MMBtu | FALSE | L | Annual | Allowances Withdrawn (n:1) | Thousand Tons | 0 | 0 | 0 | 0 | 0 | 0 | 0
CT Fac. Spec. - SO2 Rate Annual v3.1, Unit 1207 and retrofits | 397 | 1769 | Rate Constraint in lbs/MMBtu | FALSE | L | Annual | Net Emissions Allowance Position | Thousand Tons | 0 | 0 | 0 | 0 | 0 | 0 | 0
CT Fac. Spec. - SO2 Rate Annual v3.1, Unit 1207 and retrofits | 397 | 1769 | Rate Constraint in lbs/MMBtu | FALSE | L | Annual | Fuel Consumed | TBtu | 0.030973 | 0.030973 | 0.030973 | 0.15745 | 0.15745 | 0.15745 | 0.15745
CT Fac. Spec. - SO2 Rate Annual v3.1, Unit 1207 and retrofits | 397 | 1769 | Rate Constraint in lbs/MMBtu | FALSE | L | Annual | Rate | lb/MMBtu | 0 | 0 | 0 | 0 | 0 | 0 | 0
CT Fac. Spec. - SO2 Rate Annual v3.1, Unit 1207 and retrofits | 397 | 1769 | Rate Constraint in lbs/MMBtu | FALSE | L | Annual | Generation | TWh | 0.0028825 | 0.0028825 | 0.0028825 | 0.014653 | 0.014653 | 0.014653 | 0.014653
CT Fac. Spec. - SO2 Rate Annual v3.1, Unit 1207 and retrofits | 397 | 1769 | Rate Constraint in lbs/MMBtu | FALSE | L | Annual | Qualifying Generation | TWh | 0.0028825 | 0.0028825 | 0.0028825 | 0.014653 | 0.014653 | 0.014653 | 0.014653
CT Fac. Spec. - SO2 Rate Annual v3.1, Unit 1207 and retrofits | 397 | 1769 | Rate Constraint in lbs/MMBtu | FALSE | L | Annual | Rate | lb/MWh | 0 | 0 | 0 | 0 | 0 | 0 | 0
CT Fac. Spec. - SO2 Rate Annual v3.1, Unit 1207 and retrofits | 397 | 1769 | Rate Constraint in lbs/MMBtu | FALSE | L | Annual | Constraint Shadow Price | US2011$/Ton | 0 | 0 | 0 | 0 | 0 | 0 | 0
CT Fac. Spec. - SO2 Rate Annual v3.1, Unit 3058 and retrofits | 398 | 1769 | Rate Constraint in lbs/MMBtu | FALSE | L | Annual | Seasons Included | Seasons | Winter, Summer | Winter, Summer | Winter, Summer | Winter, Summer | Winter, Summer | Winter, Summer | Winter, Summer
CT Fac. Spec. - SO2 Rate Annual v3.1, Unit 3058 and retrofits | 398 | 1769 | Rate Constraint in lbs/MMBtu | FALSE | L | Annual | Standard | lb/MMBtu | 0.33 | 0.33 | 0.33 | 0.33 | 0.33 | 0.33 | 0.33
CT Fac. Spec. - SO2 Rate Annual v3.1, Unit 3058 and retrofits | 398 | 1769 | Rate Constraint in lbs/MMBtu | FALSE | L | Annual | Emissions at Affected Plants SO2 | Thousand Tons | 0 | 0 | 0 | 0 | 0 | 0 | 0
CT Fac. Spec. - SO2 Rate Annual v3.1, Unit 3058 and retrofits | 398 | 1769 | Rate Constraint in lbs/MMBtu | FALSE | L | Annual | Allowances Purchased SO2 | Thousand Tons | 0 | 0 | 0 | 0 | 0 | 0 | 0
CT Fac. Spec. - SO2 Rate Annual v3.1, Unit 3058 and retrofits | 398 | 1769 | Rate Constraint in lbs/MMBtu | FALSE | L | Annual | Allowances Sold SO2 | Thousand Tons | 0 | 0 | 0 | 0 | 0 | 0 | 0
CT Fac. Spec. - SO2 Rate Annual v3.1, Unit 3058 and retrofits | 398 | 1769 | Rate Constraint in lbs/MMBtu | FALSE | L | Annual | Allowances Banked | Thousand Tons | 0 | 0 | 0 | 0 | 0 | 0 | 0
CT Fac. Spec. - SO2 Rate Annual v3.1, Unit 3058 and retrofits | 398 | 1769 | Rate Constraint in lbs/MMBtu | FALSE | L | Annual | Allowances Withdrawn (1:1) | Thousand Tons | 0 | 0 | 0 | 0 | 0 | 0 | 0
CT Fac. Spec. - SO2 Rate Annual v3.1, Unit 3058 and retrofits | 398 | 1769 | Rate Constraint in lbs/MMBtu | FALSE | L | Annual | Allowances Withdrawn (n:1) | Thousand Tons | 0 | 0 | 0 | 0 | 0 | 0 | 0
CT Fac. Spec. - SO2 Rate Annual v3.1, Unit 3058 and retrofits | 398 | 1769 | Rate Constraint in lbs/MMBtu | FALSE | L | Annual | Net Emissions Allowance Position | Thousand Tons | 0 | 0 | 0 | 0 | 0 | 0 | 0
CT Fac. Spec. - SO2 Rate Annual v3.1, Unit 3058 and retrofits | 398 | 1769 | Rate Constraint in lbs/MMBtu | FALSE | L | Annual | Fuel Consumed | TBtu | 8.5377 | 8.5377 | 8.5377 | 8.5377 | 8.5377 | 8.5377 | 8.5377
CT Fac. Spec. - SO2 Rate Annual v3.1, Unit 3058 and retrofits | 398 | 1769 | Rate Constraint in lbs/MMBtu | FALSE | L | Annual | Rate | lb/MMBtu | 0 | 0 | 0 | 0 | 0 | 0 | 0
CT Fac. Spec. - SO2 Rate Annual v3.1, Unit 3058 and retrofits | 398 | 1769 | Rate Constraint in lbs/MMBtu | FALSE | L | Annual | Generation | TWh | 1.1946 | 1.1946 | 1.1946 | 1.1946 | 1.1946 | 1.1946 | 1.1946
CT Fac. Spec. - SO2 Rate Annual v3.1, Unit 3058 and retrofits | 398 | 1769 | Rate Constraint in lbs/MMBtu | FALSE | L | Annual | Qualifying Generation | TWh | 1.1946 | 1.1946 | 1.1946 | 1.1946 | 1.1946 | 1.1946 | 1.1946
CT Fac. Spec. - SO2 Rate Annual v3.1, Unit 3058 and retrofits | 398 | 1769 | Rate Constraint in lbs/MMBtu | FALSE | L | Annual | Rate | lb/MWh | 0 | 0 | 0 | 0 | 0 | 0 | 0
CT Fac. Spec. - SO2 Rate Annual v3.1, Unit 3058 and retrofits | 398 | 1769 | Rate Constraint in lbs/MMBtu | FALSE | L | Annual | Constraint Shadow Price | US2011$/Ton | 0 | 0 | 0 | 0 | 0 | 0 | 0
CT Fac. Spec. - SO2 Rate Annual v3.1, Unit 3059 and retrofits | 399 | 1769 | Rate Constraint in lbs/MMBtu | FALSE | L | Annual | Seasons Included | Seasons | Winter, Summer | Winter, Summer | Winter, Summer | Winter, Summer | Winter, Summer | Winter, Summer | Winter, Summer
CT Fac. Spec. - SO2 Rate Annual v3.1, Unit 3059 and retrofits | 399 | 1769 | Rate Constraint in lbs/MMBtu | FALSE | L | Annual | Standard | lb/MMBtu | 0.33 | 0.33 | 0.33 | 0.33 | 0.33 | 0.33 | 0.33
CT Fac. Spec. - SO2 Rate Annual v3.1, Unit 3059 and retrofits | 399 | 1769 | Rate Constraint in lbs/MMBtu | FALSE | L | Annual | Emissions at Affected Plants SO2 | Thousand Tons | 0 | 0 | 0 | 0 | 0 | 0 | 0
CT Fac. Spec. - SO2 Rate Annual v3.1, Unit 3059 and retrofits | 399 | 1769 | Rate Constraint in lbs/MMBtu | FALSE | L | Annual | Allowances Purchased SO2 | Thousand Tons | 0 | 0 | 0 | 0 | 0 | 0 | 0
CT Fac. Spec. - SO2 Rate Annual v3.1, Unit 3059 and retrofits | 399 | 1769 | Rate Constraint in lbs/MMBtu | FALSE | L | Annual | Allowances Sold SO2 | Thousand Tons | 0 | 0 | 0 | 0 | 0 | 0 | 0
CT Fac. Spec. - SO2 Rate Annual v3.1, Unit 3059 and retrofits | 399 | 1769 | Rate Constraint in lbs/MMBtu | FALSE | L | Annual | Allowances Banked | Thousand Tons | 0 | 0 | 0 | 0 | 0 | 0 | 0
CT Fac. Spec. - SO2 Rate Annual v3.1, Unit 3059 and retrofits | 399 | 1769 | Rate Constraint in lbs/MMBtu | FALSE | L | Annual | Allowances Withdrawn (1:1) | Thousand Tons | 0 | 0 | 0 | 0 | 0 | 0 | 0
CT Fac. Spec. - SO2 Rate Annual v3.1, Unit 3059 and retrofits | 399 | 1769 | Rate Constraint in lbs/MMBtu | FALSE | L | Annual | Allowances Withdrawn (n:1) | Thousand Tons | 0 | 0 | 0 | 0 | 0 | 0 | 0
CT Fac. Spec. - SO2 Rate Annual v3.1, Unit 3059 and retrofits | 399 | 1769 | Rate Constraint in lbs/MMBtu | FALSE | L | Annual | Net Emissions Allowance Position | Thousand Tons | 0 | 0 | 0 | 0 | 0 | 0 | 0
CT Fac. Spec. - SO2 Rate Annual v3.1, Unit 3059 and retrofits | 399 | 1769 | Rate Constraint in lbs/MMBtu | FALSE | L | Annual | Fuel Consumed | TBtu | 8.0482 | 8.0482 | 8.0482 | 8.0482 | 8.0482 | 8.0482 | 8.0482
CT Fac. Spec. - SO2 Rate Annual v3.1, Unit 3059 and retrofits | 399 | 1769 | Rate Constraint in lbs/MMBtu | FALSE | L | Annual | Rate | lb/MMBtu | 0 | 0 | 0 | 0 | 0 | 0 | 0
CT Fac. Spec. - SO2 Rate Annual v3.1, Unit 3059 and retrofits | 399 | 1769 | Rate Constraint in lbs/MMBtu | FALSE | L | Annual | Generation | TWh | 1.1261 | 1.1261 | 1.1261 | 1.1261 | 1.1261 | 1.1261 | 1.1261
CT Fac. Spec. - SO2 Rate Annual v3.1, Unit 3059 and retrofits | 399 | 1769 | Rate Constraint in lbs/MMBtu | FALSE | L | Annual | Qualifying Generation | TWh | 1.1261 | 1.1261 | 1.1261 | 1.1261 | 1.1261 | 1.1261 | 1.1261
CT Fac. Spec. - SO2 Rate Annual v3.1, Unit 3059 and retrofits | 399 | 1769 | Rate Constraint in lbs/MMBtu | FALSE | L | Annual | Rate | lb/MWh | 0 | 0 | 0 | 0 | 0 | 0 | 0
CT Fac. Spec. - SO2 Rate Annual v3.1, Unit 3059 and retrofits | 399 | 1769 | Rate Constraint in lbs/MMBtu | FALSE | L | Annual | Constraint Shadow Price | US2011$/Ton | 0 | 0 | 0 | 0 | 0 | 0 | 0
CT Fac. Spec. - SO2 Rate Annual v3.1, Unit 3060 and retrofits | 400 | 1769 | Rate Constraint in lbs/MMBtu | FALSE | L | Annual | Seasons Included | Seasons | Winter, Summer | Winter, Summer | Winter, Summer | Winter, Summer | Winter, Summer | Winter, Summer | Winter, Summer
CT Fac. Spec. - SO2 Rate Annual v3.1, Unit 3060 and retrofits | 400 | 1769 | Rate Constraint in lbs/MMBtu | FALSE | L | Annual | Standard | lb/MMBtu | 0.33 | 0.33 | 0.33 | 0.33 | 0.33 | 0.33 | 0.33
CT Fac. Spec. - SO2 Rate Annual v3.1, Unit 3060 and retrofits | 400 | 1769 | Rate Constraint in lbs/MMBtu | FALSE | L | Annual | Emissions at Affected Plants SO2 | Thousand Tons | 0 | 0 | 0 | 0 | 0 | 0 | 0
CT Fac. Spec. - SO2 Rate Annual v3.1, Unit 3060 and retrofits | 400 | 1769 | Rate Constraint in lbs/MMBtu | FALSE | L | Annual | Allowances Purchased SO2 | Thousand Tons | 0 | 0 | 0 | 0 | 0 | 0 | 0
CT Fac. Spec. - SO2 Rate Annual v3.1, Unit 3060 and retrofits | 400 | 1769 | Rate Constraint in lbs/MMBtu | FALSE | L | Annual | Allowances Sold SO2 | Thousand Tons | 0 | 0 | 0 | 0 | 0 | 0 | 0
CT Fac. Spec. - SO2 Rate Annual v3.1, Unit 3060 and retrofits | 400 | 1769 | Rate Constraint in lbs/MMBtu | FALSE | L | Annual | Allowances Banked | Thousand Tons | 0 | 0 | 0 | 0 | 0 | 0 | 0
CT Fac. Spec. - SO2 Rate Annual v3.1, Unit 3060 and retrofits | 400 | 1769 | Rate Constraint in lbs/MMBtu | FALSE | L | Annual | Allowances Withdrawn (1:1) | Thousand Tons | 0 | 0 | 0 | 0 | 0 | 0 | 0
CT Fac. Spec. - SO2 Rate Annual v3.1, Unit 3060 and retrofits | 400 | 1769 | Rate Constraint in lbs/MMBtu | FALSE | L | Annual | Allowances Withdrawn (n:1) | Thousand Tons | 0 | 0 | 0 | 0 | 0 | 0 | 0
CT Fac. Spec. - SO2 Rate Annual v3.1, Unit 3060 and retrofits | 400 | 1769 | Rate Constraint in lbs/MMBtu | FALSE | L | Annual | Net Emissions Allowance Position | Thousand Tons | 0 | 0 | 0 | 0 | 0 | 0 | 0
CT Fac. Spec. - SO2 Rate Annual v3.1, Unit 3060 and retrofits | 400 | 1769 | Rate Constraint in lbs/MMBtu | FALSE | L | Annual | Fuel Consumed | TBtu | 8.0482 | 8.0482 | 8.0482 | 8.0482 | 8.0482 | 8.0482 | 8.0482
CT Fac. Spec. - SO2 Rate Annual v3.1, Unit 3060 and retrofits | 400 | 1769 | Rate Constraint in lbs/MMBtu | FALSE | L | Annual | Rate | lb/MMBtu | 0 | 0 | 0 | 0 | 0 | 0 | 0
CT Fac. Spec. - SO2 Rate Annual v3.1, Unit 3060 and retrofits | 400 | 1769 | Rate Constraint in lbs/MMBtu | FALSE | L | Annual | Generation | TWh | 1.1261 | 1.1261 | 1.1261 | 1.1261 | 1.1261 | 1.1261 | 1.1261
CT Fac. Spec. - SO2 Rate Annual v3.1, Unit 3060 and retrofits | 400 | 1769 | Rate Constraint in lbs/MMBtu | FALSE | L | Annual | Qualifying Generation | TWh | 1.1261 | 1.1261 | 1.1261 | 1.1261 | 1.1261 | 1.1261 | 1.1261
CT Fac. Spec. - SO2 Rate Annual v3.1, Unit 3060 and retrofits | 400 | 1769 | Rate Constraint in lbs/MMBtu | FALSE | L | Annual | Rate | lb/MWh | 0 | 0 | 0 | 0 | 0 | 0 | 0
CT Fac. Spec. - SO2 Rate Annual v3.1, Unit 3060 and retrofits | 400 | 1769 | Rate Constraint in lbs/MMBtu | FALSE | L | Annual | Constraint Shadow Price | US2011$/Ton | 0 | 0 | 0 | 0 | 0 | 0 | 0
CT Fac. Spec. - SO2 Rate Annual v3.1, Unit 3062 and retrofits | 401 | 1769 | Rate Constraint in lbs/MMBtu | FALSE | L | Annual | Seasons Included | Seasons | Winter, Summer | Winter, Summer | Winter, Summer | Winter, Summer | Winter, Summer | Winter, Summer | Winter, Summer
CT Fac. Spec. - SO2 Rate Annual v3.1, Unit 3062 and retrofits | 401 | 1769 | Rate Constraint in lbs/MMBtu | FALSE | L | Annual | Standard | lb/MMBtu | 0.33 | 0.33 | 0.33 | 0.33 | 0.33 | 0.33 | 0.33
CT Fac. Spec. - SO2 Rate Annual v3.1, Unit 3062 and retrofits | 401 | 1769 | Rate Constraint in lbs/MMBtu | FALSE | L | Annual | Emissions at Affected Plants SO2 | Thousand Tons | 0 | 0 | 0 | 0 | 0 | 0 | 0
CT Fac. Spec. - SO2 Rate Annual v3.1, Unit 3062 and retrofits | 401 | 1769 | Rate Constraint in lbs/MMBtu | FALSE | L | Annual | Allowances Purchased SO2 | Thousand Tons | 0 | 0 | 0 | 0 | 0 | 0 | 0
CT Fac. Spec. - SO2 Rate Annual v3.1, Unit 3062 and retrofits | 401 | 1769 | Rate Constraint in lbs/MMBtu | FALSE | L | Annual | Allowances Sold SO2 | Thousand Tons | 0 | 0 | 0 | 0 | 0 | 0 | 0
CT Fac. Spec. - SO2 Rate Annual v3.1, Unit 3062 and retrofits | 401 | 1769 | Rate Constraint in lbs/MMBtu | FALSE | L | Annual | Allowances Banked | Thousand Tons | 0 | 0 | 0 | 0 | 0 | 0 | 0
CT Fac. Spec. - SO2 Rate Annual v3.1, Unit 3062 and retrofits | 401 | 1769 | Rate Constraint in lbs/MMBtu | FALSE | L | Annual | Allowances Withdrawn (1:1) | Thousand Tons | 0 | 0 | 0 | 0 | 0 | 0 | 0
CT Fac. Spec. - SO2 Rate Annual v3.1, Unit 3062 and retrofits | 401 | 1769 | Rate Constraint in lbs/MMBtu | FALSE | L | Annual | Allowances Withdrawn (n:1) | Thousand Tons | 0 | 0 | 0 | 0 | 0 | 0 | 0
CT Fac. Spec. - SO2 Rate Annual v3.1, Unit 3062 and retrofits | 401 | 1769 | Rate Constraint in lbs/MMBtu | FALSE | L | Annual | Net Emissions Allowance Position | Thousand Tons | 0 | 0 | 0 | 0 | 0 | 0 | 0
CT Fac. Spec. - SO2 Rate Annual v3.1, Unit 3062 and retrofits | 401 | 1769 | Rate Constraint in lbs/MMBtu | FALSE | L | Annual | Fuel Consumed | TBtu | 9.4946 | 9.4946 | 9.4946 | 9.4946 | 9.4946 | 9.4946 | 9.4946
CT Fac. Spec. - SO2 Rate Annual v3.1, Unit 3062 and retrofits | 401 | 1769 | Rate Constraint in lbs/MMBtu | FALSE | L | Annual | Rate | lb/MMBtu | 0 | 0 | 0 | 0 | 0 | 0 | 0
CT Fac. Spec. - SO2 Rate Annual v3.1, Unit 3062 and retrofits | 401 | 1769 | Rate Constraint in lbs/MMBtu | FALSE | L | Annual | Generation | TWh | 1.3468 | 1.3468 | 1.3468 | 1.3468 | 1.3468 | 1.3468 | 1.3468
CT Fac. Spec. - SO2 Rate Annual v3.1, Unit 3062 and retrofits | 401 | 1769 | Rate Constraint in lbs/MMBtu | FALSE | L | Annual | Qualifying Generation | TWh | 1.3468 | 1.3468 | 1.3468 | 1.3468 | 1.3468 | 1.3468 | 1.3468
CT Fac. Spec. - SO2 Rate Annual v3.1, Unit 3062 and retrofits | 401 | 1769 | Rate Constraint in lbs/MMBtu | FALSE | L | Annual | Rate | lb/MWh | 0 | 0 | 0 | 0 | 0 | 0 | 0
CT Fac. Spec. - SO2 Rate Annual v3.1, Unit 3062 and retrofits | 401 | 1769 | Rate Constraint in lbs/MMBtu | FALSE | L | Annual | Constraint Shadow Price | US2011$/Ton | 0 | 0 | 0 | 0 | 0 | 0 | 0
CT Fac. Spec. - SO2 Rate Annual v3.1, Unit 3063 and retrofits | 402 | 1769 | Rate Constraint in lbs/MMBtu | FALSE | L | Annual | Seasons Included | Seasons | Winter, Summer | Winter, Summer | Winter, Summer | Winter, Summer | Winter, Summer | Winter, Summer | Winter, Summer
CT Fac. Spec. - SO2 Rate Annual v3.1, Unit 3063 and retrofits | 402 | 1769 | Rate Constraint in lbs/MMBtu | FALSE | L | Annual | Standard | lb/MMBtu | 0.33 | 0.33 | 0.33 | 0.33 | 0.33 | 0.33 | 0.33
CT Fac. Spec. - SO2 Rate Annual v3.1, Unit 3063 and retrofits | 402 | 1769 | Rate Constraint in lbs/MMBtu | FALSE | L | Annual | Emissions at Affected Plants SO2 | Thousand Tons | 0 | 0 | 0 | 0 | 0 | 0 | 0
CT Fac. Spec. - SO2 Rate Annual v3.1, Unit 3063 and retrofits | 402 | 1769 | Rate Constraint in lbs/MMBtu | FALSE | L | Annual | Allowances Purchased SO2 | Thousand Tons | 0 | 0 | 0 | 0 | 0 | 0 | 0
CT Fac. Spec. - SO2 Rate Annual v3.1, Unit 3063 and retrofits | 402 | 1769 | Rate Constraint in lbs/MMBtu | FALSE | L | Annual | Allowances Sold SO2 | Thousand Tons | 0 | 0 | 0 | 0 | 0 | 0 | 0
CT Fac. Spec. - SO2 Rate Annual v3.1, Unit 3063 and retrofits | 402 | 1769 | Rate Constraint in lbs/MMBtu | FALSE | L | Annual | Allowances Banked | Thousand Tons | 0 | 0 | 0 | 0 | 0 | 0 | 0
CT Fac. Spec. - SO2 Rate Annual v3.1, Unit 3063 and retrofits | 402 | 1769 | Rate Constraint in lbs/MMBtu | FALSE | L | Annual | Allowances Withdrawn (1:1) | Thousand Tons | 0 | 0 | 0 | 0 | 0 | 0 | 0
CT Fac. Spec. - SO2 Rate Annual v3.1, Unit 3063 and retrofits | 402 | 1769 | Rate Constraint in lbs/MMBtu | FALSE | L | Annual | Allowances Withdrawn (n:1) | Thousand Tons | 0 | 0 | 0 | 0 | 0 | 0 | 0
CT Fac. Spec. - SO2 Rate Annual v3.1, Unit 3063 and retrofits | 402 | 1769 | Rate Constraint in lbs/MMBtu | FALSE | L | Annual | Net Emissions Allowance Position | Thousand Tons | 0 | 0 | 0 | 0 | 0 | 0 | 0
CT Fac. Spec. - SO2 Rate Annual v3.1, Unit 3063 and retrofits | 402 | 1769 | Rate Constraint in lbs/MMBtu | FALSE | L | Annual | Fuel Consumed | TBtu | 9.4946 | 9.4946 | 9.4946 | 9.4946 | 9.4946 | 9.4946 | 9.4946
CT Fac. Spec. - SO2 Rate Annual v3.1, Unit 3063 and retrofits | 402 | 1769 | Rate Constraint in lbs/MMBtu | FALSE | L | Annual | Rate | lb/MMBtu | 0 | 0 | 0 | 0 | 0 | 0 | 0
CT Fac. Spec. - SO2 Rate Annual v3.1, Unit 3063 and retrofits | 402 | 1769 | Rate Constraint in lbs/MMBtu | FALSE | L | Annual | Generation | TWh | 1.3468 | 1.3468 | 1.3468 | 1.3468 | 1.3468 | 1.3468 | 1.3468
CT Fac. Spec. - SO2 Rate Annual v3.1, Unit 3063 and retrofits | 402 | 1769 | Rate Constraint in lbs/MMBtu | FALSE | L | Annual | Qualifying Generation | TWh | 1.3468 | 1.3468 | 1.3468 | 1.3468 | 1.3468 | 1.3468 | 1.3468
CT Fac. Spec. - SO2 Rate Annual v3.1, Unit 3063 and retrofits | 402 | 1769 | Rate Constraint in lbs/MMBtu | FALSE | L | Annual | Rate | lb/MWh | 0 | 0 | 0 | 0 | 0 | 0 | 0
CT Fac. Spec. - SO2 Rate Annual v3.1, Unit 3063 and retrofits | 402 | 1769 | Rate Constraint in lbs/MMBtu | FALSE | L | Annual | Constraint Shadow Price | US2011$/Ton | 0 | 0 | 0 | 0 | 0 | 0 | 0
CT Fac. Spec. - SO2 Rate Annual v3.1, Unit 3064 and retrofits | 403 | 1769 | Rate Constraint in lbs/MMBtu | FALSE | L | Annual | Seasons Included | Seasons | Winter, Summer | Winter, Summer | Winter, Summer | Winter, Summer | Winter, Summer | Winter, Summer | Winter, Summer
CT Fac. Spec. - SO2 Rate Annual v3.1, Unit 3064 and retrofits | 403 | 1769 | Rate Constraint in lbs/MMBtu | FALSE | L | Annual | Standard | lb/MMBtu | 0.33 | 0.33 | 0.33 | 0.33 | 0.33 | 0.33 | 0.33
CT Fac. Spec. - SO2 Rate Annual v3.1, Unit 3064 and retrofits | 403 | 1769 | Rate Constraint in lbs/MMBtu | FALSE | L | Annual | Emissions at Affected Plants SO2 | Thousand Tons | 0 | 0 | 0 | 0 | 0 | 0 | 0
CT Fac. Spec. - SO2 Rate Annual v3.1, Unit 3064 and retrofits | 403 | 1769 | Rate Constraint in lbs/MMBtu | FALSE | L | Annual | Allowances Purchased SO2 | Thousand Tons | 0 | 0 | 0 | 0 | 0 | 0 | 0
CT Fac. Spec. - SO2 Rate Annual v3.1, Unit 3064 and retrofits | 403 | 1769 | Rate Constraint in lbs/MMBtu | FALSE | L | Annual | Allowances Sold SO2 | Thousand Tons | 0 | 0 | 0 | 0 | 0 | 0 | 0
CT Fac. Spec. - SO2 Rate Annual v3.1, Unit 3064 and retrofits | 403 | 1769 | Rate Constraint in lbs/MMBtu | FALSE | L | Annual | Allowances Banked | Thousand Tons | 0 | 0 | 0 | 0 | 0 | 0 | 0
CT Fac. Spec. - SO2 Rate Annual v3.1, Unit 3064 and retrofits | 403 | 1769 | Rate Constraint in lbs/MMBtu | FALSE | L | Annual | Allowances Withdrawn (1:1) | Thousand Tons | 0 | 0 | 0 | 0 | 0 | 0 | 0
CT Fac. Spec. - SO2 Rate Annual v3.1, Unit 3064 and retrofits | 403 | 1769 | Rate Constraint in lbs/MMBtu | FALSE | L | Annual | Allowances Withdrawn (n:1) | Thousand Tons | 0 | 0 | 0 | 0 | 0 | 0 | 0
CT Fac. Spec. - SO2 Rate Annual v3.1, Unit 3064 and retrofits | 403 | 1769 | Rate Constraint in lbs/MMBtu | FALSE | L | Annual | Net Emissions Allowance Position | Thousand Tons | 0 | 0 | 0 | 0 | 0 | 0 | 0
CT Fac. Spec. - SO2 Rate Annual v3.1, Unit 3064 and retrofits | 403 | 1769 | Rate Constraint in lbs/MMBtu | FALSE | L | Annual | Fuel Consumed | TBtu | 14.6979 | 14.6979 | 14.6979 | 14.6979 | 14.6979 | 14.6979 | 14.6979
CT Fac. Spec. - SO2 Rate Annual v3.1, Unit 3064 and retrofits | 403 | 1769 | Rate Constraint in lbs/MMBtu | FALSE | L | Annual | Rate | lb/MMBtu | 0 | 0 | 0 | 0 | 0 | 0 | 0
CT Fac. Spec. - SO2 Rate Annual v3.1, Unit 3064 and retrofits | 403 | 1769 | Rate Constraint in lbs/MMBtu | FALSE | L | Annual | Generation | TWh | 2.0848 | 2.0848 | 2.0848 | 2.0848 | 2.0848 | 2.0848 | 2.0848
CT Fac. Spec. - SO2 Rate Annual v3.1, Unit 3064 and retrofits | 403 | 1769 | Rate Constraint in lbs/MMBtu | FALSE | L | Annual | Qualifying Generation | TWh | 2.0848 | 2.0848 | 2.0848 | 2.0848 | 2.0848 | 2.0848 | 2.0848
CT Fac. Spec. - SO2 Rate Annual v3.1, Unit 3064 and retrofits | 403 | 1769 | Rate Constraint in lbs/MMBtu | FALSE | L | Annual | Rate | lb/MWh | 0 | 0 | 0 | 0 | 0 | 0 | 0
CT Fac. Spec. - SO2 Rate Annual v3.1, Unit 3064 and retrofits | 403 | 1769 | Rate Constraint in lbs/MMBtu | FALSE | L | Annual | Constraint Shadow Price | US2011$/Ton | 0 | 0 | 0 | 0 | 0 | 0 | 0
CT Fac. Spec. - SO2 Rate Annual v3.1, Unit 3066 and retrofits | 404 | 1769 | Rate Constraint in lbs/MMBtu | FALSE | L | Annual | Seasons Included | Seasons | Winter, Summer | Winter, Summer | Winter, Summer | Winter, Summer | Winter, Summer | Winter, Summer | Winter, Summer
CT Fac. Spec. - SO2 Rate Annual v3.1, Unit 3066 and retrofits | 404 | 1769 | Rate Constraint in lbs/MMBtu | FALSE | L | Annual | Standard | lb/MMBtu | 0.33 | 0.33 | 0.33 | 0.33 | 0.33 | 0.33 | 0.33
CT Fac. Spec. - SO2 Rate Annual v3.1, Unit 3066 and retrofits | 404 | 1769 | Rate Constraint in lbs/MMBtu | FALSE | L | Annual | Emissions at Affected Plants SO2 | Thousand Tons | 0 | 0 | 0 | 0 | 0 | 0 | 0
CT Fac. Spec. - SO2 Rate Annual v3.1, Unit 3066 and retrofits | 404 | 1769 | Rate Constraint in lbs/MMBtu | FALSE | L | Annual | Allowances Purchased SO2 | Thousand Tons | 0 | 0 | 0 | 0 | 0 | 0 | 0
CT Fac. Spec. - SO2 Rate Annual v3.1, Unit 3066 and retrofits | 404 | 1769 | Rate Constraint in lbs/MMBtu | FALSE | L | Annual | Allowances Sold SO2 | Thousand Tons | 0 | 0 | 0 | 0 | 0 | 0 | 0
CT Fac. Spec. - SO2 Rate Annual v3.1, Unit 3066 and retrofits | 404 | 1769 | Rate Constraint in lbs/MMBtu | FALSE | L | Annual | Allowances Banked | Thousand Tons | 0 | 0 | 0 | 0 | 0 | 0 | 0
CT Fac. Spec. - SO2 Rate Annual v3.1, Unit 3066 and retrofits | 404 | 1769 | Rate Constraint in lbs/MMBtu | FALSE | L | Annual | Allowances Withdrawn (1:1) | Thousand Tons | 0 | 0 | 0 | 0 | 0 | 0 | 0
CT Fac. Spec. - SO2 Rate Annual v3.1, Unit 3066 and retrofits | 404 | 1769 | Rate Constraint in lbs/MMBtu | FALSE | L | Annual | Allowances Withdrawn (n:1) | Thousand Tons | 0 | 0 | 0 | 0 | 0 | 0 | 0
CT Fac. Spec. - SO2 Rate Annual v3.1, Unit 3066 and retrofits | 404 | 1769 | Rate Constraint in lbs/MMBtu | FALSE | L | Annual | Net Emissions Allowance Position | Thousand Tons | 0 | 0 | 0 | 0 | 0 | 0 | 0
CT Fac. Spec. - SO2 Rate Annual v3.1, Unit 3066 and retrofits | 404 | 1769 | Rate Constraint in lbs/MMBtu | FALSE | L | Annual | Fuel Consumed | TBtu | 0.15277 | 0.15277 | 0.15277 | 0.15277 | 0.15277 | 0.046841 | 0.046841
CT Fac. Spec. - SO2 Rate Annual v3.1, Unit 3066 and retrofits | 404 | 1769 | Rate Constraint in lbs/MMBtu | FALSE | L | Annual | Rate | lb/MMBtu | 0 | 0 | 0 | 0 | 0 | 0 | 0
CT Fac. Spec. - SO2 Rate Annual v3.1, Unit 3066 and retrofits | 404 | 1769 | Rate Constraint in lbs/MMBtu | FALSE | L | Annual | Generation | TWh | 0.017216 | 0.017216 | 0.017216 | 0.017216 | 0.017216 | 0.0052784 | 0.0052784
CT Fac. Spec. - SO2 Rate Annual v3.1, Unit 3066 and retrofits | 404 | 1769 | Rate Constraint in lbs/MMBtu | FALSE | L | Annual | Qualifying Generation | TWh | 0.017216 | 0.017216 | 0.017216 | 0.017216 | 0.017216 | 0.0052784 | 0.0052784
CT Fac. Spec. - SO2 Rate Annual v3.1, Unit 3066 and retrofits | 404 | 1769 | Rate Constraint in lbs/MMBtu | FALSE | L | Annual | Rate | lb/MWh | 0 | 0 | 0 | 0 | 0 | 0 | 0
CT Fac. Spec. - SO2 Rate Annual v3.1, Unit 3066 and retrofits | 404 | 1769 | Rate Constraint in lbs/MMBtu | FALSE | L | Annual | Constraint Shadow Price | US2011$/Ton | 0 | 0 | 0 | 0 | 0 | 0 | 0
CT Fac. Spec. - SO2 Rate Annual v3.1, Unit 3069 and retrofits | 405 | 1769 | Rate Constraint in lbs/MMBtu | FALSE | L | Annual | Seasons Included | Seasons | Winter, Summer | Winter, Summer | Winter, Summer | Winter, Summer | Winter, Summer | Winter, Summer | Winter, Summer
CT Fac. Spec. - SO2 Rate Annual v3.1, Unit 3069 and retrofits | 405 | 1769 | Rate Constraint in lbs/MMBtu | FALSE | L | Annual | Standard | lb/MMBtu | 0.33 | 0.33 | 0.33 | 0.33 | 0.33 | 0.33 | 0.33
CT Fac. Spec. - SO2 Rate Annual v3.1, Unit 3069 and retrofits | 405 | 1769 | Rate Constraint in lbs/MMBtu | FALSE | L | Annual | Emissions at Affected Plants SO2 | Thousand Tons | 0 | 0 | 0 | 0 | 0 | 0 | 0
CT Fac. Spec. - SO2 Rate Annual v3.1, Unit 3069 and retrofits | 405 | 1769 | Rate Constraint in lbs/MMBtu | FALSE | L | Annual | Allowances Purchased SO2 | Thousand Tons | 0 | 0 | 0 | 0 | 0 | 0 | 0
CT Fac. Spec. - SO2 Rate Annual v3.1, Unit 3069 and retrofits | 405 | 1769 | Rate Constraint in lbs/MMBtu | FALSE | L | Annual | Allowances Sold SO2 | Thousand Tons | 0 | 0 | 0 | 0 | 0 | 0 | 0
CT Fac. Spec. - SO2 Rate Annual v3.1, Unit 3069 and retrofits | 405 | 1769 | Rate Constraint in lbs/MMBtu | FALSE | L | Annual | Allowances Banked | Thousand Tons | 0 | 0 | 0 | 0 | 0 | 0 | 0
CT Fac. Spec. - SO2 Rate Annual v3.1, Unit 3069 and retrofits | 405 | 1769 | Rate Constraint in lbs/MMBtu | FALSE | L | Annual | Allowances Withdrawn (1:1) | Thousand Tons | 0 | 0 | 0 | 0 | 0 | 0 | 0
CT Fac. Spec. - SO2 Rate Annual v3.1, Unit 3069 and retrofits | 405 | 1769 | Rate Constraint in lbs/MMBtu | FALSE | L | Annual | Allowances Withdrawn (n:1) | Thousand Tons | 0 | 0 | 0 | 0 | 0 | 0 | 0
CT Fac. Spec. - SO2 Rate Annual v3.1, Unit 3069 and retrofits | 405 | 1769 | Rate Constraint in lbs/MMBtu | FALSE | L | Annual | Net Emissions Allowance Position | Thousand Tons | 0 | 0 | 0 | 0 | 0 | 0 | 0
CT Fac. Spec. - SO2 Rate Annual v3.1, Unit 3069 and retrofits | 405 | 1769 | Rate Constraint in lbs/MMBtu | FALSE | L | Annual | Fuel Consumed | TBtu | 13.9521 | 13.9521 | 12.4348 | 12.4348 | 9.8398 | 4.7056 | 2.7306
CT Fac. Spec. - SO2 Rate Annual v3.1, Unit 3069 and retrofits | 405 | 1769 | Rate Constraint in lbs/MMBtu | FALSE | L | Annual | Rate | lb/MMBtu | 0 | 0 | 0 | 0 | 0 | 0 | 0
CT Fac. Spec. - SO2 Rate Annual v3.1, Unit 3069 and retrofits | 405 | 1769 | Rate Constraint in lbs/MMBtu | FALSE | L | Annual | Generation | TWh | 1.8718 | 1.8718 | 1.6682 | 1.6682 | 1.3201 | 0.63129 | 0.36632
CT Fac. Spec. - SO2 Rate Annual v3.1, Unit 3069 and retrofits | 405 | 1769 | Rate Constraint in lbs/MMBtu | FALSE | L | Annual | Qualifying Generation | TWh | 1.8718 | 1.8718 | 1.6682 | 1.6682 | 1.3201 | 0.63129 | 0.36632
CT Fac. Spec. - SO2 Rate Annual v3.1, Unit 3069 and retrofits | 405 | 1769 | Rate Constraint in lbs/MMBtu | FALSE | L | Annual | Rate | lb/MWh | 0 | 0 | 0 | 0 | 0 | 0 | 0
CT Fac. Spec. - SO2 Rate Annual v3.1, Unit 3069 and retrofits | 405 | 1769 | Rate Constraint in lbs/MMBtu | FALSE | L | Annual | Constraint Shadow Price | US2011$/Ton | 0 | 0 | 0 | 0 | 0 | 0 | 0
CT Fac. Spec. - SO2 Rate Annual v3.1, Unit 3070 and retrofits | 406 | 1769 | Rate Constraint in lbs/MMBtu | FALSE | L | Annual | Seasons Included | Seasons | Winter, Summer | Winter, Summer | Winter, Summer | Winter, Summer | Winter, Summer | Winter, Summer | Winter, Summer
CT Fac. Spec. - SO2 Rate Annual v3.1, Unit 3070 and retrofits | 406 | 1769 | Rate Constraint in lbs/MMBtu | FALSE | L | Annual | Standard | lb/MMBtu | 0.33 | 0.33 | 0.33 | 0.33 | 0.33 | 0.33 | 0.33
CT Fac. Spec. - SO2 Rate Annual v3.1, Unit 3070 and retrofits | 406 | 1769 | Rate Constraint in lbs/MMBtu | FALSE | L | Annual | Emissions at Affected Plants SO2 | Thousand Tons | 0 | 0 | 0 | 0 | 0 | 0 | 0
CT Fac. Spec. - SO2 Rate Annual v3.1, Unit 3070 and retrofits | 406 | 1769 | Rate Constraint in lbs/MMBtu | FALSE | L | Annual | Allowances Purchased SO2 | Thousand Tons | 0 | 0 | 0 | 0 | 0 | 0 | 0
CT Fac. Spec. - SO2 Rate Annual v3.1, Unit 3070 and retrofits | 406 | 1769 | Rate Constraint in lbs/MMBtu | FALSE | L | Annual | Allowances Sold SO2 | Thousand Tons | 0 | 0 | 0 | 0 | 0 | 0 | 0
CT Fac. Spec. - SO2 Rate Annual v3.1, Unit 3070 and retrofits | 406 | 1769 | Rate Constraint in lbs/MMBtu | FALSE | L | Annual | Allowances Banked | Thousand Tons | 0 | 0 | 0 | 0 | 0 | 0 | 0
CT Fac. Spec. - SO2 Rate Annual v3.1, Unit 3070 and retrofits | 406 | 1769 | Rate Constraint in lbs/MMBtu | FALSE | L | Annual | Allowances Withdrawn (1:1) | Thousand Tons | 0 | 0 | 0 | 0 | 0 | 0 | 0
CT Fac. Spec. - SO2 Rate Annual v3.1, Unit 3070 and retrofits | 406 | 1769 | Rate Constraint in lbs/MMBtu | FALSE | L | Annual | Allowances Withdrawn (n:1) | Thousand Tons | 0 | 0 | 0 | 0 | 0 | 0 | 0
CT Fac. Spec. - SO2 Rate Annual v3.1, Unit 3070 and retrofits | 406 | 1769 | Rate Constraint in lbs/MMBtu | FALSE | L | Annual | Net Emissions Allowance Position | Thousand Tons | 0 | 0 | 0 | 0 | 0 | 0 | 0
CT Fac. Spec. - SO2 Rate Annual v3.1, Unit 3070 and retrofits | 406 | 1769 | Rate Constraint in lbs/MMBtu | FALSE | L | Annual | Fuel Consumed | TBtu | 14.2357 | 13.3636 | 13.2844 | 11.9835 | 8.1107 | 3.1536 | 2.7861
CT Fac. Spec. - SO2 Rate Annual v3.1, Unit 3070 and retrofits | 406 | 1769 | Rate Constraint in lbs/MMBtu | FALSE | L | Annual | Rate | lb/MMBtu | 0 | 0 | 0 | 0 | 0 | 0 | 0
CT Fac. Spec. - SO2 Rate Annual v3.1, Unit 3070 and retrofits | 406 | 1769 | Rate Constraint in lbs/MMBtu | FALSE | L | Annual | Generation | TWh | 1.9098 | 1.7928 | 1.7822 | 1.6077 | 1.0881 | 0.42308 | 0.37377
CT Fac. Spec. - SO2 Rate Annual v3.1, Unit 3070 and retrofits | 406 | 1769 | Rate Constraint in lbs/MMBtu | FALSE | L | Annual | Qualifying Generation | TWh | 1.9098 | 1.7928 | 1.7822 | 1.6077 | 1.0881 | 0.42308 | 0.37377
CT Fac. Spec. - SO2 Rate Annual v3.1, Unit 3070 and retrofits | 406 | 1769 | Rate Constraint in lbs/MMBtu | FALSE | L | Annual | Rate | lb/MWh | 0 | 0 | 0 | 0 | 0 | 0 | 0
CT Fac. Spec. - SO2 Rate Annual v3.1, Unit 3070 and retrofits | 406 | 1769 | Rate Constraint in lbs/MMBtu | FALSE | L | Annual | Constraint Shadow Price | US2011$/Ton | 0 | 0 | 0 | 0 | 0 | 0 | 0
CT Fac. Spec. - SO2 Rate Annual v3.1, Unit 3071 and retrofits | 407 | 1769 | Rate Constraint in lbs/MMBtu | FALSE | L | Annual | Seasons Included | Seasons | Winter, Summer | Winter, Summer | Winter, Summer | Winter, Summer | Winter, Summer | Winter, Summer | Winter, Summer
CT Fac. Spec. - SO2 Rate Annual v3.1, Unit 3071 and retrofits | 407 | 1769 | Rate Constraint in lbs/MMBtu | FALSE | L | Annual | Standard | lb/MMBtu | 0.33 | 0.33 | 0.33 | 0.33 | 0.33 | 0.33 | 0.33
CT Fac. Spec. - SO2 Rate Annual v3.1, Unit 3071 and retrofits | 407 | 1769 | Rate Constraint in lbs/MMBtu | FALSE | L | Annual | Emissions at Affected Plants SO2 | Thousand Tons | 0 | 0 | 0 | 0 | 0 | 0 | 0
CT Fac. Spec. - SO2 Rate Annual v3.1, Unit 3071 and retrofits | 407 | 1769 | Rate Constraint in lbs/MMBtu | FALSE | L | Annual | Allowances Purchased SO2 | Thousand Tons | 0 | 0 | 0 | 0 | 0 | 0 | 0
CT Fac. Spec. - SO2 Rate Annual v3.1, Unit 3071 and retrofits | 407 | 1769 | Rate Constraint in lbs/MMBtu | FALSE | L | Annual | Allowances Sold SO2 | Thousand Tons | 0 | 0 | 0 | 0 | 0 | 0 | 0
CT Fac. Spec. - SO2 Rate Annual v3.1, Unit 3071 and retrofits | 407 | 1769 | Rate Constraint in lbs/MMBtu | FALSE | L | Annual | Allowances Banked | Thousand Tons | 0 | 0 | 0 | 0 | 0 | 0 | 0
CT Fac. Spec. - SO2 Rate Annual v3.1, Unit 3071 and retrofits | 407 | 1769 | Rate Constraint in lbs/MMBtu | FALSE | L | Annual | Allowances Withdrawn (1:1) | Thousand Tons | 0 | 0 | 0 | 0 | 0 | 0 | 0
CT Fac. Spec. - SO2 Rate Annual v3.1, Unit 3071 and retrofits | 407 | 1769 | Rate Constraint in lbs/MMBtu | FALSE | L | Annual | Allowances Withdrawn (n:1) | Thousand Tons | 0 | 0 | 0 | 0 | 0 | 0 | 0
CT Fac. Spec. - SO2 Rate Annual v3.1, Unit 3071 and retrofits | 407 | 1769 | Rate Constraint in lbs/MMBtu | FALSE | L | Annual | Net Emissions Allowance Position | Thousand Tons | 0 | 0 | 0 | 0 | 0 | 0 | 0
CT Fac. Spec. - SO2 Rate Annual v3.1, Unit 3071 and retrofits | 407 | 1769 | Rate Constraint in lbs/MMBtu | FALSE | L | Annual | Fuel Consumed | TBtu | 14.0656 | 14.0656 | 14.0656 | 8.3501 | 10.2834 | 4.589 | 3.8728
CT Fac. Spec. - SO2 Rate Annual v3.1, Unit 3071 and retrofits | 407 | 1769 | Rate Constraint in lbs/MMBtu | FALSE | L | Annual | Rate | lb/MMBtu | 0 | 0 | 0 | 0 | 0 | 0 | 0
CT Fac. Spec. - SO2 Rate Annual v3.1, Unit 3071 and retrofits | 407 | 1769 | Rate Constraint in lbs/MMBtu | FALSE | L | Annual | Generation | TWh | 1.887 | 1.887 | 1.887 | 1.1202 | 1.3796 | 0.61565 | 0.51955
CT Fac. Spec. - SO2 Rate Annual v3.1, Unit 3071 and retrofits | 407 | 1769 | Rate Constraint in lbs/MMBtu | FALSE | L | Annual | Qualifying Generation | TWh | 1.887 | 1.887 | 1.887 | 1.1202 | 1.3796 | 0.61565 | 0.51955
CT Fac. Spec. - SO2 Rate Annual v3.1, Unit 3071 and retrofits | 407 | 1769 | Rate Constraint in lbs/MMBtu | FALSE | L | Annual | Rate | lb/MWh | 0 | 0 | 0 | 0 | 0 | 0 | 0
CT Fac. Spec. - SO2 Rate Annual v3.1, Unit 3071 and retrofits | 407 | 1769 | Rate Constraint in lbs/MMBtu | FALSE | L | Annual | Constraint Shadow Price | US2011$/Ton | 0 | 0 | 0 | 0 | 0 | 0 | 0
CT Fac. Spec. - SO2 Rate Annual v3.1, Unit 3072 and retrofits | 408 | 1769 | Rate Constraint in lbs/MMBtu | FALSE | L | Annual | Seasons Included | Seasons | Winter, Summer | Winter, Summer | Winter, Summer | Winter, Summer | Winter, Summer | Winter, Summer | Winter, Summer
CT Fac. Spec. - SO2 Rate Annual v3.1, Unit 3072 and retrofits | 408 | 1769 | Rate Constraint in lbs/MMBtu | FALSE | L | Annual | Standard | lb/MMBtu | 0.33 | 0.33 | 0.33 | 0.33 | 0.33 | 0.33 | 0.33
CT Fac. Spec. - SO2 Rate Annual v3.1, Unit 3072 and retrofits | 408 | 1769 | Rate Constraint in lbs/MMBtu | FALSE | L | Annual | Emissions at Affected Plants SO2 | Thousand Tons | 0 | 0 | 0 | 0 | 0 | 0 | 0
CT Fac. Spec. - SO2 Rate Annual v3.1, Unit 3072 and retrofits | 408 | 1769 | Rate Constraint in lbs/MMBtu | FALSE | L | Annual | Allowances Purchased SO2 | Thousand Tons | 0 | 0 | 0 | 0 | 0 | 0 | 0
CT Fac. Spec. - SO2 Rate Annual v3.1, Unit 3072 and retrofits | 408 | 1769 | Rate Constraint in lbs/MMBtu | FALSE | L | Annual | Allowances Sold SO2 | Thousand Tons | 0 | 0 | 0 | 0 | 0 | 0 | 0
CT Fac. Spec. - SO2 Rate Annual v3.1, Unit 3072 and retrofits | 408 | 1769 | Rate Constraint in lbs/MMBtu | FALSE | L | Annual | Allowances Banked | Thousand Tons | 0 | 0 | 0 | 0 | 0 | 0 | 0
CT Fac. Spec. - SO2 Rate Annual v3.1, Unit 3072 and retrofits | 408 | 1769 | Rate Constraint in lbs/MMBtu | FALSE | L | Annual | Allowances Withdrawn (1:1) | Thousand Tons | 0 | 0 | 0 | 0 | 0 | 0 | 0
CT Fac. Spec. - SO2 Rate Annual v3.1, Unit 3072 and retrofits | 408 | 1769 | Rate Constraint in lbs/MMBtu | FALSE | L | Annual | Allowances Withdrawn (n:1) | Thousand Tons | 0 | 0 | 0 | 0 | 0 | 0 | 0
CT Fac. Spec. - SO2 Rate Annual v3.1, Unit 3072 and retrofits | 408 | 1769 | Rate Constraint in lbs/MMBtu | FALSE | L | Annual | Net Emissions Allowance Position | Thousand Tons | 0 | 0 | 0 | 0 | 0 | 0 | 0
CT Fac. Spec. - SO2 Rate Annual v3.1, Unit 3072 and retrofits | 408 | 1769 | Rate Constraint in lbs/MMBtu | FALSE | L | Annual | Fuel Consumed | TBtu | 14.1682 | 14.1682 | 14.1682 | 14.1682 | 14.1682 | 10.1271 | 4.7666
CT Fac. Spec. - SO2 Rate Annual v3.1, Unit 3072 and retrofits | 408 | 1769 | Rate Constraint in lbs/MMBtu | FALSE | L | Annual | Rate | lb/MMBtu | 0 | 0 | 0 | 0 | 0 | 0 | 0
CT Fac. Spec. - SO2 Rate Annual v3.1, Unit 3072 and retrofits | 408 | 1769 | Rate Constraint in lbs/MMBtu | FALSE | L | Annual | Generation | TWh | 1.925 | 1.925 | 1.925 | 1.925 | 1.925 | 1.376 | 0.64764
CT Fac. Spec. - SO2 Rate Annual v3.1, Unit 3072 and retrofits | 408 | 1769 | Rate Constraint in lbs/MMBtu | FALSE | L | Annual | Qualifying Generation | TWh | 1.925 | 1.925 | 1.925 | 1.925 | 1.925 | 1.376 | 0.64764
CT Fac. Spec. - SO2 Rate Annual v3.1, Unit 3072 and retrofits | 408 | 1769 | Rate Constraint in lbs/MMBtu | FALSE | L | Annual | Rate | lb/MWh | 0 | 0 | 0 | 0 | 0 | 0 | 0
CT Fac. Spec. - SO2 Rate Annual v3.1, Unit 3072 and retrofits | 408 | 1769 | Rate Constraint in lbs/MMBtu | FALSE | L | Annual | Constraint Shadow Price | US2011$/Ton | 0 | 0 | 0 | 0 | 0 | 0 | 0
CT Fac. Spec. - SO2 Rate Annual v3.1, Unit 3073 and retrofits | 409 | 1769 | Rate Constraint in lbs/MMBtu | FALSE | L | Annual | Seasons Included | Seasons | Winter, Summer | Winter, Summer | Winter, Summer | Winter, Summer | Winter, Summer | Winter, Summer | Winter, Summer
CT Fac. Spec. - SO2 Rate Annual v3.1, Unit 3073 and retrofits | 409 | 1769 | Rate Constraint in lbs/MMBtu | FALSE | L | Annual | Standard | lb/MMBtu | 0.33 | 0.33 | 0.33 | 0.33 | 0.33 | 0.33 | 0.33
CT Fac. Spec. - SO2 Rate Annual v3.1, Unit 3073 and retrofits | 409 | 1769 | Rate Constraint in lbs/MMBtu | FALSE | L | Annual | Emissions at Affected Plants SO2 | Thousand Tons | 0 | 0 | 0 | 0 | 0 | 0 | 0
CT Fac. Spec. - SO2 Rate Annual v3.1, Unit 3073 and retrofits | 409 | 1769 | Rate Constraint in lbs/MMBtu | FALSE | L | Annual | Allowances Purchased SO2 | Thousand Tons | 0 | 0 | 0 | 0 | 0 | 0 | 0
CT Fac. Spec. - SO2 Rate Annual v3.1, Unit 3073 and retrofits | 409 | 1769 | Rate Constraint in lbs/MMBtu | FALSE | L | Annual | Allowances Sold SO2 | Thousand Tons | 0 | 0 | 0 | 0 | 0 | 0 | 0
CT Fac. Spec. - SO2 Rate Annual v3.1, Unit 3073 and retrofits | 409 | 1769 | Rate Constraint in lbs/MMBtu | FALSE | L | Annual | Allowances Banked | Thousand Tons | 0 | 0 | 0 | 0 | 0 | 0 | 0
CT Fac. Spec. - SO2 Rate Annual v3.1, Unit 3073 and retrofits | 409 | 1769 | Rate Constraint in lbs/MMBtu | FALSE | L | Annual | Allowances Withdrawn (1:1) | Thousand Tons | 0 | 0 | 0 | 0 | 0 | 0 | 0
CT Fac. Spec. - SO2 Rate Annual v3.1, Unit 3073 and retrofits | 409 | 1769 | Rate Constraint in lbs/MMBtu | FALSE | L | Annual | Allowances Withdrawn (n:1) | Thousand Tons | 0 | 0 | 0 | 0 | 0 | 0 | 0
CT Fac. Spec. - SO2 Rate Annual v3.1, Unit 3073 and retrofits | 409 | 1769 | Rate Constraint in lbs/MMBtu | FALSE | L | Annual | Net Emissions Allowance Position | Thousand Tons | 0 | 0 | 0 | 0 | 0 | 0 | 0
CT Fac. Spec. - SO2 Rate Annual v3.1, Unit 3073 and retrofits | 409 | 1769 | Rate Constraint in lbs/MMBtu | FALSE | L | Annual | Fuel Consumed | TBtu | 14.2222 | 14.2222 | 14.2222 | 14.2222 | 14.2222 | 14.2222 | 5.2436
CT Fac. Spec. - SO2 Rate Annual v3.1, Unit 3073 and retrofits | 409 | 1769 | Rate Constraint in lbs/MMBtu | FALSE | L | Annual | Rate | lb/MMBtu | 0 | 0 | 0 | 0 | 0 | 0 | 0
CT Fac. Spec. - SO2 Rate Annual v3.1, Unit 3073 and retrofits | 409 | 1769 | Rate Constraint in lbs/MMBtu | FALSE | L | Annual | Generation | TWh | 1.9326 | 1.9326 | 1.9326 | 1.9326 | 1.9326 | 1.9326 | 0.71255
CT Fac. Spec. - SO2 Rate Annual v3.1, Unit 3073 and retrofits | 409 | 1769 | Rate Constraint in lbs/MMBtu | FALSE | L | Annual | Qualifying Generation | TWh | 1.9326 | 1.9326 | 1.9326 | 1.9326 | 1.9326 | 1.9326 | 0.71255
CT Fac. Spec. - SO2 Rate Annual v3.1, Unit 3073 and retrofits | 409 | 1769 | Rate Constraint in lbs/MMBtu | FALSE | L | Annual | Rate | lb/MWh | 0 | 0 | 0 | 0 | 0 | 0 | 0
CT Fac. Spec. - SO2 Rate Annual v3.1, Unit 3073 and retrofits | 409 | 1769 | Rate Constraint in lbs/MMBtu | FALSE | L | Annual | Constraint Shadow Price | US2011$/Ton | 0 | 0 | 0 | 0 | 0 | 0 | 0
CT Fac. Spec. - SO2 Rate Annual v3.1, Unit 3075 and retrofits | 410 | 1769 | Rate Constraint in lbs/MMBtu | FALSE | L | Annual | Seasons Included | Seasons | Winter, Summer | Winter, Summer | Winter, Summer | Winter, Summer | Winter, Summer | Winter, Summer | Winter, Summer
CT Fac. Spec. - SO2 Rate Annual v3.1, Unit 3075 and retrofits | 410 | 1769 | Rate Constraint in lbs/MMBtu | FALSE | L | Annual | Standard | lb/MMBtu | 0.33 | 0.33 | 0.33 | 0.33 | 0.33 | 0.33 | 0.33
CT Fac. Spec. - SO2 Rate Annual v3.1, Unit 3075 and retrofits | 410 | 1769 | Rate Constraint in lbs/MMBtu | FALSE | L | Annual | Emissions at Affected Plants SO2 | Thousand Tons | 0 | 0 | 0 | 0 | 0 | 0 | 0
CT Fac. Spec. - SO2 Rate Annual v3.1, Unit 3075 and retrofits | 410 | 1769 | Rate Constraint in lbs/MMBtu | FALSE | L | Annual | Allowances Purchased SO2 | Thousand Tons | 0 | 0 | 0 | 0 | 0 | 0 | 0
CT Fac. Spec. - SO2 Rate Annual v3.1, Unit 3075 and retrofits | 410 | 1769 | Rate Constraint in lbs/MMBtu | FALSE | L | Annual | Allowances Sold SO2 | Thousand Tons | 0 | 0 | 0 | 0 | 0 | 0 | 0
CT Fac. Spec. - SO2 Rate Annual v3.1, Unit 3075 and retrofits | 410 | 1769 | Rate Constraint in lbs/MMBtu | FALSE | L | Annual | Allowances Banked | Thousand Tons | 0 | 0 | 0 | 0 | 0 | 0 | 0
CT Fac. Spec. - SO2 Rate Annual v3.1, Unit 3075 and retrofits | 410 | 1769 | Rate Constraint in lbs/MMBtu | FALSE | L | Annual | Allowances Withdrawn (1:1) | Thousand Tons | 0 | 0 | 0 | 0 | 0 | 0 | 0
CT Fac. Spec. - SO2 Rate Annual v3.1, Unit 3075 and retrofits | 410 | 1769 | Rate Constraint in lbs/MMBtu | FALSE | L | Annual | Allowances Withdrawn (n:1) | Thousand Tons | 0 | 0 | 0 | 0 | 0 | 0 | 0
CT Fac. Spec. - SO2 Rate Annual v3.1, Unit 3075 and retrofits | 410 | 1769 | Rate Constraint in lbs/MMBtu | FALSE | L | Annual | Net Emissions Allowance Position | Thousand Tons | 0 | 0 | 0 | 0 | 0 | 0 | 0
CT Fac. Spec. - SO2 Rate Annual v3.1, Unit 3075 and retrofits | 410 | 1769 | Rate Constraint in lbs/MMBtu | FALSE | L | Annual | Fuel Consumed | TBtu | 1.9137 | 1.9137 | 1.9137 | 1.9137 | 1.9137 | 0.67832 | 0.37451
CT Fac. Spec. - SO2 Rate Annual v3.1, Unit 3075 and retrofits | 410 | 1769 | Rate Constraint in lbs/MMBtu | FALSE | L | Annual | Rate | lb/MMBtu | 0 | 0 | 0 | 0 | 0 | 0 | 0
CT Fac. Spec. - SO2 Rate Annual v3.1, Unit 3075 and retrofits | 410 | 1769 | Rate Constraint in lbs/MMBtu | FALSE | L | Annual | Generation | TWh | 0.2663 | 0.2663 | 0.2663 | 0.2663 | 0.2663 | 0.094394 | 0.052117
CT Fac. Spec. - SO2 Rate Annual v3.1, Unit 3075 and retrofits | 410 | 1769 | Rate Constraint in lbs/MMBtu | FALSE | L | Annual | Qualifying Generation | TWh | 0.2663 | 0.2663 | 0.2663 | 0.2663 | 0.2663 | 0.094394 | 0.052117
CT Fac. Spec. - SO2 Rate Annual v3.1, Unit 3075 and retrofits | 410 | 1769 | Rate Constraint in lbs/MMBtu | FALSE | L | Annual | Rate | lb/MWh | 0 | 0 | 0 | 0 | 0 | 0 | 0
CT Fac. Spec. - SO2 Rate Annual v3.1, Unit 3075 and retrofits | 410 | 1769 | Rate Constraint in lbs/MMBtu | FALSE | L | Annual | Constraint Shadow Price | US2011$/Ton | 0 | 0 | 0 | 0 | 0 | 0 | 0
CT Fac. Spec. - SO2 Rate Annual v3.1, Unit 3766 and retrofits | 411 | 1769 | Rate Constraint in lbs/MMBtu | FALSE | L | Annual | Seasons Included | Seasons | Winter, Summer | Winter, Summer | Winter, Summer | Winter, Summer | Winter, Summer | Winter, Summer | Winter, Summer
CT Fac. Spec. - SO2 Rate Annual v3.1, Unit 3766 and retrofits | 411 | 1769 | Rate Constraint in lbs/MMBtu | FALSE | L | Annual | Standard | lb/MMBtu | 0.33 | 0.33 | 0.33 | 0.33 | 0.33 | 0.33 | 0.33
CT Fac. Spec. - SO2 Rate Annual v3.1, Unit 3766 and retrofits | 411 | 1769 | Rate Constraint in lbs/MMBtu | FALSE | L | Annual | Emissions at Affected Plants SO2 | Thousand Tons | 0 | 0 | 0 | 0 | 0 | 0 | 0
CT Fac. Spec. - SO2 Rate Annual v3.1, Unit 3766 and retrofits | 411 | 1769 | Rate Constraint in lbs/MMBtu | FALSE | L | Annual | Allowances Purchased SO2 | Thousand Tons | 0 | 0 | 0 | 0 | 0 | 0 | 0
CT Fac. Spec. - SO2 Rate Annual v3.1, Unit 3766 and retrofits | 411 | 1769 | Rate Constraint in lbs/MMBtu | FALSE | L | Annual | Allowances Sold SO2 | Thousand Tons | 0 | 0 | 0 | 0 | 0 | 0 | 0
CT Fac. Spec. - SO2 Rate Annual v3.1, Unit 3766 and retrofits | 411 | 1769 | Rate Constraint in lbs/MMBtu | FALSE | L | Annual | Allowances Banked | Thousand Tons | 0 | 0 | 0 | 0 | 0 | 0 | 0
CT Fac. Spec. - SO2 Rate Annual v3.1, Unit 3766 and retrofits | 411 | 1769 | Rate Constraint in lbs/MMBtu | FALSE | L | Annual | Allowances Withdrawn (1:1) | Thousand Tons | 0 | 0 | 0 | 0 | 0 | 0 | 0
CT Fac. Spec. - SO2 Rate Annual v3.1, Unit 3766 and retrofits | 411 | 1769 | Rate Constraint in lbs/MMBtu | FALSE | L | Annual | Allowances Withdrawn (n:1) | Thousand Tons | 0 | 0 | 0 | 0 | 0 | 0 | 0
CT Fac. Spec. - SO2 Rate Annual v3.1, Unit 3766 and retrofits | 411 | 1769 | Rate Constraint in lbs/MMBtu | FALSE | L | Annual | Net Emissions Allowance Position | Thousand Tons | 0 | 0 | 0 | 0 | 0 | 0 | 0
CT Fac. Spec. - SO2 Rate Annual v3.1, Unit 3766 and retrofits | 411 | 1769 | Rate Constraint in lbs/MMBtu | FALSE | L | Annual | Fuel Consumed | TBtu | 0.55635 | 0.39745 | 0 | 0 | 0 | 0 | 0
CT Fac. Spec. - SO2 Rate Annual v3.1, Unit 3766 and retrofits | 411 | 1769 | Rate Constraint in lbs/MMBtu | FALSE | L | Annual | Rate | lb/MMBtu | 0 | 0 | 0 | 0 | 0 | 0 | 0
CT Fac. Spec. - SO2 Rate Annual v3.1, Unit 3766 and retrofits | 411 | 1769 | Rate Constraint in lbs/MMBtu | FALSE | L | Annual | Generation | TWh | 0.04596 | 0.032833 | 0 | 0 | 0 | 0 | 0
CT Fac. Spec. - SO2 Rate Annual v3.1, Unit 3766 and retrofits | 411 | 1769 | Rate Constraint in lbs/MMBtu | FALSE | L | Annual | Qualifying Generation | TWh | 0.04596 | 0.032833 | 0 | 0 | 0 | 0 | 0
CT Fac. Spec. - SO2 Rate Annual v3.1, Unit 3766 and retrofits | 411 | 1769 | Rate Constraint in lbs/MMBtu | FALSE | L | Annual | Rate | lb/MWh | 0 | 0 | 0 | 0 | 0 | 0 | 0
CT Fac. Spec. - SO2 Rate Annual v3.1, Unit 3766 and retrofits | 411 | 1769 | Rate Constraint in lbs/MMBtu | FALSE | L | Annual | Constraint Shadow Price | US2011$/Ton | 0 | 0 | 0 | 0 | 0 | 0 | 0
CT Fac. Spec. - SO2 Rate Annual v3.1, Unit 3767 and retrofits | 412 | 1769 | Rate Constraint in lbs/MMBtu | FALSE | L | Annual | Seasons Included | Seasons | Winter, Summer | Winter, Summer | Winter, Summer | Winter, Summer | Winter, Summer | Winter, Summer | Winter, Summer
CT Fac. Spec. - SO2 Rate Annual v3.1, Unit 3767 and retrofits | 412 | 1769 | Rate Constraint in lbs/MMBtu | FALSE | L | Annual | Standard | lb/MMBtu | 0.33 | 0.33 | 0.33 | 0.33 | 0.33 | 0.33 | 0.33
CT Fac. Spec. - SO2 Rate Annual v3.1, Unit 3767 and retrofits | 412 | 1769 | Rate Constraint in lbs/MMBtu | FALSE | L | Annual | Emissions at Affected Plants SO2 | Thousand Tons | 0 | 0 | 0 | 0 | 0 | 0 | 0
CT Fac. Spec. - SO2 Rate Annual v3.1, Unit 3767 and retrofits | 412 | 1769 | Rate Constraint in lbs/MMBtu | FALSE | L | Annual | Allowances Purchased SO2 | Thousand Tons | 0 | 0 | 0 | 0 | 0 | 0 | 0
CT Fac. Spec. - SO2 Rate Annual v3.1, Unit 3767 and retrofits | 412 | 1769 | Rate Constraint in lbs/MMBtu | FALSE | L | Annual | Allowances Sold SO2 | Thousand Tons | 0 | 0 | 0 | 0 | 0 | 0 | 0
CT Fac. Spec. - SO2 Rate Annual v3.1, Unit 3767 and retrofits | 412 | 1769 | Rate Constraint in lbs/MMBtu | FALSE | L | Annual | Allowances Banked | Thousand Tons | 0 | 0 | 0 | 0 | 0 | 0 | 0
CT Fac. Spec. - SO2 Rate Annual v3.1, Unit 3767 and retrofits | 412 | 1769 | Rate Constraint in lbs/MMBtu | FALSE | L | Annual | Allowances Withdrawn (1:1) | Thousand Tons | 0 | 0 | 0 | 0 | 0 | 0 | 0
CT Fac. Spec. - SO2 Rate Annual v3.1, Unit 3767 and retrofits | 412 | 1769 | Rate Constraint in lbs/MMBtu | FALSE | L | Annual | Allowances Withdrawn (n:1) | Thousand Tons | 0 | 0 | 0 | 0 | 0 | 0 | 0
CT Fac. Spec. - SO2 Rate Annual v3.1, Unit 3767 and retrofits | 412 | 1769 | Rate Constraint in lbs/MMBtu | FALSE | L | Annual | Net Emissions Allowance Position | Thousand Tons | 0 | 0 | 0 | 0 | 0 | 0 | 0
CT Fac. Spec. - SO2 Rate Annual v3.1, Unit 3767 and retrofits | 412 | 1769 | Rate Constraint in lbs/MMBtu | FALSE | L | Annual | Fuel Consumed | TBtu | 0.5445 | 0.45338 | 0 | 0 | 0 | 0 | 0
CT Fac. Spec. - SO2 Rate Annual v3.1, Unit 3767 and retrofits | 412 | 1769 | Rate Constraint in lbs/MMBtu | FALSE | L | Annual | Rate | lb/MMBtu | 0 | 0 | 0 | 0 | 0 | 0 | 0
CT Fac. Spec. - SO2 Rate Annual v3.1, Unit 3767 and retrofits | 412 | 1769 | Rate Constraint in lbs/MMBtu | FALSE | L | Annual | Generation | TWh | 0.045019 | 0.037485 | 0 | 0 | 0 | 0 | 0
CT Fac. Spec. - SO2 Rate Annual v3.1, Unit 3767 and retrofits | 412 | 1769 | Rate Constraint in lbs/MMBtu | FALSE | L | Annual | Qualifying Generation | TWh | 0.045019 | 0.037485 | 0 | 0 | 0 | 0 | 0
CT Fac. Spec. - SO2 Rate Annual v3.1, Unit 3767 and retrofits | 412 | 1769 | Rate Constraint in lbs/MMBtu | FALSE | L | Annual | Rate | lb/MWh | 0 | 0 | 0 | 0 | 0 | 0 | 0
CT Fac. Spec. - SO2 Rate Annual v3.1, Unit 3767 and retrofits | 412 | 1769 | Rate Constraint in lbs/MMBtu | FALSE | L | Annual | Constraint Shadow Price | US2011$/Ton | 0 | 0 | 0 | 0 | 0 | 0 | 0
CT Fac. Spec. - SO2 Rate Annual v3.1, Unit 3957 and retrofits | 413 | 1769 | Rate Constraint in lbs/MMBtu | FALSE | L | Annual | Seasons Included | Seasons | Winter, Summer | Winter, Summer | Winter, Summer | Winter, Summer | Winter, Summer | Winter, Summer | Winter, Summer
CT Fac. Spec. - SO2 Rate Annual v3.1, Unit 3957 and retrofits | 413 | 1769 | Rate Constraint in lbs/MMBtu | FALSE | L | Annual | Standard | lb/MMBtu | 0.33 | 0.33 | 0.33 | 0.33 | 0.33 | 0.33 | 0.33
CT Fac. Spec. - SO2 Rate Annual v3.1, Unit 3957 and retrofits | 413 | 1769 | Rate Constraint in lbs/MMBtu | FALSE | L | Annual | Emissions at Affected Plants SO2 | Thousand Tons | 0.030221 | 0 | 0 | 0 | 0 | 0 | 0
CT Fac. Spec. - SO2 Rate Annual v3.1, Unit 3957 and retrofits | 413 | 1769 | Rate Constraint in lbs/MMBtu | FALSE | L | Annual | Allowances Purchased SO2 | Thousand Tons | 0 | 0 | 0 | 0 | 0 | 0 | 0
CT Fac. Spec. - SO2 Rate Annual v3.1, Unit 3957 and retrofits | 413 | 1769 | Rate Constraint in lbs/MMBtu | FALSE | L | Annual | Allowances Sold SO2 | Thousand Tons | 0 | 0 | 0 | 0 | 0 | 0 | 0
CT Fac. Spec. - SO2 Rate Annual v3.1, Unit 3957 and retrofits | 413 | 1769 | Rate Constraint in lbs/MMBtu | FALSE | L | Annual | Allowances Banked | Thousand Tons | 0 | 0 | 0 | 0 | 0 | 0 | 0
CT Fac. Spec. - SO2 Rate Annual v3.1, Unit 3957 and retrofits | 413 | 1769 | Rate Constraint in lbs/MMBtu | FALSE | L | Annual | Allowances Withdrawn (1:1) | Thousand Tons | 0 | 0 | 0 | 0 | 0 | 0 | 0
CT Fac. Spec. - SO2 Rate Annual v3.1, Unit 3957 and retrofits | 413 | 1769 | Rate Constraint in lbs/MMBtu | FALSE | L | Annual | Allowances Withdrawn (n:1) | Thousand Tons | 0 | 0 | 0 | 0 | 0 | 0 | 0
CT Fac. Spec. - SO2 Rate Annual v3.1, Unit 3957 and retrofits | 413 | 1769 | Rate Constraint in lbs/MMBtu | FALSE | L | Annual | Net Emissions Allowance Position | Thousand Tons | 0.030221 | 0 | 0 | 0 | 0 | 0 | 0
CT Fac. Spec. - SO2 Rate Annual v3.1, Unit 3957 and retrofits | 413 | 1769 | Rate Constraint in lbs/MMBtu | FALSE | L | Annual | Fuel Consumed | TBtu | 0.18334 | 0 | 0 | 0 | 0 | 0 | 0
CT Fac. Spec. - SO2 Rate Annual v3.1, Unit 3957 and retrofits | 413 | 1769 | Rate Constraint in lbs/MMBtu | FALSE | L | Annual | Rate | lb/MMBtu | 0.32968 | 0 | 0 | 0 | 0 | 0 | 0
CT Fac. Spec. - SO2 Rate Annual v3.1, Unit 3957 and retrofits | 413 | 1769 | Rate Constraint in lbs/MMBtu | FALSE | L | Annual | Generation | TWh | 0.014839 | 0 | 0 | 0 | 0 | 0 | 0
CT Fac. Spec. - SO2 Rate Annual v3.1, Unit 3957 and retrofits | 413 | 1769 | Rate Constraint in lbs/MMBtu | FALSE | L | Annual | Qualifying Generation | TWh | 0.014839 | 0 | 0 | 0 | 0 | 0 | 0
CT Fac. Spec. - SO2 Rate Annual v3.1, Unit 3957 and retrofits | 413 | 1769 | Rate Constraint in lbs/MMBtu | FALSE | L | Annual | Rate | lb/MWh | 2.0366 | 0 | 0 | 0 | 0 | 0 | 0
CT Fac. Spec. - SO2 Rate Annual v3.1, Unit 3957 and retrofits | 413 | 1769 | Rate Constraint in lbs/MMBtu | FALSE | L | Annual | Constraint Shadow Price | US2011$/Ton | 0 | 0 | 0 | 0 | 0 | 0 | 0
CT Fac. Spec. - SO2 Rate Annual v3.1, Unit 3958 and retrofits | 414 | 1769 | Rate Constraint in lbs/MMBtu | FALSE | L | Annual | Seasons Included | Seasons | Winter, Summer | Winter, Summer | Winter, Summer | Winter, Summer | Winter, Summer | Winter, Summer | Winter, Summer
CT Fac. Spec. - SO2 Rate Annual v3.1, Unit 3958 and retrofits | 414 | 1769 | Rate Constraint in lbs/MMBtu | FALSE | L | Annual | Standard | lb/MMBtu | 0.33 | 0.33 | 0.33 | 0.33 | 0.33 | 0.33 | 0.33
CT Fac. Spec. - SO2 Rate Annual v3.1, Unit 3958 and retrofits | 414 | 1769 | Rate Constraint in lbs/MMBtu | FALSE | L | Annual | Emissions at Affected Plants SO2 | Thousand Tons | 0 | 0 | 0 | 0 | 0 | 0 | 0
CT Fac. Spec. - SO2 Rate Annual v3.1, Unit 3958 and retrofits | 414 | 1769 | Rate Constraint in lbs/MMBtu | FALSE | L | Annual | Allowances Purchased SO2 | Thousand Tons | 0 | 0 | 0 | 0 | 0 | 0 | 0
CT Fac. Spec. - SO2 Rate Annual v3.1, Unit 3958 and retrofits | 414 | 1769 | Rate Constraint in lbs/MMBtu | FALSE | L | Annual | Allowances Sold SO2 | Thousand Tons | 0 | 0 | 0 | 0 | 0 | 0 | 0
CT Fac. Spec. - SO2 Rate Annual v3.1, Unit 3958 and retrofits | 414 | 1769 | Rate Constraint in lbs/MMBtu | FALSE | L | Annual | Allowances Banked | Thousand Tons | 0 | 0 | 0 | 0 | 0 | 0 | 0
CT Fac. Spec. - SO2 Rate Annual v3.1, Unit 3958 and retrofits | 414 | 1769 | Rate Constraint in lbs/MMBtu | FALSE | L | Annual | Allowances Withdrawn (1:1) | Thousand Tons | 0 | 0 | 0 | 0 | 0 | 0 | 0
CT Fac. Spec. - SO2 Rate Annual v3.1, Unit 3958 and retrofits | 414 | 1769 | Rate Constraint in lbs/MMBtu | FALSE | L | Annual | Allowances Withdrawn (n:1) | Thousand Tons | 0 | 0 | 0 | 0 | 0 | 0 | 0
CT Fac. Spec. - SO2 Rate Annual v3.1, Unit 3958 and retrofits | 414 | 1769 | Rate Constraint in lbs/MMBtu | FALSE | L | Annual | Net Emissions Allowance Position | Thousand Tons | 0 | 0 | 0 | 0 | 0 | 0 | 0
CT Fac. Spec. - SO2 Rate Annual v3.1, Unit 3958 and retrofits | 414 | 1769 | Rate Constraint in lbs/MMBtu | FALSE | L | Annual | Fuel Consumed | TBtu | 0 | 0 | 0 | 0 | 0 | 0 | 0
CT Fac. Spec. - SO2 Rate Annual v3.1, Unit 3958 and retrofits | 414 | 1769 | Rate Constraint in lbs/MMBtu | FALSE | L | Annual | Rate | lb/MMBtu | 0 | 0 | 0 | 0 | 0 | 0 | 0
CT Fac. Spec. - SO2 Rate Annual v3.1, Unit 3958 and retrofits | 414 | 1769 | Rate Constraint in lbs/MMBtu | FALSE | L | Annual | Generation | TWh | 0 | 0 | 0 | 0 | 0 | 0 | 0
CT Fac. Spec. - SO2 Rate Annual v3.1, Unit 3958 and retrofits | 414 | 1769 | Rate Constraint in lbs/MMBtu | FALSE | L | Annual | Qualifying Generation | TWh | 0 | 0 | 0 | 0 | 0 | 0 | 0
CT Fac. Spec. - SO2 Rate Annual v3.1, Unit 3958 and retrofits | 414 | 1769 | Rate Constraint in lbs/MMBtu | FALSE | L | Annual | Rate | lb/MWh | 0 | 0 | 0 | 0 | 0 | 0 | 0
CT Fac. Spec. - SO2 Rate Annual v3.1, Unit 3958 and retrofits | 414 | 1769 | Rate Constraint in lbs/MMBtu | FALSE | L | Annual | Constraint Shadow Price | US2011$/Ton | 0 | 0 | 0 | 0 | 0 | 0 | 0
CT Fac. Spec. - SO2 Rate Annual v3.1, Unit 3959 and retrofits | 415 | 1769 | Rate Constraint in lbs/MMBtu | FALSE | L | Annual | Seasons Included | Seasons | Winter, Summer | Winter, Summer | Winter, Summer | Winter, Summer | Winter, Summer | Winter, Summer | Winter, Summer
CT Fac. Spec. - SO2 Rate Annual v3.1, Unit 3959 and retrofits | 415 | 1769 | Rate Constraint in lbs/MMBtu | FALSE | L | Annual | Standard | lb/MMBtu | 0.33 | 0.33 | 0.33 | 0.33 | 0.33 | 0.33 | 0.33
CT Fac. Spec. - SO2 Rate Annual v3.1, Unit 3959 and retrofits | 415 | 1769 | Rate Constraint in lbs/MMBtu | FALSE | L | Annual | Emissions at Affected Plants SO2 | Thousand Tons | 0 | 0 | 0 | 0 | 0 | 0 | 0
CT Fac. Spec. - SO2 Rate Annual v3.1, Unit 3959 and retrofits | 415 | 1769 | Rate Constraint in lbs/MMBtu | FALSE | L | Annual | Allowances Purchased SO2 | Thousand Tons | 0 | 0 | 0 | 0 | 0 | 0 | 0
CT Fac. Spec. - SO2 Rate Annual v3.1, Unit 3959 and retrofits | 415 | 1769 | Rate Constraint in lbs/MMBtu | FALSE | L | Annual | Allowances Sold SO2 | Thousand Tons | 0 | 0 | 0 | 0 | 0 | 0 | 0
CT Fac. Spec. - SO2 Rate Annual v3.1, Unit 3959 and retrofits | 415 | 1769 | Rate Constraint in lbs/MMBtu | FALSE | L | Annual | Allowances Banked | Thousand Tons | 0 | 0 | 0 | 0 | 0 | 0 | 0
CT Fac. Spec. - SO2 Rate Annual v3.1, Unit 3959 and retrofits | 415 | 1769 | Rate Constraint in lbs/MMBtu | FALSE | L | Annual | Allowances Withdrawn (1:1) | Thousand Tons | 0 | 0 | 0 | 0 | 0 | 0 | 0
CT Fac. Spec. - SO2 Rate Annual v3.1, Unit 3959 and retrofits | 415 | 1769 | Rate Constraint in lbs/MMBtu | FALSE | L | Annual | Allowances Withdrawn (n:1) | Thousand Tons | 0 | 0 | 0 | 0 | 0 | 0 | 0
CT Fac. Spec. - SO2 Rate Annual v3.1, Unit 3959 and retrofits | 415 | 1769 | Rate Constraint in lbs/MMBtu | FALSE | L | Annual | Net Emissions Allowance Position | Thousand Tons | 0 | 0 | 0 | 0 | 0 | 0 | 0
CT Fac. Spec. - SO2 Rate Annual v3.1, Unit 3959 and retrofits | 415 | 1769 | Rate Constraint in lbs/MMBtu | FALSE | L | Annual | Fuel Consumed | TBtu | 0 | 0 | 0 | 0 | 0 | 0 | 0
CT Fac. Spec. - SO2 Rate Annual v3.1, Unit 3959 and retrofits | 415 | 1769 | Rate Constraint in lbs/MMBtu | FALSE | L | Annual | Rate | lb/MMBtu | 0 | 0 | 0 | 0 | 0 | 0 | 0
CT Fac. Spec. - SO2 Rate Annual v3.1, Unit 3959 and retrofits | 415 | 1769 | Rate Constraint in lbs/MMBtu | FALSE | L | Annual | Generation | TWh | 0 | 0 | 0 | 0 | 0 | 0 | 0
CT Fac. Spec. - SO2 Rate Annual v3.1, Unit 3959 and retrofits | 415 | 1769 | Rate Constraint in lbs/MMBtu | FALSE | L | Annual | Qualifying Generation | TWh | 0 | 0 | 0 | 0 | 0 | 0 | 0
CT Fac. Spec. - SO2 Rate Annual v3.1, Unit 3959 and retrofits | 415 | 1769 | Rate Constraint in lbs/MMBtu | FALSE | L | Annual | Rate | lb/MWh | 0 | 0 | 0 | 0 | 0 | 0 | 0
CT Fac. Spec. - SO2 Rate Annual v3.1, Unit 3959 and retrofits | 415 | 1769 | Rate Constraint in lbs/MMBtu | FALSE | L | Annual | Constraint Shadow Price | US2011$/Ton | 0 | 0 | 0 | 0 | 0 | 0 | 0
CT Fac. Spec. - SO2 Rate Annual v3.1, Unit 3960 and retrofits | 416 | 1769 | Rate Constraint in lbs/MMBtu | FALSE | L | Annual | Seasons Included | Seasons | Winter, Summer | Winter, Summer | Winter, Summer | Winter, Summer | Winter, Summer | Winter, Summer | Winter, Summer
CT Fac. Spec. - SO2 Rate Annual v3.1, Unit 3960 and retrofits | 416 | 1769 | Rate Constraint in lbs/MMBtu | FALSE | L | Annual | Standard | lb/MMBtu | 0.33 | 0.33 | 0.33 | 0.33 | 0.33 | 0.33 | 0.33
CT Fac. Spec. - SO2 Rate Annual v3.1, Unit 3960 and retrofits | 416 | 1769 | Rate Constraint in lbs/MMBtu | FALSE | L | Annual | Emissions at Affected Plants SO2 | Thousand Tons | 0 | 0 | 0 | 0 | 0 | 0 | 0
CT Fac. Spec. - SO2 Rate Annual v3.1, Unit 3960 and retrofits | 416 | 1769 | Rate Constraint in lbs/MMBtu | FALSE | L | Annual | Allowances Purchased SO2 | Thousand Tons | 0 | 0 | 0 | 0 | 0 | 0 | 0
CT Fac. Spec. - SO2 Rate Annual v3.1, Unit 3960 and retrofits | 416 | 1769 | Rate Constraint in lbs/MMBtu | FALSE | L | Annual | Allowances Sold SO2 | Thousand Tons | 0 | 0 | 0 | 0 | 0 | 0 | 0
CT Fac. Spec. - SO2 Rate Annual v3.1, Unit 3960 and retrofits | 416 | 1769 | Rate Constraint in lbs/MMBtu | FALSE | L | Annual | Allowances Banked | Thousand Tons | 0 | 0 | 0 | 0 | 0 | 0 | 0
CT Fac. Spec. - SO2 Rate Annual v3.1, Unit 3960 and retrofits | 416 | 1769 | Rate Constraint in lbs/MMBtu | FALSE | L | Annual | Allowances Withdrawn (1:1) | Thousand Tons | 0 | 0 | 0 | 0 | 0 | 0 | 0
CT Fac. Spec. - SO2 Rate Annual v3.1, Unit 3960 and retrofits | 416 | 1769 | Rate Constraint in lbs/MMBtu | FALSE | L | Annual | Allowances Withdrawn (n:1) | Thousand Tons | 0 | 0 | 0 | 0 | 0 | 0 | 0
CT Fac. Spec. - SO2 Rate Annual v3.1, Unit 3960 and retrofits | 416 | 1769 | Rate Constraint in lbs/MMBtu | FALSE | L | Annual | Net Emissions Allowance Position | Thousand Tons | 0 | 0 | 0 | 0 | 0 | 0 | 0
CT Fac. Spec. - SO2 Rate Annual v3.1, Unit 3960 and retrofits | 416 | 1769 | Rate Constraint in lbs/MMBtu | FALSE | L | Annual | Fuel Consumed | TBtu | 0.8826 | 0 | 0 | 0 | 0 | 0 | 0
CT Fac. Spec. - SO2 Rate Annual v3.1, Unit 3960 and retrofits | 416 | 1769 | Rate Constraint in lbs/MMBtu | FALSE | L | Annual | Rate | lb/MMBtu | 0 | 0 | 0 | 0 | 0 | 0 | 0
CT Fac. Spec. - SO2 Rate Annual v3.1, Unit 3960 and retrofits | 416 | 1769 | Rate Constraint in lbs/MMBtu | FALSE | L | Annual | Generation | TWh | 0.069562 | 0 | 0 | 0 | 0 | 0 | 0
CT Fac. Spec. - SO2 Rate Annual v3.1, Unit 3960 and retrofits | 416 | 1769 | Rate Constraint in lbs/MMBtu | FALSE | L | Annual | Qualifying Generation | TWh | 0.069562 | 0 | 0 | 0 | 0 | 0 | 0
CT Fac. Spec. - SO2 Rate Annual v3.1, Unit 3960 and retrofits | 416 | 1769 | Rate Constraint in lbs/MMBtu | FALSE | L | Annual | Rate | lb/MWh | 0 | 0 | 0 | 0 | 0 | 0 | 0
CT Fac. Spec. - SO2 Rate Annual v3.1, Unit 3960 and retrofits | 416 | 1769 | Rate Constraint in lbs/MMBtu | FALSE | L | Annual | Constraint Shadow Price | US2011$/Ton | 0 | 0 | 0 | 0 | 0 | 0 | 0
CT Fac. Spec. - SO2 Rate Annual v3.1, Unit 4317 and retrofits | 417 | 1769 | Rate Constraint in lbs/MMBtu | FALSE | L | Annual | Seasons Included | Seasons | Winter, Summer | Winter, Summer | Winter, Summer | Winter, Summer | Winter, Summer | Winter, Summer | Winter, Summer
CT Fac. Spec. - SO2 Rate Annual v3.1, Unit 4317 and retrofits | 417 | 1769 | Rate Constraint in lbs/MMBtu | FALSE | L | Annual | Standard | lb/MMBtu | 0.33 | 0.33 | 0.33 | 0.33 | 0.33 | 0.33 | 0.33
CT Fac. Spec. - SO2 Rate Annual v3.1, Unit 4317 and retrofits | 417 | 1769 | Rate Constraint in lbs/MMBtu | FALSE | L | Annual | Emissions at Affected Plants SO2 | Thousand Tons | 0 | 0 | 0 | 0 | 0 | 0 | 0
CT Fac. Spec. - SO2 Rate Annual v3.1, Unit 4317 and retrofits | 417 | 1769 | Rate Constraint in lbs/MMBtu | FALSE | L | Annual | Allowances Purchased SO2 | Thousand Tons | 0 | 0 | 0 | 0 | 0 | 0 | 0
CT Fac. Spec. - SO2 Rate Annual v3.1, Unit 4317 and retrofits | 417 | 1769 | Rate Constraint in lbs/MMBtu | FALSE | L | Annual | Allowances Sold SO2 | Thousand Tons | 0 | 0 | 0 | 0 | 0 | 0 | 0
CT Fac. Spec. - SO2 Rate Annual v3.1, Unit 4317 and retrofits | 417 | 1769 | Rate Constraint in lbs/MMBtu | FALSE | L | Annual | Allowances Banked | Thousand Tons | 0 | 0 | 0 | 0 | 0 | 0 | 0
CT Fac. Spec. - SO2 Rate Annual v3.1, Unit 4317 and retrofits | 417 | 1769 | Rate Constraint in lbs/MMBtu | FALSE | L | Annual | Allowances Withdrawn (1:1) | Thousand Tons | 0 | 0 | 0 | 0 | 0 | 0 | 0
CT Fac. Spec. - SO2 Rate Annual v3.1, Unit 4317 and retrofits | 417 | 1769 | Rate Constraint in lbs/MMBtu | FALSE | L | Annual | Allowances Withdrawn (n:1) | Thousand Tons | 0 | 0 | 0 | 0 | 0 | 0 | 0
CT Fac. Spec. - SO2 Rate Annual v3.1, Unit 4317 and retrofits | 417 | 1769 | Rate Constraint in lbs/MMBtu | FALSE | L | Annual | Net Emissions Allowance Position | Thousand Tons | 0 | 0 | 0 | 0 | 0 | 0 | 0
CT Fac. Spec. - SO2 Rate Annual v3.1, Unit 4317 and retrofits | 417 | 1769 | Rate Constraint in lbs/MMBtu | FALSE | L | Annual | Fuel Consumed | TBtu | 0 | 0 | 0 | 0 | 0 | 0 | 0
CT Fac. Spec. - SO2 Rate Annual v3.1, Unit 4317 and retrofits | 417 | 1769 | Rate Constraint in lbs/MMBtu | FALSE | L | Annual | Rate | lb/MMBtu | 0 | 0 | 0 | 0 | 0 | 0 | 0
CT Fac. Spec. - SO2 Rate Annual v3.1, Unit 4317 and retrofits | 417 | 1769 | Rate Constraint in lbs/MMBtu | FALSE | L | Annual | Generation | TWh | 0 | 0 | 0 | 0 | 0 | 0 | 0
CT Fac. Spec. - SO2 Rate Annual v3.1, Unit 4317 and retrofits | 417 | 1769 | Rate Constraint in lbs/MMBtu | FALSE | L | Annual | Qualifying Generation | TWh | 0 | 0 | 0 | 0 | 0 | 0 | 0
CT Fac. Spec. - SO2 Rate Annual v3.1, Unit 4317 and retrofits | 417 | 1769 | Rate Constraint in lbs/MMBtu | FALSE | L | Annual | Rate | lb/MWh | 0 | 0 | 0 | 0 | 0 | 0 | 0
CT Fac. Spec. - SO2 Rate Annual v3.1, Unit 4317 and retrofits | 417 | 1769 | Rate Constraint in lbs/MMBtu | FALSE | L | Annual | Constraint Shadow Price | US2011$/Ton | 0 | 0 | 0 | 0 | 0 | 0 | 0
DE Facility Specific - Hg Annual Reduction v3.1 | 418 | 1521 | MACT Fuel Choice Floor in lbs/MMBtu | FALSE | L | Annual | Seasons Included | Seasons | Winter, Summer | Winter, Summer | Winter, Summer | Winter, Summer | Winter, Summer | Winter, Summer | Winter, Summer
DE Facility Specific - Hg Annual Reduction v3.1 | 418 | 1521 | MACT Fuel Choice Floor in lbs/MMBtu | FALSE | L | Annual | Emission Floor | lbs/MMBtu | 6e-07 | 6e-07 | 6e-07 | 6e-07 | 6e-07 | 6e-07 | 6e-07
DE Facility Specific - Hg Annual Reduction v3.1 | 418 | 1521 | MACT Fuel Choice Floor in lbs/MMBtu | FALSE | L | Annual | Emissions at Affected Plants MER | lbs | 0 | 0 | 0 | 0 | 0 | 0 | 0
DE Facility Specific - Hg Annual Reduction v3.1 | 418 | 1521 | MACT Fuel Choice Floor in lbs/MMBtu | FALSE | L | Annual | Allowances Purchased MER | lbs | 0 | 0 | 0 | 0 | 0 | 0 | 0
DE Facility Specific - Hg Annual Reduction v3.1 | 418 | 1521 | MACT Fuel Choice Floor in lbs/MMBtu | FALSE | L | Annual | Allowances Sold MER | lbs | 0 | 0 | 0 | 0 | 0 | 0 | 0
DE Facility Specific - Hg Annual Reduction v3.1 | 418 | 1521 | MACT Fuel Choice Floor in lbs/MMBtu | FALSE | L | Annual | Allowances Banked | lbs | 0 | 0 | 0 | 0 | 0 | 0 | 0
DE Facility Specific - Hg Annual Reduction v3.1 | 418 | 1521 | MACT Fuel Choice Floor in lbs/MMBtu | FALSE | L | Annual | Allowances Withdrawn (1:1) | lbs | 0 | 0 | 0 | 0 | 0 | 0 | 0
DE Facility Specific - Hg Annual Reduction v3.1 | 418 | 1521 | MACT Fuel Choice Floor in lbs/MMBtu | FALSE | L | Annual | Allowances Withdrawn (n:1) | lbs | 0 | 0 | 0 | 0 | 0 | 0 | 0
DE Facility Specific - Hg Annual Reduction v3.1 | 418 | 1521 | MACT Fuel Choice Floor in lbs/MMBtu | FALSE | L | Annual | Net Emissions Allowance Position | lbs | 0 | 0 | 0 | 0 | 0 | 0 | 0
DE Facility Specific - Hg Annual Reduction v3.1 | 418 | 1521 | MACT Fuel Choice Floor in lbs/MMBtu | FALSE | L | Annual | Fuel Consumed | TBtu | 0 | 0 | 0 | 0 | 0 | 0 | 0
DE Facility Specific - Hg Annual Reduction v3.1 | 418 | 1521 | MACT Fuel Choice Floor in lbs/MMBtu | FALSE | L | Annual | Rate | lb/MMBtu | 0 | 0 | 0 | 0 | 0 | 0 | 0
DE Facility Specific - Hg Annual Reduction v3.1 | 418 | 1521 | MACT Fuel Choice Floor in lbs/MMBtu | FALSE | L | Annual | Generation | TWh | 0 | 0 | 0 | 0 | 0 | 0 | 0
DE Facility Specific - Hg Annual Reduction v3.1 | 418 | 1521 | MACT Fuel Choice Floor in lbs/MMBtu | FALSE | L | Annual | Qualifying Generation | TWh | 0 | 0 | 0 | 0 | 0 | 0 | 0
DE Facility Specific - Hg Annual Reduction v3.1 | 418 | 1521 | MACT Fuel Choice Floor in lbs/MMBtu | FALSE | L | Annual | Constraint Shadow Price | US2011$/Lb | 0 | 0 | 0 | 0 | 0 | 0 | 0
DE Facility Specific - NOx Annual Rate v3.1, Unit 3764 and retrofits | 419 | 1519 | Rate Constraint in lbs/MMBtu | FALSE | L | Annual | Seasons Included | Seasons | Winter, Summer | Winter, Summer | Winter, Summer | Winter, Summer | Winter, Summer | Winter, Summer | Winter, Summer
DE Facility Specific - NOx Annual Rate v3.1, Unit 3764 and retrofits | 419 | 1519 | Rate Constraint in lbs/MMBtu | FALSE | L | Annual | Standard | lb/MMBtu | 0.125 | 0.125 | 0.125 | 0.125 | 0.125 | 0.125 | 0.125
DE Facility Specific - NOx Annual Rate v3.1, Unit 3764 and retrofits | 419 | 1519 | Rate Constraint in lbs/MMBtu | FALSE | L | Annual | Emissions at Affected Plants NOX | Thousand Tons | 0.0070897 | 0 | 0 | 0 | 0 | 0 | 0
DE Facility Specific - NOx Annual Rate v3.1, Unit 3764 and retrofits | 419 | 1519 | Rate Constraint in lbs/MMBtu | FALSE | L | Annual | Allowances Purchased NOX | Thousand Tons | 0 | 0 | 0 | 0 | 0 | 0 | 0
DE Facility Specific - NOx Annual Rate v3.1, Unit 3764 and retrofits | 419 | 1519 | Rate Constraint in lbs/MMBtu | FALSE | L | Annual | Allowances Sold NOX | Thousand Tons | 0 | 0 | 0 | 0 | 0 | 0 | 0
DE Facility Specific - NOx Annual Rate v3.1, Unit 3764 and retrofits | 419 | 1519 | Rate Constraint in lbs/MMBtu | FALSE | L | Annual | Allowances Banked | Thousand Tons | 0 | 0 | 0 | 0 | 0 | 0 | 0
DE Facility Specific - NOx Annual Rate v3.1, Unit 3764 and retrofits | 419 | 1519 | Rate Constraint in lbs/MMBtu | FALSE | L | Annual | Allowances Withdrawn (1:1) | Thousand Tons | 0 | 0 | 0 | 0 | 0 | 0 | 0
DE Facility Specific - NOx Annual Rate v3.1, Unit 3764 and retrofits | 419 | 1519 | Rate Constraint in lbs/MMBtu | FALSE | L | Annual | Allowances Withdrawn (n:1) | Thousand Tons | 0 | 0 | 0 | 0 | 0 | 0 | 0
DE Facility Specific - NOx Annual Rate v3.1, Unit 3764 and retrofits | 419 | 1519 | Rate Constraint in lbs/MMBtu | FALSE | L | Annual | Net Emissions Allowance Position | Thousand Tons | 0.0070897 | 0 | 0 | 0 | 0 | 0 | 0
DE Facility Specific - NOx Annual Rate v3.1, Unit 3764 and retrofits | 419 | 1519 | Rate Constraint in lbs/MMBtu | FALSE | L | Annual | Fuel Consumed | TBtu | 0.17692 | 0 | 0 | 0 | 0 | 0 | 0
DE Facility Specific - NOx Annual Rate v3.1, Unit 3764 and retrofits | 419 | 1519 | Rate Constraint in lbs/MMBtu | FALSE | L | Annual | Rate | lb/MMBtu | 0.080148 | 0 | 0 | 0 | 0 | 0 | 0
DE Facility Specific - NOx Annual Rate v3.1, Unit 3764 and retrofits | 419 | 1519 | Rate Constraint in lbs/MMBtu | FALSE | L | Annual | Generation | TWh | 0.015118 | 0 | 0 | 0 | 0 | 0 | 0
DE Facility Specific - NOx Annual Rate v3.1, Unit 3764 and retrofits | 419 | 1519 | Rate Constraint in lbs/MMBtu | FALSE | L | Annual | Qualifying Generation | TWh | 0.015118 | 0 | 0 | 0 | 0 | 0 | 0
DE Facility Specific - NOx Annual Rate v3.1, Unit 3764 and retrofits | 419 | 1519 | Rate Constraint in lbs/MMBtu | FALSE | L | Annual | Rate | lb/MWh | 0.46895 | 0 | 0 | 0 | 0 | 0 | 0
DE Facility Specific - NOx Annual Rate v3.1, Unit 3764 and retrofits | 419 | 1519 | Rate Constraint in lbs/MMBtu | FALSE | L | Annual | Constraint Shadow Price | US2011$/Ton | 0 | 0 | 0 | 0 | 0 | 0 | 0
DE Facility Specific - NOx Annual Rate v3.1, Unit 3765 and retrofits | 420 | 1519 | Rate Constraint in lbs/MMBtu | FALSE | L | Annual | Seasons Included | Seasons | Winter, Summer | Winter, Summer | Winter, Summer | Winter, Summer | Winter, Summer | Winter, Summer | Winter, Summer
DE Facility Specific - NOx Annual Rate v3.1, Unit 3765 and retrofits | 420 | 1519 | Rate Constraint in lbs/MMBtu | FALSE | L | Annual | Standard | lb/MMBtu | 0.125 | 0.125 | 0.125 | 0.125 | 0.125 | 0.125 | 0.125
DE Facility Specific - NOx Annual Rate v3.1, Unit 3765 and retrofits | 420 | 1519 | Rate Constraint in lbs/MMBtu | FALSE | L | Annual | Emissions at Affected Plants NOX | Thousand Tons | 0.0023303 | 0 | 0 | 0 | 0 | 0 | 0
DE Facility Specific - NOx Annual Rate v3.1, Unit 3765 and retrofits | 420 | 1519 | Rate Constraint in lbs/MMBtu | FALSE | L | Annual | Allowances Purchased NOX | Thousand Tons | 0 | 0 | 0 | 0 | 0 | 0 | 0
DE Facility Specific - NOx Annual Rate v3.1, Unit 3765 and retrofits | 420 | 1519 | Rate Constraint in lbs/MMBtu | FALSE | L | Annual | Allowances Sold NOX | Thousand Tons | 0 | 0 | 0 | 0 | 0 | 0 | 0
DE Facility Specific - NOx Annual Rate v3.1, Unit 3765 and retrofits | 420 | 1519 | Rate Constraint in lbs/MMBtu | FALSE | L | Annual | Allowances Banked | Thousand Tons | 0 | 0 | 0 | 0 | 0 | 0 | 0
DE Facility Specific - NOx Annual Rate v3.1, Unit 3765 and retrofits | 420 | 1519 | Rate Constraint in lbs/MMBtu | FALSE | L | Annual | Allowances Withdrawn (1:1) | Thousand Tons | 0 | 0 | 0 | 0 | 0 | 0 | 0
DE Facility Specific - NOx Annual Rate v3.1, Unit 3765 and retrofits | 420 | 1519 | Rate Constraint in lbs/MMBtu | FALSE | L | Annual | Allowances Withdrawn (n:1) | Thousand Tons | 0 | 0 | 0 | 0 | 0 | 0 | 0
DE Facility Specific - NOx Annual Rate v3.1, Unit 3765 and retrofits | 420 | 1519 | Rate Constraint in lbs/MMBtu | FALSE | L | Annual | Net Emissions Allowance Position | Thousand Tons | 0.0023303 | 0 | 0 | 0 | 0 | 0 | 0
DE Facility Specific - NOx Annual Rate v3.1, Unit 3765 and retrofits | 420 | 1519 | Rate Constraint in lbs/MMBtu | FALSE | L | Annual | Fuel Consumed | TBtu | 0.037284 | 0 | 0 | 0 | 0 | 0 | 0
DE Facility Specific - NOx Annual Rate v3.1, Unit 3765 and retrofits | 420 | 1519 | Rate Constraint in lbs/MMBtu | FALSE | L | Annual | Rate | lb/MMBtu | 0.125 | 0 | 0 | 0 | 0 | 0 | 0
DE Facility Specific - NOx Annual Rate v3.1, Unit 3765 and retrofits | 420 | 1519 | Rate Constraint in lbs/MMBtu | FALSE | L | Annual | Generation | TWh | 0.0033086 | 0 | 0 | 0 | 0 | 0 | 0
DE Facility Specific - NOx Annual Rate v3.1, Unit 3765 and retrofits | 420 | 1519 | Rate Constraint in lbs/MMBtu | FALSE | L | Annual | Qualifying Generation | TWh | 0.0033086 | 0 | 0 | 0 | 0 | 0 | 0
DE Facility Specific - NOx Annual Rate v3.1, Unit 3765 and retrofits | 420 | 1519 | Rate Constraint in lbs/MMBtu | FALSE | L | Annual | Rate | lb/MWh | 0.70431 | 0 | 0 | 0 | 0 | 0 | 0
DE Facility Specific - NOx Annual Rate v3.1, Unit 3765 and retrofits | 420 | 1519 | Rate Constraint in lbs/MMBtu | FALSE | L | Annual | Constraint Shadow Price | US2011$/Ton | 0 | 0 | 0 | 0 | 0 | 0 | 0
DE Facility Specific - NOx Annual Rate v3.1, Unit 4244 and retrofits | 421 | 1519 | Rate Constraint in lbs/MMBtu | FALSE | L | Annual | Seasons Included | Seasons | Winter, Summer | Winter, Summer | Winter, Summer | Winter, Summer | Winter, Summer | Winter, Summer | Winter, Summer
DE Facility Specific - NOx Annual Rate v3.1, Unit 4244 and retrofits | 421 | 1519 | Rate Constraint in lbs/MMBtu | FALSE | L | Annual | Standard | lb/MMBtu | 0.125 | 0.125 | 0.125 | 0.125 | 0.125 | 0.125 | 0.125
DE Facility Specific - NOx Annual Rate v3.1, Unit 4244 and retrofits | 421 | 1519 | Rate Constraint in lbs/MMBtu | FALSE | L | Annual | Emissions at Affected Plants NOX | Thousand Tons | 0 | 0 | 0 | 0 | 0 | 0 | 0
DE Facility Specific - NOx Annual Rate v3.1, Unit 4244 and retrofits | 421 | 1519 | Rate Constraint in lbs/MMBtu | FALSE | L | Annual | Allowances Purchased NOX | Thousand Tons | 0 | 0 | 0 | 0 | 0 | 0 | 0
DE Facility Specific - NOx Annual Rate v3.1, Unit 4244 and retrofits | 421 | 1519 | Rate Constraint in lbs/MMBtu | FALSE | L | Annual | Allowances Sold NOX | Thousand Tons | 0 | 0 | 0 | 0 | 0 | 0 | 0
DE Facility Specific - NOx Annual Rate v3.1, Unit 4244 and retrofits | 421 | 1519 | Rate Constraint in lbs/MMBtu | FALSE | L | Annual | Allowances Banked | Thousand Tons | 0 | 0 | 0 | 0 | 0 | 0 | 0
DE Facility Specific - NOx Annual Rate v3.1, Unit 4244 and retrofits | 421 | 1519 | Rate Constraint in lbs/MMBtu | FALSE | L | Annual | Allowances Withdrawn (1:1) | Thousand Tons | 0 | 0 | 0 | 0 | 0 | 0 | 0
DE Facility Specific - NOx Annual Rate v3.1, Unit 4244 and retrofits | 421 | 1519 | Rate Constraint in lbs/MMBtu | FALSE | L | Annual | Allowances Withdrawn (n:1) | Thousand Tons | 0 | 0 | 0 | 0 | 0 | 0 | 0
DE Facility Specific - NOx Annual Rate v3.1, Unit 4244 and retrofits | 421 | 1519 | Rate Constraint in lbs/MMBtu | FALSE | L | Annual | Net Emissions Allowance Position | Thousand Tons | 0 | 0 | 0 | 0 | 0 | 0 | 0
DE Facility Specific - NOx Annual Rate v3.1, Unit 4244 and retrofits | 421 | 1519 | Rate Constraint in lbs/MMBtu | FALSE | L | Annual | Fuel Consumed | TBtu | 0 | 0 | 0 | 0 | 0 | 0 | 0
DE Facility Specific - NOx Annual Rate v3.1, Unit 4244 and retrofits | 421 | 1519 | Rate Constraint in lbs/MMBtu | FALSE | L | Annual | Rate | lb/MMBtu | 0 | 0 | 0 | 0 | 0 | 0 | 0
DE Facility Specific - NOx Annual Rate v3.1, Unit 4244 and retrofits | 421 | 1519 | Rate Constraint in lbs/MMBtu | FALSE | L | Annual | Generation | TWh | 0 | 0 | 0 | 0 | 0 | 0 | 0
DE Facility Specific - NOx Annual Rate v3.1, Unit 4244 and retrofits | 421 | 1519 | Rate Constraint in lbs/MMBtu | FALSE | L | Annual | Qualifying Generation | TWh | 0 | 0 | 0 | 0 | 0 | 0 | 0
DE Facility Specific - NOx Annual Rate v3.1, Unit 4244 and retrofits | 421 | 1519 | Rate Constraint in lbs/MMBtu | FALSE | L | Annual | Rate | lb/MWh | 0 | 0 | 0 | 0 | 0 | 0 | 0
DE Facility Specific - NOx Annual Rate v3.1, Unit 4244 and retrofits | 421 | 1519 | Rate Constraint in lbs/MMBtu | FALSE | L | Annual | Constraint Shadow Price | US2011$/Ton | 0 | 0 | 0 | 0 | 0 | 0 | 0
DE Facility Specific - NOx Annual Rate v3.1, Unit 4271 and retrofits | 422 | 1519 | Rate Constraint in lbs/MMBtu | FALSE | L | Annual | Seasons Included | Seasons | Winter, Summer | Winter, Summer | Winter, Summer | Winter, Summer | Winter, Summer | Winter, Summer | Winter, Summer
DE Facility Specific - NOx Annual Rate v3.1, Unit 4271 and retrofits | 422 | 1519 | Rate Constraint in lbs/MMBtu | FALSE | L | Annual | Standard | lb/MMBtu | 0.125 | 0.125 | 0.125 | 0.125 | 0.125 | 0.125 | 0.125
DE Facility Specific - NOx Annual Rate v3.1, Unit 4271 and retrofits | 422 | 1519 | Rate Constraint in lbs/MMBtu | FALSE | L | Annual | Emissions at Affected Plants NOX | Thousand Tons | 0 | 0 | 0 | 0 | 0 | 0 | 0
DE Facility Specific - NOx Annual Rate v3.1, Unit 4271 and retrofits | 422 | 1519 | Rate Constraint in lbs/MMBtu | FALSE | L | Annual | Allowances Purchased NOX | Thousand Tons | 0 | 0 | 0 | 0 | 0 | 0 | 0
DE Facility Specific - NOx Annual Rate v3.1, Unit 4271 and retrofits | 422 | 1519 | Rate Constraint in lbs/MMBtu | FALSE | L | Annual | Allowances Sold NOX | Thousand Tons | 0 | 0 | 0 | 0 | 0 | 0 | 0
DE Facility Specific - NOx Annual Rate v3.1, Unit 4271 and retrofits | 422 | 1519 | Rate Constraint in lbs/MMBtu | FALSE | L | Annual | Allowances Banked | Thousand Tons | 0 | 0 | 0 | 0 | 0 | 0 | 0
DE Facility Specific - NOx Annual Rate v3.1, Unit 4271 and retrofits | 422 | 1519 | Rate Constraint in lbs/MMBtu | FALSE | L | Annual | Allowances Withdrawn (1:1) | Thousand Tons | 0 | 0 | 0 | 0 | 0 | 0 | 0
DE Facility Specific - NOx Annual Rate v3.1, Unit 4271 and retrofits | 422 | 1519 | Rate Constraint in lbs/MMBtu | FALSE | L | Annual | Allowances Withdrawn (n:1) | Thousand Tons | 0 | 0 | 0 | 0 | 0 | 0 | 0
DE Facility Specific - NOx Annual Rate v3.1, Unit 4271 and retrofits | 422 | 1519 | Rate Constraint in lbs/MMBtu | FALSE | L | Annual | Net Emissions Allowance Position | Thousand Tons | 0 | 0 | 0 | 0 | 0 | 0 | 0
DE Facility Specific - NOx Annual Rate v3.1, Unit 4271 and retrofits | 422 | 1519 | Rate Constraint in lbs/MMBtu | FALSE | L | Annual | Fuel Consumed | TBtu | 0 | 0 | 0 | 0 | 0 | 0 | 0
DE Facility Specific - NOx Annual Rate v3.1, Unit 4271 and retrofits | 422 | 1519 | Rate Constraint in lbs/MMBtu | FALSE | L | Annual | Rate | lb/MMBtu | 0 | 0 | 0 | 0 | 0 | 0 | 0
DE Facility Specific - NOx Annual Rate v3.1, Unit 4271 and retrofits | 422 | 1519 | Rate Constraint in lbs/MMBtu | FALSE | L | Annual | Generation | TWh | 0 | 0 | 0 | 0 | 0 | 0 | 0
DE Facility Specific - NOx Annual Rate v3.1, Unit 4271 and retrofits | 422 | 1519 | Rate Constraint in lbs/MMBtu | FALSE | L | Annual | Qualifying Generation | TWh | 0 | 0 | 0 | 0 | 0 | 0 | 0
DE Facility Specific - NOx Annual Rate v3.1, Unit 4271 and retrofits | 422 | 1519 | Rate Constraint in lbs/MMBtu | FALSE | L | Annual | Rate | lb/MWh | 0 | 0 | 0 | 0 | 0 | 0 | 0
DE Facility Specific - NOx Annual Rate v3.1, Unit 4271 and retrofits | 422 | 1519 | Rate Constraint in lbs/MMBtu | FALSE | L | Annual | Constraint Shadow Price | US2011$/Ton | 0 | 0 | 0 | 0 | 0 | 0 | 0
DE Facility Specific - NOx Annual Rate v3.1, Unit 4272 and retrofits | 423 | 1519 | Rate Constraint in lbs/MMBtu | FALSE | L | Annual | Seasons Included | Seasons | Winter, Summer | Winter, Summer | Winter, Summer | Winter, Summer | Winter, Summer | Winter, Summer | Winter, Summer
DE Facility Specific - NOx Annual Rate v3.1, Unit 4272 and retrofits | 423 | 1519 | Rate Constraint in lbs/MMBtu | FALSE | L | Annual | Standard | lb/MMBtu | 0.125 | 0.125 | 0.125 | 0.125 | 0.125 | 0.125 | 0.125
DE Facility Specific - NOx Annual Rate v3.1, Unit 4272 and retrofits | 423 | 1519 | Rate Constraint in lbs/MMBtu | FALSE | L | Annual | Emissions at Affected Plants NOX | Thousand Tons | 0 | 0 | 0 | 0 | 0 | 0 | 0
DE Facility Specific - NOx Annual Rate v3.1, Unit 4272 and retrofits | 423 | 1519 | Rate Constraint in lbs/MMBtu | FALSE | L | Annual | Allowances Purchased NOX | Thousand Tons | 0 | 0 | 0 | 0 | 0 | 0 | 0
DE Facility Specific - NOx Annual Rate v3.1, Unit 4272 and retrofits | 423 | 1519 | Rate Constraint in lbs/MMBtu | FALSE | L | Annual | Allowances Sold NOX | Thousand Tons | 0 | 0 | 0 | 0 | 0 | 0 | 0
DE Facility Specific - NOx Annual Rate v3.1, Unit 4272 and retrofits | 423 | 1519 | Rate Constraint in lbs/MMBtu | FALSE | L | Annual | Allowances Banked | Thousand Tons | 0 | 0 | 0 | 0 | 0 | 0 | 0
DE Facility Specific - NOx Annual Rate v3.1, Unit 4272 and retrofits | 423 | 1519 | Rate Constraint in lbs/MMBtu | FALSE | L | Annual | Allowances Withdrawn (1:1) | Thousand Tons | 0 | 0 | 0 | 0 | 0 | 0 | 0
DE Facility Specific - NOx Annual Rate v3.1, Unit 4272 and retrofits | 423 | 1519 | Rate Constraint in lbs/MMBtu | FALSE | L | Annual | Allowances Withdrawn (n:1) | Thousand Tons | 0 | 0 | 0 | 0 | 0 | 0 | 0
DE Facility Specific - NOx Annual Rate v3.1, Unit 4272 and retrofits | 423 | 1519 | Rate Constraint in lbs/MMBtu | FALSE | L | Annual | Net Emissions Allowance Position | Thousand Tons | 0 | 0 | 0 | 0 | 0 | 0 | 0
DE Facility Specific - NOx Annual Rate v3.1, Unit 4272 and retrofits | 423 | 1519 | Rate Constraint in lbs/MMBtu | FALSE | L | Annual | Fuel Consumed | TBtu | 0 | 0 | 0 | 0 | 0 | 0 | 0
DE Facility Specific - NOx Annual Rate v3.1, Unit 4272 and retrofits | 423 | 1519 | Rate Constraint in lbs/MMBtu | FALSE | L | Annual | Rate | lb/MMBtu | 0 | 0 | 0 | 0 | 0 | 0 | 0
DE Facility Specific - NOx Annual Rate v3.1, Unit 4272 and retrofits | 423 | 1519 | Rate Constraint in lbs/MMBtu | FALSE | L | Annual | Generation | TWh | 0 | 0 | 0 | 0 | 0 | 0 | 0
DE Facility Specific - NOx Annual Rate v3.1, Unit 4272 and retrofits | 423 | 1519 | Rate Constraint in lbs/MMBtu | FALSE | L | Annual | Qualifying Generation | TWh | 0 | 0 | 0 | 0 | 0 | 0 | 0
DE Facility Specific - NOx Annual Rate v3.1, Unit 4272 and retrofits | 423 | 1519 | Rate Constraint in lbs/MMBtu | FALSE | L | Annual | Rate | lb/MWh | 0 | 0 | 0 | 0 | 0 | 0 | 0
DE Facility Specific - NOx Annual Rate v3.1, Unit 4272 and retrofits | 423 | 1519 | Rate Constraint in lbs/MMBtu | FALSE | L | Annual | Constraint Shadow Price | US2011$/Ton | 0 | 0 | 0 | 0 | 0 | 0 | 0
DE Facility Specific - SO2 Annual Rate v3.1, Unit 3764 and retrofits | 424 | 1520 | Rate Constraint in lbs/MMBtu | FALSE | L | Annual | Seasons Included | Seasons | Winter, Summer | Winter, Summer | Winter, Summer | Winter, Summer | Winter, Summer | Winter, Summer | Winter, Summer
DE Facility Specific - SO2 Annual Rate v3.1, Unit 3764 and retrofits | 424 | 1520 | Rate Constraint in lbs/MMBtu | FALSE | L | Annual | Standard | lb/MMBtu | 0.26 | 0.26 | 0.26 | 0.26 | 0.26 | 0.26 | 0.26
DE Facility Specific - SO2 Annual Rate v3.1, Unit 3764 and retrofits | 424 | 1520 | Rate Constraint in lbs/MMBtu | FALSE | L | Annual | Emissions at Affected Plants SO2 | Thousand Tons | 0 | 0 | 0 | 0 | 0 | 0 | 0
DE Facility Specific - SO2 Annual Rate v3.1, Unit 3764 and retrofits | 424 | 1520 | Rate Constraint in lbs/MMBtu | FALSE | L | Annual | Allowances Purchased SO2 | Thousand Tons | 0 | 0 | 0 | 0 | 0 | 0 | 0
DE Facility Specific - SO2 Annual Rate v3.1, Unit 3764 and retrofits | 424 | 1520 | Rate Constraint in lbs/MMBtu | FALSE | L | Annual | Allowances Sold SO2 | Thousand Tons | 0 | 0 | 0 | 0 | 0 | 0 | 0
DE Facility Specific - SO2 Annual Rate v3.1, Unit 3764 and retrofits | 424 | 1520 | Rate Constraint in lbs/MMBtu | FALSE | L | Annual | Allowances Banked | Thousand Tons | 0 | 0 | 0 | 0 | 0 | 0 | 0
DE Facility Specific - SO2 Annual Rate v3.1, Unit 3764 and retrofits | 424 | 1520 | Rate Constraint in lbs/MMBtu | FALSE | L | Annual | Allowances Withdrawn (1:1) | Thousand Tons | 0 | 0 | 0 | 0 | 0 | 0 | 0
DE Facility Specific - SO2 Annual Rate v3.1, Unit 3764 and retrofits | 424 | 1520 | Rate Constraint in lbs/MMBtu | FALSE | L | Annual | Allowances Withdrawn (n:1) | Thousand Tons | 0 | 0 | 0 | 0 | 0 | 0 | 0
DE Facility Specific - SO2 Annual Rate v3.1, Unit 3764 and retrofits | 424 | 1520 | Rate Constraint in lbs/MMBtu | FALSE | L | Annual | Net Emissions Allowance Position | Thousand Tons | 0 | 0 | 0 | 0 | 0 | 0 | 0
DE Facility Specific - SO2 Annual Rate v3.1, Unit 3764 and retrofits | 424 | 1520 | Rate Constraint in lbs/MMBtu | FALSE | L | Annual | Fuel Consumed | TBtu | 0.17692 | 0 | 0 | 0 | 0 | 0 | 0
DE Facility Specific - SO2 Annual Rate v3.1, Unit 3764 and retrofits | 424 | 1520 | Rate Constraint in lbs/MMBtu | FALSE | L | Annual | Rate | lb/MMBtu | 0 | 0 | 0 | 0 | 0 | 0 | 0
DE Facility Specific - SO2 Annual Rate v3.1, Unit 3764 and retrofits | 424 | 1520 | Rate Constraint in lbs/MMBtu | FALSE | L | Annual | Generation | TWh | 0.015118 | 0 | 0 | 0 | 0 | 0 | 0
DE Facility Specific - SO2 Annual Rate v3.1, Unit 3764 and retrofits | 424 | 1520 | Rate Constraint in lbs/MMBtu | FALSE | L | Annual | Qualifying Generation | TWh | 0.015118 | 0 | 0 | 0 | 0 | 0 | 0
DE Facility Specific - SO2 Annual Rate v3.1, Unit 3764 and retrofits | 424 | 1520 | Rate Constraint in lbs/MMBtu | FALSE | L | Annual | Rate | lb/MWh | 0 | 0 | 0 | 0 | 0 | 0 | 0
DE Facility Specific - SO2 Annual Rate v3.1, Unit 3764 and retrofits | 424 | 1520 | Rate Constraint in lbs/MMBtu | FALSE | L | Annual | Constraint Shadow Price | US2011$/Ton | 0 | 0 | 0 | 0 | 0 | 0 | 0
DE Facility Specific - SO2 Annual Rate v3.1, Unit 3765 and retrofits | 425 | 1520 | Rate Constraint in lbs/MMBtu | FALSE | L | Annual | Seasons Included | Seasons | Winter, Summer | Winter, Summer | Winter, Summer | Winter, Summer | Winter, Summer | Winter, Summer | Winter, Summer
DE Facility Specific - SO2 Annual Rate v3.1, Unit 3765 and retrofits | 425 | 1520 | Rate Constraint in lbs/MMBtu | FALSE | L | Annual | Standard | lb/MMBtu | 0.26 | 0.26 | 0.26 | 0.26 | 0.26 | 0.26 | 0.26
DE Facility Specific - SO2 Annual Rate v3.1, Unit 3765 and retrofits | 425 | 1520 | Rate Constraint in lbs/MMBtu | FALSE | L | Annual | Emissions at Affected Plants SO2 | Thousand Tons | 0 | 0 | 0 | 0 | 0 | 0 | 0
DE Facility Specific - SO2 Annual Rate v3.1, Unit 3765 and retrofits | 425 | 1520 | Rate Constraint in lbs/MMBtu | FALSE | L | Annual | Allowances Purchased SO2 | Thousand Tons | 0 | 0 | 0 | 0 | 0 | 0 | 0
DE Facility Specific - SO2 Annual Rate v3.1, Unit 3765 and retrofits | 425 | 1520 | Rate Constraint in lbs/MMBtu | FALSE | L | Annual | Allowances Sold SO2 | Thousand Tons | 0 | 0 | 0 | 0 | 0 | 0 | 0
DE Facility Specific - SO2 Annual Rate v3.1, Unit 3765 and retrofits | 425 | 1520 | Rate Constraint in lbs/MMBtu | FALSE | L | Annual | Allowances Banked | Thousand Tons | 0 | 0 | 0 | 0 | 0 | 0 | 0
DE Facility Specific - SO2 Annual Rate v3.1, Unit 3765 and retrofits | 425 | 1520 | Rate Constraint in lbs/MMBtu | FALSE | L | Annual | Allowances Withdrawn (1:1) | Thousand Tons | 0 | 0 | 0 | 0 | 0 | 0 | 0
DE Facility Specific - SO2 Annual Rate v3.1, Unit 3765 and retrofits | 425 | 1520 | Rate Constraint in lbs/MMBtu | FALSE | L | Annual | Allowances Withdrawn (n:1) | Thousand Tons | 0 | 0 | 0 | 0 | 0 | 0 | 0
DE Facility Specific - SO2 Annual Rate v3.1, Unit 3765 and retrofits | 425 | 1520 | Rate Constraint in lbs/MMBtu | FALSE | L | Annual | Net Emissions Allowance Position | Thousand Tons | 0 | 0 | 0 | 0 | 0 | 0 | 0
DE Facility Specific - SO2 Annual Rate v3.1, Unit 3765 and retrofits | 425 | 1520 | Rate Constraint in lbs/MMBtu | FALSE | L | Annual | Fuel Consumed | TBtu | 0.037284 | 0 | 0 | 0 | 0 | 0 | 0
DE Facility Specific - SO2 Annual Rate v3.1, Unit 3765 and retrofits | 425 | 1520 | Rate Constraint in lbs/MMBtu | FALSE | L | Annual | Rate | lb/MMBtu | 0 | 0 | 0 | 0 | 0 | 0 | 0
DE Facility Specific - SO2 Annual Rate v3.1, Unit 3765 and retrofits | 425 | 1520 | Rate Constraint in lbs/MMBtu | FALSE | L | Annual | Generation | TWh | 0.0033086 | 0 | 0 | 0 | 0 | 0 | 0
DE Facility Specific - SO2 Annual Rate v3.1, Unit 3765 and retrofits | 425 | 1520 | Rate Constraint in lbs/MMBtu | FALSE | L | Annual | Qualifying Generation | TWh | 0.0033086 | 0 | 0 | 0 | 0 | 0 | 0
DE Facility Specific - SO2 Annual Rate v3.1, Unit 3765 and retrofits | 425 | 1520 | Rate Constraint in lbs/MMBtu | FALSE | L | Annual | Rate | lb/MWh | 0 | 0 | 0 | 0 | 0 | 0 | 0
DE Facility Specific - SO2 Annual Rate v3.1, Unit 3765 and retrofits | 425 | 1520 | Rate Constraint in lbs/MMBtu | FALSE | L | Annual | Constraint Shadow Price | US2011$/Ton | 0 | 0 | 0 | 0 | 0 | 0 | 0
DE Facility Specific - SO2 Annual Rate v3.1, Unit 4244 and retrofits | 426 | 1520 | Rate Constraint in lbs/MMBtu | FALSE | L | Annual | Seasons Included | Seasons | Winter, Summer | Winter, Summer | Winter, Summer | Winter, Summer | Winter, Summer | Winter, Summer | Winter, Summer
DE Facility Specific - SO2 Annual Rate v3.1, Unit 4244 and retrofits | 426 | 1520 | Rate Constraint in lbs/MMBtu | FALSE | L | Annual | Standard | lb/MMBtu | 0.26 | 0.26 | 0.26 | 0.26 | 0.26 | 0.26 | 0.26
DE Facility Specific - SO2 Annual Rate v3.1, Unit 4244 and retrofits | 426 | 1520 | Rate Constraint in lbs/MMBtu | FALSE | L | Annual | Emissions at Affected Plants SO2 | Thousand Tons | 0 | 0 | 0 | 0 | 0 | 0 | 0
DE Facility Specific - SO2 Annual Rate v3.1, Unit 4244 and retrofits | 426 | 1520 | Rate Constraint in lbs/MMBtu | FALSE | L | Annual | Allowances Purchased SO2 | Thousand Tons | 0 | 0 | 0 | 0 | 0 | 0 | 0
DE Facility Specific - SO2 Annual Rate v3.1, Unit 4244 and retrofits | 426 | 1520 | Rate Constraint in lbs/MMBtu | FALSE | L | Annual | Allowances Sold SO2 | Thousand Tons | 0 | 0 | 0 | 0 | 0 | 0 | 0
DE Facility Specific - SO2 Annual Rate v3.1, Unit 4244 and retrofits | 426 | 1520 | Rate Constraint in lbs/MMBtu | FALSE | L | Annual | Allowances Banked | Thousand Tons | 0 | 0 | 0 | 0 | 0 | 0 | 0
DE Facility Specific - SO2 Annual Rate v3.1, Unit 4244 and retrofits | 426 | 1520 | Rate Constraint in lbs/MMBtu | FALSE | L | Annual | Allowances Withdrawn (1:1) | Thousand Tons | 0 | 0 | 0 | 0 | 0 | 0 | 0
DE Facility Specific - SO2 Annual Rate v3.1, Unit 4244 and retrofits | 426 | 1520 | Rate Constraint in lbs/MMBtu | FALSE | L | Annual | Allowances Withdrawn (n:1) | Thousand Tons | 0 | 0 | 0 | 0 | 0 | 0 | 0
DE Facility Specific - SO2 Annual Rate v3.1, Unit 4244 and retrofits | 426 | 1520 | Rate Constraint in lbs/MMBtu | FALSE | L | Annual | Net Emissions Allowance Position | Thousand Tons | 0 | 0 | 0 | 0 | 0 | 0 | 0
DE Facility Specific - SO2 Annual Rate v3.1, Unit 4244 and retrofits | 426 | 1520 | Rate Constraint in lbs/MMBtu | FALSE | L | Annual | Fuel Consumed | TBtu | 0 | 0 | 0 | 0 | 0 | 0 | 0
DE Facility Specific - SO2 Annual Rate v3.1, Unit 4244 and retrofits | 426 | 1520 | Rate Constraint in lbs/MMBtu | FALSE | L | Annual | Rate | lb/MMBtu | 0 | 0 | 0 | 0 | 0 | 0 | 0
DE Facility Specific - SO2 Annual Rate v3.1, Unit 4244 and retrofits | 426 | 1520 | Rate Constraint in lbs/MMBtu | FALSE | L | Annual | Generation | TWh | 0 | 0 | 0 | 0 | 0 | 0 | 0
DE Facility Specific - SO2 Annual Rate v3.1, Unit 4244 and retrofits | 426 | 1520 | Rate Constraint in lbs/MMBtu | FALSE | L | Annual | Qualifying Generation | TWh | 0 | 0 | 0 | 0 | 0 | 0 | 0
DE Facility Specific - SO2 Annual Rate v3.1, Unit 4244 and retrofits | 426 | 1520 | Rate Constraint in lbs/MMBtu | FALSE | L | Annual | Rate | lb/MWh | 0 | 0 | 0 | 0 | 0 | 0 | 0
DE Facility Specific - SO2 Annual Rate v3.1, Unit 4244 and retrofits | 426 | 1520 | Rate Constraint in lbs/MMBtu | FALSE | L | Annual | Constraint Shadow Price | US2011$/Ton | 0 | 0 | 0 | 0 | 0 | 0 | 0
DE Facility Specific - SO2 Annual Rate v3.1, Unit 4271 and retrofits | 427 | 1520 | Rate Constraint in lbs/MMBtu | FALSE | L | Annual | Seasons Included | Seasons | Winter, Summer | Winter, Summer | Winter, Summer | Winter, Summer | Winter, Summer | Winter, Summer | Winter, Summer
DE Facility Specific - SO2 Annual Rate v3.1, Unit 4271 and retrofits | 427 | 1520 | Rate Constraint in lbs/MMBtu | FALSE | L | Annual | Standard | lb/MMBtu | 0.26 | 0.26 | 0.26 | 0.26 | 0.26 | 0.26 | 0.26
DE Facility Specific - SO2 Annual Rate v3.1, Unit 4271 and retrofits | 427 | 1520 | Rate Constraint in lbs/MMBtu | FALSE | L | Annual | Emissions at Affected Plants SO2 | Thousand Tons | 0 | 0 | 0 | 0 | 0 | 0 | 0
DE Facility Specific - SO2 Annual Rate v3.1, Unit 4271 and retrofits | 427 | 1520 | Rate Constraint in lbs/MMBtu | FALSE | L | Annual | Allowances Purchased SO2 | Thousand Tons | 0 | 0 | 0 | 0 | 0 | 0 | 0
DE Facility Specific - SO2 Annual Rate v3.1, Unit 4271 and retrofits | 427 | 1520 | Rate Constraint in lbs/MMBtu | FALSE | L | Annual | Allowances Sold SO2 | Thousand Tons | 0 | 0 | 0 | 0 | 0 | 0 | 0
DE Facility Specific - SO2 Annual Rate v3.1, Unit 4271 and retrofits | 427 | 1520 | Rate Constraint in lbs/MMBtu | FALSE | L | Annual | Allowances Banked | Thousand Tons | 0 | 0 | 0 | 0 | 0 | 0 | 0
DE Facility Specific - SO2 Annual Rate v3.1, Unit 4271 and retrofits | 427 | 1520 | Rate Constraint in lbs/MMBtu | FALSE | L | Annual | Allowances Withdrawn (1:1) | Thousand Tons | 0 | 0 | 0 | 0 | 0 | 0 | 0
DE Facility Specific - SO2 Annual Rate v3.1, Unit 4271 and retrofits | 427 | 1520 | Rate Constraint in lbs/MMBtu | FALSE | L | Annual | Allowances Withdrawn (n:1) | Thousand Tons | 0 | 0 | 0 | 0 | 0 | 0 | 0
DE Facility Specific - SO2 Annual Rate v3.1, Unit 4271 and retrofits | 427 | 1520 | Rate Constraint in lbs/MMBtu | FALSE | L | Annual | Net Emissions Allowance Position | Thousand Tons | 0 | 0 | 0 | 0 | 0 | 0 | 0
DE Facility Specific - SO2 Annual Rate v3.1, Unit 4271 and retrofits | 427 | 1520 | Rate Constraint in lbs/MMBtu | FALSE | L | Annual | Fuel Consumed | TBtu | 0 | 0 | 0 | 0 | 0 | 0 | 0
DE Facility Specific - SO2 Annual Rate v3.1, Unit 4271 and retrofits | 427 | 1520 | Rate Constraint in lbs/MMBtu | FALSE | L | Annual | Rate | lb/MMBtu | 0 | 0 | 0 | 0 | 0 | 0 | 0
DE Facility Specific - SO2 Annual Rate v3.1, Unit 4271 and retrofits | 427 | 1520 | Rate Constraint in lbs/MMBtu | FALSE | L | Annual | Generation | TWh | 0 | 0 | 0 | 0 | 0 | 0 | 0
DE Facility Specific - SO2 Annual Rate v3.1, Unit 4271 and retrofits | 427 | 1520 | Rate Constraint in lbs/MMBtu | FALSE | L | Annual | Qualifying Generation | TWh | 0 | 0 | 0 | 0 | 0 | 0 | 0
DE Facility Specific - SO2 Annual Rate v3.1, Unit 4271 and retrofits | 427 | 1520 | Rate Constraint in lbs/MMBtu | FALSE | L | Annual | Rate | lb/MWh | 0 | 0 | 0 | 0 | 0 | 0 | 0
DE Facility Specific - SO2 Annual Rate v3.1, Unit 4271 and retrofits | 427 | 1520 | Rate Constraint in lbs/MMBtu | FALSE | L | Annual | Constraint Shadow Price | US2011$/Ton | 0 | 0 | 0 | 0 | 0 | 0 | 0
DE Facility Specific - SO2 Annual Rate v3.1, Unit 4272 and retrofits | 428 | 1520 | Rate Constraint in lbs/MMBtu | FALSE | L | Annual | Seasons Included | Seasons | Winter, Summer | Winter, Summer | Winter, Summer | Winter, Summer | Winter, Summer | Winter, Summer | Winter, Summer
DE Facility Specific - SO2 Annual Rate v3.1, Unit 4272 and retrofits | 428 | 1520 | Rate Constraint in lbs/MMBtu | FALSE | L | Annual | Standard | lb/MMBtu | 0.26 | 0.26 | 0.26 | 0.26 | 0.26 | 0.26 | 0.26
DE Facility Specific - SO2 Annual Rate v3.1, Unit 4272 and retrofits | 428 | 1520 | Rate Constraint in lbs/MMBtu | FALSE | L | Annual | Emissions at Affected Plants SO2 | Thousand Tons | 0 | 0 | 0 | 0 | 0 | 0 | 0
DE Facility Specific - SO2 Annual Rate v3.1, Unit 4272 and retrofits | 428 | 1520 | Rate Constraint in lbs/MMBtu | FALSE | L | Annual | Allowances Purchased SO2 | Thousand Tons | 0 | 0 | 0 | 0 | 0 | 0 | 0
DE Facility Specific - SO2 Annual Rate v3.1, Unit 4272 and retrofits | 428 | 1520 | Rate Constraint in lbs/MMBtu | FALSE | L | Annual | Allowances Sold SO2 | Thousand Tons | 0 | 0 | 0 | 0 | 0 | 0 | 0
DE Facility Specific - SO2 Annual Rate v3.1, Unit 4272 and retrofits | 428 | 1520 | Rate Constraint in lbs/MMBtu | FALSE | L | Annual | Allowances Banked | Thousand Tons | 0 | 0 | 0 | 0 | 0 | 0 | 0
DE Facility Specific - SO2 Annual Rate v3.1, Unit 4272 and retrofits | 428 | 1520 | Rate Constraint in lbs/MMBtu | FALSE | L | Annual | Allowances Withdrawn (1:1) | Thousand Tons | 0 | 0 | 0 | 0 | 0 | 0 | 0
DE Facility Specific - SO2 Annual Rate v3.1, Unit 4272 and retrofits | 428 | 1520 | Rate Constraint in lbs/MMBtu | FALSE | L | Annual | Allowances Withdrawn (n:1) | Thousand Tons | 0 | 0 | 0 | 0 | 0 | 0 | 0
DE Facility Specific - SO2 Annual Rate v3.1, Unit 4272 and retrofits | 428 | 1520 | Rate Constraint in lbs/MMBtu | FALSE | L | Annual | Net Emissions Allowance Position | Thousand Tons | 0 | 0 | 0 | 0 | 0 | 0 | 0
DE Facility Specific - SO2 Annual Rate v3.1, Unit 4272 and retrofits | 428 | 1520 | Rate Constraint in lbs/MMBtu | FALSE | L | Annual | Fuel Consumed | TBtu | 0 | 0 | 0 | 0 | 0 | 0 | 0
DE Facility Specific - SO2 Annual Rate v3.1, Unit 4272 and retrofits | 428 | 1520 | Rate Constraint in lbs/MMBtu | FALSE | L | Annual | Rate | lb/MMBtu | 0 | 0 | 0 | 0 | 0 | 0 | 0
DE Facility Specific - SO2 Annual Rate v3.1, Unit 4272 and retrofits | 428 | 1520 | Rate Constraint in lbs/MMBtu | FALSE | L | Annual | Generation | TWh | 0 | 0 | 0 | 0 | 0 | 0 | 0
DE Facility Specific - SO2 Annual Rate v3.1, Unit 4272 and retrofits | 428 | 1520 | Rate Constraint in lbs/MMBtu | FALSE | L | Annual | Qualifying Generation | TWh | 0 | 0 | 0 | 0 | 0 | 0 | 0
DE Facility Specific - SO2 Annual Rate v3.1, Unit 4272 and retrofits | 428 | 1520 | Rate Constraint in lbs/MMBtu | FALSE | L | Annual | Rate | lb/MWh | 0 | 0 | 0 | 0 | 0 | 0 | 0
DE Facility Specific - SO2 Annual Rate v3.1, Unit 4272 and retrofits | 428 | 1520 | Rate Constraint in lbs/MMBtu | FALSE | L | Annual | Constraint Shadow Price | US2011$/Ton | 0 | 0 | 0 | 0 | 0 | 0 | 0
DE Unit Level EdMoore3 - MER Cap Annual v3.1 | 429 | 1539 | Rate Constraint in MTons | FALSE | L | Annual | Seasons Included | Seasons | Winter, Summer | Winter, Summer | Winter, Summer | Winter, Summer | Winter, Summer | Winter, Summer | Winter, Summer
DE Unit Level EdMoore3 - MER Cap Annual v3.1 | 429 | 1539 | Rate Constraint in MTons | FALSE | L | Annual | Standard | Lb | 6.6 | 6.6 | 6.6 | 6.6 | 6.6 | 6.6 | 6.6
DE Unit Level EdMoore3 - MER Cap Annual v3.1 | 429 | 1539 | Rate Constraint in MTons | FALSE | L | Annual | Standard MER | lbs | 6.6 | 6.6 | 6.6 | 6.6 | 6.6 | 6.6 | 6.6
DE Unit Level EdMoore3 - MER Cap Annual v3.1 | 429 | 1539 | Rate Constraint in MTons | FALSE | L | Annual | Emissions at Affected Plants MER | lbs | 0 | 0 | 0 | 0 | 0 | 0 | 0
DE Unit Level EdMoore3 - MER Cap Annual v3.1 | 429 | 1539 | Rate Constraint in MTons | FALSE | L | Annual | Allowances Purchased MER | lbs | 0 | 0 | 0 | 0 | 0 | 0 | 0
DE Unit Level EdMoore3 - MER Cap Annual v3.1 | 429 | 1539 | Rate Constraint in MTons | FALSE | L | Annual | Allowances Sold MER | lbs | 0 | 0 | 0 | 0 | 0 | 0 | 0
DE Unit Level EdMoore3 - MER Cap Annual v3.1 | 429 | 1539 | Rate Constraint in MTons | FALSE | L | Annual | Allowances Banked | lbs | 0 | 0 | 0 | 0 | 0 | 0 | 0
DE Unit Level EdMoore3 - MER Cap Annual v3.1 | 429 | 1539 | Rate Constraint in MTons | FALSE | L | Annual | Allowances Withdrawn (1:1) | lbs | 0 | 0 | 0 | 0 | 0 | 0 | 0
DE Unit Level EdMoore3 - MER Cap Annual v3.1 | 429 | 1539 | Rate Constraint in MTons | FALSE | L | Annual | Allowances Withdrawn (n:1) | lbs | 0 | 0 | 0 | 0 | 0 | 0 | 0
DE Unit Level EdMoore3 - MER Cap Annual v3.1 | 429 | 1539 | Rate Constraint in MTons | FALSE | L | Annual | Net Emissions Allowance Position | lbs | 0 | 0 | 0 | 0 | 0 | 0 | 0
DE Unit Level EdMoore3 - MER Cap Annual v3.1 | 429 | 1539 | Rate Constraint in MTons | FALSE | L | Annual | Fuel Consumed | TBtu | 0 | 0 | 0 | 0 | 0 | 0 | 0
DE Unit Level EdMoore3 - MER Cap Annual v3.1 | 429 | 1539 | Rate Constraint in MTons | FALSE | L | Annual | Rate | lb/MMBtu | 0 | 0 | 0 | 0 | 0 | 0 | 0
DE Unit Level EdMoore3 - MER Cap Annual v3.1 | 429 | 1539 | Rate Constraint in MTons | FALSE | L | Annual | Generation | TWh | 0 | 0 | 0 | 0 | 0 | 0 | 0
DE Unit Level EdMoore3 - MER Cap Annual v3.1 | 429 | 1539 | Rate Constraint in MTons | FALSE | L | Annual | Qualifying Generation | TWh | 0 | 0 | 0 | 0 | 0 | 0 | 0
DE Unit Level EdMoore3 - MER Cap Annual v3.1 | 429 | 1539 | Rate Constraint in MTons | FALSE | L | Annual | Rate | lb/MWh | 0 | 0 | 0 | 0 | 0 | 0 | 0
DE Unit Level EdMoore3 - MER Cap Annual v3.1 | 429 | 1539 | Rate Constraint in MTons | FALSE | L | Annual | Constraint Shadow Price | US2011$/Lb | 0 | 0 | 0 | 0 | 0 | 0 | 0
DE Unit Level EdMoore3 - NOX Cap Annual v3.1 | 430 | 1522 | Rate Constraint in MTons | FALSE | L | Annual | Seasons Included | Seasons | Winter, Summer | Winter, Summer | Winter, Summer | Winter, Summer | Winter, Summer | Winter, Summer | Winter, Summer
DE Unit Level EdMoore3 - NOX Cap Annual v3.1 | 430 | 1522 | Rate Constraint in MTons | FALSE | L | Annual | Standard | Thousand Tons | 0.773 | 0.773 | 0.773 | 0.773 | 0.773 | 0.773 | 0.773
DE Unit Level EdMoore3 - NOX Cap Annual v3.1 | 430 | 1522 | Rate Constraint in MTons | FALSE | L | Annual | Standard NOX | Thousand Tons | 0.773 | 0.773 | 0.773 | 0.773 | 0.773 | 0.773 | 0.773
DE Unit Level EdMoore3 - NOX Cap Annual v3.1 | 430 | 1522 | Rate Constraint in MTons | FALSE | L | Annual | Emissions at Affected Plants NOX | Thousand Tons | 0 | 0 | 0 | 0 | 0 | 0 | 0
DE Unit Level EdMoore3 - NOX Cap Annual v3.1 | 430 | 1522 | Rate Constraint in MTons | FALSE | L | Annual | Allowances Purchased NOX | Thousand Tons | 0 | 0 | 0 | 0 | 0 | 0 | 0
DE Unit Level EdMoore3 - NOX Cap Annual v3.1 | 430 | 1522 | Rate Constraint in MTons | FALSE | L | Annual | Allowances Sold NOX | Thousand Tons | 0 | 0 | 0 | 0 | 0 | 0 | 0
DE Unit Level EdMoore3 - NOX Cap Annual v3.1 | 430 | 1522 | Rate Constraint in MTons | FALSE | L | Annual | Allowances Banked | Thousand Tons | 0 | 0 | 0 | 0 | 0 | 0 | 0
DE Unit Level EdMoore3 - NOX Cap Annual v3.1 | 430 | 1522 | Rate Constraint in MTons | FALSE | L | Annual | Allowances Withdrawn (1:1) | Thousand Tons | 0 | 0 | 0 | 0 | 0 | 0 | 0
DE Unit Level EdMoore3 - NOX Cap Annual v3.1 | 430 | 1522 | Rate Constraint in MTons | FALSE | L | Annual | Allowances Withdrawn (n:1) | Thousand Tons | 0 | 0 | 0 | 0 | 0 | 0 | 0
DE Unit Level EdMoore3 - NOX Cap Annual v3.1 | 430 | 1522 | Rate Constraint in MTons | FALSE | L | Annual | Net Emissions Allowance Position | Thousand Tons | 0 | 0 | 0 | 0 | 0 | 0 | 0
DE Unit Level EdMoore3 - NOX Cap Annual v3.1 | 430 | 1522 | Rate Constraint in MTons | FALSE | L | Annual | Fuel Consumed | TBtu | 0 | 0 | 0 | 0 | 0 | 0 | 0
DE Unit Level EdMoore3 - NOX Cap Annual v3.1 | 430 | 1522 | Rate Constraint in MTons | FALSE | L | Annual | Rate | lb/MMBtu | 0 | 0 | 0 | 0 | 0 | 0 | 0
DE Unit Level EdMoore3 - NOX Cap Annual v3.1 | 430 | 1522 | Rate Constraint in MTons | FALSE | L | Annual | Generation | TWh | 0 | 0 | 0 | 0 | 0 | 0 | 0
DE Unit Level EdMoore3 - NOX Cap Annual v3.1 | 430 | 1522 | Rate Constraint in MTons | FALSE | L | Annual | Qualifying Generation | TWh | 0 | 0 | 0 | 0 | 0 | 0 | 0
DE Unit Level EdMoore3 - NOX Cap Annual v3.1 | 430 | 1522 | Rate Constraint in MTons | FALSE | L | Annual | Rate | lb/MWh | 0 | 0 | 0 | 0 | 0 | 0 | 0
DE Unit Level EdMoore3 - NOX Cap Annual v3.1 | 430 | 1522 | Rate Constraint in MTons | FALSE | L | Annual | Constraint Shadow Price | US2011$/Ton | 0 | 0 | 0 | 0 | 0 | 0 | 0
DE Unit Level EdMoore3 - SO2 Cap Annual v3.1 | 431 | 1530 | Rate Constraint in MTons | FALSE | L | Annual | Seasons Included | Seasons | Winter, Summer | Winter, Summer | Winter, Summer | Winter, Summer | Winter, Summer | Winter, Summer | Winter, Summer
DE Unit Level EdMoore3 - SO2 Cap Annual v3.1 | 431 | 1530 | Rate Constraint in MTons | FALSE | L | Annual | Standard | Thousand Tons | 1.391 | 1.391 | 1.391 | 1.391 | 1.391 | 1.391 | 1.391
DE Unit Level EdMoore3 - SO2 Cap Annual v3.1 | 431 | 1530 | Rate Constraint in MTons | FALSE | L | Annual | Standard SO2 | Thousand Tons | 1.391 | 1.391 | 1.391 | 1.391 | 1.391 | 1.391 | 1.391
DE Unit Level EdMoore3 - SO2 Cap Annual v3.1 | 431 | 1530 | Rate Constraint in MTons | FALSE | L | Annual | Emissions at Affected Plants SO2 | Thousand Tons | 0 | 0 | 0 | 0 | 0 | 0 | 0
DE Unit Level EdMoore3 - SO2 Cap Annual v3.1 | 431 | 1530 | Rate Constraint in MTons | FALSE | L | Annual | Allowances Purchased SO2 | Thousand Tons | 0 | 0 | 0 | 0 | 0 | 0 | 0
DE Unit Level EdMoore3 - SO2 Cap Annual v3.1 | 431 | 1530 | Rate Constraint in MTons | FALSE | L | Annual | Allowances Sold SO2 | Thousand Tons | 0 | 0 | 0 | 0 | 0 | 0 | 0
DE Unit Level EdMoore3 - SO2 Cap Annual v3.1 | 431 | 1530 | Rate Constraint in MTons | FALSE | L | Annual | Allowances Banked | Thousand Tons | 0 | 0 | 0 | 0 | 0 | 0 | 0
DE Unit Level EdMoore3 - SO2 Cap Annual v3.1 | 431 | 1530 | Rate Constraint in MTons | FALSE | L | Annual | Allowances Withdrawn (1:1) | Thousand Tons | 0 | 0 | 0 | 0 | 0 | 0 | 0
DE Unit Level EdMoore3 - SO2 Cap Annual v3.1 | 431 | 1530 | Rate Constraint in MTons | FALSE | L | Annual | Allowances Withdrawn (n:1) | Thousand Tons | 0 | 0 | 0 | 0 | 0 | 0 | 0
DE Unit Level EdMoore3 - SO2 Cap Annual v3.1 | 431 | 1530 | Rate Constraint in MTons | FALSE | L | Annual | Net Emissions Allowance Position | Thousand Tons | 0 | 0 | 0 | 0 | 0 | 0 | 0
DE Unit Level EdMoore3 - SO2 Cap Annual v3.1 | 431 | 1530 | Rate Constraint in MTons | FALSE | L | Annual | Fuel Consumed | TBtu | 0 | 0 | 0 | 0 | 0 | 0 | 0
DE Unit Level EdMoore3 - SO2 Cap Annual v3.1 | 431 | 1530 | Rate Constraint in MTons | FALSE | L | Annual | Rate | lb/MMBtu | 0 | 0 | 0 | 0 | 0 | 0 | 0
DE Unit Level EdMoore3 - SO2 Cap Annual v3.1 | 431 | 1530 | Rate Constraint in MTons | FALSE | L | Annual | Generation | TWh | 0 | 0 | 0 | 0 | 0 | 0 | 0
DE Unit Level EdMoore3 - SO2 Cap Annual v3.1 | 431 | 1530 | Rate Constraint in MTons | FALSE | L | Annual | Qualifying Generation | TWh | 0 | 0 | 0 | 0 | 0 | 0 | 0
DE Unit Level EdMoore3 - SO2 Cap Annual v3.1 | 431 | 1530 | Rate Constraint in MTons | FALSE | L | Annual | Rate | lb/MWh | 0 | 0 | 0 | 0 | 0 | 0 | 0
DE Unit Level EdMoore3 - SO2 Cap Annual v3.1 | 431 | 1530 | Rate Constraint in MTons | FALSE | L | Annual | Constraint Shadow Price | US2011$/Ton | 0 | 0 | 0 | 0 | 0 | 0 | 0
DE Unit Level EdMoore4 - MER Cap Annual v3.1 | 432 | 1540 | Rate Constraint in MTons | FALSE | L | Annual | Seasons Included | Seasons | Winter, Summer | Winter, Summer | Winter, Summer | Winter, Summer | Winter, Summer | Winter, Summer | Winter, Summer
DE Unit Level EdMoore4 - MER Cap Annual v3.1 | 432 | 1540 | Rate Constraint in MTons | FALSE | L | Annual | Standard | Lb | 11.4 | 11.4 | 11.4 | 11.4 | 11.4 | 11.4 | 11.4
DE Unit Level EdMoore4 - MER Cap Annual v3.1 | 432 | 1540 | Rate Constraint in MTons | FALSE | L | Annual | Standard MER | lbs | 11.4 | 11.4 | 11.4 | 11.4 | 11.4 | 11.4 | 11.4
DE Unit Level EdMoore4 - MER Cap Annual v3.1 | 432 | 1540 | Rate Constraint in MTons | FALSE | L | Annual | Emissions at Affected Plants MER | lbs | 0 | 0 | 0 | 0 | 0 | 0 | 0
DE Unit Level EdMoore4 - MER Cap Annual v3.1 | 432 | 1540 | Rate Constraint in MTons | FALSE | L | Annual | Allowances Purchased MER | lbs | 0 | 0 | 0 | 0 | 0 | 0 | 0
DE Unit Level EdMoore4 - MER Cap Annual v3.1 | 432 | 1540 | Rate Constraint in MTons | FALSE | L | Annual | Allowances Sold MER | lbs | 0 | 0 | 0 | 0 | 0 | 0 | 0
DE Unit Level EdMoore4 - MER Cap Annual v3.1 | 432 | 1540 | Rate Constraint in MTons | FALSE | L | Annual | Allowances Banked | lbs | 0 | 0 | 0 | 0 | 0 | 0 | 0
DE Unit Level EdMoore4 - MER Cap Annual v3.1 | 432 | 1540 | Rate Constraint in MTons | FALSE | L | Annual | Allowances Withdrawn (1:1) | lbs | 0 | 0 | 0 | 0 | 0 | 0 | 0
DE Unit Level EdMoore4 - MER Cap Annual v3.1 | 432 | 1540 | Rate Constraint in MTons | FALSE | L | Annual | Allowances Withdrawn (n:1) | lbs | 0 | 0 | 0 | 0 | 0 | 0 | 0
DE Unit Level EdMoore4 - MER Cap Annual v3.1 | 432 | 1540 | Rate Constraint in MTons | FALSE | L | Annual | Net Emissions Allowance Position | lbs | 0 | 0 | 0 | 0 | 0 | 0 | 0
DE Unit Level EdMoore4 - MER Cap Annual v3.1 | 432 | 1540 | Rate Constraint in MTons | FALSE | L | Annual | Fuel Consumed | TBtu | 0 | 0 | 0 | 0 | 0 | 0 | 0
DE Unit Level EdMoore4 - MER Cap Annual v3.1 | 432 | 1540 | Rate Constraint in MTons | FALSE | L | Annual | Rate | lb/MMBtu | 0 | 0 | 0 | 0 | 0 | 0 | 0
DE Unit Level EdMoore4 - MER Cap Annual v3.1 | 432 | 1540 | Rate Constraint in MTons | FALSE | L | Annual | Generation | TWh | 0 | 0 | 0 | 0 | 0 | 0 | 0
DE Unit Level EdMoore4 - MER Cap Annual v3.1 | 432 | 1540 | Rate Constraint in MTons | FALSE | L | Annual | Qualifying Generation | TWh | 0 | 0 | 0 | 0 | 0 | 0 | 0
DE Unit Level EdMoore4 - MER Cap Annual v3.1 | 432 | 1540 | Rate Constraint in MTons | FALSE | L | Annual | Rate | lb/MWh | 0 | 0 | 0 | 0 | 0 | 0 | 0
DE Unit Level EdMoore4 - MER Cap Annual v3.1 | 432 | 1540 | Rate Constraint in MTons | FALSE | L | Annual | Constraint Shadow Price | US2011$/Lb | 0 | 0 | 0 | 0 | 0 | 0 | 0
DE Unit Level EdMoore4 - NOX Cap Annual v3.1 | 433 | 1523 | Rate Constraint in MTons | FALSE | L | Annual | Seasons Included | Seasons | Winter, Summer | Winter, Summer | Winter, Summer | Winter, Summer | Winter, Summer | Winter, Summer | Winter, Summer
DE Unit Level EdMoore4 - NOX Cap Annual v3.1 | 433 | 1523 | Rate Constraint in MTons | FALSE | L | Annual | Standard | Thousand Tons | 1.339 | 1.339 | 1.339 | 1.339 | 1.339 | 1.339 | 1.339
DE Unit Level EdMoore4 - NOX Cap Annual v3.1 | 433 | 1523 | Rate Constraint in MTons | FALSE | L | Annual | Standard NOX | Thousand Tons | 1.339 | 1.339 | 1.339 | 1.339 | 1.339 | 1.339 | 1.339
DE Unit Level EdMoore4 - NOX Cap Annual v3.1 | 433 | 1523 | Rate Constraint in MTons | FALSE | L | Annual | Emissions at Affected Plants NOX | Thousand Tons | 0 | 0 | 0 | 0 | 0 | 0 | 0
DE Unit Level EdMoore4 - NOX Cap Annual v3.1 | 433 | 1523 | Rate Constraint in MTons | FALSE | L | Annual | Allowances Purchased NOX | Thousand Tons | 0 | 0 | 0 | 0 | 0 | 0 | 0
DE Unit Level EdMoore4 - NOX Cap Annual v3.1 | 433 | 1523 | Rate Constraint in MTons | FALSE | L | Annual | Allowances Sold NOX | Thousand Tons | 0 | 0 | 0 | 0 | 0 | 0 | 0
DE Unit Level EdMoore4 - NOX Cap Annual v3.1 | 433 | 1523 | Rate Constraint in MTons | FALSE | L | Annual | Allowances Banked | Thousand Tons | 0 | 0 | 0 | 0 | 0 | 0 | 0
DE Unit Level EdMoore4 - NOX Cap Annual v3.1 | 433 | 1523 | Rate Constraint in MTons | FALSE | L | Annual | Allowances Withdrawn (1:1) | Thousand Tons | 0 | 0 | 0 | 0 | 0 | 0 | 0
DE Unit Level EdMoore4 - NOX Cap Annual v3.1 | 433 | 1523 | Rate Constraint in MTons | FALSE | L | Annual | Allowances Withdrawn (n:1) | Thousand Tons | 0 | 0 | 0 | 0 | 0 | 0 | 0
DE Unit Level EdMoore4 - NOX Cap Annual v3.1 | 433 | 1523 | Rate Constraint in MTons | FALSE | L | Annual | Net Emissions Allowance Position | Thousand Tons | 0 | 0 | 0 | 0 | 0 | 0 | 0
DE Unit Level EdMoore4 - NOX Cap Annual v3.1 | 433 | 1523 | Rate Constraint in MTons | FALSE | L | Annual | Fuel Consumed | TBtu | 0 | 0 | 0 | 0 | 0 | 0 | 0
DE Unit Level EdMoore4 - NOX Cap Annual v3.1 | 433 | 1523 | Rate Constraint in MTons | FALSE | L | Annual | Rate | lb/MMBtu | 0 | 0 | 0 | 0 | 0 | 0 | 0
DE Unit Level EdMoore4 - NOX Cap Annual v3.1 | 433 | 1523 | Rate Constraint in MTons | FALSE | L | Annual | Generation | TWh | 0 | 0 | 0 | 0 | 0 | 0 | 0
DE Unit Level EdMoore4 - NOX Cap Annual v3.1 | 433 | 1523 | Rate Constraint in MTons | FALSE | L | Annual | Qualifying Generation | TWh | 0 | 0 | 0 | 0 | 0 | 0 | 0
DE Unit Level EdMoore4 - NOX Cap Annual v3.1 | 433 | 1523 | Rate Constraint in MTons | FALSE | L | Annual | Rate | lb/MWh | 0 | 0 | 0 | 0 | 0 | 0 | 0
DE Unit Level EdMoore4 - NOX Cap Annual v3.1 | 433 | 1523 | Rate Constraint in MTons | FALSE | L | Annual | Constraint Shadow Price | US2011$/Ton | 0 | 0 | 0 | 0 | 0 | 0 | 0
DE Unit Level EdMoore4 - SO2 Cap Annual v3.1 | 434 | 1531 | Rate Constraint in MTons | FALSE | L | Annual | Seasons Included | Seasons | Winter, Summer | Winter, Summer | Winter, Summer | Winter, Summer | Winter, Summer | Winter, Summer | Winter, Summer
DE Unit Level EdMoore4 - SO2 Cap Annual v3.1 | 434 | 1531 | Rate Constraint in MTons | FALSE | L | Annual | Standard | Thousand Tons | 2.41 | 2.41 | 2.41 | 2.41 | 2.41 | 2.41 | 2.41
DE Unit Level EdMoore4 - SO2 Cap Annual v3.1 | 434 | 1531 | Rate Constraint in MTons | FALSE | L | Annual | Standard SO2 | Thousand Tons | 2.41 | 2.41 | 2.41 | 2.41 | 2.41 | 2.41 | 2.41
DE Unit Level EdMoore4 - SO2 Cap Annual v3.1 | 434 | 1531 | Rate Constraint in MTons | FALSE | L | Annual | Emissions at Affected Plants SO2 | Thousand Tons | 0 | 0 | 0 | 0 | 0 | 0 | 0
DE Unit Level EdMoore4 - SO2 Cap Annual v3.1 | 434 | 1531 | Rate Constraint in MTons | FALSE | L | Annual | Allowances Purchased SO2 | Thousand Tons | 0 | 0 | 0 | 0 | 0 | 0 | 0
DE Unit Level EdMoore4 - SO2 Cap Annual v3.1 | 434 | 1531 | Rate Constraint in MTons | FALSE | L | Annual | Allowances Sold SO2 | Thousand Tons | 0 | 0 | 0 | 0 | 0 | 0 | 0
DE Unit Level EdMoore4 - SO2 Cap Annual v3.1 | 434 | 1531 | Rate Constraint in MTons | FALSE | L | Annual | Allowances Banked | Thousand Tons | 0 | 0 | 0 | 0 | 0 | 0 | 0
DE Unit Level EdMoore4 - SO2 Cap Annual v3.1 | 434 | 1531 | Rate Constraint in MTons | FALSE | L | Annual | Allowances Withdrawn (1:1) | Thousand Tons | 0 | 0 | 0 | 0 | 0 | 0 | 0
DE Unit Level EdMoore4 - SO2 Cap Annual v3.1 | 434 | 1531 | Rate Constraint in MTons | FALSE | L | Annual | Allowances Withdrawn (n:1) | Thousand Tons | 0 | 0 | 0 | 0 | 0 | 0 | 0
DE Unit Level EdMoore4 - SO2 Cap Annual v3.1 | 434 | 1531 | Rate Constraint in MTons | FALSE | L | Annual | Net Emissions Allowance Position | Thousand Tons | 0 | 0 | 0 | 0 | 0 | 0 | 0
DE Unit Level EdMoore4 - SO2 Cap Annual v3.1 | 434 | 1531 | Rate Constraint in MTons | FALSE | L | Annual | Fuel Consumed | TBtu | 0 | 0 | 0 | 0 | 0 | 0 | 0
DE Unit Level EdMoore4 - SO2 Cap Annual v3.1 | 434 | 1531 | Rate Constraint in MTons | FALSE | L | Annual | Rate | lb/MMBtu | 0 | 0 | 0 | 0 | 0 | 0 | 0
DE Unit Level EdMoore4 - SO2 Cap Annual v3.1 | 434 | 1531 | Rate Constraint in MTons | FALSE | L | Annual | Generation | TWh | 0 | 0 | 0 | 0 | 0 | 0 | 0
DE Unit Level EdMoore4 - SO2 Cap Annual v3.1 | 434 | 1531 | Rate Constraint in MTons | FALSE | L | Annual | Qualifying Generation | TWh | 0 | 0 | 0 | 0 | 0 | 0 | 0
DE Unit Level EdMoore4 - SO2 Cap Annual v3.1 | 434 | 1531 | Rate Constraint in MTons | FALSE | L | Annual | Rate | lb/MWh | 0 | 0 | 0 | 0 | 0 | 0 | 0
DE Unit Level EdMoore4 - SO2 Cap Annual v3.1 | 434 | 1531 | Rate Constraint in MTons | FALSE | L | Annual | Constraint Shadow Price | US2011$/Ton | 0 | 0 | 0 | 0 | 0 | 0 | 0
DE Unit Level EdMoore5 - NOX Cap Annual v3.1 | 435 | 1524 | Rate Constraint in MTons | FALSE | L | Annual | Seasons Included | Seasons | Winter, Summer | Winter, Summer | Winter, Summer | Winter, Summer | Winter, Summer | Winter, Summer | Winter, Summer
DE Unit Level EdMoore5 - NOX Cap Annual v3.1 | 435 | 1524 | Rate Constraint in MTons | FALSE | L | Annual | Standard | Thousand Tons | 1.348 | 1.348 | 1.348 | 1.348 | 1.348 | 1.348 | 1.348
DE Unit Level EdMoore5 - NOX Cap Annual v3.1 | 435 | 1524 | Rate Constraint in MTons | FALSE | L | Annual | Standard NOX | Thousand Tons | 1.348 | 1.348 | 1.348 | 1.348 | 1.348 | 1.348 | 1.348
DE Unit Level EdMoore5 - NOX Cap Annual v3.1 | 435 | 1524 | Rate Constraint in MTons | FALSE | L | Annual | Emissions at Affected Plants NOX | Thousand Tons | 0.0070897 | 0 | 0 | 0 | 0 | 0 | 0
DE Unit Level EdMoore5 - NOX Cap Annual v3.1 | 435 | 1524 | Rate Constraint in MTons | FALSE | L | Annual | Allowances Purchased NOX | Thousand Tons | 0 | 0 | 0 | 0 | 0 | 0 | 0
DE Unit Level EdMoore5 - NOX Cap Annual v3.1 | 435 | 1524 | Rate Constraint in MTons | FALSE | L | Annual | Allowances Sold NOX | Thousand Tons | 0 | 0 | 0 | 0 | 0 | 0 | 0
DE Unit Level EdMoore5 - NOX Cap Annual v3.1 | 435 | 1524 | Rate Constraint in MTons | FALSE | L | Annual | Allowances Banked | Thousand Tons | 0 | 0 | 0 | 0 | 0 | 0 | 0
DE Unit Level EdMoore5 - NOX Cap Annual v3.1 | 435 | 1524 | Rate Constraint in MTons | FALSE | L | Annual | Allowances Withdrawn (1:1) | Thousand Tons | 0 | 0 | 0 | 0 | 0 | 0 | 0
DE Unit Level EdMoore5 - NOX Cap Annual v3.1 | 435 | 1524 | Rate Constraint in MTons | FALSE | L | Annual | Allowances Withdrawn (n:1) | Thousand Tons | 0 | 0 | 0 | 0 | 0 | 0 | 0
DE Unit Level EdMoore5 - NOX Cap Annual v3.1 | 435 | 1524 | Rate Constraint in MTons | FALSE | L | Annual | Net Emissions Allowance Position | Thousand Tons | 0.0070897 | 0 | 0 | 0 | 0 | 0 | 0
DE Unit Level EdMoore5 - NOX Cap Annual v3.1 | 435 | 1524 | Rate Constraint in MTons | FALSE | L | Annual | Fuel Consumed | TBtu | 0.17692 | 0 | 0 | 0 | 0 | 0 | 0
DE Unit Level EdMoore5 - NOX Cap Annual v3.1 | 435 | 1524 | Rate Constraint in MTons | FALSE | L | Annual | Rate | lb/MMBtu | 0.080148 | 0 | 0 | 0 | 0 | 0 | 0
DE Unit Level EdMoore5 - NOX Cap Annual v3.1 | 435 | 1524 | Rate Constraint in MTons | FALSE | L | Annual | Generation | TWh | 0.015118 | 0 | 0 | 0 | 0 | 0 | 0
DE Unit Level EdMoore5 - NOX Cap Annual v3.1 | 435 | 1524 | Rate Constraint in MTons | FALSE | L | Annual | Qualifying Generation | TWh | 0.015118 | 0 | 0 | 0 | 0 | 0 | 0
DE Unit Level EdMoore5 - NOX Cap Annual v3.1 | 435 | 1524 | Rate Constraint in MTons | FALSE | L | Annual | Rate | lb/MWh | 0.46895 | 0 | 0 | 0 | 0 | 0 | 0
DE Unit Level EdMoore5 - NOX Cap Annual v3.1 | 435 | 1524 | Rate Constraint in MTons | FALSE | L | Annual | Constraint Shadow Price | US2011$/Ton | 0 | 0 | 0 | 0 | 0 | 0 | 0
DE Unit Level EdMoore5 - SO2 Cap Annual v3.1 | 436 | 1533 | Rate Constraint in MTons | FALSE | L | Annual | Seasons Included | Seasons | Winter, Summer | Winter, Summer | Winter, Summer | Winter, Summer | Winter, Summer | Winter, Summer | Winter, Summer
DE Unit Level EdMoore5 - SO2 Cap Annual v3.1 | 436 | 1533 | Rate Constraint in MTons | FALSE | L | Annual | Standard | Thousand Tons | 2.427 | 2.427 | 2.427 | 2.427 | 2.427 | 2.427 | 2.427
DE Unit Level EdMoore5 - SO2 Cap Annual v3.1 | 436 | 1533 | Rate Constraint in MTons | FALSE | L | Annual | Standard SO2 | Thousand Tons | 2.427 | 2.427 | 2.427 | 2.427 | 2.427 | 2.427 | 2.427
DE Unit Level EdMoore5 - SO2 Cap Annual v3.1 | 436 | 1533 | Rate Constraint in MTons | FALSE | L | Annual | Emissions at Affected Plants SO2 | Thousand Tons | 0 | 0 | 0 | 0 | 0 | 0 | 0
DE Unit Level EdMoore5 - SO2 Cap Annual v3.1 | 436 | 1533 | Rate Constraint in MTons | FALSE | L | Annual | Allowances Purchased SO2 | Thousand Tons | 0 | 0 | 0 | 0 | 0 | 0 | 0
DE Unit Level EdMoore5 - SO2 Cap Annual v3.1 | 436 | 1533 | Rate Constraint in MTons | FALSE | L | Annual | Allowances Sold SO2 | Thousand Tons | 0 | 0 | 0 | 0 | 0 | 0 | 0
DE Unit Level EdMoore5 - SO2 Cap Annual v3.1 | 436 | 1533 | Rate Constraint in MTons | FALSE | L | Annual | Allowances Banked | Thousand Tons | 0 | 0 | 0 | 0 | 0 | 0 | 0
DE Unit Level EdMoore5 - SO2 Cap Annual v3.1 | 436 | 1533 | Rate Constraint in MTons | FALSE | L | Annual | Allowances Withdrawn (1:1) | Thousand Tons | 0 | 0 | 0 | 0 | 0 | 0 | 0
DE Unit Level EdMoore5 - SO2 Cap Annual v3.1 | 436 | 1533 | Rate Constraint in MTons | FALSE | L | Annual | Allowances Withdrawn (n:1) | Thousand Tons | 0 | 0 | 0 | 0 | 0 | 0 | 0
DE Unit Level EdMoore5 - SO2 Cap Annual v3.1 | 436 | 1533 | Rate Constraint in MTons | FALSE | L | Annual | Net Emissions Allowance Position | Thousand Tons | 0 | 0 | 0 | 0 | 0 | 0 | 0
DE Unit Level EdMoore5 - SO2 Cap Annual v3.1 | 436 | 1533 | Rate Constraint in MTons | FALSE | L | Annual | Fuel Consumed | TBtu | 0.17692 | 0 | 0 | 0 | 0 | 0 | 0
DE Unit Level EdMoore5 - SO2 Cap Annual v3.1 | 436 | 1533 | Rate Constraint in MTons | FALSE | L | Annual | Rate | lb/MMBtu | 0 | 0 | 0 | 0 | 0 | 0 | 0
DE Unit Level EdMoore5 - SO2 Cap Annual v3.1 | 436 | 1533 | Rate Constraint in MTons | FALSE | L | Annual | Generation | TWh | 0.015118 | 0 | 0 | 0 | 0 | 0 | 0
DE Unit Level EdMoore5 - SO2 Cap Annual v3.1 | 436 | 1533 | Rate Constraint in MTons | FALSE | L | Annual | Qualifying Generation | TWh | 0.015118 | 0 | 0 | 0 | 0 | 0 | 0
DE Unit Level EdMoore5 - SO2 Cap Annual v3.1 | 436 | 1533 | Rate Constraint in MTons | FALSE | L | Annual | Rate | lb/MWh | 0 | 0 | 0 | 0 | 0 | 0 | 0
DE Unit Level EdMoore5 - SO2 Cap Annual v3.1 | 436 | 1533 | Rate Constraint in MTons | FALSE | L | Annual | Constraint Shadow Price | US2011$/Ton | 0 | 0 | 0 | 0 | 0 | 0 | 0
DE Unit Level IndRiver4 - MER Cap Annual v3.1 | 437 | 1544 | Rate Constraint in MTons | FALSE | L | Annual | Seasons Included | Seasons | Winter, Summer | Winter, Summer | Winter, Summer | Winter, Summer | Winter, Summer | Winter, Summer | Winter, Summer
DE Unit Level IndRiver4 - MER Cap Annual v3.1 | 437 | 1544 | Rate Constraint in MTons | FALSE | L | Annual | Standard | Lb | 17.4 | 17.4 | 17.4 | 17.4 | 17.4 | 17.4 | 17.4
DE Unit Level IndRiver4 - MER Cap Annual v3.1 | 437 | 1544 | Rate Constraint in MTons | FALSE | L | Annual | Standard MER | lbs | 17.4 | 17.4 | 17.4 | 17.4 | 17.4 | 17.4 | 17.4
DE Unit Level IndRiver4 - MER Cap Annual v3.1 | 437 | 1544 | Rate Constraint in MTons | FALSE | L | Annual | Emissions at Affected Plants MER | lbs | 0 | 0 | 0 | 0 | 0 | 0 | 0
DE Unit Level IndRiver4 - MER Cap Annual v3.1 | 437 | 1544 | Rate Constraint in MTons | FALSE | L | Annual | Allowances Purchased MER | lbs | 0 | 0 | 0 | 0 | 0 | 0 | 0
DE Unit Level IndRiver4 - MER Cap Annual v3.1 | 437 | 1544 | Rate Constraint in MTons | FALSE | L | Annual | Allowances Sold MER | lbs | 0 | 0 | 0 | 0 | 0 | 0 | 0
DE Unit Level IndRiver4 - MER Cap Annual v3.1 | 437 | 1544 | Rate Constraint in MTons | FALSE | L | Annual | Allowances Banked | lbs | 0 | 0 | 0 | 0 | 0 | 0 | 0
DE Unit Level IndRiver4 - MER Cap Annual v3.1 | 437 | 1544 | Rate Constraint in MTons | FALSE | L | Annual | Allowances Withdrawn (1:1) | lbs | 0 | 0 | 0 | 0 | 0 | 0 | 0
DE Unit Level IndRiver4 - MER Cap Annual v3.1 | 437 | 1544 | Rate Constraint in MTons | FALSE | L | Annual | Allowances Withdrawn (n:1) | lbs | 0 | 0 | 0 | 0 | 0 | 0 | 0
DE Unit Level IndRiver4 - MER Cap Annual v3.1 | 437 | 1544 | Rate Constraint in MTons | FALSE | L | Annual | Net Emissions Allowance Position | lbs | 0 | 0 | 0 | 0 | 0 | 0 | 0
DE Unit Level IndRiver4 - MER Cap Annual v3.1 | 437 | 1544 | Rate Constraint in MTons | FALSE | L | Annual | Fuel Consumed | TBtu | 0 | 0 | 0 | 0 | 0 | 0 | 0
DE Unit Level IndRiver4 - MER Cap Annual v3.1 | 437 | 1544 | Rate Constraint in MTons | FALSE | L | Annual | Rate | lb/MMBtu | 0 | 0 | 0 | 0 | 0 | 0 | 0
DE Unit Level IndRiver4 - MER Cap Annual v3.1 | 437 | 1544 | Rate Constraint in MTons | FALSE | L | Annual | Generation | TWh | 0 | 0 | 0 | 0 | 0 | 0 | 0
DE Unit Level IndRiver4 - MER Cap Annual v3.1 | 437 | 1544 | Rate Constraint in MTons | FALSE | L | Annual | Qualifying Generation | TWh | 0 | 0 | 0 | 0 | 0 | 0 | 0
DE Unit Level IndRiver4 - MER Cap Annual v3.1 | 437 | 1544 | Rate Constraint in MTons | FALSE | L | Annual | Rate | lb/MWh | 0 | 0 | 0 | 0 | 0 | 0 | 0
DE Unit Level IndRiver4 - MER Cap Annual v3.1 | 437 | 1544 | Rate Constraint in MTons | FALSE | L | Annual | Constraint Shadow Price | US2011$/Lb | 0 | 0 | 0 | 0 | 0 | 0 | 0
DE Unit Level IndRiver4 - NOX Cap Annual v3.1 | 438 | 1528 | Rate Constraint in MTons | FALSE | L | Annual | Seasons Included | Seasons | Winter, Summer | Winter, Summer | Winter, Summer | Winter, Summer | Winter, Summer | Winter, Summer | Winter, Summer
DE Unit Level IndRiver4 - NOX Cap Annual v3.1 | 438 | 1528 | Rate Constraint in MTons | FALSE | L | Annual | Standard | Thousand Tons | 2.032 | 2.032 | 2.032 | 2.032 | 2.032 | 2.032 | 2.032
DE Unit Level IndRiver4 - NOX Cap Annual v3.1 | 438 | 1528 | Rate Constraint in MTons | FALSE | L | Annual | Standard NOX | Thousand Tons | 2.032 | 2.032 | 2.032 | 2.032 | 2.032 | 2.032 | 2.032
DE Unit Level IndRiver4 - NOX Cap Annual v3.1 | 438 | 1528 | Rate Constraint in MTons | FALSE | L | Annual | Emissions at Affected Plants NOX | Thousand Tons | 0 | 0 | 0 | 0 | 0 | 0 | 0
DE Unit Level IndRiver4 - NOX Cap Annual v3.1 | 438 | 1528 | Rate Constraint in MTons | FALSE | L | Annual | Allowances Purchased NOX | Thousand Tons | 0 | 0 | 0 | 0 | 0 | 0 | 0
DE Unit Level IndRiver4 - NOX Cap Annual v3.1 | 438 | 1528 | Rate Constraint in MTons | FALSE | L | Annual | Allowances Sold NOX | Thousand Tons | 0 | 0 | 0 | 0 | 0 | 0 | 0
DE Unit Level IndRiver4 - NOX Cap Annual v3.1 | 438 | 1528 | Rate Constraint in MTons | FALSE | L | Annual | Allowances Banked | Thousand Tons | 0 | 0 | 0 | 0 | 0 | 0 | 0
DE Unit Level IndRiver4 - NOX Cap Annual v3.1 | 438 | 1528 | Rate Constraint in MTons | FALSE | L | Annual | Allowances Withdrawn (1:1) | Thousand Tons | 0 | 0 | 0 | 0 | 0 | 0 | 0
DE Unit Level IndRiver4 - NOX Cap Annual v3.1 | 438 | 1528 | Rate Constraint in MTons | FALSE | L | Annual | Allowances Withdrawn (n:1) | Thousand Tons | 0 | 0 | 0 | 0 | 0 | 0 | 0
DE Unit Level IndRiver4 - NOX Cap Annual v3.1 | 438 | 1528 | Rate Constraint in MTons | FALSE | L | Annual | Net Emissions Allowance Position | Thousand Tons | 0 | 0 | 0 | 0 | 0 | 0 | 0
DE Unit Level IndRiver4 - NOX Cap Annual v3.1 | 438 | 1528 | Rate Constraint in MTons | FALSE | L | Annual | Fuel Consumed | TBtu | 0 | 0 | 0 | 0 | 0 | 0 | 0
DE Unit Level IndRiver4 - NOX Cap Annual v3.1 | 438 | 1528 | Rate Constraint in MTons | FALSE | L | Annual | Rate | lb/MMBtu | 0 | 0 | 0 | 0 | 0 | 0 | 0
DE Unit Level IndRiver4 - NOX Cap Annual v3.1 | 438 | 1528 | Rate Constraint in MTons | FALSE | L | Annual | Generation | TWh | 0 | 0 | 0 | 0 | 0 | 0 | 0
DE Unit Level IndRiver4 - NOX Cap Annual v3.1 | 438 | 1528 | Rate Constraint in MTons | FALSE | L | Annual | Qualifying Generation | TWh | 0 | 0 | 0 | 0 | 0 | 0 | 0
DE Unit Level IndRiver4 - NOX Cap Annual v3.1 | 438 | 1528 | Rate Constraint in MTons | FALSE | L | Annual | Rate | lb/MWh | 0 | 0 | 0 | 0 | 0 | 0 | 0
DE Unit Level IndRiver4 - NOX Cap Annual v3.1 | 438 | 1528 | Rate Constraint in MTons | FALSE | L | Annual | Constraint Shadow Price | US2011$/Ton | 0 | 0 | 0 | 0 | 0 | 0 | 0
DE Unit Level IndRiver4 - SO2 Cap Annual v3.1 | 439 | 1537 | Rate Constraint in MTons | FALSE | L | Annual | Seasons Included | Seasons | Winter, Summer | Winter, Summer | Winter, Summer | Winter, Summer | Winter, Summer | Winter, Summer | Winter, Summer
DE Unit Level IndRiver4 - SO2 Cap Annual v3.1 | 439 | 1537 | Rate Constraint in MTons | FALSE | L | Annual | Standard | Thousand Tons | 3.657 | 3.657 | 3.657 | 3.657 | 3.657 | 3.657 | 3.657
DE Unit Level IndRiver4 - SO2 Cap Annual v3.1 | 439 | 1537 | Rate Constraint in MTons | FALSE | L | Annual | Standard SO2 | Thousand Tons | 3.657 | 3.657 | 3.657 | 3.657 | 3.657 | 3.657 | 3.657
DE Unit Level IndRiver4 - SO2 Cap Annual v3.1 | 439 | 1537 | Rate Constraint in MTons | FALSE | L | Annual | Emissions at Affected Plants SO2 | Thousand Tons | 0 | 0 | 0 | 0 | 0 | 0 | 0
DE Unit Level IndRiver4 - SO2 Cap Annual v3.1 | 439 | 1537 | Rate Constraint in MTons | FALSE | L | Annual | Allowances Purchased SO2 | Thousand Tons | 0 | 0 | 0 | 0 | 0 | 0 | 0
DE Unit Level IndRiver4 - SO2 Cap Annual v3.1 | 439 | 1537 | Rate Constraint in MTons | FALSE | L | Annual | Allowances Sold SO2 | Thousand Tons | 0 | 0 | 0 | 0 | 0 | 0 | 0
DE Unit Level IndRiver4 - SO2 Cap Annual v3.1 | 439 | 1537 | Rate Constraint in MTons | FALSE | L | Annual | Allowances Banked | Thousand Tons | 0 | 0 | 0 | 0 | 0 | 0 | 0
DE Unit Level IndRiver4 - SO2 Cap Annual v3.1 | 439 | 1537 | Rate Constraint in MTons | FALSE | L | Annual | Allowances Withdrawn (1:1) | Thousand Tons | 0 | 0 | 0 | 0 | 0 | 0 | 0
DE Unit Level IndRiver4 - SO2 Cap Annual v3.1 | 439 | 1537 | Rate Constraint in MTons | FALSE | L | Annual | Allowances Withdrawn (n:1) | Thousand Tons | 0 | 0 | 0 | 0 | 0 | 0 | 0
DE Unit Level IndRiver4 - SO2 Cap Annual v3.1 | 439 | 1537 | Rate Constraint in MTons | FALSE | L | Annual | Net Emissions Allowance Position | Thousand Tons | 0 | 0 | 0 | 0 | 0 | 0 | 0
DE Unit Level IndRiver4 - SO2 Cap Annual v3.1 | 439 | 1537 | Rate Constraint in MTons | FALSE | L | Annual | Fuel Consumed | TBtu | 0 | 0 | 0 | 0 | 0 | 0 | 0
DE Unit Level IndRiver4 - SO2 Cap Annual v3.1 | 439 | 1537 | Rate Constraint in MTons | FALSE | L | Annual | Rate | lb/MMBtu | 0 | 0 | 0 | 0 | 0 | 0 | 0
DE Unit Level IndRiver4 - SO2 Cap Annual v3.1 | 439 | 1537 | Rate Constraint in MTons | FALSE | L | Annual | Generation | TWh | 0 | 0 | 0 | 0 | 0 | 0 | 0
DE Unit Level IndRiver4 - SO2 Cap Annual v3.1 | 439 | 1537 | Rate Constraint in MTons | FALSE | L | Annual | Qualifying Generation | TWh | 0 | 0 | 0 | 0 | 0 | 0 | 0
DE Unit Level IndRiver4 - SO2 Cap Annual v3.1 | 439 | 1537 | Rate Constraint in MTons | FALSE | L | Annual | Rate | lb/MWh | 0 | 0 | 0 | 0 | 0 | 0 | 0
DE Unit Level IndRiver4 - SO2 Cap Annual v3.1 | 439 | 1537 | Rate Constraint in MTons | FALSE | L | Annual | Constraint Shadow Price | US2011$/Ton | 0 | 0 | 0 | 0 | 0 | 0 | 0
DE Unit Level McKee3 - NOX Cap Annual v3.1 | 440 | 1529 | Rate Constraint in MTons | FALSE | L | Annual | Seasons Included | Seasons | Winter, Summer | Winter, Summer | Winter, Summer | Winter, Summer | Winter, Summer | Winter, Summer | Winter, Summer
DE Unit Level McKee3 - NOX Cap Annual v3.1 | 440 | 1529 | Rate Constraint in MTons | FALSE | L | Annual | Standard | Thousand Tons | 0.244 | 0.244 | 0.244 | 0.244 | 0.244 | 0.244 | 0.244
DE Unit Level McKee3 - NOX Cap Annual v3.1 | 440 | 1529 | Rate Constraint in MTons | FALSE | L | Annual | Standard NOX | Thousand Tons | 0.244 | 0.244 | 0.244 | 0.244 | 0.244 | 0.244 | 0.244
DE Unit Level McKee3 - NOX Cap Annual v3.1 | 440 | 1529 | Rate Constraint in MTons | FALSE | L | Annual | Emissions at Affected Plants NOX | Thousand Tons | 0.0023303 | 0 | 0 | 0 | 0 | 0 | 0
DE Unit Level McKee3 - NOX Cap Annual v3.1 | 440 | 1529 | Rate Constraint in MTons | FALSE | L | Annual | Allowances Purchased NOX | Thousand Tons | 0 | 0 | 0 | 0 | 0 | 0 | 0
DE Unit Level McKee3 - NOX Cap Annual v3.1 | 440 | 1529 | Rate Constraint in MTons | FALSE | L | Annual | Allowances Sold NOX | Thousand Tons | 0 | 0 | 0 | 0 | 0 | 0 | 0
DE Unit Level McKee3 - NOX Cap Annual v3.1 | 440 | 1529 | Rate Constraint in MTons | FALSE | L | Annual | Allowances Banked | Thousand Tons | 0 | 0 | 0 | 0 | 0 | 0 | 0
DE Unit Level McKee3 - NOX Cap Annual v3.1 | 440 | 1529 | Rate Constraint in MTons | FALSE | L | Annual | Allowances Withdrawn (1:1) | Thousand Tons | 0 | 0 | 0 | 0 | 0 | 0 | 0
DE Unit Level McKee3 - NOX Cap Annual v3.1 | 440 | 1529 | Rate Constraint in MTons | FALSE | L | Annual | Allowances Withdrawn (n:1) | Thousand Tons | 0 | 0 | 0 | 0 | 0 | 0 | 0
DE Unit Level McKee3 - NOX Cap Annual v3.1 | 440 | 1529 | Rate Constraint in MTons | FALSE | L | Annual | Net Emissions Allowance Position | Thousand Tons | 0.0023303 | 0 | 0 | 0 | 0 | 0 | 0
DE Unit Level McKee3 - NOX Cap Annual v3.1 | 440 | 1529 | Rate Constraint in MTons | FALSE | L | Annual | Fuel Consumed | TBtu | 0.037284 | 0 | 0 | 0 | 0 | 0 | 0
DE Unit Level McKee3 - NOX Cap Annual v3.1 | 440 | 1529 | Rate Constraint in MTons | FALSE | L | Annual | Rate | lb/MMBtu | 0.125 | 0 | 0 | 0 | 0 | 0 | 0
DE Unit Level McKee3 - NOX Cap Annual v3.1 | 440 | 1529 | Rate Constraint in MTons | FALSE | L | Annual | Generation | TWh | 0.0033086 | 0 | 0 | 0 | 0 | 0 | 0
DE Unit Level McKee3 - NOX Cap Annual v3.1 | 440 | 1529 | Rate Constraint in MTons | FALSE | L | Annual | Qualifying Generation | TWh | 0.0033086 | 0 | 0 | 0 | 0 | 0 | 0
DE Unit Level McKee3 - NOX Cap Annual v3.1 | 440 | 1529 | Rate Constraint in MTons | FALSE | L | Annual | Rate | lb/MWh | 0.70431 | 0 | 0 | 0 | 0 | 0 | 0
DE Unit Level McKee3 - NOX Cap Annual v3.1 | 440 | 1529 | Rate Constraint in MTons | FALSE | L | Annual | Constraint Shadow Price | US2011$/Ton | 0 | 0 | 0 | 0 | 0 | 0 | 0
DE Unit Level McKee3 - SO2 Cap Annual v3.1 | 441 | 1538 | Rate Constraint in MTons | FALSE | L | Annual | Seasons Included | Seasons | Winter, Summer | Winter, Summer | Winter, Summer | Winter, Summer | Winter, Summer | Winter, Summer | Winter, Summer
DE Unit Level McKee3 - SO2 Cap Annual v3.1 | 441 | 1538 | Rate Constraint in MTons | FALSE | L | Annual | Standard | Thousand Tons | 0.439 | 0.439 | 0.439 | 0.439 | 0.439 | 0.439 | 0.439
DE Unit Level McKee3 - SO2 Cap Annual v3.1 | 441 | 1538 | Rate Constraint in MTons | FALSE | L | Annual | Standard SO2 | Thousand Tons | 0.439 | 0.439 | 0.439 | 0.439 | 0.439 | 0.439 | 0.439
DE Unit Level McKee3 - SO2 Cap Annual v3.1 | 441 | 1538 | Rate Constraint in MTons | FALSE | L | Annual | Emissions at Affected Plants SO2 | Thousand Tons | 0 | 0 | 0 | 0 | 0 | 0 | 0
DE Unit Level McKee3 - SO2 Cap Annual v3.1 | 441 | 1538 | Rate Constraint in MTons | FALSE | L | Annual | Allowances Purchased SO2 | Thousand Tons | 0 | 0 | 0 | 0 | 0 | 0 | 0
DE Unit Level McKee3 - SO2 Cap Annual v3.1 | 441 | 1538 | Rate Constraint in MTons | FALSE | L | Annual | Allowances Sold SO2 | Thousand Tons | 0 | 0 | 0 | 0 | 0 | 0 | 0
DE Unit Level McKee3 - SO2 Cap Annual v3.1 | 441 | 1538 | Rate Constraint in MTons | FALSE | L | Annual | Allowances Banked | Thousand Tons | 0 | 0 | 0 | 0 | 0 | 0 | 0
DE Unit Level McKee3 - SO2 Cap Annual v3.1 | 441 | 1538 | Rate Constraint in MTons | FALSE | L | Annual | Allowances Withdrawn (1:1) | Thousand Tons | 0 | 0 | 0 | 0 | 0 | 0 | 0
DE Unit Level McKee3 - SO2 Cap Annual v3.1 | 441 | 1538 | Rate Constraint in MTons | FALSE | L | Annual | Allowances Withdrawn (n:1) | Thousand Tons | 0 | 0 | 0 | 0 | 0 | 0 | 0
DE Unit Level McKee3 - SO2 Cap Annual v3.1 | 441 | 1538 | Rate Constraint in MTons | FALSE | L | Annual | Net Emissions Allowance Position | Thousand Tons | 0 | 0 | 0 | 0 | 0 | 0 | 0
DE Unit Level McKee3 - SO2 Cap Annual v3.1 | 441 | 1538 | Rate Constraint in MTons | FALSE | L | Annual | Fuel Consumed | TBtu | 0.037284 | 0 | 0 | 0 | 0 | 0 | 0
DE Unit Level McKee3 - SO2 Cap Annual v3.1 | 441 | 1538 | Rate Constraint in MTons | FALSE | L | Annual | Rate | lb/MMBtu | 0 | 0 | 0 | 0 | 0 | 0 | 0
DE Unit Level McKee3 - SO2 Cap Annual v3.1 | 441 | 1538 | Rate Constraint in MTons | FALSE | L | Annual | Generation | TWh | 0.0033086 | 0 | 0 | 0 | 0 | 0 | 0
DE Unit Level McKee3 - SO2 Cap Annual v3.1 | 441 | 1538 | Rate Constraint in MTons | FALSE | L | Annual | Qualifying Generation | TWh | 0.0033086 | 0 | 0 | 0 | 0 | 0 | 0
DE Unit Level McKee3 - SO2 Cap Annual v3.1 | 441 | 1538 | Rate Constraint in MTons | FALSE | L | Annual | Rate | lb/MWh | 0 | 0 | 0 | 0 | 0 | 0 | 0
DE Unit Level McKee3 - SO2 Cap Annual v3.1 | 441 | 1538 | Rate Constraint in MTons | FALSE | L | Annual | Constraint Shadow Price | US2011$/Ton | 0 | 0 | 0 | 0 | 0 | 0 | 0
Dummy Delaware NOx Constraint v4.0 | 442 | 2168 | Rate Constraint in MTons | FALSE | L | Annual | Seasons Included | Seasons | Winter, Summer | Winter, Summer | Winter, Summer | Winter, Summer | Winter, Summer | Winter, Summer | Winter, Summer
Dummy Delaware NOx Constraint v4.0 | 442 | 2168 | Rate Constraint in MTons | FALSE | L | Annual | Standard | Thousand Tons | 99999 | 99999 | 99999 | 99999 | 99999 | 99999 | 99999
Dummy Delaware NOx Constraint v4.0 | 442 | 2168 | Rate Constraint in MTons | FALSE | L | Annual | Standard NOX | Thousand Tons | 99999 | 99999 | 99999 | 99999 | 99999 | 99999 | 99999
Dummy Delaware NOx Constraint v4.0 | 442 | 2168 | Rate Constraint in MTons | FALSE | L | Annual | Emissions at Affected Plants NOX | Thousand Tons | 0.032693 | 0.032693 | 0.026968 | 0.026968 | 0.026236 | 0.026236 | 0.026236
Dummy Delaware NOx Constraint v4.0 | 442 | 2168 | Rate Constraint in MTons | FALSE | L | Annual | Allowances Purchased NOX | Thousand Tons | 0 | 0 | 0 | 0 | 0 | 0 | 0
Dummy Delaware NOx Constraint v4.0 | 442 | 2168 | Rate Constraint in MTons | FALSE | L | Annual | Allowances Sold NOX | Thousand Tons | 0 | 0 | 0 | 0 | 0 | 0 | 0
Dummy Delaware NOx Constraint v4.0 | 442 | 2168 | Rate Constraint in MTons | FALSE | L | Annual | Allowances Banked | Thousand Tons | 0 | 0 | 0 | 0 | 0 | 0 | 0
Dummy Delaware NOx Constraint v4.0 | 442 | 2168 | Rate Constraint in MTons | FALSE | L | Annual | Allowances Withdrawn (1:1) | Thousand Tons | 0 | 0 | 0 | 0 | 0 | 0 | 0
Dummy Delaware NOx Constraint v4.0 | 442 | 2168 | Rate Constraint in MTons | FALSE | L | Annual | Allowances Withdrawn (n:1) | Thousand Tons | 0 | 0 | 0 | 0 | 0 | 0 | 0
Dummy Delaware NOx Constraint v4.0 | 442 | 2168 | Rate Constraint in MTons | FALSE | L | Annual | Net Emissions Allowance Position | Thousand Tons | 0.032693 | 0.032693 | 0.026968 | 0.026968 | 0.026236 | 0.026236 | 0.026236
Dummy Delaware NOx Constraint v4.0 | 442 | 2168 | Rate Constraint in MTons | FALSE | L | Annual | Fuel Consumed | TBtu | 0.80529 | 0.80529 | 0.64889 | 0.64889 | 0.62892 | 0.62892 | 0.62892
Dummy Delaware NOx Constraint v4.0 | 442 | 2168 | Rate Constraint in MTons | FALSE | L | Annual | Rate | lb/MMBtu | 0.081195 | 0.081195 | 0.083119 | 0.083119 | 0.083433 | 0.083433 | 0.083433
Dummy Delaware NOx Constraint v4.0 | 442 | 2168 | Rate Constraint in MTons | FALSE | L | Annual | Generation | TWh | 0.072354 | 0.072354 | 0.057798 | 0.057798 | 0.055939 | 0.055939 | 0.055939
Dummy Delaware NOx Constraint v4.0 | 442 | 2168 | Rate Constraint in MTons | FALSE | L | Annual | Qualifying Generation | TWh | 0.072354 | 0.072354 | 0.057798 | 0.057798 | 0.055939 | 0.055939 | 0.055939
Dummy Delaware NOx Constraint v4.0 | 442 | 2168 | Rate Constraint in MTons | FALSE | L | Annual | Rate | lb/MWh | 0.45185 | 0.45185 | 0.46658 | 0.46658 | 0.46902 | 0.46902 | 0.46902
Dummy Delaware NOx Constraint v4.0 | 442 | 2168 | Rate Constraint in MTons | FALSE | L | Annual | Constraint Shadow Price | US2011$/Ton | 0 | 0 | 0 | 0 | 0 | 0 | 0
Dummy Hg Summer for Mode v5.13 | 444 | 6009 | Rate Constraint in MTons | FALSE | L | Annual | Seasons Included | Seasons | Summer | Summer | Summer | Summer | Summer | Summer | Summer
Dummy Hg Summer for Mode v5.13 | 444 | 6009 | Rate Constraint in MTons | FALSE | L | Annual | Standard | Lb | 19999998000000 | 19999998000000 | 19999998000000 | 19999998000000 | 19999998000000 | 19999998000000 | 19999998000000
Dummy Hg Summer for Mode v5.13 | 444 | 6009 | Rate Constraint in MTons | FALSE | L | Annual | Standard MER | lbs | 19999998000000 | 19999998000000 | 19999998000000 | 19999998000000 | 19999998000000 | 19999998000000 | 19999998000000
Dummy Hg Summer for Mode v5.13 | 444 | 6009 | Rate Constraint in MTons | FALSE | L | Annual | Emissions at Affected Plants MER | lbs | 2385.9993 | 2440.5319 | 2515.248 | 2433.8429 | 2470.8541 | 2267.3558 | 2240.621
Dummy Hg Summer for Mode v5.13 | 444 | 6009 | Rate Constraint in MTons | FALSE | L | Annual | Allowances Purchased MER | lbs | 0 | 0 | 0 | 0 | 0 | 0 | 0
Dummy Hg Summer for Mode v5.13 | 444 | 6009 | Rate Constraint in MTons | FALSE | L | Annual | Allowances Sold MER | lbs | 0 | 0 | 0 | 0 | 0 | 0 | 0
Dummy Hg Summer for Mode v5.13 | 444 | 6009 | Rate Constraint in MTons | FALSE | L | Annual | Allowances Banked | lbs | 0 | 0 | 0 | 0 | 0 | 0 | 0
Dummy Hg Summer for Mode v5.13 | 444 | 6009 | Rate Constraint in MTons | FALSE | L | Annual | Allowances Withdrawn (1:1) | lbs | 0 | 0 | 0 | 0 | 0 | 0 | 0
Dummy Hg Summer for Mode v5.13 | 444 | 6009 | Rate Constraint in MTons | FALSE | L | Annual | Allowances Withdrawn (n:1) | lbs | 0 | 0 | 0 | 0 | 0 | 0 | 0
Dummy Hg Summer for Mode v5.13 | 444 | 6009 | Rate Constraint in MTons | FALSE | L | Annual | Net Emissions Allowance Position | lbs | 2385.9993 | 2440.5319 | 2515.248 | 2433.8429 | 2470.8541 | 2267.3558 | 2240.621
Dummy Hg Summer for Mode v5.13 | 444 | 6009 | Rate Constraint in MTons | FALSE | L | Annual | Fuel Consumed | TBtu | 6664.9841 | 6804.7403 | 6835.1621 | 7124.993 | 7585.1225 | 8029.498 | 9456.8165
Dummy Hg Summer for Mode v5.13 | 444 | 6009 | Rate Constraint in MTons | FALSE | L | Annual | Rate | lb/MMBtu | 3.5799e-07 | 3.5865e-07 | 3.6799e-07 | 3.4159e-07 | 3.2575e-07 | 2.8238e-07 | 2.3693e-07
Dummy Hg Summer for Mode v5.13 | 444 | 6009 | Rate Constraint in MTons | FALSE | L | Annual | Generation | TWh | 788.0673 | 803.6256 | 802.4997 | 848.5776 | 918.8299 | 1012.9046 | 1240.8541
Dummy Hg Summer for Mode v5.13 | 444 | 6009 | Rate Constraint in MTons | FALSE | L | Annual | Qualifying Generation | TWh | 788.0673 | 803.6256 | 802.4997 | 848.5776 | 918.8299 | 1012.9046 | 1240.8541
Dummy Hg Summer for Mode v5.13 | 444 | 6009 | Rate Constraint in MTons | FALSE | L | Annual | Rate | lb/MWh | 3.0277 | 3.0369 | 3.1343 | 2.8681 | 2.6891 | 2.2385 | 1.8057
Dummy Hg Summer for Mode v5.13 | 444 | 6009 | Rate Constraint in MTons | FALSE | L | Annual | Constraint Shadow Price | US2011$/Lb | 0 | 0 | 0 | 0 | 0 | 0 | 0
Dummy Hg Winter for Mode v5.13 | 445 | 6008 | Rate Constraint in MTons | FALSE | L | Annual | Seasons Included | Seasons | Winter | Winter | Winter | Winter | Winter | Winter | Winter
Dummy Hg Winter for Mode v5.13 | 445 | 6008 | Rate Constraint in MTons | FALSE | L | Annual | Standard | Lb | 19999998000000 | 19999998000000 | 19999998000000 | 19999998000000 | 19999998000000 | 19999998000000 | 19999998000000
Dummy Hg Winter for Mode v5.13 | 445 | 6008 | Rate Constraint in MTons | FALSE | L | Annual | Standard MER | lbs | 19999998000000 | 19999998000000 | 19999998000000 | 19999998000000 | 19999998000000 | 19999998000000 | 19999998000000
Dummy Hg Winter for Mode v5.13 | 445 | 6008 | Rate Constraint in MTons | FALSE | L | Annual | Emissions at Affected Plants MER | lbs | 2910.2935 | 2952.3039 | 3045.3203 | 2923.2069 | 2927.234 | 2621.5002 | 2583.0236
Dummy Hg Winter for Mode v5.13 | 445 | 6008 | Rate Constraint in MTons | FALSE | L | Annual | Allowances Purchased MER | lbs | 0 | 0 | 0 | 0 | 0 | 0 | 0
Dummy Hg Winter for Mode v5.13 | 445 | 6008 | Rate Constraint in MTons | FALSE | L | Annual | Allowances Sold MER | lbs | 0 | 0 | 0 | 0 | 0 | 0 | 0
Dummy Hg Winter for Mode v5.13 | 445 | 6008 | Rate Constraint in MTons | FALSE | L | Annual | Allowances Banked | lbs | 0 | 0 | 0 | 0 | 0 | 0 | 0
Dummy Hg Winter for Mode v5.13 | 445 | 6008 | Rate Constraint in MTons | FALSE | L | Annual | Allowances Withdrawn (1:1) | lbs | 0 | 0 | 0 | 0 | 0 | 0 | 0
Dummy Hg Winter for Mode v5.13 | 445 | 6008 | Rate Constraint in MTons | FALSE | L | Annual | Allowances Withdrawn (n:1) | lbs | 0 | 0 | 0 | 0 | 0 | 0 | 0
Dummy Hg Winter for Mode v5.13 | 445 | 6008 | Rate Constraint in MTons | FALSE | L | Annual | Net Emissions Allowance Position | lbs | 2910.2935 | 2952.3039 | 3045.3203 | 2923.2069 | 2927.234 | 2621.5002 | 2583.0236
Dummy Hg Winter for Mode v5.13 | 445 | 6008 | Rate Constraint in MTons | FALSE | L | Annual | Fuel Consumed | TBtu | 8038.6923 | 7960.5429 | 7914.071 | 8164.7636 | 8673.253 | 9281.0693 | 11303.3168
Dummy Hg Winter for Mode v5.13 | 445 | 6008 | Rate Constraint in MTons | FALSE | L | Annual | Rate | lb/MMBtu | 3.6204e-07 | 3.7087e-07 | 3.848e-07 | 3.5803e-07 | 3.375e-07 | 2.8246e-07 | 2.2852e-07
Dummy Hg Winter for Mode v5.13 | 445 | 6008 | Rate Constraint in MTons | FALSE | L | Annual | Generation | TWh | 957.7147 | 946.5198 | 934.4098 | 979.9006 | 1055.5071 | 1189.6472 | 1514.3351
Dummy Hg Winter for Mode v5.13 | 445 | 6008 | Rate Constraint in MTons | FALSE | L | Annual | Qualifying Generation | TWh | 957.7147 | 946.5198 | 934.4098 | 979.9006 | 1055.5071 | 1189.6472 | 1514.3351
Dummy Hg Winter for Mode v5.13 | 445 | 6008 | Rate Constraint in MTons | FALSE | L | Annual | Rate | lb/MWh | 3.0388 | 3.1191 | 3.2591 | 2.9832 | 2.7733 | 2.2036 | 1.7057
Dummy Hg Winter for Mode v5.13 | 445 | 6008 | Rate Constraint in MTons | FALSE | L | Annual | Constraint Shadow Price | US2011$/Lb | 0 | 0 | 0 | 0 | 0 | 0 | 0
Dummy -SCRs through JCC - v5.12 | 446 | 5802 | Rate Constraint in MTons | FALSE | L | Annual | Seasons Included | Seasons | Winter, Summer | Winter, Summer | Winter, Summer | Winter, Summer | Winter, Summer | Winter, Summer | Winter, Summer
Dummy -SCRs through JCC - v5.12 | 446 | 5802 | Rate Constraint in MTons | FALSE | L | Annual | Standard | Thousand Tons | 999999 | 999999 | 999999 | 999999 | 999999 | 999999 | 999999
Dummy -SCRs through JCC - v5.12 | 446 | 5802 | Rate Constraint in MTons | FALSE | L | Annual | Standard NOX | Thousand Tons | 999999 | 999999 | 999999 | 999999 | 999999 | 999999 | 999999
Dummy -SCRs through JCC - v5.12 | 446 | 5802 | Rate Constraint in MTons | FALSE | L | Annual | Emissions at Affected Plants NOX | Thousand Tons | 26.786 | 26.786 | 26.1956 | 26.786 | 11.5514 | 8.4728 | 8.4728
Dummy -SCRs through JCC - v5.12 | 446 | 5802 | Rate Constraint in MTons | FALSE | L | Annual | Allowances Purchased NOX | Thousand Tons | 0 | 0 | 0 | 0 | 0 | 0 | 0
Dummy -SCRs through JCC - v5.12 | 446 | 5802 | Rate Constraint in MTons | FALSE | L | Annual | Allowances Sold NOX | Thousand Tons | 0 | 0 | 0 | 0 | 0 | 0 | 0
Dummy -SCRs through JCC - v5.12 | 446 | 5802 | Rate Constraint in MTons | FALSE | L | Annual | Allowances Banked | Thousand Tons | 0 | 0 | 0 | 0 | 0 | 0 | 0
Dummy -SCRs through JCC - v5.12 | 446 | 5802 | Rate Constraint in MTons | FALSE | L | Annual | Allowances Withdrawn (1:1) | Thousand Tons | 0 | 0 | 0 | 0 | 0 | 0 | 0
Dummy -SCRs through JCC - v5.12 | 446 | 5802 | Rate Constraint in MTons | FALSE | L | Annual | Allowances Withdrawn (n:1) | Thousand Tons | 0 | 0 | 0 | 0 | 0 | 0 | 0
Dummy -SCRs through JCC - v5.12 | 446 | 5802 | Rate Constraint in MTons | FALSE | L | Annual | Net Emissions Allowance Position | Thousand Tons | 26.786 | 26.786 | 26.1956 | 26.786 | 11.5514 | 8.4728 | 8.4728
Dummy -SCRs through JCC - v5.12 | 446 | 5802 | Rate Constraint in MTons | FALSE | L | Annual | Fuel Consumed | TBtu | 309.5358 | 309.5358 | 304.5307 | 309.5358 | 300.0991 | 247.9298 | 248.1169
Dummy -SCRs through JCC - v5.12 | 446 | 5802 | Rate Constraint in MTons | FALSE | L | Annual | Rate | lb/MMBtu | 0.17307 | 0.17307 | 0.17204 | 0.17307 | 0.076984 | 0.068349 | 0.068297
Dummy -SCRs through JCC - v5.12 | 446 | 5802 | Rate Constraint in MTons | FALSE | L | Annual | Generation | TWh | 31.8957 | 31.8957 | 31.4179 | 31.8957 | 30.7834 | 25.4254 | 25.4254
Dummy -SCRs through JCC - v5.12 | 446 | 5802 | Rate Constraint in MTons | FALSE | L | Annual | Qualifying Generation | TWh | 31.8957 | 31.8957 | 31.4179 | 31.8957 | 30.7834 | 25.4254 | 25.4254
Dummy -SCRs through JCC - v5.12 | 446 | 5802 | Rate Constraint in MTons | FALSE | L | Annual | Rate | lb/MWh | 0.8398 | 0.8398 | 0.83378 | 0.8398 | 0.37525 | 0.33324 | 0.33324
Dummy -SCRs through JCC - v5.12 | 446 | 5802 | Rate Constraint in MTons | FALSE | L | Annual | Constraint Shadow Price | US2011$/Ton | 0 | 0 | 0 | 0 | 0 | 0 | 0
Dunkirk MER Rate Limit v3.1 | 447 | 2041 | Rate Constraint in lbs/MMBtu | FALSE | L | Annual | Seasons Included | Seasons | Winter, Summer | Winter, Summer | Winter, Summer | Winter, Summer | Winter, Summer | Winter, Summer | Winter, Summer
Dunkirk MER Rate Limit v3.1 | 447 | 2041 | Rate Constraint in lbs/MMBtu | FALSE | L | Annual | Standard | lb/MMBtu | 6e-07 | 6e-07 | 6e-07 | 6e-07 | 6e-07 | 6e-07 | 6e-07
Dunkirk MER Rate Limit v3.1 | 447 | 2041 | Rate Constraint in lbs/MMBtu | FALSE | L | Annual | Emissions at Affected Plants MER | lbs | 0 | 0 | 0 | 0 | 0 | 0 | 0
Dunkirk MER Rate Limit v3.1 | 447 | 2041 | Rate Constraint in lbs/MMBtu | FALSE | L | Annual | Allowances Purchased MER | lbs | 0 | 0 | 0 | 0 | 0 | 0 | 0
Dunkirk MER Rate Limit v3.1 | 447 | 2041 | Rate Constraint in lbs/MMBtu | FALSE | L | Annual | Allowances Sold MER | lbs | 0 | 0 | 0 | 0 | 0 | 0 | 0
Dunkirk MER Rate Limit v3.1 | 447 | 2041 | Rate Constraint in lbs/MMBtu | FALSE | L | Annual | Allowances Banked | lbs | 0 | 0 | 0 | 0 | 0 | 0 | 0
Dunkirk MER Rate Limit v3.1 | 447 | 2041 | Rate Constraint in lbs/MMBtu | FALSE | L | Annual | Allowances Withdrawn (1:1) | lbs | 0 | 0 | 0 | 0 | 0 | 0 | 0
Dunkirk MER Rate Limit v3.1 | 447 | 2041 | Rate Constraint in lbs/MMBtu | FALSE | L | Annual | Allowances Withdrawn (n:1) | lbs | 0 | 0 | 0 | 0 | 0 | 0 | 0
Dunkirk MER Rate Limit v3.1 | 447 | 2041 | Rate Constraint in lbs/MMBtu | FALSE | L | Annual | Net Emissions Allowance Position | lbs | 0 | 0 | 0 | 0 | 0 | 0 | 0
Dunkirk MER Rate Limit v3.1 | 447 | 2041 | Rate Constraint in lbs/MMBtu | FALSE | L | Annual | Fuel Consumed | TBtu | 0 | 0 | 0 | 0 | 0 | 0 | 0
Dunkirk MER Rate Limit v3.1 | 447 | 2041 | Rate Constraint in lbs/MMBtu | FALSE | L | Annual | Rate | lb/MMBtu | 0 | 0 | 0 | 0 | 0 | 0 | 0
Dunkirk MER Rate Limit v3.1 | 447 | 2041 | Rate Constraint in lbs/MMBtu | FALSE | L | Annual | Generation | TWh | 0 | 0 | 0 | 0 | 0 | 0 | 0
Dunkirk MER Rate Limit v3.1 | 447 | 2041 | Rate Constraint in lbs/MMBtu | FALSE | L | Annual | Qualifying Generation | TWh | 0 | 0 | 0 | 0 | 0 | 0 | 0
Dunkirk MER Rate Limit v3.1 | 447 | 2041 | Rate Constraint in lbs/MMBtu | FALSE | L | Annual | Rate | lb/MWh | 0 | 0 | 0 | 0 | 0 | 0 | 0
Dunkirk MER Rate Limit v3.1 | 447 | 2041 | Rate Constraint in lbs/MMBtu | FALSE | L | Annual | Constraint Shadow Price | US2011$/Lb | 0 | 5884.6929 | 0 | 0 | 0 | 0 | 0
IA George Neal NOX Rate Annual v5.14 | 448 | 6146 | Rate Constraint in lbs/MMBtu | FALSE | L | Annual | Seasons Included | Seasons | Winter, Summer | Winter, Summer | Winter, Summer | Winter, Summer | Winter, Summer | Winter, Summer | Winter, Summer
IA George Neal NOX Rate Annual v5.14 | 448 | 6146 | Rate Constraint in lbs/MMBtu | FALSE | L | Annual | Standard | lb/MMBtu | 0.16 | 0.16 | 0.16 | 0.16 | 0.16 | 0.16 | 0.16
IA George Neal NOX Rate Annual v5.14 | 448 | 6146 | Rate Constraint in lbs/MMBtu | FALSE | L | Annual | Emissions at Affected Plants NOX | Thousand Tons | 0 | 0 | 0 | 0 | 0 | 0 | 0
IA George Neal NOX Rate Annual v5.14 | 448 | 6146 | Rate Constraint in lbs/MMBtu | FALSE | L | Annual | Allowances Purchased NOX | Thousand Tons | 0 | 0 | 0 | 0 | 0 | 0 | 0
IA George Neal NOX Rate Annual v5.14 | 448 | 6146 | Rate Constraint in lbs/MMBtu | FALSE | L | Annual | Allowances Sold NOX | Thousand Tons | 0 | 0 | 0 | 0 | 0 | 0 | 0
IA George Neal NOX Rate Annual v5.14 | 448 | 6146 | Rate Constraint in lbs/MMBtu | FALSE | L | Annual | Allowances Banked | Thousand Tons | 0 | 0 | 0 | 0 | 0 | 0 | 0
IA George Neal NOX Rate Annual v5.14 | 448 | 6146 | Rate Constraint in lbs/MMBtu | FALSE | L | Annual | Allowances Withdrawn (1:1) | Thousand Tons | 0 | 0 | 0 | 0 | 0 | 0 | 0
IA George Neal NOX Rate Annual v5.14 | 448 | 6146 | Rate Constraint in lbs/MMBtu | FALSE | L | Annual | Allowances Withdrawn (n:1) | Thousand Tons | 0 | 0 | 0 | 0 | 0 | 0 | 0
IA George Neal NOX Rate Annual v5.14 | 448 | 6146 | Rate Constraint in lbs/MMBtu | FALSE | L | Annual | Net Emissions Allowance Position | Thousand Tons | 0 | 0 | 0 | 0 | 0 | 0 | 0
IA George Neal NOX Rate Annual v5.14 | 448 | 6146 | Rate Constraint in lbs/MMBtu | FALSE | L | Annual | Fuel Consumed | TBtu | 0 | 0 | 0 | 0 | 0 | 0 | 0
IA George Neal NOX Rate Annual v5.14 | 448 | 6146 | Rate Constraint in lbs/MMBtu | FALSE | L | Annual | Rate | lb/MMBtu | 0 | 0 | 0 | 0 | 0 | 0 | 0
IA George Neal NOX Rate Annual v5.14 | 448 | 6146 | Rate Constraint in lbs/MMBtu | FALSE | L | Annual | Generation | TWh | 0 | 0 | 0 | 0 | 0 | 0 | 0
IA George Neal NOX Rate Annual v5.14 | 448 | 6146 | Rate Constraint in lbs/MMBtu | FALSE | L | Annual | Qualifying Generation | TWh | 0 | 0 | 0 | 0 | 0 | 0 | 0
IA George Neal NOX Rate Annual v5.14 | 448 | 6146 | Rate Constraint in lbs/MMBtu | FALSE | L | Annual | Rate | lb/MWh | 0 | 0 | 0 | 0 | 0 | 0 | 0
IA George Neal NOX Rate Annual v5.14 | 448 | 6146 | Rate Constraint in lbs/MMBtu | FALSE | L | Annual | Constraint Shadow Price | US2011$/Ton | 0 | 0 | 0 | 0 | 0 | 0 | 0
IA George Neal SO2 Rate Annual v5.14 | 449 | 6147 | Rate Constraint in lbs/MMBtu | FALSE | L | Annual | Seasons Included | Seasons | Winter, Summer | Winter, Summer | Winter, Summer | Winter, Summer | Winter, Summer | Winter, Summer | Winter, Summer
IA George Neal SO2 Rate Annual v5.14 | 449 | 6147 | Rate Constraint in lbs/MMBtu | FALSE | L | Annual | Standard | lb/MMBtu | 0.006 | 0.006 | 0.006 | 0.006 | 0.006 | 0.006 | 0.006
IA George Neal SO2 Rate Annual v5.14 | 449 | 6147 | Rate Constraint in lbs/MMBtu | FALSE | L | Annual | Emissions at Affected Plants SO2 | Thousand Tons | 0 | 0 | 0 | 0 | 0 | 0 | 0
IA George Neal SO2 Rate Annual v5.14 | 449 | 6147 | Rate Constraint in lbs/MMBtu | FALSE | L | Annual | Allowances Purchased SO2 | Thousand Tons | 0 | 0 | 0 | 0 | 0 | 0 | 0
IA George Neal SO2 Rate Annual v5.14 | 449 | 6147 | Rate Constraint in lbs/MMBtu | FALSE | L | Annual | Allowances Sold SO2 | Thousand Tons | 0 | 0 | 0 | 0 | 0 | 0 | 0
IA George Neal SO2 Rate Annual v5.14 | 449 | 6147 | Rate Constraint in lbs/MMBtu | FALSE | L | Annual | Allowances Banked | Thousand Tons | 0 | 0 | 0 | 0 | 0 | 0 | 0
IA George Neal SO2 Rate Annual v5.14 | 449 | 6147 | Rate Constraint in lbs/MMBtu | FALSE | L | Annual | Allowances Withdrawn (1:1) | Thousand Tons | 0 | 0 | 0 | 0 | 0 | 0 | 0
IA George Neal SO2 Rate Annual v5.14 | 449 | 6147 | Rate Constraint in lbs/MMBtu | FALSE | L | Annual | Allowances Withdrawn (n:1) | Thousand Tons | 0 | 0 | 0 | 0 | 0 | 0 | 0
IA George Neal SO2 Rate Annual v5.14 | 449 | 6147 | Rate Constraint in lbs/MMBtu | FALSE | L | Annual | Net Emissions Allowance Position | Thousand Tons | 0 | 0 | 0 | 0 | 0 | 0 | 0
IA George Neal SO2 Rate Annual v5.14 | 449 | 6147 | Rate Constraint in lbs/MMBtu | FALSE | L | Annual | Fuel Consumed | TBtu | 0 | 0 | 0 | 0 | 0 | 0 | 0
IA George Neal SO2 Rate Annual v5.14 | 449 | 6147 | Rate Constraint in lbs/MMBtu | FALSE | L | Annual | Rate | lb/MMBtu | 0 | 0 | 0 | 0 | 0 | 0 | 0
IA George Neal SO2 Rate Annual v5.14 | 449 | 6147 | Rate Constraint in lbs/MMBtu | FALSE | L | Annual | Generation | TWh | 0 | 0 | 0 | 0 | 0 | 0 | 0
IA George Neal SO2 Rate Annual v5.14 | 449 | 6147 | Rate Constraint in lbs/MMBtu | FALSE | L | Annual | Qualifying Generation | TWh | 0 | 0 | 0 | 0 | 0 | 0 | 0
IA George Neal SO2 Rate Annual v5.14 | 449 | 6147 | Rate Constraint in lbs/MMBtu | FALSE | L | Annual | Rate | lb/MWh | 0 | 0 | 0 | 0 | 0 | 0 | 0
IA George Neal SO2 Rate Annual v5.14 | 449 | 6147 | Rate Constraint in lbs/MMBtu | FALSE | L | Annual | Constraint Shadow Price | US2011$/Ton | 190321.7806 | 207344.6176 | 352790.6458 | 336880.4002 | 370266.6419 | 336546.3722 | 398633.0774
IA Riverside NOX Rate Annual v5.14 | 450 | 6148 | Rate Constraint in lbs/MMBtu | FALSE | L | Annual | Seasons Included | Seasons | Winter, Summer | Winter, Summer | Winter, Summer | Winter, Summer | Winter, Summer | Winter, Summer | Winter, Summer
IA Riverside NOX Rate Annual v5.14 | 450 | 6148 | Rate Constraint in lbs/MMBtu | FALSE | L | Annual | Standard | lb/MMBtu | 0.16 | 0.16 | 0.16 | 0.16 | 0.16 | 0.16 | 0.16
IA Riverside NOX Rate Annual v5.14 | 450 | 6148 | Rate Constraint in lbs/MMBtu | FALSE | L | Annual | Emissions at Affected Plants NOX | Thousand Tons | 0 | 0 | 0 | 0 | 0 | 0 | 0
IA Riverside NOX Rate Annual v5.14 | 450 | 6148 | Rate Constraint in lbs/MMBtu | FALSE | L | Annual | Allowances Purchased NOX | Thousand Tons | 0 | 0 | 0 | 0 | 0 | 0 | 0
IA Riverside NOX Rate Annual v5.14 | 450 | 6148 | Rate Constraint in lbs/MMBtu | FALSE | L | Annual | Allowances Sold NOX | Thousand Tons | 0 | 0 | 0 | 0 | 0 | 0 | 0
IA Riverside NOX Rate Annual v5.14 | 450 | 6148 | Rate Constraint in lbs/MMBtu | FALSE | L | Annual | Allowances Banked | Thousand Tons | 0 | 0 | 0 | 0 | 0 | 0 | 0
IA Riverside NOX Rate Annual v5.14 | 450 | 6148 | Rate Constraint in lbs/MMBtu | FALSE | L | Annual | Allowances Withdrawn (1:1) | Thousand Tons | 0 | 0 | 0 | 0 | 0 | 0 | 0
IA Riverside NOX Rate Annual v5.14 | 450 | 6148 | Rate Constraint in lbs/MMBtu | FALSE | L | Annual | Allowances Withdrawn (n:1) | Thousand Tons | 0 | 0 | 0 | 0 | 0 | 0 | 0
IA Riverside NOX Rate Annual v5.14 | 450 | 6148 | Rate Constraint in lbs/MMBtu | FALSE | L | Annual | Net Emissions Allowance Position | Thousand Tons | 0 | 0 | 0 | 0 | 0 | 0 | 0
IA Riverside NOX Rate Annual v5.14 | 450 | 6148 | Rate Constraint in lbs/MMBtu | FALSE | L | Annual | Fuel Consumed | TBtu | 0 | 0 | 0 | 0 | 0 | 0 | 0
IA Riverside NOX Rate Annual v5.14 | 450 | 6148 | Rate Constraint in lbs/MMBtu | FALSE | L | Annual | Rate | lb/MMBtu | 0 | 0 | 0 | 0 | 0 | 0 | 0
IA Riverside NOX Rate Annual v5.14 | 450 | 6148 | Rate Constraint in lbs/MMBtu | FALSE | L | Annual | Generation | TWh | 0 | 0 | 0 | 0 | 0 | 0 | 0
IA Riverside NOX Rate Annual v5.14 | 450 | 6148 | Rate Constraint in lbs/MMBtu | FALSE | L | Annual | Qualifying Generation | TWh | 0 | 0 | 0 | 0 | 0 | 0 | 0
IA Riverside NOX Rate Annual v5.14 | 450 | 6148 | Rate Constraint in lbs/MMBtu | FALSE | L | Annual | Rate | lb/MWh | 0 | 0 | 0 | 0 | 0 | 0 | 0
IA Riverside NOX Rate Annual v5.14 | 450 | 6148 | Rate Constraint in lbs/MMBtu | FALSE | L | Annual | Constraint Shadow Price | US2011$/Ton | 0 | 0 | 0 | 0 | 0 | 0 | 0
IA Riverside SO2 Rate Annual v5.14 | 451 | 6149 | Rate Constraint in lbs/MMBtu | FALSE | L | Annual | Seasons Included | Seasons | Winter, Summer | Winter, Summer | Winter, Summer | Winter, Summer | Winter, Summer | Winter, Summer | Winter, Summer
IA Riverside SO2 Rate Annual v5.14 | 451 | 6149 | Rate Constraint in lbs/MMBtu | FALSE | L | Annual | Standard | lb/MMBtu | 0.006 | 0.006 | 0.006 | 0.006 | 0.006 | 0.006 | 0.006
IA Riverside SO2 Rate Annual v5.14 | 451 | 6149 | Rate Constraint in lbs/MMBtu | FALSE | L | Annual | Emissions at Affected Plants SO2 | Thousand Tons | 0 | 0 | 0 | 0 | 0 | 0 | 0
IA Riverside SO2 Rate Annual v5.14 | 451 | 6149 | Rate Constraint in lbs/MMBtu | FALSE | L | Annual | Allowances Purchased SO2 | Thousand Tons | 0 | 0 | 0 | 0 | 0 | 0 | 0
IA Riverside SO2 Rate Annual v5.14 | 451 | 6149 | Rate Constraint in lbs/MMBtu | FALSE | L | Annual | Allowances Sold SO2 | Thousand Tons | 0 | 0 | 0 | 0 | 0 | 0 | 0
IA Riverside SO2 Rate Annual v5.14 | 451 | 6149 | Rate Constraint in lbs/MMBtu | FALSE | L | Annual | Allowances Banked | Thousand Tons | 0 | 0 | 0 | 0 | 0 | 0 | 0
IA Riverside SO2 Rate Annual v5.14 | 451 | 6149 | Rate Constraint in lbs/MMBtu | FALSE | L | Annual | Allowances Withdrawn (1:1) | Thousand Tons | 0 | 0 | 0 | 0 | 0 | 0 | 0
IA Riverside SO2 Rate Annual v5.14 | 451 | 6149 | Rate Constraint in lbs/MMBtu | FALSE | L | Annual | Allowances Withdrawn (n:1) | Thousand Tons | 0 | 0 | 0 | 0 | 0 | 0 | 0
IA Riverside SO2 Rate Annual v5.14 | 451 | 6149 | Rate Constraint in lbs/MMBtu | FALSE | L | Annual | Net Emissions Allowance Position | Thousand Tons | 0 | 0 | 0 | 0 | 0 | 0 | 0
IA Riverside SO2 Rate Annual v5.14 | 451 | 6149 | Rate Constraint in lbs/MMBtu | FALSE | L | Annual | Fuel Consumed | TBtu | 0 | 0 | 0 | 0 | 0 | 0 | 0
IA Riverside SO2 Rate Annual v5.14 | 451 | 6149 | Rate Constraint in lbs/MMBtu | FALSE | L | Annual | Rate | lb/MMBtu | 0 | 0 | 0 | 0 | 0 | 0 | 0
IA Riverside SO2 Rate Annual v5.14 | 451 | 6149 | Rate Constraint in lbs/MMBtu | FALSE | L | Annual | Generation | TWh | 0 | 0 | 0 | 0 | 0 | 0 | 0
IA Riverside SO2 Rate Annual v5.14 | 451 | 6149 | Rate Constraint in lbs/MMBtu | FALSE | L | Annual | Qualifying Generation | TWh | 0 | 0 | 0 | 0 | 0 | 0 | 0
IA Riverside SO2 Rate Annual v5.14 | 451 | 6149 | Rate Constraint in lbs/MMBtu | FALSE | L | Annual | Rate | lb/MWh | 0 | 0 | 0 | 0 | 0 | 0 | 0
IA Riverside SO2 Rate Annual v5.14 | 451 | 6149 | Rate Constraint in lbs/MMBtu | FALSE | L | Annual | Constraint Shadow Price | US2011$/Ton | 359747.0135 | 455017.2645 | 646488.2651 | 666534.826 | 721471.5996 | 650234.1148 | 718620.9226
IA Walter Scott NOX Rate Annual v5.14 | 452 | 6144 | Rate Constraint in lbs/MMBtu | FALSE | L | Annual | Seasons Included | Seasons | Winter, Summer | Winter, Summer | Winter, Summer | Winter, Summer | Winter, Summer | Winter, Summer | Winter, Summer
IA Walter Scott NOX Rate Annual v5.14 | 452 | 6144 | Rate Constraint in lbs/MMBtu | FALSE | L | Annual | Standard | lb/MMBtu | 0.16 | 0.16 | 0.16 | 0.16 | 0.16 | 0.16 | 0.16
IA Walter Scott NOX Rate Annual v5.14 | 452 | 6144 | Rate Constraint in lbs/MMBtu | FALSE | L | Annual | Emissions at Affected Plants NOX | Thousand Tons | 0 | 0 | 0 | 0 | 0 | 0 | 0
IA Walter Scott NOX Rate Annual v5.14 | 452 | 6144 | Rate Constraint in lbs/MMBtu | FALSE | L | Annual | Allowances Purchased NOX | Thousand Tons | 0 | 0 | 0 | 0 | 0 | 0 | 0
IA Walter Scott NOX Rate Annual v5.14 | 452 | 6144 | Rate Constraint in lbs/MMBtu | FALSE | L | Annual | Allowances Sold NOX | Thousand Tons | 0 | 0 | 0 | 0 | 0 | 0 | 0
IA Walter Scott NOX Rate Annual v5.14 | 452 | 6144 | Rate Constraint in lbs/MMBtu | FALSE | L | Annual | Allowances Banked | Thousand Tons | 0 | 0 | 0 | 0 | 0 | 0 | 0
IA Walter Scott NOX Rate Annual v5.14 | 452 | 6144 | Rate Constraint in lbs/MMBtu | FALSE | L | Annual | Allowances Withdrawn (1:1) | Thousand Tons | 0 | 0 | 0 | 0 | 0 | 0 | 0
IA Walter Scott NOX Rate Annual v5.14 | 452 | 6144 | Rate Constraint in lbs/MMBtu | FALSE | L | Annual | Allowances Withdrawn (n:1) | Thousand Tons | 0 | 0 | 0 | 0 | 0 | 0 | 0
IA Walter Scott NOX Rate Annual v5.14 | 452 | 6144 | Rate Constraint in lbs/MMBtu | FALSE | L | Annual | Net Emissions Allowance Position | Thousand Tons | 0 | 0 | 0 | 0 | 0 | 0 | 0
IA Walter Scott NOX Rate Annual v5.14 | 452 | 6144 | Rate Constraint in lbs/MMBtu | FALSE | L | Annual | Fuel Consumed | TBtu | 0 | 0 | 0 | 0 | 0 | 0 | 0
IA Walter Scott NOX Rate Annual v5.14 | 452 | 6144 | Rate Constraint in lbs/MMBtu | FALSE | L | Annual | Rate | lb/MMBtu | 0 | 0 | 0 | 0 | 0 | 0 | 0
IA Walter Scott NOX Rate Annual v5.14 | 452 | 6144 | Rate Constraint in lbs/MMBtu | FALSE | L | Annual | Generation | TWh | 0 | 0 | 0 | 0 | 0 | 0 | 0
IA Walter Scott NOX Rate Annual v5.14 | 452 | 6144 | Rate Constraint in lbs/MMBtu | FALSE | L | Annual | Qualifying Generation | TWh | 0 | 0 | 0 | 0 | 0 | 0 | 0
IA Walter Scott NOX Rate Annual v5.14 | 452 | 6144 | Rate Constraint in lbs/MMBtu | FALSE | L | Annual | Rate | lb/MWh | 0 | 0 | 0 | 0 | 0 | 0 | 0
IA Walter Scott NOX Rate Annual v5.14 | 452 | 6144 | Rate Constraint in lbs/MMBtu | FALSE | L | Annual | Constraint Shadow Price | US2011$/Ton | 0 | 0 | 0 | 0 | 0 | 0 | 0
IA Walter Scott SO2 Rate Annual v5.14 | 453 | 6145 | Rate Constraint in lbs/MMBtu | FALSE | L | Annual | Seasons Included | Seasons | Winter, Summer | Winter, Summer | Winter, Summer | Winter, Summer | Winter, Summer | Winter, Summer | Winter, Summer
IA Walter Scott SO2 Rate Annual v5.14 | 453 | 6145 | Rate Constraint in lbs/MMBtu | FALSE | L | Annual | Standard | lb/MMBtu | 0.006 | 0.006 | 0.006 | 0.006 | 0.006 | 0.006 | 0.006
IA Walter Scott SO2 Rate Annual v5.14 | 453 | 6145 | Rate Constraint in lbs/MMBtu | FALSE | L | Annual | Emissions at Affected Plants SO2 | Thousand Tons | 0 | 0 | 0 | 0 | 0 | 0 | 0
IA Walter Scott SO2 Rate Annual v5.14 | 453 | 6145 | Rate Constraint in lbs/MMBtu | FALSE | L | Annual | Allowances Purchased SO2 | Thousand Tons | 0 | 0 | 0 | 0 | 0 | 0 | 0
IA Walter Scott SO2 Rate Annual v5.14 | 453 | 6145 | Rate Constraint in lbs/MMBtu | FALSE | L | Annual | Allowances Sold SO2 | Thousand Tons | 0 | 0 | 0 | 0 | 0 | 0 | 0
IA Walter Scott SO2 Rate Annual v5.14 | 453 | 6145 | Rate Constraint in lbs/MMBtu | FALSE | L | Annual | Allowances Banked | Thousand Tons | 0 | 0 | 0 | 0 | 0 | 0 | 0
IA Walter Scott SO2 Rate Annual v5.14 | 453 | 6145 | Rate Constraint in lbs/MMBtu | FALSE | L | Annual | Allowances Withdrawn (1:1) | Thousand Tons | 0 | 0 | 0 | 0 | 0 | 0 | 0
IA Walter Scott SO2 Rate Annual v5.14 | 453 | 6145 | Rate Constraint in lbs/MMBtu | FALSE | L | Annual | Allowances Withdrawn (n:1) | Thousand Tons | 0 | 0 | 0 | 0 | 0 | 0 | 0
IA Walter Scott SO2 Rate Annual v5.14 | 453 | 6145 | Rate Constraint in lbs/MMBtu | FALSE | L | Annual | Net Emissions Allowance Position | Thousand Tons | 0 | 0 | 0 | 0 | 0 | 0 | 0
IA Walter Scott SO2 Rate Annual v5.14 | 453 | 6145 | Rate Constraint in lbs/MMBtu | FALSE | L | Annual | Fuel Consumed | TBtu | 0 | 0 | 0 | 0 | 0 | 0 | 0
IA Walter Scott SO2 Rate Annual v5.14 | 453 | 6145 | Rate Constraint in lbs/MMBtu | FALSE | L | Annual | Rate | lb/MMBtu | 0 | 0 | 0 | 0 | 0 | 0 | 0
IA Walter Scott SO2 Rate Annual v5.14 | 453 | 6145 | Rate Constraint in lbs/MMBtu | FALSE | L | Annual | Generation | TWh | 0 | 0 | 0 | 0 | 0 | 0 | 0
IA Walter Scott SO2 Rate Annual v5.14 | 453 | 6145 | Rate Constraint in lbs/MMBtu | FALSE | L | Annual | Qualifying Generation | TWh | 0 | 0 | 0 | 0 | 0 | 0 | 0
IA Walter Scott SO2 Rate Annual v5.14 | 453 | 6145 | Rate Constraint in lbs/MMBtu | FALSE | L | Annual | Rate | lb/MWh | 0 | 0 | 0 | 0 | 0 | 0 | 0
IA Walter Scott SO2 Rate Annual v5.14 | 453 | 6145 | Rate Constraint in lbs/MMBtu | FALSE | L | Annual | Constraint Shadow Price | US2011$/Ton | 137745.5524 | 208551.651 | 299941.6095 | 276253.4776 | 307428.47 | 292593.9528 | 329331.9041
IL CPS- Midwest MER Rate Annual v5.12 | 454 | 5764 | MACT Fuel Choice Floor in lbs/MMBtu | FALSE | L | Annual | Seasons Included | Seasons | Winter, Summer | Winter, Summer | Winter, Summer | Winter, Summer | Winter, Summer | Winter, Summer | Winter, Summer
IL CPS- Midwest MER Rate Annual v5.12 | 454 | 5764 | MACT Fuel Choice Floor in lbs/MMBtu | FALSE | L | Annual | Emission Floor | lbs/MMBtu | 7.4e-07 | 7.4e-07 | 7.4e-07 | 7.4e-07 | 7.4e-07 | 7.4e-07 | 7.4e-07
IL CPS- Midwest MER Rate Annual v5.12 | 454 | 5764 | MACT Fuel Choice Floor in lbs/MMBtu | FALSE | L | Annual | Emissions at Affected Plants MER | lbs | 85.4749 | 90.6676 | 89.9073 | 87.1072 | 87.1072 | 80.2753 | 80.8488
IL CPS- Midwest MER Rate Annual v5.12 | 454 | 5764 | MACT Fuel Choice Floor in lbs/MMBtu | FALSE | L | Annual | Allowances Purchased MER | lbs | 0 | 0 | 0 | 0 | 0 | 0 | 0
IL CPS- Midwest MER Rate Annual v5.12 | 454 | 5764 | MACT Fuel Choice Floor in lbs/MMBtu | FALSE | L | Annual | Allowances Sold MER | lbs | 0 | 0 | 0 | 0 | 0 | 0 | 0
IL CPS- Midwest MER Rate Annual v5.12 | 454 | 5764 | MACT Fuel Choice Floor in lbs/MMBtu | FALSE | L | Annual | Allowances Banked | lbs | 0 | 0 | 0 | 0 | 0 | 0 | 0
IL CPS- Midwest MER Rate Annual v5.12 | 454 | 5764 | MACT Fuel Choice Floor in lbs/MMBtu | FALSE | L | Annual | Allowances Withdrawn (1:1) | lbs | 0 | 0 | 0 | 0 | 0 | 0 | 0
IL CPS- Midwest MER Rate Annual v5.12 | 454 | 5764 | MACT Fuel Choice Floor in lbs/MMBtu | FALSE | L | Annual | Allowances Withdrawn (n:1) | lbs | 0 | 0 | 0 | 0 | 0 | 0 | 0
IL CPS- Midwest MER Rate Annual v5.12 | 454 | 5764 | MACT Fuel Choice Floor in lbs/MMBtu | FALSE | L | Annual | Net Emissions Allowance Position | lbs | 85.4749 | 90.6676 | 89.9073 | 87.1072 | 87.1072 | 80.2753 | 80.8488
IL CPS- Midwest MER Rate Annual v5.12 | 454 | 5764 | MACT Fuel Choice Floor in lbs/MMBtu | FALSE | L | Annual | Fuel Consumed | TBtu | 166.7957 | 169.6987 | 168.2758 | 169.9428 | 169.9428 | 149.6999 | 150.6607
IL CPS- Midwest MER Rate Annual v5.12 | 454 | 5764 | MACT Fuel Choice Floor in lbs/MMBtu | FALSE | L | Annual | Rate | lb/MMBtu | 5.1245e-07 | 5.3429e-07 | 5.3429e-07 | 5.1257e-07 | 5.1257e-07 | 5.3624e-07 | 5.3663e-07
IL CPS- Midwest MER Rate Annual v5.12 | 454 | 5764 | MACT Fuel Choice Floor in lbs/MMBtu | FALSE | L | Annual | Generation | TWh | 15.6006 | 15.8776 | 15.7454 | 15.8936 | 15.8936 | 14.0057 | 14.0992
IL CPS- Midwest MER Rate Annual v5.12 | 454 | 5764 | MACT Fuel Choice Floor in lbs/MMBtu | FALSE | L | Annual | Qualifying Generation | TWh | 15.6006 | 15.8776 | 15.7454 | 15.8936 | 15.8936 | 14.0057 | 14.0992
IL CPS- Midwest MER Rate Annual v5.12 | 454 | 5764 | MACT Fuel Choice Floor in lbs/MMBtu | FALSE | L | Annual | Constraint Shadow Price | US2011$/Lb | 0 | 0 | 0 | 0 | 0 | 0 | 0
IL CPS- Midwest NOX rate Annual v5.12 | 455 | 5765 | Rate Constraint in lbs/MMBtu | FALSE | L | Annual | Seasons Included | Seasons | Winter, Summer | Winter, Summer | Winter, Summer | Winter, Summer | Winter, Summer | Winter, Summer | Winter, Summer
IL CPS- Midwest NOX rate Annual v5.12 | 455 | 5765 | Rate Constraint in lbs/MMBtu | FALSE | L | Annual | Standard | lb/MMBtu | 0.11 | 0.11 | 0.11 | 0.11 | 0.11 | 0.11 | 0.11
IL CPS- Midwest NOX rate Annual v5.12 | 455 | 5765 | Rate Constraint in lbs/MMBtu | FALSE | L | Annual | Emissions at Affected Plants NOX | Thousand Tons | 9.1738 | 9.3334 | 9.2552 | 9.3469 | 9.3469 | 8.2335 | 8.2863
IL CPS- Midwest NOX rate Annual v5.12 | 455 | 5765 | Rate Constraint in lbs/MMBtu | FALSE | L | Annual | Allowances Purchased NOX | Thousand Tons | 0 | 0 | 0 | 0 | 0 | 0 | 0
IL CPS- Midwest NOX rate Annual v5.12 | 455 | 5765 | Rate Constraint in lbs/MMBtu | FALSE | L | Annual | Allowances Sold NOX | Thousand Tons | 0 | 0 | 0 | 0 | 0 | 0 | 0
IL CPS- Midwest NOX rate Annual v5.12 | 455 | 5765 | Rate Constraint in lbs/MMBtu | FALSE | L | Annual | Allowances Banked | Thousand Tons | 0 | 0 | 0 | 0 | 0 | 0 | 0
IL CPS- Midwest NOX rate Annual v5.12 | 455 | 5765 | Rate Constraint in lbs/MMBtu | FALSE | L | Annual | Allowances Withdrawn (1:1) | Thousand Tons | 0 | 0 | 0 | 0 | 0 | 0 | 0
IL CPS- Midwest NOX rate Annual v5.12 | 455 | 5765 | Rate Constraint in lbs/MMBtu | FALSE | L | Annual | Allowances Withdrawn (n:1) | Thousand Tons | 0 | 0 | 0 | 0 | 0 | 0 | 0
IL CPS- Midwest NOX rate Annual v5.12 | 455 | 5765 | Rate Constraint in lbs/MMBtu | FALSE | L | Annual | Net Emissions Allowance Position | Thousand Tons | 9.1738 | 9.3334 | 9.2552 | 9.3469 | 9.3469 | 8.2335 | 8.2863
IL CPS- Midwest NOX rate Annual v5.12 | 455 | 5765 | Rate Constraint in lbs/MMBtu | FALSE | L | Annual | Fuel Consumed | TBtu | 166.7957 | 169.6987 | 168.2758 | 169.9428 | 169.9428 | 149.6999 | 150.6607
IL CPS- Midwest NOX rate Annual v5.12 | 455 | 5765 | Rate Constraint in lbs/MMBtu | FALSE | L | Annual | Rate | lb/MMBtu | 0.11 | 0.11 | 0.11 | 0.11 | 0.11 | 0.11 | 0.11
IL CPS- Midwest NOX rate Annual v5.12 | 455 | 5765 | Rate Constraint in lbs/MMBtu | FALSE | L | Annual | Generation | TWh | 15.6006 | 15.8776 | 15.7454 | 15.8936 | 15.8936 | 14.0057 | 14.0992
IL CPS- Midwest NOX rate Annual v5.12 | 455 | 5765 | Rate Constraint in lbs/MMBtu | FALSE | L | Annual | Qualifying Generation | TWh | 15.6006 | 15.8776 | 15.7454 | 15.8936 | 15.8936 | 14.0057 | 14.0992
IL CPS- Midwest NOX rate Annual v5.12 | 455 | 5765 | Rate Constraint in lbs/MMBtu | FALSE | L | Annual | Rate | lb/MWh | 0.58804 | 0.58784 | 0.5878 | 0.58809 | 0.58809 | 0.58787 | 0.58772
IL CPS- Midwest NOX rate Annual v5.12 | 455 | 5765 | Rate Constraint in lbs/MMBtu | FALSE | L | Annual | Constraint Shadow Price | US2011$/Ton | 5658.2682 | 3632.8244 | 15373.9395 | 1554.6012 | 16083.4763 | 621.7017 | 562.3389
IL CPS- Midwest NOX rate Summer v5.12 | 456 | 5766 | Rate Constraint in lbs/MMBtu | FALSE | L | Annual | Seasons Included | Seasons | Summer | Summer | Summer | Summer | Summer | Summer | Summer
IL CPS- Midwest NOX rate Summer v5.12 | 456 | 5766 | Rate Constraint in lbs/MMBtu | FALSE | L | Annual | Standard | lb/MMBtu | 0.11 | 0.11 | 0.11 | 0.11 | 0.11 | 0.11 | 0.11
IL CPS- Midwest NOX rate Summer v5.12 | 456 | 5766 | Rate Constraint in lbs/MMBtu | FALSE | L | Annual | Emissions at Affected Plants NOX | Thousand Tons | 3.9999 | 3.974 | 3.9589 | 3.974 | 3.974 | 3.4679 | 3.4826
IL CPS- Midwest NOX rate Summer v5.12 | 456 | 5766 | Rate Constraint in lbs/MMBtu | FALSE | L | Annual | Allowances Purchased NOX | Thousand Tons | 0 | 0 | 0 | 0 | 0 | 0 | 0
IL CPS- Midwest NOX rate Summer v5.12 | 456 | 5766 | Rate Constraint in lbs/MMBtu | FALSE | L | Annual | Allowances Sold NOX | Thousand Tons | 0 | 0 | 0 | 0 | 0 | 0 | 0
IL CPS- Midwest NOX rate Summer v5.12 | 456 | 5766 | Rate Constraint in lbs/MMBtu | FALSE | L | Annual | Allowances Banked | Thousand Tons | 0 | 0 | 0 | 0 | 0 | 0 | 0
IL CPS- Midwest NOX rate Summer v5.12 | 456 | 5766 | Rate Constraint in lbs/MMBtu | FALSE | L | Annual | Allowances Withdrawn (1:1) | Thousand Tons | 0 | 0 | 0 | 0 | 0 | 0 | 0
IL CPS- Midwest NOX rate Summer v5.12 | 456 | 5766 | Rate Constraint in lbs/MMBtu | FALSE | L | Annual | Allowances Withdrawn (n:1) | Thousand Tons | 0 | 0 | 0 | 0 | 0 | 0 | 0
IL CPS- Midwest NOX rate Summer v5.12 | 456 | 5766 | Rate Constraint in lbs/MMBtu | FALSE | L | Annual | Net Emissions Allowance Position | Thousand Tons | 3.9999 | 3.974 | 3.9589 | 3.974 | 3.974 | 3.4679 | 3.4826
IL CPS- Midwest NOX rate Summer v5.12 | 456 | 5766 | Rate Constraint in lbs/MMBtu | FALSE | L | Annual | Fuel Consumed | TBtu | 72.7124 | 72.7674 | 72.48 | 72.7867 | 72.7867 | 63.5675 | 64.023
IL CPS- Midwest NOX rate Summer v5.12 | 456 | 5766 | Rate Constraint in lbs/MMBtu | FALSE | L | Annual | Rate | lb/MMBtu | 0.11002 | 0.10922 | 0.10924 | 0.1092 | 0.1092 | 0.10911 | 0.10879
IL CPS- Midwest NOX rate Summer v5.12 | 456 | 5766 | Rate Constraint in lbs/MMBtu | FALSE | L | Annual | Generation | TWh | 6.802 | 6.8086 | 6.7819 | 6.8086 | 6.8086 | 5.9436 | 5.9917
IL CPS- Midwest NOX rate Summer v5.12 | 456 | 5766 | Rate Constraint in lbs/MMBtu | FALSE | L | Annual | Qualifying Generation | TWh | 6.802 | 6.8086 | 6.7819 | 6.8086 | 6.8086 | 5.9436 | 5.9917
IL CPS- Midwest NOX rate Summer v5.12 | 456 | 5766 | Rate Constraint in lbs/MMBtu | FALSE | L | Annual | Rate | lb/MWh | 0.58804 | 0.58367 | 0.58374 | 0.58367 | 0.58367 | 0.58347 | 0.58123
IL CPS- Midwest NOX rate Summer v5.12 | 456 | 5766 | Rate Constraint in lbs/MMBtu | FALSE | L | Annual | Constraint Shadow Price | US2011$/Ton | 0 | 0 | 0 | 0 | 0 | 0 | 0
IL CPS- Midwest SO2 Rate Annual v5.12 | 457 | 5767 | Rate Constraint in lbs/MMBtu | FALSE | L | Annual | Seasons Included | Seasons | Winter, Summer | Winter, Summer | Winter, Summer | Winter, Summer | Winter, Summer | Winter, Summer | Winter, Summer
IL CPS- Midwest SO2 Rate Annual v5.12 | 457 | 5767 | Rate Constraint in lbs/MMBtu | FALSE | L | Annual | Standard | lb/MMBtu | 0.25 | 0.25 | 0.25 | 0.25 | 0.25 | 0.25 | 0.25
IL CPS- Midwest SO2 Rate Annual v5.12 | 457 | 5767 | Rate Constraint in lbs/MMBtu | FALSE | L | Annual | Emissions at Affected Plants SO2 | Thousand Tons | 6.3514 | 6.4647 | 6.4105 | 6.4713 | 6.4713 | 5.8477 | 5.8929
IL CPS- Midwest SO2 Rate Annual v5.12 | 457 | 5767 | Rate Constraint in lbs/MMBtu | FALSE | L | Annual | Allowances Purchased SO2 | Thousand Tons | 0 | 0 | 0 | 0 | 0 | 0 | 0
IL CPS- Midwest SO2 Rate Annual v5.12 | 457 | 5767 | Rate Constraint in lbs/MMBtu | FALSE | L | Annual | Allowances Sold SO2 | Thousand Tons | 0 | 0 | 0 | 0 | 0 | 0 | 0
IL CPS- Midwest SO2 Rate Annual v5.12 | 457 | 5767 | Rate Constraint in lbs/MMBtu | FALSE | L | Annual | Allowances Banked | Thousand Tons | 0 | 0 | 0 | 0 | 0 | 0 | 0
IL CPS- Midwest SO2 Rate Annual v5.12 | 457 | 5767 | Rate Constraint in lbs/MMBtu | FALSE | L | Annual | Allowances Withdrawn (1:1) | Thousand Tons | 0 | 0 | 0 | 0 | 0 | 0 | 0
IL CPS- Midwest SO2 Rate Annual v5.12 | 457 | 5767 | Rate Constraint in lbs/MMBtu | FALSE | L | Annual | Allowances Withdrawn (n:1) | Thousand Tons | 0 | 0 | 0 | 0 | 0 | 0 | 0
IL CPS- Midwest SO2 Rate Annual v5.12 | 457 | 5767 | Rate Constraint in lbs/MMBtu | FALSE | L | Annual | Net Emissions Allowance Position | Thousand Tons | 6.3514 | 6.4647 | 6.4105 | 6.4713 | 6.4713 | 5.8477 | 5.8929
IL CPS- Midwest SO2 Rate Annual v5.12 | 457 | 5767 | Rate Constraint in lbs/MMBtu | FALSE | L | Annual | Fuel Consumed | TBtu | 166.7957 | 169.6987 | 168.2758 | 169.9428 | 169.9428 | 149.6999 | 150.6607
IL CPS- Midwest SO2 Rate Annual v5.12 | 457 | 5767 | Rate Constraint in lbs/MMBtu | FALSE | L | Annual | Rate | lb/MMBtu | 0.076158 | 0.07619 | 0.07619 | 0.076158 | 0.076158 | 0.078126 | 0.078227
IL CPS- Midwest SO2 Rate Annual v5.12 | 457 | 5767 | Rate Constraint in lbs/MMBtu | FALSE | L | Annual | Generation | TWh | 15.6006 | 15.8776 | 15.7454 | 15.8936 | 15.8936 | 14.0057 | 14.0992
IL CPS- Midwest SO2 Rate Annual v5.12 | 457 | 5767 | Rate Constraint in lbs/MMBtu | FALSE | L | Annual | Qualifying Generation | TWh | 15.6006 | 15.8776 | 15.7454 | 15.8936 | 15.8936 | 14.0057 | 14.0992
IL CPS- Midwest SO2 Rate Annual v5.12 | 457 | 5767 | Rate Constraint in lbs/MMBtu | FALSE | L | Annual | Rate | lb/MWh | 0.40713 | 0.40716 | 0.40714 | 0.40716 | 0.40716 | 0.41752 | 0.41796
IL CPS- Midwest SO2 Rate Annual v5.12 | 457 | 5767 | Rate Constraint in lbs/MMBtu | FALSE | L | Annual | Constraint Shadow Price | US2011$/Ton | 0 | 0 | 0 | 0 | 0 | 0 | 0
IL Fac. Spec. - NOX Rate Summer v3.1, Unit 513 and retrofits | 458 | 1797 | Rate Constraint in lbs/MMBtu | FALSE | L | Annual | Seasons Included | Seasons | Summer | Summer | Summer | Summer | Summer | Summer | Summer
IL Fac. Spec. - NOX Rate Summer v3.1, Unit 513 and retrofits | 458 | 1797 | Rate Constraint in lbs/MMBtu | FALSE | L | Annual | Standard | lb/MMBtu | 0.25 | 0.25 | 0.25 | 0.25 | 0.25 | 0.25 | 0.25
IL Fac. Spec. - NOX Rate Summer v3.1, Unit 513 and retrofits | 458 | 1797 | Rate Constraint in lbs/MMBtu | FALSE | L | Annual | Emissions at Affected Plants NOX | Thousand Tons | 0.0052988 | 0.0010424 | 0.0010424 | 0.0010424 | 0.0045418 | 0.0052988 | 0.0052988
IL Fac. Spec. - NOX Rate Summer v3.1, Unit 513 and retrofits | 458 | 1797 | Rate Constraint in lbs/MMBtu | FALSE | L | Annual | Allowances Purchased NOX | Thousand Tons | 0 | 0 | 0 | 0 | 0 | 0 | 0
IL Fac. Spec. - NOX Rate Summer v3.1, Unit 513 and retrofits | 458 | 1797 | Rate Constraint in lbs/MMBtu | FALSE | L | Annual | Allowances Sold NOX | Thousand Tons | 0 | 0 | 0 | 0 | 0 | 0 | 0
IL Fac. Spec. - NOX Rate Summer v3.1, Unit 513 and retrofits | 458 | 1797 | Rate Constraint in lbs/MMBtu | FALSE | L | Annual | Allowances Banked | Thousand Tons | 0 | 0 | 0 | 0 | 0 | 0 | 0
IL Fac. Spec. - NOX Rate Summer v3.1, Unit 513 and retrofits | 458 | 1797 | Rate Constraint in lbs/MMBtu | FALSE | L | Annual | Allowances Withdrawn (1:1) | Thousand Tons | 0 | 0 | 0 | 0 | 0 | 0 | 0
IL Fac. Spec. - NOX Rate Summer v3.1, Unit 513 and retrofits | 458 | 1797 | Rate Constraint in lbs/MMBtu | FALSE | L | Annual | Allowances Withdrawn (n:1) | Thousand Tons | 0 | 0 | 0 | 0 | 0 | 0 | 0
IL Fac. Spec. - NOX Rate Summer v3.1, Unit 513 and retrofits | 458 | 1797 | Rate Constraint in lbs/MMBtu | FALSE | L | Annual | Net Emissions Allowance Position | Thousand Tons | 0.0052988 | 0.0010424 | 0.0010424 | 0.0010424 | 0.0045418 | 0.0052988 | 0.0052988
IL Fac. Spec. - NOX Rate Summer v3.1, Unit 513 and retrofits | 458 | 1797 | Rate Constraint in lbs/MMBtu | FALSE | L | Annual | Fuel Consumed | TBtu | 0.29998 | 0.059012 | 0.059012 | 0.059012 | 0.25712 | 0.29998 | 0.29998
IL Fac. Spec. - NOX Rate Summer v3.1, Unit 513 and retrofits | 458 | 1797 | Rate Constraint in lbs/MMBtu | FALSE | L | Annual | Rate | lb/MMBtu | 0.035328 | 0.035328 | 0.035328 | 0.035328 | 0.035328 | 0.035328 | 0.035328
IL Fac. Spec. - NOX Rate Summer v3.1, Unit 513 and retrofits | 458 | 1797 | Rate Constraint in lbs/MMBtu | FALSE | L | Annual | Generation | TWh | 0.025758 | 0.0050672 | 0.0050672 | 0.0050672 | 0.022078 | 0.025758 | 0.025758
IL Fac. Spec. - NOX Rate Summer v3.1, Unit 513 and retrofits | 458 | 1797 | Rate Constraint in lbs/MMBtu | FALSE | L | Annual | Qualifying Generation | TWh | 0.025758 | 0.0050672 | 0.0050672 | 0.0050672 | 0.022078 | 0.025758 | 0.025758
IL Fac. Spec. - NOX Rate Summer v3.1, Unit 513 and retrofits | 458 | 1797 | Rate Constraint in lbs/MMBtu | FALSE | L | Annual | Rate | lb/MWh | 0.20572 | 0.20572 | 0.20572 | 0.20572 | 0.20572 | 0.20572 | 0.20572
IL Fac. Spec. - NOX Rate Summer v3.1, Unit 513 and retrofits | 458 | 1797 | Rate Constraint in lbs/MMBtu | FALSE | L | Annual | Constraint Shadow Price | US2011$/Ton | 0 | 0 | 0 | 0 | 0 | 0 | 0
IL Fac. Spec. - NOX Rate Summer v3.1, Unit 514 and retrofits | 459 | 1797 | Rate Constraint in lbs/MMBtu | FALSE | L | Annual | Seasons Included | Seasons | Summer | Summer | Summer | Summer | Summer | Summer | Summer
IL Fac. Spec. - NOX Rate Summer v3.1, Unit 514 and retrofits | 459 | 1797 | Rate Constraint in lbs/MMBtu | FALSE | L | Annual | Standard | lb/MMBtu | 0.25 | 0.25 | 0.25 | 0.25 | 0.25 | 0.25 | 0.25
IL Fac. Spec. - NOX Rate Summer v3.1, Unit 514 and retrofits | 459 | 1797 | Rate Constraint in lbs/MMBtu | FALSE | L | Annual | Emissions at Affected Plants NOX | Thousand Tons | 0.0047103 | 0.00092661 | 0.00092661 | 0.00092661 | 0.00092661 | 0.0047103 | 0.0047103
IL Fac. Spec. - NOX Rate Summer v3.1, Unit 514 and retrofits | 459 | 1797 | Rate Constraint in lbs/MMBtu | FALSE | L | Annual | Allowances Purchased NOX | Thousand Tons | 0 | 0 | 0 | 0 | 0 | 0 | 0
IL Fac. Spec. - NOX Rate Summer v3.1, Unit 514 and retrofits | 459 | 1797 | Rate Constraint in lbs/MMBtu | FALSE | L | Annual | Allowances Sold NOX | Thousand Tons | 0 | 0 | 0 | 0 | 0 | 0 | 0
IL Fac. Spec. - NOX Rate Summer v3.1, Unit 514 and retrofits | 459 | 1797 | Rate Constraint in lbs/MMBtu | FALSE | L | Annual | Allowances Banked | Thousand Tons | 0 | 0 | 0 | 0 | 0 | 0 | 0
IL Fac. Spec. - NOX Rate Summer v3.1, Unit 514 and retrofits | 459 | 1797 | Rate Constraint in lbs/MMBtu | FALSE | L | Annual | Allowances Withdrawn (1:1) | Thousand Tons | 0 | 0 | 0 | 0 | 0 | 0 | 0
IL Fac. Spec. - NOX Rate Summer v3.1, Unit 514 and retrofits | 459 | 1797 | Rate Constraint in lbs/MMBtu | FALSE | L | Annual | Allowances Withdrawn (n:1) | Thousand Tons | 0 | 0 | 0 | 0 | 0 | 0 | 0
IL Fac. Spec. - NOX Rate Summer v3.1, Unit 514 and retrofits | 459 | 1797 | Rate Constraint in lbs/MMBtu | FALSE | L | Annual | Net Emissions Allowance Position | Thousand Tons | 0.0047103 | 0.00092661 | 0.00092661 | 0.00092661 | 0.00092661 | 0.0047103 | 0.0047103
IL Fac. Spec. - NOX Rate Summer v3.1, Unit 514 and retrofits | 459 | 1797 | Rate Constraint in lbs/MMBtu | FALSE | L | Annual | Fuel Consumed | TBtu | 0.29998 | 0.059012 | 0.059012 | 0.059012 | 0.059012 | 0.29998 | 0.29998
IL Fac. Spec. - NOX Rate Summer v3.1, Unit 514 and retrofits | 459 | 1797 | Rate Constraint in lbs/MMBtu | FALSE | L | Annual | Rate | lb/MMBtu | 0.031404 | 0.031404 | 0.031404 | 0.031404 | 0.031404 | 0.031404 | 0.031404
IL Fac. Spec. - NOX Rate Summer v3.1, Unit 514 and retrofits | 459 | 1797 | Rate Constraint in lbs/MMBtu | FALSE | L | Annual | Generation | TWh | 0.025758 | 0.0050672 | 0.0050672 | 0.0050672 | 0.0050672 | 0.025758 | 0.025758
IL Fac. Spec. - NOX Rate Summer v3.1, Unit 514 and retrofits | 459 | 1797 | Rate Constraint in lbs/MMBtu | FALSE | L | Annual | Qualifying Generation | TWh | 0.025758 | 0.0050672 | 0.0050672 | 0.0050672 | 0.0050672 | 0.025758 | 0.025758
IL Fac. Spec. - NOX Rate Summer v3.1, Unit 514 and retrofits | 459 | 1797 | Rate Constraint in lbs/MMBtu | FALSE | L | Annual | Rate | lb/MWh | 0.18287 | 0.18287 | 0.18287 | 0.18287 | 0.18287 | 0.18287 | 0.18287
IL Fac. Spec. - NOX Rate Summer v3.1, Unit 514 and retrofits | 459 | 1797 | Rate Constraint in lbs/MMBtu | FALSE | L | Annual | Constraint Shadow Price | US2011$/Ton | 0 | 0 | 0 | 0 | 0 | 0 | 0
IL Fac. Spec. - NOX Rate Summer v3.1, Unit 515 and retrofits | 460 | 1797 | Rate Constraint in lbs/MMBtu | FALSE | L | Annual | Seasons Included | Seasons | Summer | Summer | Summer | Summer | Summer | Summer | Summer
IL Fac. Spec. - NOX Rate Summer v3.1, Unit 515 and retrofits | 460 | 1797 | Rate Constraint in lbs/MMBtu | FALSE | L | Annual | Standard | lb/MMBtu | 0.25 | 0.25 | 0.25 | 0.25 | 0.25 | 0.25 | 0.25
IL Fac. Spec. - NOX Rate Summer v3.1, Unit 515 and retrofits | 460 | 1797 | Rate Constraint in lbs/MMBtu | FALSE | L | Annual | Emissions at Affected Plants NOX | Thousand Tons | 0.0049141 | 0.00096672 | 0.00096672 | 0.00096672 | 0.00096672 | 0.0049141 | 0.0049141
IL Fac. Spec. - NOX Rate Summer v3.1, Unit 515 and retrofits | 460 | 1797 | Rate Constraint in lbs/MMBtu | FALSE | L | Annual | Allowances Purchased NOX | Thousand Tons | 0 | 0 | 0 | 0 | 0 | 0 | 0
IL Fac. Spec. - NOX Rate Summer v3.1, Unit 515 and retrofits | 460 | 1797 | Rate Constraint in lbs/MMBtu | FALSE | L | Annual | Allowances Sold NOX | Thousand Tons | 0 | 0 | 0 | 0 | 0 | 0 | 0
IL Fac. Spec. - NOX Rate Summer v3.1, Unit 515 and retrofits | 460 | 1797 | Rate Constraint in lbs/MMBtu | FALSE | L | Annual | Allowances Banked | Thousand Tons | 0 | 0 | 0 | 0 | 0 | 0 | 0
IL Fac. Spec. - NOX Rate Summer v3.1, Unit 515 and retrofits | 460 | 1797 | Rate Constraint in lbs/MMBtu | FALSE | L | Annual | Allowances Withdrawn (1:1) | Thousand Tons | 0 | 0 | 0 | 0 | 0 | 0 | 0
IL Fac. Spec. - NOX Rate Summer v3.1, Unit 515 and retrofits | 460 | 1797 | Rate Constraint in lbs/MMBtu | FALSE | L | Annual | Allowances Withdrawn (n:1) | Thousand Tons | 0 | 0 | 0 | 0 | 0 | 0 | 0
IL Fac. Spec. - NOX Rate Summer v3.1, Unit 515 and retrofits | 460 | 1797 | Rate Constraint in lbs/MMBtu | FALSE | L | Annual | Net Emissions Allowance Position | Thousand Tons | 0.0049141 | 0.00096672 | 0.00096672 | 0.00096672 | 0.00096672 | 0.0049141 | 0.0049141
IL Fac. Spec. - NOX Rate Summer v3.1, Unit 515 and retrofits | 460 | 1797 | Rate Constraint in lbs/MMBtu | FALSE | L | Annual | Fuel Consumed | TBtu | 0.29998 | 0.059012 | 0.059012 | 0.059012 | 0.059012 | 0.29998 | 0.29998
IL Fac. Spec. - NOX Rate Summer v3.1, Unit 515 and retrofits | 460 | 1797 | Rate Constraint in lbs/MMBtu | FALSE | L | Annual | Rate | lb/MMBtu | 0.032763 | 0.032763 | 0.032763 | 0.032763 | 0.032763 | 0.032763 | 0.032763
IL Fac. Spec. - NOX Rate Summer v3.1, Unit 515 and retrofits | 460 | 1797 | Rate Constraint in lbs/MMBtu | FALSE | L | Annual | Generation | TWh | 0.025758 | 0.0050672 | 0.0050672 | 0.0050672 | 0.0050672 | 0.025758 | 0.025758
IL Fac. Spec. - NOX Rate Summer v3.1, Unit 515 and retrofits | 460 | 1797 | Rate Constraint in lbs/MMBtu | FALSE | L | Annual | Qualifying Generation | TWh | 0.025758 | 0.0050672 | 0.0050672 | 0.0050672 | 0.0050672 | 0.025758 | 0.025758
IL Fac. Spec. - NOX Rate Summer v3.1, Unit 515 and retrofits | 460 | 1797 | Rate Constraint in lbs/MMBtu | FALSE | L | Annual | Rate | lb/MWh | 0.19078 | 0.19078 | 0.19078 | 0.19078 | 0.19078 | 0.19078 | 0.19078
IL Fac. Spec. - NOX Rate Summer v3.1, Unit 515 and retrofits | 460 | 1797 | Rate Constraint in lbs/MMBtu | FALSE | L | Annual | Constraint Shadow Price | US2011$/Ton | 0 | 0 | 0 | 0 | 0 | 0 | 0
IL Fac. Spec. - NOX Rate Summer v3.1, Unit 519 and retrofits | 461 | 1797 | Rate Constraint in lbs/MMBtu | FALSE | L | Annual | Seasons Included | Seasons | Summer | Summer | Summer | Summer | Summer | Summer | Summer
IL Fac. Spec. - NOX Rate Summer v3.1, Unit 519 and retrofits | 461 | 1797 | Rate Constraint in lbs/MMBtu | FALSE | L | Annual | Standard | lb/MMBtu | 0.25 | 0.25 | 0.25 | 0.25 | 0.25 | 0.25 | 0.25
IL Fac. Spec. - NOX Rate Summer v3.1, Unit 519 and retrofits | 461 | 1797 | Rate Constraint in lbs/MMBtu | FALSE | L | Annual | Emissions at Affected Plants NOX | Thousand Tons | 0 | 0 | 0 | 0 | 0 | 0 | 0
IL Fac. Spec. - NOX Rate Summer v3.1, Unit 519 and retrofits | 461 | 1797 | Rate Constraint in lbs/MMBtu | FALSE | L | Annual | Allowances Purchased NOX | Thousand Tons | 0 | 0 | 0 | 0 | 0 | 0 | 0
IL Fac. Spec. - NOX Rate Summer v3.1, Unit 519 and retrofits | 461 | 1797 | Rate Constraint in lbs/MMBtu | FALSE | L | Annual | Allowances Sold NOX | Thousand Tons | 0 | 0 | 0 | 0 | 0 | 0 | 0
IL Fac. Spec. - NOX Rate Summer v3.1, Unit 519 and retrofits | 461 | 1797 | Rate Constraint in lbs/MMBtu | FALSE | L | Annual | Allowances Banked | Thousand Tons | 0 | 0 | 0 | 0 | 0 | 0 | 0
IL Fac. Spec. - NOX Rate Summer v3.1, Unit 519 and retrofits | 461 | 1797 | Rate Constraint in lbs/MMBtu | FALSE | L | Annual | Allowances Withdrawn (1:1) | Thousand Tons | 0 | 0 | 0 | 0 | 0 | 0 | 0
IL Fac. Spec. - NOX Rate Summer v3.1, Unit 519 and retrofits | 461 | 1797 | Rate Constraint in lbs/MMBtu | FALSE | L | Annual | Allowances Withdrawn (n:1) | Thousand Tons | 0 | 0 | 0 | 0 | 0 | 0 | 0
IL Fac. Spec. - NOX Rate Summer v3.1, Unit 519 and retrofits | 461 | 1797 | Rate Constraint in lbs/MMBtu | FALSE | L | Annual | Net Emissions Allowance Position | Thousand Tons | 0 | 0 | 0 | 0 | 0 | 0 | 0
IL Fac. Spec. - NOX Rate Summer v3.1, Unit 519 and retrofits | 461 | 1797 | Rate Constraint in lbs/MMBtu | FALSE | L | Annual | Fuel Consumed | TBtu | 0 | 0 | 0 | 0 | 0 | 0 | 0
IL Fac. Spec. - NOX Rate Summer v3.1, Unit 519 and retrofits | 461 | 1797 | Rate Constraint in lbs/MMBtu | FALSE | L | Annual | Rate | lb/MMBtu | 0 | 0 | 0 | 0 | 0 | 0 | 0
IL Fac. Spec. - NOX Rate Summer v3.1, Unit 519 and retrofits | 461 | 1797 | Rate Constraint in lbs/MMBtu | FALSE | L | Annual | Generation | TWh | 0 | 0 | 0 | 0 | 0 | 0 | 0
IL Fac. Spec. - NOX Rate Summer v3.1, Unit 519 and retrofits | 461 | 1797 | Rate Constraint in lbs/MMBtu | FALSE | L | Annual | Qualifying Generation | TWh | 0 | 0 | 0 | 0 | 0 | 0 | 0
IL Fac. Spec. - NOX Rate Summer v3.1, Unit 519 and retrofits | 461 | 1797 | Rate Constraint in lbs/MMBtu | FALSE | L | Annual | Rate | lb/MWh | 0 | 0 | 0 | 0 | 0 | 0 | 0
IL Fac. Spec. - NOX Rate Summer v3.1, Unit 519 and retrofits | 461 | 1797 | Rate Constraint in lbs/MMBtu | FALSE | L | Annual | Constraint Shadow Price | US2011$/Ton | 0 | 0 | 0 | 0 | 0 | 0 | 0
IL Fac. Spec. - NOX Rate Summer v3.1, Unit 520 and retrofits | 462 | 1797 | Rate Constraint in lbs/MMBtu | FALSE | L | Annual | Seasons Included | Seasons | Summer | Summer | Summer | Summer | Summer | Summer | Summer
IL Fac. Spec. - NOX Rate Summer v3.1, Unit 520 and retrofits | 462 | 1797 | Rate Constraint in lbs/MMBtu | FALSE | L | Annual | Standard | lb/MMBtu | 0.25 | 0.25 | 0.25 | 0.25 | 0.25 | 0.25 | 0.25
IL Fac. Spec. - NOX Rate Summer v3.1, Unit 520 and retrofits | 462 | 1797 | Rate Constraint in lbs/MMBtu | FALSE | L | Annual | Emissions at Affected Plants NOX | Thousand Tons | 0 | 0 | 0 | 0 | 0 | 0 | 0
IL Fac. Spec. - NOX Rate Summer v3.1, Unit 520 and retrofits | 462 | 1797 | Rate Constraint in lbs/MMBtu | FALSE | L | Annual | Allowances Purchased NOX | Thousand Tons | 0 | 0 | 0 | 0 | 0 | 0 | 0
IL Fac. Spec. - NOX Rate Summer v3.1, Unit 520 and retrofits | 462 | 1797 | Rate Constraint in lbs/MMBtu | FALSE | L | Annual | Allowances Sold NOX | Thousand Tons | 0 | 0 | 0 | 0 | 0 | 0 | 0
IL Fac. Spec. - NOX Rate Summer v3.1, Unit 520 and retrofits | 462 | 1797 | Rate Constraint in lbs/MMBtu | FALSE | L | Annual | Allowances Banked | Thousand Tons | 0 | 0 | 0 | 0 | 0 | 0 | 0
IL Fac. Spec. - NOX Rate Summer v3.1, Unit 520 and retrofits | 462 | 1797 | Rate Constraint in lbs/MMBtu | FALSE | L | Annual | Allowances Withdrawn (1:1) | Thousand Tons | 0 | 0 | 0 | 0 | 0 | 0 | 0
IL Fac. Spec. - NOX Rate Summer v3.1, Unit 520 and retrofits | 462 | 1797 | Rate Constraint in lbs/MMBtu | FALSE | L | Annual | Allowances Withdrawn (n:1) | Thousand Tons | 0 | 0 | 0 | 0 | 0 | 0 | 0
IL Fac. Spec. - NOX Rate Summer v3.1, Unit 520 and retrofits | 462 | 1797 | Rate Constraint in lbs/MMBtu | FALSE | L | Annual | Net Emissions Allowance Position | Thousand Tons | 0 | 0 | 0 | 0 | 0 | 0 | 0
IL Fac. Spec. - NOX Rate Summer v3.1, Unit 520 and retrofits | 462 | 1797 | Rate Constraint in lbs/MMBtu | FALSE | L | Annual | Fuel Consumed | TBtu | 0 | 0 | 0 | 0 | 0 | 0 | 0
IL Fac. Spec. - NOX Rate Summer v3.1, Unit 520 and retrofits | 462 | 1797 | Rate Constraint in lbs/MMBtu | FALSE | L | Annual | Rate | lb/MMBtu | 0 | 0 | 0 | 0 | 0 | 0 | 0
IL Fac. Spec. - NOX Rate Summer v3.1, Unit 520 and retrofits | 462 | 1797 | Rate Constraint in lbs/MMBtu | FALSE | L | Annual | Generation | TWh | 0 | 0 | 0 | 0 | 0 | 0 | 0
IL Fac. Spec. - NOX Rate Summer v3.1, Unit 520 and retrofits | 462 | 1797 | Rate Constraint in lbs/MMBtu | FALSE | L | Annual | Qualifying Generation | TWh | 0 | 0 | 0 | 0 | 0 | 0 | 0
IL Fac. Spec. - NOX Rate Summer v3.1, Unit 520 and retrofits | 462 | 1797 | Rate Constraint in lbs/MMBtu | FALSE | L | Annual | Rate | lb/MWh | 0 | 0 | 0 | 0 | 0 | 0 | 0
IL Fac. Spec. - NOX Rate Summer v3.1, Unit 520 and retrofits | 462 | 1797 | Rate Constraint in lbs/MMBtu | FALSE | L | Annual | Constraint Shadow Price | US2011$/Ton | 0 | 0 | 0 | 0 | 0 | 0 | 0
IL Fac. Spec. - NOX Rate Summer v3.1, Unit 521 and retrofits | 463 | 1797 | Rate Constraint in lbs/MMBtu | FALSE | L | Annual | Seasons Included | Seasons | Summer | Summer | Summer | Summer | Summer | Summer | Summer
IL Fac. Spec. - NOX Rate Summer v3.1, Unit 521 and retrofits | 463 | 1797 | Rate Constraint in lbs/MMBtu | FALSE | L | Annual | Standard | lb/MMBtu | 0.25 | 0.25 | 0.25 | 0.25 | 0.25 | 0.25 | 0.25
IL Fac. Spec. - NOX Rate Summer v3.1, Unit 521 and retrofits | 463 | 1797 | Rate Constraint in lbs/MMBtu | FALSE | L | Annual | Emissions at Affected Plants NOX | Thousand Tons | 0 | 0 | 0 | 0 | 0 | 0 | 0
IL Fac. Spec. - NOX Rate Summer v3.1, Unit 521 and retrofits | 463 | 1797 | Rate Constraint in lbs/MMBtu | FALSE | L | Annual | Allowances Purchased NOX | Thousand Tons | 0 | 0 | 0 | 0 | 0 | 0 | 0
IL Fac. Spec. - NOX Rate Summer v3.1, Unit 521 and retrofits | 463 | 1797 | Rate Constraint in lbs/MMBtu | FALSE | L | Annual | Allowances Sold NOX | Thousand Tons | 0 | 0 | 0 | 0 | 0 | 0 | 0
IL Fac. Spec. - NOX Rate Summer v3.1, Unit 521 and retrofits | 463 | 1797 | Rate Constraint in lbs/MMBtu | FALSE | L | Annual | Allowances Banked | Thousand Tons | 0 | 0 | 0 | 0 | 0 | 0 | 0
IL Fac. Spec. - NOX Rate Summer v3.1, Unit 521 and retrofits | 463 | 1797 | Rate Constraint in lbs/MMBtu | FALSE | L | Annual | Allowances Withdrawn (1:1) | Thousand Tons | 0 | 0 | 0 | 0 | 0 | 0 | 0
IL Fac. Spec. - NOX Rate Summer v3.1, Unit 521 and retrofits | 463 | 1797 | Rate Constraint in lbs/MMBtu | FALSE | L | Annual | Allowances Withdrawn (n:1) | Thousand Tons | 0 | 0 | 0 | 0 | 0 | 0 | 0
IL Fac. Spec. - NOX Rate Summer v3.1, Unit 521 and retrofits | 463 | 1797 | Rate Constraint in lbs/MMBtu | FALSE | L | Annual | Net Emissions Allowance Position | Thousand Tons | 0 | 0 | 0 | 0 | 0 | 0 | 0
IL Fac. Spec. - NOX Rate Summer v3.1, Unit 521 and retrofits | 463 | 1797 | Rate Constraint in lbs/MMBtu | FALSE | L | Annual | Fuel Consumed | TBtu | 0 | 0 | 0 | 0 | 0 | 0 | 0
IL Fac. Spec. - NOX Rate Summer v3.1, Unit 521 and retrofits | 463 | 1797 | Rate Constraint in lbs/MMBtu | FALSE | L | Annual | Rate | lb/MMBtu | 0 | 0 | 0 | 0 | 0 | 0 | 0
IL Fac. Spec. - NOX Rate Summer v3.1, Unit 521 and retrofits | 463 | 1797 | Rate Constraint in lbs/MMBtu | FALSE | L | Annual | Generation | TWh | 0 | 0 | 0 | 0 | 0 | 0 | 0
IL Fac. Spec. - NOX Rate Summer v3.1, Unit 521 and retrofits | 463 | 1797 | Rate Constraint in lbs/MMBtu | FALSE | L | Annual | Qualifying Generation | TWh | 0 | 0 | 0 | 0 | 0 | 0 | 0
IL Fac. Spec. - NOX Rate Summer v3.1, Unit 521 and retrofits | 463 | 1797 | Rate Constraint in lbs/MMBtu | FALSE | L | Annual | Rate | lb/MWh | 0 | 0 | 0 | 0 | 0 | 0 | 0
IL Fac. Spec. - NOX Rate Summer v3.1, Unit 521 and retrofits | 463 | 1797 | Rate Constraint in lbs/MMBtu | FALSE | L | Annual | Constraint Shadow Price | US2011$/Ton | 0 | 0 | 0 | 0 | 0 | 0 | 0
IL Fac. Spec. - NOX Rate Summer v3.1, Unit 522 and retrofits | 464 | 1797 | Rate Constraint in lbs/MMBtu | FALSE | L | Annual | Seasons Included | Seasons | Summer | Summer | Summer | Summer | Summer | Summer | Summer
IL Fac. Spec. - NOX Rate Summer v3.1, Unit 522 and retrofits | 464 | 1797 | Rate Constraint in lbs/MMBtu | FALSE | L | Annual | Standard | lb/MMBtu | 0.25 | 0.25 | 0.25 | 0.25 | 0.25 | 0.25 | 0.25
IL Fac. Spec. - NOX Rate Summer v3.1, Unit 522 and retrofits | 464 | 1797 | Rate Constraint in lbs/MMBtu | FALSE | L | Annual | Emissions at Affected Plants NOX | Thousand Tons | 0 | 0 | 0 | 0 | 0 | 0 | 0
IL Fac. Spec. - NOX Rate Summer v3.1, Unit 522 and retrofits | 464 | 1797 | Rate Constraint in lbs/MMBtu | FALSE | L | Annual | Allowances Purchased NOX | Thousand Tons | 0 | 0 | 0 | 0 | 0 | 0 | 0
IL Fac. Spec. - NOX Rate Summer v3.1, Unit 522 and retrofits | 464 | 1797 | Rate Constraint in lbs/MMBtu | FALSE | L | Annual | Allowances Sold NOX | Thousand Tons | 0 | 0 | 0 | 0 | 0 | 0 | 0
IL Fac. Spec. - NOX Rate Summer v3.1, Unit 522 and retrofits | 464 | 1797 | Rate Constraint in lbs/MMBtu | FALSE | L | Annual | Allowances Banked | Thousand Tons | 0 | 0 | 0 | 0 | 0 | 0 | 0
IL Fac. Spec. - NOX Rate Summer v3.1, Unit 522 and retrofits | 464 | 1797 | Rate Constraint in lbs/MMBtu | FALSE | L | Annual | Allowances Withdrawn (1:1) | Thousand Tons | 0 | 0 | 0 | 0 | 0 | 0 | 0
IL Fac. Spec. - NOX Rate Summer v3.1, Unit 522 and retrofits | 464 | 1797 | Rate Constraint in lbs/MMBtu | FALSE | L | Annual | Allowances Withdrawn (n:1) | Thousand Tons | 0 | 0 | 0 | 0 | 0 | 0 | 0
IL Fac. Spec. - NOX Rate Summer v3.1, Unit 522 and retrofits | 464 | 1797 | Rate Constraint in lbs/MMBtu | FALSE | L | Annual | Net Emissions Allowance Position | Thousand Tons | 0 | 0 | 0 | 0 | 0 | 0 | 0
IL Fac. Spec. - NOX Rate Summer v3.1, Unit 522 and retrofits | 464 | 1797 | Rate Constraint in lbs/MMBtu | FALSE | L | Annual | Fuel Consumed | TBtu | 0 | 0 | 0 | 0 | 0 | 0 | 0
IL Fac. Spec. - NOX Rate Summer v3.1, Unit 522 and retrofits | 464 | 1797 | Rate Constraint in lbs/MMBtu | FALSE | L | Annual | Rate | lb/MMBtu | 0 | 0 | 0 | 0 | 0 | 0 | 0
IL Fac. Spec. - NOX Rate Summer v3.1, Unit 522 and retrofits | 464 | 1797 | Rate Constraint in lbs/MMBtu | FALSE | L | Annual | Generation | TWh | 0 | 0 | 0 | 0 | 0 | 0 | 0
IL Fac. Spec. - NOX Rate Summer v3.1, Unit 522 and retrofits | 464 | 1797 | Rate Constraint in lbs/MMBtu | FALSE | L | Annual | Qualifying Generation | TWh | 0 | 0 | 0 | 0 | 0 | 0 | 0
IL Fac. Spec. - NOX Rate Summer v3.1, Unit 522 and retrofits | 464 | 1797 | Rate Constraint in lbs/MMBtu | FALSE | L | Annual | Rate | lb/MWh | 0 | 0 | 0 | 0 | 0 | 0 | 0
IL Fac. Spec. - NOX Rate Summer v3.1, Unit 522 and retrofits | 464 | 1797 | Rate Constraint in lbs/MMBtu | FALSE | L | Annual | Constraint Shadow Price | US2011$/Ton | 0 | 0 | 0 | 0 | 0 | 0 | 0
IL Fac. Spec. - NOX Rate Summer v3.1, Unit 523 and retrofits | 465 | 1797 | Rate Constraint in lbs/MMBtu | FALSE | L | Annual | Seasons Included | Seasons | Summer | Summer | Summer | Summer | Summer | Summer | Summer
IL Fac. Spec. - NOX Rate Summer v3.1, Unit 523 and retrofits | 465 | 1797 | Rate Constraint in lbs/MMBtu | FALSE | L | Annual | Standard | lb/MMBtu | 0.25 | 0.25 | 0.25 | 0.25 | 0.25 | 0.25 | 0.25
IL Fac. Spec. - NOX Rate Summer v3.1, Unit 523 and retrofits | 465 | 1797 | Rate Constraint in lbs/MMBtu | FALSE | L | Annual | Emissions at Affected Plants NOX | Thousand Tons | 0.00075683 | 0.00075683 | 0.00075683 | 0.00075683 | 0.00075683 | 0.00075683 | 0.00075683
IL Fac. Spec. - NOX Rate Summer v3.1, Unit 523 and retrofits | 465 | 1797 | Rate Constraint in lbs/MMBtu | FALSE | L | Annual | Allowances Purchased NOX | Thousand Tons | 0 | 0 | 0 | 0 | 0 | 0 | 0
IL Fac. Spec. - NOX Rate Summer v3.1, Unit 523 and retrofits | 465 | 1797 | Rate Constraint in lbs/MMBtu | FALSE | L | Annual | Allowances Sold NOX | Thousand Tons | 0 | 0 | 0 | 0 | 0 | 0 | 0
IL Fac. Spec. - NOX Rate Summer v3.1, Unit 523 and retrofits | 465 | 1797 | Rate Constraint in lbs/MMBtu | FALSE | L | Annual | Allowances Banked | Thousand Tons | 0 | 0 | 0 | 0 | 0 | 0 | 0
IL Fac. Spec. - NOX Rate Summer v3.1, Unit 523 and retrofits | 465 | 1797 | Rate Constraint in lbs/MMBtu | FALSE | L | Annual | Allowances Withdrawn (1:1) | Thousand Tons | 0 | 0 | 0 | 0 | 0 | 0 | 0
IL Fac. Spec. - NOX Rate Summer v3.1, Unit 523 and retrofits | 465 | 1797 | Rate Constraint in lbs/MMBtu | FALSE | L | Annual | Allowances Withdrawn (n:1) | Thousand Tons | 0 | 0 | 0 | 0 | 0 | 0 | 0
IL Fac. Spec. - NOX Rate Summer v3.1, Unit 523 and retrofits | 465 | 1797 | Rate Constraint in lbs/MMBtu | FALSE | L | Annual | Net Emissions Allowance Position | Thousand Tons | 0.00075683 | 0.00075683 | 0.00075683 | 0.00075683 | 0.00075683 | 0.00075683 | 0.00075683
IL Fac. Spec. - NOX Rate Summer v3.1, Unit 523 and retrofits | 465 | 1797 | Rate Constraint in lbs/MMBtu | FALSE | L | Annual | Fuel Consumed | TBtu | 0.0743 | 0.0743 | 0.0743 | 0.0743 | 0.0743 | 0.0743 | 0.0743
IL Fac. Spec. - NOX Rate Summer v3.1, Unit 523 and retrofits | 465 | 1797 | Rate Constraint in lbs/MMBtu | FALSE | L | Annual | Rate | lb/MMBtu | 0.020372 | 0.020372 | 0.020372 | 0.020372 | 0.020372 | 0.020372 | 0.020372
IL Fac. Spec. - NOX Rate Summer v3.1, Unit 523 and retrofits | 465 | 1797 | Rate Constraint in lbs/MMBtu | FALSE | L | Annual | Generation | TWh | 0.0069149 | 0.0069149 | 0.0069149 | 0.0069149 | 0.0069149 | 0.0069149 | 0.0069149
IL Fac. Spec. - NOX Rate Summer v3.1, Unit 523 and retrofits | 465 | 1797 | Rate Constraint in lbs/MMBtu | FALSE | L | Annual | Qualifying Generation | TWh | 0.0069149 | 0.0069149 | 0.0069149 | 0.0069149 | 0.0069149 | 0.0069149 | 0.0069149
IL Fac. Spec. - NOX Rate Summer v3.1, Unit 523 and retrofits | 465 | 1797 | Rate Constraint in lbs/MMBtu | FALSE | L | Annual | Rate | lb/MWh | 0.10945 | 0.10945 | 0.10945 | 0.10945 | 0.10945 | 0.10945 | 0.10945
IL Fac. Spec. - NOX Rate Summer v3.1, Unit 523 and retrofits | 465 | 1797 | Rate Constraint in lbs/MMBtu | FALSE | L | Annual | Constraint Shadow Price | US2011$/Ton | 0 | 0 | 0 | 0 | 0 | 0 | 0
IL Fac. Spec. - NOX Rate Summer v3.1, Unit 524 and retrofits | 466 | 1797 | Rate Constraint in lbs/MMBtu | FALSE | L | Annual | Seasons Included | Seasons | Summer | Summer | Summer | Summer | Summer | Summer | Summer
IL Fac. Spec. - NOX Rate Summer v3.1, Unit 524 and retrofits | 466 | 1797 | Rate Constraint in lbs/MMBtu | FALSE | L | Annual | Standard | lb/MMBtu | 0.25 | 0.25 | 0.25 | 0.25 | 0.25 | 0.25 | 0.25
IL Fac. Spec. - NOX Rate Summer v3.1, Unit 524 and retrofits | 466 | 1797 | Rate Constraint in lbs/MMBtu | FALSE | L | Annual | Emissions at Affected Plants NOX | Thousand Tons | 0.00078073 | 0.00078073 | 0.00078073 | 0.00078073 | 0.00078073 | 0.00078073 | 0.00078073
IL Fac. Spec. - NOX Rate Summer v3.1, Unit 524 and retrofits | 466 | 1797 | Rate Constraint in lbs/MMBtu | FALSE | L | Annual | Allowances Purchased NOX | Thousand Tons | 0 | 0 | 0 | 0 | 0 | 0 | 0
IL Fac. Spec. - NOX Rate Summer v3.1, Unit 524 and retrofits | 466 | 1797 | Rate Constraint in lbs/MMBtu | FALSE | L | Annual | Allowances Sold NOX | Thousand Tons | 0 | 0 | 0 | 0 | 0 | 0 | 0
IL Fac. Spec. - NOX Rate Summer v3.1, Unit 524 and retrofits | 466 | 1797 | Rate Constraint in lbs/MMBtu | FALSE | L | Annual | Allowances Banked | Thousand Tons | 0 | 0 | 0 | 0 | 0 | 0 | 0
IL Fac. Spec. - NOX Rate Summer v3.1, Unit 524 and retrofits | 466 | 1797 | Rate Constraint in lbs/MMBtu | FALSE | L | Annual | Allowances Withdrawn (1:1) | Thousand Tons | 0 | 0 | 0 | 0 | 0 | 0 | 0
IL Fac. Spec. - NOX Rate Summer v3.1, Unit 524 and retrofits | 466 | 1797 | Rate Constraint in lbs/MMBtu | FALSE | L | Annual | Allowances Withdrawn (n:1) | Thousand Tons | 0 | 0 | 0 | 0 | 0 | 0 | 0
IL Fac. Spec. - NOX Rate Summer v3.1, Unit 524 and retrofits | 466 | 1797 | Rate Constraint in lbs/MMBtu | FALSE | L | Annual | Net Emissions Allowance Position | Thousand Tons | 0.00078073 | 0.00078073 | 0.00078073 | 0.00078073 | 0.00078073 | 0.00078073 | 0.00078073
IL Fac. Spec. - NOX Rate Summer v3.1, Unit 524 and retrofits | 466 | 1797 | Rate Constraint in lbs/MMBtu | FALSE | L | Annual | Fuel Consumed | TBtu | 0.0743 | 0.0743 | 0.0743 | 0.0743 | 0.0743 | 0.0743 | 0.0743
IL Fac. Spec. - NOX Rate Summer v3.1, Unit 524 and retrofits | 466 | 1797 | Rate Constraint in lbs/MMBtu | FALSE | L | Annual | Rate | lb/MMBtu | 0.021015 | 0.021015 | 0.021015 | 0.021015 | 0.021015 | 0.021015 | 0.021015
IL Fac. Spec. - NOX Rate Summer v3.1, Unit 524 and retrofits | 466 | 1797 | Rate Constraint in lbs/MMBtu | FALSE | L | Annual | Generation | TWh | 0.0069149 | 0.0069149 | 0.0069149 | 0.0069149 | 0.0069149 | 0.0069149 | 0.0069149
IL Fac. Spec. - NOX Rate Summer v3.1, Unit 524 and retrofits | 466 | 1797 | Rate Constraint in lbs/MMBtu | FALSE | L | Annual | Qualifying Generation | TWh | 0.0069149 | 0.0069149 | 0.0069149 | 0.0069149 | 0.0069149 | 0.0069149 | 0.0069149
IL Fac. Spec. - NOX Rate Summer v3.1, Unit 524 and retrofits | 466 | 1797 | Rate Constraint in lbs/MMBtu | FALSE | L | Annual | Rate | lb/MWh | 0.11291 | 0.11291 | 0.11291 | 0.11291 | 0.11291 | 0.11291 | 0.11291
IL Fac. Spec. - NOX Rate Summer v3.1, Unit 524 and retrofits | 466 | 1797 | Rate Constraint in lbs/MMBtu | FALSE | L | Annual | Constraint Shadow Price | US2011$/Ton | 0 | 0 | 0 | 0 | 0 | 0 | 0
IL Fac. Spec. - NOX Rate Summer v3.1, Unit 525 and retrofits | 467 | 1797 | Rate Constraint in lbs/MMBtu | FALSE | L | Annual | Seasons Included | Seasons | Summer | Summer | Summer | Summer | Summer | Summer | Summer
IL Fac. Spec. - NOX Rate Summer v3.1, Unit 525 and retrofits | 467 | 1797 | Rate Constraint in lbs/MMBtu | FALSE | L | Annual | Standard | lb/MMBtu | 0.25 | 0.25 | 0.25 | 0.25 | 0.25 | 0.25 | 0.25
IL Fac. Spec. - NOX Rate Summer v3.1, Unit 525 and retrofits | 467 | 1797 | Rate Constraint in lbs/MMBtu | FALSE | L | Annual | Emissions at Affected Plants NOX | Thousand Tons | 0.0008885 | 0.0008885 | 0.0008885 | 0.0008885 | 0.0008885 | 0.0008885 | 0.0008885
IL Fac. Spec. - NOX Rate Summer v3.1, Unit 525 and retrofits | 467 | 1797 | Rate Constraint in lbs/MMBtu | FALSE | L | Annual | Allowances Purchased NOX | Thousand Tons | 0 | 0 | 0 | 0 | 0 | 0 | 0
IL Fac. Spec. - NOX Rate Summer v3.1, Unit 525 and retrofits | 467 | 1797 | Rate Constraint in lbs/MMBtu | FALSE | L | Annual | Allowances Sold NOX | Thousand Tons | 0 | 0 | 0 | 0 | 0 | 0 | 0
IL Fac. Spec. - NOX Rate Summer v3.1, Unit 525 and retrofits | 467 | 1797 | Rate Constraint in lbs/MMBtu | FALSE | L | Annual | Allowances Banked | Thousand Tons | 0 | 0 | 0 | 0 | 0 | 0 | 0
IL Fac. Spec. - NOX Rate Summer v3.1, Unit 525 and retrofits | 467 | 1797 | Rate Constraint in lbs/MMBtu | FALSE | L | Annual | Allowances Withdrawn (1:1) | Thousand Tons | 0 | 0 | 0 | 0 | 0 | 0 | 0
IL Fac. Spec. - NOX Rate Summer v3.1, Unit 525 and retrofits | 467 | 1797 | Rate Constraint in lbs/MMBtu | FALSE | L | Annual | Allowances Withdrawn (n:1) | Thousand Tons | 0 | 0 | 0 | 0 | 0 | 0 | 0
IL Fac. Spec. - NOX Rate Summer v3.1, Unit 525 and retrofits | 467 | 1797 | Rate Constraint in lbs/MMBtu | FALSE | L | Annual | Net Emissions Allowance Position | Thousand Tons | 0.0008885 | 0.0008885 | 0.0008885 | 0.0008885 | 0.0008885 | 0.0008885 | 0.0008885
IL Fac. Spec. - NOX Rate Summer v3.1, Unit 525 and retrofits | 467 | 1797 | Rate Constraint in lbs/MMBtu | FALSE | L | Annual | Fuel Consumed | TBtu | 0.0743 | 0.0743 | 0.0743 | 0.0743 | 0.0743 | 0.0743 | 0.0743
IL Fac. Spec. - NOX Rate Summer v3.1, Unit 525 and retrofits | 467 | 1797 | Rate Constraint in lbs/MMBtu | FALSE | L | Annual | Rate | lb/MMBtu | 0.023916 | 0.023916 | 0.023916 | 0.023916 | 0.023916 | 0.023916 | 0.023916
IL Fac. Spec. - NOX Rate Summer v3.1, Unit 525 and retrofits | 467 | 1797 | Rate Constraint in lbs/MMBtu | FALSE | L | Annual | Generation | TWh | 0.0069149 | 0.0069149 | 0.0069149 | 0.0069149 | 0.0069149 | 0.0069149 | 0.0069149
IL Fac. Spec. - NOX Rate Summer v3.1, Unit 525 and retrofits | 467 | 1797 | Rate Constraint in lbs/MMBtu | FALSE | L | Annual | Qualifying Generation | TWh | 0.0069149 | 0.0069149 | 0.0069149 | 0.0069149 | 0.0069149 | 0.0069149 | 0.0069149
IL Fac. Spec. - NOX Rate Summer v3.1, Unit 525 and retrofits | 467 | 1797 | Rate Constraint in lbs/MMBtu | FALSE | L | Annual | Rate | lb/MWh | 0.12849 | 0.12849 | 0.12849 | 0.12849 | 0.12849 | 0.12849 | 0.12849
IL Fac. Spec. - NOX Rate Summer v3.1, Unit 525 and retrofits | 467 | 1797 | Rate Constraint in lbs/MMBtu | FALSE | L | Annual | Constraint Shadow Price | US2011$/Ton | 0 | 0 | 0 | 0 | 0 | 0 | 0
IL Fac. Spec. - NOX Rate Summer v3.1, Unit 526 and retrofits | 468 | 1797 | Rate Constraint in lbs/MMBtu | FALSE | L | Annual | Seasons Included | Seasons | Summer | Summer | Summer | Summer | Summer | Summer | Summer
IL Fac. Spec. - NOX Rate Summer v3.1, Unit 526 and retrofits | 468 | 1797 | Rate Constraint in lbs/MMBtu | FALSE | L | Annual | Standard | lb/MMBtu | 0.25 | 0.25 | 0.25 | 0.25 | 0.25 | 0.25 | 0.25
IL Fac. Spec. - NOX Rate Summer v3.1, Unit 526 and retrofits | 468 | 1797 | Rate Constraint in lbs/MMBtu | FALSE | L | Annual | Emissions at Affected Plants NOX | Thousand Tons | 0.00080014 | 0.00080014 | 0.00080014 | 0.00080014 | 0.00080014 | 0.00080014 | 0.00080014
IL Fac. Spec. - NOX Rate Summer v3.1, Unit 526 and retrofits | 468 | 1797 | Rate Constraint in lbs/MMBtu | FALSE | L | Annual | Allowances Purchased NOX | Thousand Tons | 0 | 0 | 0 | 0 | 0 | 0 | 0
IL Fac. Spec. - NOX Rate Summer v3.1, Unit 526 and retrofits | 468 | 1797 | Rate Constraint in lbs/MMBtu | FALSE | L | Annual | Allowances Sold NOX | Thousand Tons | 0 | 0 | 0 | 0 | 0 | 0 | 0
IL Fac. Spec. - NOX Rate Summer v3.1, Unit 526 and retrofits | 468 | 1797 | Rate Constraint in lbs/MMBtu | FALSE | L | Annual | Allowances Banked | Thousand Tons | 0 | 0 | 0 | 0 | 0 | 0 | 0
IL Fac. Spec. - NOX Rate Summer v3.1, Unit 526 and retrofits | 468 | 1797 | Rate Constraint in lbs/MMBtu | FALSE | L | Annual | Allowances Withdrawn (1:1) | Thousand Tons | 0 | 0 | 0 | 0 | 0 | 0 | 0
IL Fac. Spec. - NOX Rate Summer v3.1, Unit 526 and retrofits | 468 | 1797 | Rate Constraint in lbs/MMBtu | FALSE | L | Annual | Allowances Withdrawn (n:1) | Thousand Tons | 0 | 0 | 0 | 0 | 0 | 0 | 0
IL Fac. Spec. - NOX Rate Summer v3.1, Unit 526 and retrofits | 468 | 1797 | Rate Constraint in lbs/MMBtu | FALSE | L | Annual | Net Emissions Allowance Position | Thousand Tons | 0.00080014 | 0.00080014 | 0.00080014 | 0.00080014 | 0.00080014 | 0.00080014 | 0.00080014
IL Fac. Spec. - NOX Rate Summer v3.1, Unit 526 and retrofits | 468 | 1797 | Rate Constraint in lbs/MMBtu | FALSE | L | Annual | Fuel Consumed | TBtu | 0.0743 | 0.0743 | 0.0743 | 0.0743 | 0.0743 | 0.0743 | 0.0743
IL Fac. Spec. - NOX Rate Summer v3.1, Unit 526 and retrofits | 468 | 1797 | Rate Constraint in lbs/MMBtu | FALSE | L | Annual | Rate | lb/MMBtu | 0.021538 | 0.021538 | 0.021538 | 0.021538 | 0.021538 | 0.021538 | 0.021538
IL Fac. Spec. - NOX Rate Summer v3.1, Unit 526 and retrofits | 468 | 1797 | Rate Constraint in lbs/MMBtu | FALSE | L | Annual | Generation | TWh | 0.0069149 | 0.0069149 | 0.0069149 | 0.0069149 | 0.0069149 | 0.0069149 | 0.0069149
IL Fac. Spec. - NOX Rate Summer v3.1, Unit 526 and retrofits | 468 | 1797 | Rate Constraint in lbs/MMBtu | FALSE | L | Annual | Qualifying Generation | TWh | 0.0069149 | 0.0069149 | 0.0069149 | 0.0069149 | 0.0069149 | 0.0069149 | 0.0069149
IL Fac. Spec. - NOX Rate Summer v3.1, Unit 526 and retrofits | 468 | 1797 | Rate Constraint in lbs/MMBtu | FALSE | L | Annual | Rate | lb/MWh | 0.11571 | 0.11571 | 0.11571 | 0.11571 | 0.11571 | 0.11571 | 0.11571
IL Fac. Spec. - NOX Rate Summer v3.1, Unit 526 and retrofits | 468 | 1797 | Rate Constraint in lbs/MMBtu | FALSE | L | Annual | Constraint Shadow Price | US2011$/Ton | 0 | 0 | 0 | 0 | 0 | 0 | 0
IL Fac. Spec. - NOX Rate Summer v3.1, Unit 527 and retrofits | 469 | 1797 | Rate Constraint in lbs/MMBtu | FALSE | L | Annual | Seasons Included | Seasons | Summer | Summer | Summer | Summer | Summer | Summer | Summer
IL Fac. Spec. - NOX Rate Summer v3.1, Unit 527 and retrofits | 469 | 1797 | Rate Constraint in lbs/MMBtu | FALSE | L | Annual | Standard | lb/MMBtu | 0.25 | 0.25 | 0.25 | 0.25 | 0.25 | 0.25 | 0.25
IL Fac. Spec. - NOX Rate Summer v3.1, Unit 527 and retrofits | 469 | 1797 | Rate Constraint in lbs/MMBtu | FALSE | L | Annual | Emissions at Affected Plants NOX | Thousand Tons | 0.00082074 | 0.00082074 | 0.00082074 | 0.00082074 | 0.00082074 | 0.00082074 | 0.00082074
IL Fac. Spec. - NOX Rate Summer v3.1, Unit 527 and retrofits | 469 | 1797 | Rate Constraint in lbs/MMBtu | FALSE | L | Annual | Allowances Purchased NOX | Thousand Tons | 0 | 0 | 0 | 0 | 0 | 0 | 0
IL Fac. Spec. - NOX Rate Summer v3.1, Unit 527 and retrofits | 469 | 1797 | Rate Constraint in lbs/MMBtu | FALSE | L | Annual | Allowances Sold NOX | Thousand Tons | 0 | 0 | 0 | 0 | 0 | 0 | 0
IL Fac. Spec. - NOX Rate Summer v3.1, Unit 527 and retrofits | 469 | 1797 | Rate Constraint in lbs/MMBtu | FALSE | L | Annual | Allowances Banked | Thousand Tons | 0 | 0 | 0 | 0 | 0 | 0 | 0
IL Fac. Spec. - NOX Rate Summer v3.1, Unit 527 and retrofits | 469 | 1797 | Rate Constraint in lbs/MMBtu | FALSE | L | Annual | Allowances Withdrawn (1:1) | Thousand Tons | 0 | 0 | 0 | 0 | 0 | 0 | 0
IL Fac. Spec. - NOX Rate Summer v3.1, Unit 527 and retrofits | 469 | 1797 | Rate Constraint in lbs/MMBtu | FALSE | L | Annual | Allowances Withdrawn (n:1) | Thousand Tons | 0 | 0 | 0 | 0 | 0 | 0 | 0
IL Fac. Spec. - NOX Rate Summer v3.1, Unit 527 and retrofits | 469 | 1797 | Rate Constraint in lbs/MMBtu | FALSE | L | Annual | Net Emissions Allowance Position | Thousand Tons | 0.00082074 | 0.00082074 | 0.00082074 | 0.00082074 | 0.00082074 | 0.00082074 | 0.00082074
IL Fac. Spec. - NOX Rate Summer v3.1, Unit 527 and retrofits | 469 | 1797 | Rate Constraint in lbs/MMBtu | FALSE | L | Annual | Fuel Consumed | TBtu | 0.0743 | 0.0743 | 0.0743 | 0.0743 | 0.0743 | 0.0743 | 0.0743
IL Fac. Spec. - NOX Rate Summer v3.1, Unit 527 and retrofits | 469 | 1797 | Rate Constraint in lbs/MMBtu | FALSE | L | Annual | Rate | lb/MMBtu | 0.022092 | 0.022092 | 0.022092 | 0.022092 | 0.022092 | 0.022092 | 0.022092
IL Fac. Spec. - NOX Rate Summer v3.1, Unit 527 and retrofits | 469 | 1797 | Rate Constraint in lbs/MMBtu | FALSE | L | Annual | Generation | TWh | 0.0069149 | 0.0069149 | 0.0069149 | 0.0069149 | 0.0069149 | 0.0069149 | 0.0069149
IL Fac. Spec. - NOX Rate Summer v3.1, Unit 527 and retrofits | 469 | 1797 | Rate Constraint in lbs/MMBtu | FALSE | L | Annual | Qualifying Generation | TWh | 0.0069149 | 0.0069149 | 0.0069149 | 0.0069149 | 0.0069149 | 0.0069149 | 0.0069149
IL Fac. Spec. - NOX Rate Summer v3.1, Unit 527 and retrofits | 469 | 1797 | Rate Constraint in lbs/MMBtu | FALSE | L | Annual | Rate | lb/MWh | 0.11869 | 0.11869 | 0.11869 | 0.11869 | 0.11869 | 0.11869 | 0.11869
IL Fac. Spec. - NOX Rate Summer v3.1, Unit 527 and retrofits | 469 | 1797 | Rate Constraint in lbs/MMBtu | FALSE | L | Annual | Constraint Shadow Price | US2011$/Ton | 0 | 0 | 0 | 0 | 0 | 0 | 0
IL Fac. Spec. - NOX Rate Summer v3.1, Unit 528 and retrofits | 470 | 1797 | Rate Constraint in lbs/MMBtu | FALSE | L | Annual | Seasons Included | Seasons | Summer | Summer | Summer | Summer | Summer | Summer | Summer
IL Fac. Spec. - NOX Rate Summer v3.1, Unit 528 and retrofits | 470 | 1797 | Rate Constraint in lbs/MMBtu | FALSE | L | Annual | Standard | lb/MMBtu | 0.25 | 0.25 | 0.25 | 0.25 | 0.25 | 0.25 | 0.25
IL Fac. Spec. - NOX Rate Summer v3.1, Unit 528 and retrofits | 470 | 1797 | Rate Constraint in lbs/MMBtu | FALSE | L | Annual | Emissions at Affected Plants NOX | Thousand Tons | 0.00071271 | 0.00071271 | 0.00071271 | 0.00071271 | 0.00071271 | 0.00071271 | 0.00071271
IL Fac. Spec. - NOX Rate Summer v3.1, Unit 528 and retrofits | 470 | 1797 | Rate Constraint in lbs/MMBtu | FALSE | L | Annual | Allowances Purchased NOX | Thousand Tons | 0 | 0 | 0 | 0 | 0 | 0 | 0
IL Fac. Spec. - NOX Rate Summer v3.1, Unit 528 and retrofits | 470 | 1797 | Rate Constraint in lbs/MMBtu | FALSE | L | Annual | Allowances Sold NOX | Thousand Tons | 0 | 0 | 0 | 0 | 0 | 0 | 0
IL Fac. Spec. - NOX Rate Summer v3.1, Unit 528 and retrofits | 470 | 1797 | Rate Constraint in lbs/MMBtu | FALSE | L | Annual | Allowances Banked | Thousand Tons | 0 | 0 | 0 | 0 | 0 | 0 | 0
IL Fac. Spec. - NOX Rate Summer v3.1, Unit 528 and retrofits | 470 | 1797 | Rate Constraint in lbs/MMBtu | FALSE | L | Annual | Allowances Withdrawn (1:1) | Thousand Tons | 0 | 0 | 0 | 0 | 0 | 0 | 0
IL Fac. Spec. - NOX Rate Summer v3.1, Unit 528 and retrofits | 470 | 1797 | Rate Constraint in lbs/MMBtu | FALSE | L | Annual | Allowances Withdrawn (n:1) | Thousand Tons | 0 | 0 | 0 | 0 | 0 | 0 | 0
IL Fac. Spec. - NOX Rate Summer v3.1, Unit 528 and retrofits | 470 | 1797 | Rate Constraint in lbs/MMBtu | FALSE | L | Annual | Net Emissions Allowance Position | Thousand Tons | 0.00071271 | 0.00071271 | 0.00071271 | 0.00071271 | 0.00071271 | 0.00071271 | 0.00071271
IL Fac. Spec. - NOX Rate Summer v3.1, Unit 528 and retrofits | 470 | 1797 | Rate Constraint in lbs/MMBtu | FALSE | L | Annual | Fuel Consumed | TBtu | 0.0743 | 0.0743 | 0.0743 | 0.0743 | 0.0743 | 0.0743 | 0.0743
IL Fac. Spec. - NOX Rate Summer v3.1, Unit 528 and retrofits | 470 | 1797 | Rate Constraint in lbs/MMBtu | FALSE | L | Annual | Rate | lb/MMBtu | 0.019185 | 0.019185 | 0.019185 | 0.019185 | 0.019185 | 0.019185 | 0.019185
IL Fac. Spec. - NOX Rate Summer v3.1, Unit 528 and retrofits | 470 | 1797 | Rate Constraint in lbs/MMBtu | FALSE | L | Annual | Generation | TWh | 0.0069149 | 0.0069149 | 0.0069149 | 0.0069149 | 0.0069149 | 0.0069149 | 0.0069149
IL Fac. Spec. - NOX Rate Summer v3.1, Unit 528 and retrofits | 470 | 1797 | Rate Constraint in lbs/MMBtu | FALSE | L | Annual | Qualifying Generation | TWh | 0.0069149 | 0.0069149 | 0.0069149 | 0.0069149 | 0.0069149 | 0.0069149 | 0.0069149
IL Fac. Spec. - NOX Rate Summer v3.1, Unit 528 and retrofits | 470 | 1797 | Rate Constraint in lbs/MMBtu | FALSE | L | Annual | Rate | lb/MWh | 0.10307 | 0.10307 | 0.10307 | 0.10307 | 0.10307 | 0.10307 | 0.10307
IL Fac. Spec. - NOX Rate Summer v3.1, Unit 528 and retrofits | 470 | 1797 | Rate Constraint in lbs/MMBtu | FALSE | L | Annual | Constraint Shadow Price | US2011$/Ton | 0 | 0 | 0 | 0 | 0 | 0 | 0
IL Fac. Spec. - NOX Rate Summer v3.1, Unit 529 and retrofits | 471 | 1797 | Rate Constraint in lbs/MMBtu | FALSE | L | Annual | Seasons Included | Seasons | Summer | Summer | Summer | Summer | Summer | Summer | Summer
IL Fac. Spec. - NOX Rate Summer v3.1, Unit 529 and retrofits | 471 | 1797 | Rate Constraint in lbs/MMBtu | FALSE | L | Annual | Standard | lb/MMBtu | 0.25 | 0.25 | 0.25 | 0.25 | 0.25 | 0.25 | 0.25
IL Fac. Spec. - NOX Rate Summer v3.1, Unit 529 and retrofits | 471 | 1797 | Rate Constraint in lbs/MMBtu | FALSE | L | Annual | Emissions at Affected Plants NOX | Thousand Tons | 0.00080677 | 0.00080677 | 0.00080677 | 0.00080677 | 0.00080677 | 0.00080677 | 0.00080677
IL Fac. Spec. - NOX Rate Summer v3.1, Unit 529 and retrofits | 471 | 1797 | Rate Constraint in lbs/MMBtu | FALSE | L | Annual | Allowances Purchased NOX | Thousand Tons | 0 | 0 | 0 | 0 | 0 | 0 | 0
IL Fac. Spec. - NOX Rate Summer v3.1, Unit 529 and retrofits | 471 | 1797 | Rate Constraint in lbs/MMBtu | FALSE | L | Annual | Allowances Sold NOX | Thousand Tons | 0 | 0 | 0 | 0 | 0 | 0 | 0
IL Fac. Spec. - NOX Rate Summer v3.1, Unit 529 and retrofits | 471 | 1797 | Rate Constraint in lbs/MMBtu | FALSE | L | Annual | Allowances Banked | Thousand Tons | 0 | 0 | 0 | 0 | 0 | 0 | 0
IL Fac. Spec. - NOX Rate Summer v3.1, Unit 529 and retrofits | 471 | 1797 | Rate Constraint in lbs/MMBtu | FALSE | L | Annual | Allowances Withdrawn (1:1) | Thousand Tons | 0 | 0 | 0 | 0 | 0 | 0 | 0
IL Fac. Spec. - NOX Rate Summer v3.1, Unit 529 and retrofits | 471 | 1797 | Rate Constraint in lbs/MMBtu | FALSE | L | Annual | Allowances Withdrawn (n:1) | Thousand Tons | 0 | 0 | 0 | 0 | 0 | 0 | 0
IL Fac. Spec. - NOX Rate Summer v3.1, Unit 529 and retrofits | 471 | 1797 | Rate Constraint in lbs/MMBtu | FALSE | L | Annual | Net Emissions Allowance Position | Thousand Tons | 0.00080677 | 0.00080677 | 0.00080677 | 0.00080677 | 0.00080677 | 0.00080677 | 0.00080677
IL Fac. Spec. - NOX Rate Summer v3.1, Unit 529 and retrofits | 471 | 1797 | Rate Constraint in lbs/MMBtu | FALSE | L | Annual | Fuel Consumed | TBtu | 0.0743 | 0.0743 | 0.0743 | 0.0743 | 0.0743 | 0.0743 | 0.0743
IL Fac. Spec. - NOX Rate Summer v3.1, Unit 529 and retrofits | 471 | 1797 | Rate Constraint in lbs/MMBtu | FALSE | L | Annual | Rate | lb/MMBtu | 0.021716 | 0.021716 | 0.021716 | 0.021716 | 0.021716 | 0.021716 | 0.021716
IL Fac. Spec. - NOX Rate Summer v3.1, Unit 529 and retrofits | 471 | 1797 | Rate Constraint in lbs/MMBtu | FALSE | L | Annual | Generation | TWh | 0.0069149 | 0.0069149 | 0.0069149 | 0.0069149 | 0.0069149 | 0.0069149 | 0.0069149
IL Fac. Spec. - NOX Rate Summer v3.1, Unit 529 and retrofits | 471 | 1797 | Rate Constraint in lbs/MMBtu | FALSE | L | Annual | Qualifying Generation | TWh | 0.0069149 | 0.0069149 | 0.0069149 | 0.0069149 | 0.0069149 | 0.0069149 | 0.0069149
IL Fac. Spec. - NOX Rate Summer v3.1, Unit 529 and retrofits | 471 | 1797 | Rate Constraint in lbs/MMBtu | FALSE | L | Annual | Rate | lb/MWh | 0.11667 | 0.11667 | 0.11667 | 0.11667 | 0.11667 | 0.11667 | 0.11667
IL Fac. Spec. - NOX Rate Summer v3.1, Unit 529 and retrofits | 471 | 1797 | Rate Constraint in lbs/MMBtu | FALSE | L | Annual | Constraint Shadow Price | US2011$/Ton | 0 | 0 | 0 | 0 | 0 | 0 | 0
IL Fac. Spec. - NOX Rate Summer v3.1, Unit 530 and retrofits | 472 | 1797 | Rate Constraint in lbs/MMBtu | FALSE | L | Annual | Seasons Included | Seasons | Summer | Summer | Summer | Summer | Summer | Summer | Summer
IL Fac. Spec. - NOX Rate Summer v3.1, Unit 530 and retrofits | 472 | 1797 | Rate Constraint in lbs/MMBtu | FALSE | L | Annual | Standard | lb/MMBtu | 0.25 | 0.25 | 0.25 | 0.25 | 0.25 | 0.25 | 0.25
IL Fac. Spec. - NOX Rate Summer v3.1, Unit 530 and retrofits | 472 | 1797 | Rate Constraint in lbs/MMBtu | FALSE | L | Annual | Emissions at Affected Plants NOX | Thousand Tons | 0.00076872 | 0.00076872 | 0.00076872 | 0.00076872 | 0.00076872 | 0.00076872 | 0.00076872
IL Fac. Spec. - NOX Rate Summer v3.1, Unit 530 and retrofits | 472 | 1797 | Rate Constraint in lbs/MMBtu | FALSE | L | Annual | Allowances Purchased NOX | Thousand Tons | 0 | 0 | 0 | 0 | 0 | 0 | 0
IL Fac. Spec. - NOX Rate Summer v3.1, Unit 530 and retrofits | 472 | 1797 | Rate Constraint in lbs/MMBtu | FALSE | L | Annual | Allowances Sold NOX | Thousand Tons | 0 | 0 | 0 | 0 | 0 | 0 | 0
IL Fac. Spec. - NOX Rate Summer v3.1, Unit 530 and retrofits | 472 | 1797 | Rate Constraint in lbs/MMBtu | FALSE | L | Annual | Allowances Banked | Thousand Tons | 0 | 0 | 0 | 0 | 0 | 0 | 0
IL Fac. Spec. - NOX Rate Summer v3.1, Unit 530 and retrofits | 472 | 1797 | Rate Constraint in lbs/MMBtu | FALSE | L | Annual | Allowances Withdrawn (1:1) | Thousand Tons | 0 | 0 | 0 | 0 | 0 | 0 | 0
IL Fac. Spec. - NOX Rate Summer v3.1, Unit 530 and retrofits | 472 | 1797 | Rate Constraint in lbs/MMBtu | FALSE | L | Annual | Allowances Withdrawn (n:1) | Thousand Tons | 0 | 0 | 0 | 0 | 0 | 0 | 0
IL Fac. Spec. - NOX Rate Summer v3.1, Unit 530 and retrofits | 472 | 1797 | Rate Constraint in lbs/MMBtu | FALSE | L | Annual | Net Emissions Allowance Position | Thousand Tons | 0.00076872 | 0.00076872 | 0.00076872 | 0.00076872 | 0.00076872 | 0.00076872 | 0.00076872
IL Fac. Spec. - NOX Rate Summer v3.1, Unit 530 and retrofits | 472 | 1797 | Rate Constraint in lbs/MMBtu | FALSE | L | Annual | Fuel Consumed | TBtu | 0.0743 | 0.0743 | 0.0743 | 0.0743 | 0.0743 | 0.0743 | 0.0743
IL Fac. Spec. - NOX Rate Summer v3.1, Unit 530 and retrofits | 472 | 1797 | Rate Constraint in lbs/MMBtu | FALSE | L | Annual | Rate | lb/MMBtu | 0.020692 | 0.020692 | 0.020692 | 0.020692 | 0.020692 | 0.020692 | 0.020692
IL Fac. Spec. - NOX Rate Summer v3.1, Unit 530 and retrofits | 472 | 1797 | Rate Constraint in lbs/MMBtu | FALSE | L | Annual | Generation | TWh | 0.0069149 | 0.0069149 | 0.0069149 | 0.0069149 | 0.0069149 | 0.0069149 | 0.0069149
IL Fac. Spec. - NOX Rate Summer v3.1, Unit 530 and retrofits | 472 | 1797 | Rate Constraint in lbs/MMBtu | FALSE | L | Annual | Qualifying Generation | TWh | 0.0069149 | 0.0069149 | 0.0069149 | 0.0069149 | 0.0069149 | 0.0069149 | 0.0069149
IL Fac. Spec. - NOX Rate Summer v3.1, Unit 530 and retrofits | 472 | 1797 | Rate Constraint in lbs/MMBtu | FALSE | L | Annual | Rate | lb/MWh | 0.11117 | 0.11117 | 0.11117 | 0.11117 | 0.11117 | 0.11117 | 0.11117
IL Fac. Spec. - NOX Rate Summer v3.1, Unit 530 and retrofits | 472 | 1797 | Rate Constraint in lbs/MMBtu | FALSE | L | Annual | Constraint Shadow Price | US2011$/Ton | 0 | 0 | 0 | 0 | 0 | 0 | 0
IL Fac. Spec. - NOX Rate Summer v3.1, Unit 531 and retrofits | 473 | 1797 | Rate Constraint in lbs/MMBtu | FALSE | L | Annual | Seasons Included | Seasons | Summer | Summer | Summer | Summer | Summer | Summer | Summer
IL Fac. Spec. - NOX Rate Summer v3.1, Unit 531 and retrofits | 473 | 1797 | Rate Constraint in lbs/MMBtu | FALSE | L | Annual | Standard | lb/MMBtu | 0.25 | 0.25 | 0.25 | 0.25 | 0.25 | 0.25 | 0.25
IL Fac. Spec. - NOX Rate Summer v3.1, Unit 531 and retrofits | 473 | 1797 | Rate Constraint in lbs/MMBtu | FALSE | L | Annual | Emissions at Affected Plants NOX | Thousand Tons | 0.00078484 | 0.00078484 | 0.00078484 | 0.00078484 | 0.00078484 | 0.00078484 | 0.00078484
IL Fac. Spec. - NOX Rate Summer v3.1, Unit 531 and retrofits | 473 | 1797 | Rate Constraint in lbs/MMBtu | FALSE | L | Annual | Allowances Purchased NOX | Thousand Tons | 0 | 0 | 0 | 0 | 0 | 0 | 0
IL Fac. Spec. - NOX Rate Summer v3.1, Unit 531 and retrofits | 473 | 1797 | Rate Constraint in lbs/MMBtu | FALSE | L | Annual | Allowances Sold NOX | Thousand Tons | 0 | 0 | 0 | 0 | 0 | 0 | 0
IL Fac. Spec. - NOX Rate Summer v3.1, Unit 531 and retrofits | 473 | 1797 | Rate Constraint in lbs/MMBtu | FALSE | L | Annual | Allowances Banked | Thousand Tons | 0 | 0 | 0 | 0 | 0 | 0 | 0
IL Fac. Spec. - NOX Rate Summer v3.1, Unit 531 and retrofits | 473 | 1797 | Rate Constraint in lbs/MMBtu | FALSE | L | Annual | Allowances Withdrawn (1:1) | Thousand Tons | 0 | 0 | 0 | 0 | 0 | 0 | 0
IL Fac. Spec. - NOX Rate Summer v3.1, Unit 531 and retrofits | 473 | 1797 | Rate Constraint in lbs/MMBtu | FALSE | L | Annual | Allowances Withdrawn (n:1) | Thousand Tons | 0 | 0 | 0 | 0 | 0 | 0 | 0
IL Fac. Spec. - NOX Rate Summer v3.1, Unit 531 and retrofits | 473 | 1797 | Rate Constraint in lbs/MMBtu | FALSE | L | Annual | Net Emissions Allowance Position | Thousand Tons | 0.00078484 | 0.00078484 | 0.00078484 | 0.00078484 | 0.00078484 | 0.00078484 | 0.00078484
IL Fac. Spec. - NOX Rate Summer v3.1, Unit 531 and retrofits | 473 | 1797 | Rate Constraint in lbs/MMBtu | FALSE | L | Annual | Fuel Consumed | TBtu | 0.0743 | 0.0743 | 0.0743 | 0.0743 | 0.0743 | 0.0743 | 0.0743
IL Fac. Spec. - NOX Rate Summer v3.1, Unit 531 and retrofits | 473 | 1797 | Rate Constraint in lbs/MMBtu | FALSE | L | Annual | Rate | lb/MMBtu | 0.021126 | 0.021126 | 0.021126 | 0.021126 | 0.021126 | 0.021126 | 0.021126
IL Fac. Spec. - NOX Rate Summer v3.1, Unit 531 and retrofits | 473 | 1797 | Rate Constraint in lbs/MMBtu | FALSE | L | Annual | Generation | TWh | 0.0069149 | 0.0069149 | 0.0069149 | 0.0069149 | 0.0069149 | 0.0069149 | 0.0069149
IL Fac. Spec. - NOX Rate Summer v3.1, Unit 531 and retrofits | 473 | 1797 | Rate Constraint in lbs/MMBtu | FALSE | L | Annual | Qualifying Generation | TWh | 0.0069149 | 0.0069149 | 0.0069149 | 0.0069149 | 0.0069149 | 0.0069149 | 0.0069149
IL Fac. Spec. - NOX Rate Summer v3.1, Unit 531 and retrofits | 473 | 1797 | Rate Constraint in lbs/MMBtu | FALSE | L | Annual | Rate | lb/MWh | 0.1135 | 0.1135 | 0.1135 | 0.1135 | 0.1135 | 0.1135 | 0.1135
IL Fac. Spec. - NOX Rate Summer v3.1, Unit 531 and retrofits | 473 | 1797 | Rate Constraint in lbs/MMBtu | FALSE | L | Annual | Constraint Shadow Price | US2011$/Ton | 0 | 0 | 0 | 0 | 0 | 0 | 0
IL Fac. Spec. - NOX Rate Summer v3.1, Unit 532 and retrofits | 474 | 1797 | Rate Constraint in lbs/MMBtu | FALSE | L | Annual | Seasons Included | Seasons | Summer | Summer | Summer | Summer | Summer | Summer | Summer
IL Fac. Spec. - NOX Rate Summer v3.1, Unit 532 and retrofits | 474 | 1797 | Rate Constraint in lbs/MMBtu | FALSE | L | Annual | Standard | lb/MMBtu | 0.25 | 0.25 | 0.25 | 0.25 | 0.25 | 0.25 | 0.25
IL Fac. Spec. - NOX Rate Summer v3.1, Unit 532 and retrofits | 474 | 1797 | Rate Constraint in lbs/MMBtu | FALSE | L | Annual | Emissions at Affected Plants NOX | Thousand Tons | 0.00082717 | 0.00082717 | 0.00082717 | 0.00082717 | 0.00082717 | 0.00082717 | 0.00082717
IL Fac. Spec. - NOX Rate Summer v3.1, Unit 532 and retrofits | 474 | 1797 | Rate Constraint in lbs/MMBtu | FALSE | L | Annual | Allowances Purchased NOX | Thousand Tons | 0 | 0 | 0 | 0 | 0 | 0 | 0
IL Fac. Spec. - NOX Rate Summer v3.1, Unit 532 and retrofits | 474 | 1797 | Rate Constraint in lbs/MMBtu | FALSE | L | Annual | Allowances Sold NOX | Thousand Tons | 0 | 0 | 0 | 0 | 0 | 0 | 0
IL Fac. Spec. - NOX Rate Summer v3.1, Unit 532 and retrofits | 474 | 1797 | Rate Constraint in lbs/MMBtu | FALSE | L | Annual | Allowances Banked | Thousand Tons | 0 | 0 | 0 | 0 | 0 | 0 | 0
IL Fac. Spec. - NOX Rate Summer v3.1, Unit 532 and retrofits | 474 | 1797 | Rate Constraint in lbs/MMBtu | FALSE | L | Annual | Allowances Withdrawn (1:1) | Thousand Tons | 0 | 0 | 0 | 0 | 0 | 0 | 0
IL Fac. Spec. - NOX Rate Summer v3.1, Unit 532 and retrofits | 474 | 1797 | Rate Constraint in lbs/MMBtu | FALSE | L | Annual | Allowances Withdrawn (n:1) | Thousand Tons | 0 | 0 | 0 | 0 | 0 | 0 | 0
IL Fac. Spec. - NOX Rate Summer v3.1, Unit 532 and retrofits | 474 | 1797 | Rate Constraint in lbs/MMBtu | FALSE | L | Annual | Net Emissions Allowance Position | Thousand Tons | 0.00082717 | 0.00082717 | 0.00082717 | 0.00082717 | 0.00082717 | 0.00082717 | 0.00082717
IL Fac. Spec. - NOX Rate Summer v3.1, Unit 532 and retrofits | 474 | 1797 | Rate Constraint in lbs/MMBtu | FALSE | L | Annual | Fuel Consumed | TBtu | 0.0743 | 0.0743 | 0.0743 | 0.0743 | 0.0743 | 0.0743 | 0.0743
IL Fac. Spec. - NOX Rate Summer v3.1, Unit 532 and retrofits | 474 | 1797 | Rate Constraint in lbs/MMBtu | FALSE | L | Annual | Rate | lb/MMBtu | 0.022266 | 0.022266 | 0.022266 | 0.022266 | 0.022266 | 0.022266 | 0.022266
IL Fac. Spec. - NOX Rate Summer v3.1, Unit 532 and retrofits | 474 | 1797 | Rate Constraint in lbs/MMBtu | FALSE | L | Annual | Generation | TWh | 0.0069149 | 0.0069149 | 0.0069149 | 0.0069149 | 0.0069149 | 0.0069149 | 0.0069149
IL Fac. Spec. - NOX Rate Summer v3.1, Unit 532 and retrofits | 474 | 1797 | Rate Constraint in lbs/MMBtu | FALSE | L | Annual | Qualifying Generation | TWh | 0.0069149 | 0.0069149 | 0.0069149 | 0.0069149 | 0.0069149 | 0.0069149 | 0.0069149
IL Fac. Spec. - NOX Rate Summer v3.1, Unit 532 and retrofits | 474 | 1797 | Rate Constraint in lbs/MMBtu | FALSE | L | Annual | Rate | lb/MWh | 0.11962 | 0.11962 | 0.11962 | 0.11962 | 0.11962 | 0.11962 | 0.11962
IL Fac. Spec. - NOX Rate Summer v3.1, Unit 532 and retrofits | 474 | 1797 | Rate Constraint in lbs/MMBtu | FALSE | L | Annual | Constraint Shadow Price | US2011$/Ton | 0 | 0 | 0 | 0 | 0 | 0 | 0
IL Fac. Spec. - NOX Rate Summer v3.1, Unit 533 and retrofits | 475 | 1797 | Rate Constraint in lbs/MMBtu | FALSE | L | Annual | Seasons Included | Seasons | Summer | Summer | Summer | Summer | Summer | Summer | Summer
IL Fac. Spec. - NOX Rate Summer v3.1, Unit 533 and retrofits | 475 | 1797 | Rate Constraint in lbs/MMBtu | FALSE | L | Annual | Standard | lb/MMBtu | 0.25 | 0.25 | 0.25 | 0.25 | 0.25 | 0.25 | 0.25
IL Fac. Spec. - NOX Rate Summer v3.1, Unit 533 and retrofits | 475 | 1797 | Rate Constraint in lbs/MMBtu | FALSE | L | Annual | Emissions at Affected Plants NOX | Thousand Tons | 0.00078081 | 0.00078081 | 0.00078081 | 0.00078081 | 0.00078081 | 0.00078081 | 0.00078081
IL Fac. Spec. - NOX Rate Summer v3.1, Unit 533 and retrofits | 475 | 1797 | Rate Constraint in lbs/MMBtu | FALSE | L | Annual | Allowances Purchased NOX | Thousand Tons | 0 | 0 | 0 | 0 | 0 | 0 | 0
IL Fac. Spec. - NOX Rate Summer v3.1, Unit 533 and retrofits | 475 | 1797 | Rate Constraint in lbs/MMBtu | FALSE | L | Annual | Allowances Sold NOX | Thousand Tons | 0 | 0 | 0 | 0 | 0 | 0 | 0
IL Fac. Spec. - NOX Rate Summer v3.1, Unit 533 and retrofits | 475 | 1797 | Rate Constraint in lbs/MMBtu | FALSE | L | Annual | Allowances Banked | Thousand Tons | 0 | 0 | 0 | 0 | 0 | 0 | 0
IL Fac. Spec. - NOX Rate Summer v3.1, Unit 533 and retrofits | 475 | 1797 | Rate Constraint in lbs/MMBtu | FALSE | L | Annual | Allowances Withdrawn (1:1) | Thousand Tons | 0 | 0 | 0 | 0 | 0 | 0 | 0
IL Fac. Spec. - NOX Rate Summer v3.1, Unit 533 and retrofits | 475 | 1797 | Rate Constraint in lbs/MMBtu | FALSE | L | Annual | Allowances Withdrawn (n:1) | Thousand Tons | 0 | 0 | 0 | 0 | 0 | 0 | 0
IL Fac. Spec. - NOX Rate Summer v3.1, Unit 533 and retrofits | 475 | 1797 | Rate Constraint in lbs/MMBtu | FALSE | L | Annual | Net Emissions Allowance Position | Thousand Tons | 0.00078081 | 0.00078081 | 0.00078081 | 0.00078081 | 0.00078081 | 0.00078081 | 0.00078081
IL Fac. Spec. - NOX Rate Summer v3.1, Unit 533 and retrofits | 475 | 1797 | Rate Constraint in lbs/MMBtu | FALSE | L | Annual | Fuel Consumed | TBtu | 0.0743 | 0.0743 | 0.0743 | 0.0743 | 0.0743 | 0.0743 | 0.0743
IL Fac. Spec. - NOX Rate Summer v3.1, Unit 533 and retrofits | 475 | 1797 | Rate Constraint in lbs/MMBtu | FALSE | L | Annual | Rate | lb/MMBtu | 0.021018 | 0.021018 | 0.021018 | 0.021018 | 0.021018 | 0.021018 | 0.021018
IL Fac. Spec. - NOX Rate Summer v3.1, Unit 533 and retrofits | 475 | 1797 | Rate Constraint in lbs/MMBtu | FALSE | L | Annual | Generation | TWh | 0.0069149 | 0.0069149 | 0.0069149 | 0.0069149 | 0.0069149 | 0.0069149 | 0.0069149
IL Fac. Spec. - NOX Rate Summer v3.1, Unit 533 and retrofits | 475 | 1797 | Rate Constraint in lbs/MMBtu | FALSE | L | Annual | Qualifying Generation | TWh | 0.0069149 | 0.0069149 | 0.0069149 | 0.0069149 | 0.0069149 | 0.0069149 | 0.0069149
IL Fac. Spec. - NOX Rate Summer v3.1, Unit 533 and retrofits | 475 | 1797 | Rate Constraint in lbs/MMBtu | FALSE | L | Annual | Rate | lb/MWh | 0.11292 | 0.11292 | 0.11292 | 0.11292 | 0.11292 | 0.11292 | 0.11292
IL Fac. Spec. - NOX Rate Summer v3.1, Unit 533 and retrofits | 475 | 1797 | Rate Constraint in lbs/MMBtu | FALSE | L | Annual | Constraint Shadow Price | US2011$/Ton | 0 | 0 | 0 | 0 | 0 | 0 | 0
IL Fac. Spec. - NOX Rate Summer v3.1, Unit 534 and retrofits | 476 | 1797 | Rate Constraint in lbs/MMBtu | FALSE | L | Annual | Seasons Included | Seasons | Summer | Summer | Summer | Summer | Summer | Summer | Summer
IL Fac. Spec. - NOX Rate Summer v3.1, Unit 534 and retrofits | 476 | 1797 | Rate Constraint in lbs/MMBtu | FALSE | L | Annual | Standard | lb/MMBtu | 0.25 | 0.25 | 0.25 | 0.25 | 0.25 | 0.25 | 0.25
IL Fac. Spec. - NOX Rate Summer v3.1, Unit 534 and retrofits | 476 | 1797 | Rate Constraint in lbs/MMBtu | FALSE | L | Annual | Emissions at Affected Plants NOX | Thousand Tons | 0.00078748 | 0.00078748 | 0.00078748 | 0.00078748 | 0.00078748 | 0.00078748 | 0.00078748
IL Fac. Spec. - NOX Rate Summer v3.1, Unit 534 and retrofits | 476 | 1797 | Rate Constraint in lbs/MMBtu | FALSE | L | Annual | Allowances Purchased NOX | Thousand Tons | 0 | 0 | 0 | 0 | 0 | 0 | 0
IL Fac. Spec. - NOX Rate Summer v3.1, Unit 534 and retrofits | 476 | 1797 | Rate Constraint in lbs/MMBtu | FALSE | L | Annual | Allowances Sold NOX | Thousand Tons | 0 | 0 | 0 | 0 | 0 | 0 | 0
IL Fac. Spec. - NOX Rate Summer v3.1, Unit 534 and retrofits | 476 | 1797 | Rate Constraint in lbs/MMBtu | FALSE | L | Annual | Allowances Banked | Thousand Tons | 0 | 0 | 0 | 0 | 0 | 0 | 0
IL Fac. Spec. - NOX Rate Summer v3.1, Unit 534 and retrofits | 476 | 1797 | Rate Constraint in lbs/MMBtu | FALSE | L | Annual | Allowances Withdrawn (1:1) | Thousand Tons | 0 | 0 | 0 | 0 | 0 | 0 | 0
IL Fac. Spec. - NOX Rate Summer v3.1, Unit 534 and retrofits | 476 | 1797 | Rate Constraint in lbs/MMBtu | FALSE | L | Annual | Allowances Withdrawn (n:1) | Thousand Tons | 0 | 0 | 0 | 0 | 0 | 0 | 0
IL Fac. Spec. - NOX Rate Summer v3.1, Unit 534 and retrofits | 476 | 1797 | Rate Constraint in lbs/MMBtu | FALSE | L | Annual | Net Emissions Allowance Position | Thousand Tons | 0.00078748 | 0.00078748 | 0.00078748 | 0.00078748 | 0.00078748 | 0.00078748 | 0.00078748
IL Fac. Spec. - NOX Rate Summer v3.1, Unit 534 and retrofits | 476 | 1797 | Rate Constraint in lbs/MMBtu | FALSE | L | Annual | Fuel Consumed | TBtu | 0.0743 | 0.0743 | 0.0743 | 0.0743 | 0.0743 | 0.0743 | 0.0743
IL Fac. Spec. - NOX Rate Summer v3.1, Unit 534 and retrofits | 476 | 1797 | Rate Constraint in lbs/MMBtu | FALSE | L | Annual | Rate | lb/MMBtu | 0.021197 | 0.021197 | 0.021197 | 0.021197 | 0.021197 | 0.021197 | 0.021197
IL Fac. Spec. - NOX Rate Summer v3.1, Unit 534 and retrofits | 476 | 1797 | Rate Constraint in lbs/MMBtu | FALSE | L | Annual | Generation | TWh | 0.0069149 | 0.0069149 | 0.0069149 | 0.0069149 | 0.0069149 | 0.0069149 | 0.0069149
IL Fac. Spec. - NOX Rate Summer v3.1, Unit 534 and retrofits | 476 | 1797 | Rate Constraint in lbs/MMBtu | FALSE | L | Annual | Qualifying Generation | TWh | 0.0069149 | 0.0069149 | 0.0069149 | 0.0069149 | 0.0069149 | 0.0069149 | 0.0069149
IL Fac. Spec. - NOX Rate Summer v3.1, Unit 534 and retrofits | 476 | 1797 | Rate Constraint in lbs/MMBtu | FALSE | L | Annual | Rate | lb/MWh | 0.11388 | 0.11388 | 0.11388 | 0.11388 | 0.11388 | 0.11388 | 0.11388
IL Fac. Spec. - NOX Rate Summer v3.1, Unit 534 and retrofits | 476 | 1797 | Rate Constraint in lbs/MMBtu | FALSE | L | Annual | Constraint Shadow Price | US2011$/Ton | 0 | 0 | 0 | 0 | 0 | 0 | 0
IL Fac. Spec. - NOX Rate Summer v3.1, Unit 535 and retrofits | 477 | 1797 | Rate Constraint in lbs/MMBtu | FALSE | L | Annual | Seasons Included | Seasons | Summer | Summer | Summer | Summer | Summer | Summer | Summer
IL Fac. Spec. - NOX Rate Summer v3.1, Unit 535 and retrofits | 477 | 1797 | Rate Constraint in lbs/MMBtu | FALSE | L | Annual | Standard | lb/MMBtu | 0.25 | 0.25 | 0.25 | 0.25 | 0.25 | 0.25 | 0.25
IL Fac. Spec. - NOX Rate Summer v3.1, Unit 535 and retrofits | 477 | 1797 | Rate Constraint in lbs/MMBtu | FALSE | L | Annual | Emissions at Affected Plants NOX | Thousand Tons | 0.0031313 | 0.0031313 | 0.0031313 | 0.0031313 | 0.0031313 | 0.0031313 | 0.0031313
IL Fac. Spec. - NOX Rate Summer v3.1, Unit 535 and retrofits | 477 | 1797 | Rate Constraint in lbs/MMBtu | FALSE | L | Annual | Allowances Purchased NOX | Thousand Tons | 0 | 0 | 0 | 0 | 0 | 0 | 0
IL Fac. Spec. - NOX Rate Summer v3.1, Unit 535 and retrofits | 477 | 1797 | Rate Constraint in lbs/MMBtu | FALSE | L | Annual | Allowances Sold NOX | Thousand Tons | 0 | 0 | 0 | 0 | 0 | 0 | 0
IL Fac. Spec. - NOX Rate Summer v3.1, Unit 535 and retrofits | 477 | 1797 | Rate Constraint in lbs/MMBtu | FALSE | L | Annual | Allowances Banked | Thousand Tons | 0 | 0 | 0 | 0 | 0 | 0 | 0
IL Fac. Spec. - NOX Rate Summer v3.1, Unit 535 and retrofits | 477 | 1797 | Rate Constraint in lbs/MMBtu | FALSE | L | Annual | Allowances Withdrawn (1:1) | Thousand Tons | 0 | 0 | 0 | 0 | 0 | 0 | 0
IL Fac. Spec. - NOX Rate Summer v3.1, Unit 535 and retrofits | 477 | 1797 | Rate Constraint in lbs/MMBtu | FALSE | L | Annual | Allowances Withdrawn (n:1) | Thousand Tons | 0 | 0 | 0 | 0 | 0 | 0 | 0
IL Fac. Spec. - NOX Rate Summer v3.1, Unit 535 and retrofits | 477 | 1797 | Rate Constraint in lbs/MMBtu | FALSE | L | Annual | Net Emissions Allowance Position | Thousand Tons | 0.0031313 | 0.0031313 | 0.0031313 | 0.0031313 | 0.0031313 | 0.0031313 | 0.0031313
IL Fac. Spec. - NOX Rate Summer v3.1, Unit 535 and retrofits | 477 | 1797 | Rate Constraint in lbs/MMBtu | FALSE | L | Annual | Fuel Consumed | TBtu | 0.079608 | 0.079608 | 0.079608 | 0.079608 | 0.079608 | 0.079608 | 0.079608
IL Fac. Spec. - NOX Rate Summer v3.1, Unit 535 and retrofits | 477 | 1797 | Rate Constraint in lbs/MMBtu | FALSE | L | Annual | Rate | lb/MMBtu | 0.078667 | 0.078667 | 0.078667 | 0.078667 | 0.078667 | 0.078667 | 0.078667
IL Fac. Spec. - NOX Rate Summer v3.1, Unit 535 and retrofits | 477 | 1797 | Rate Constraint in lbs/MMBtu | FALSE | L | Annual | Generation | TWh | 0.0074088 | 0.0074088 | 0.0074088 | 0.0074088 | 0.0074088 | 0.0074088 | 0.0074088
IL Fac. Spec. - NOX Rate Summer v3.1, Unit 535 and retrofits | 477 | 1797 | Rate Constraint in lbs/MMBtu | FALSE | L | Annual | Qualifying Generation | TWh | 0.0074088 | 0.0074088 | 0.0074088 | 0.0074088 | 0.0074088 | 0.0074088 | 0.0074088
IL Fac. Spec. - NOX Rate Summer v3.1, Unit 535 and retrofits | 477 | 1797 | Rate Constraint in lbs/MMBtu | FALSE | L | Annual | Rate | lb/MWh | 0.42264 | 0.42264 | 0.42264 | 0.42264 | 0.42264 | 0.42264 | 0.42264
IL Fac. Spec. - NOX Rate Summer v3.1, Unit 535 and retrofits | 477 | 1797 | Rate Constraint in lbs/MMBtu | FALSE | L | Annual | Constraint Shadow Price | US2011$/Ton | 0 | 0 | 0 | 0 | 0 | 0 | 0
IL Fac. Spec. - NOX Rate Summer v3.1, Unit 536 and retrofits | 478 | 1797 | Rate Constraint in lbs/MMBtu | FALSE | L | Annual | Seasons Included | Seasons | Summer | Summer | Summer | Summer | Summer | Summer | Summer
IL Fac. Spec. - NOX Rate Summer v3.1, Unit 536 and retrofits | 478 | 1797 | Rate Constraint in lbs/MMBtu | FALSE | L | Annual | Standard | lb/MMBtu | 0.25 | 0.25 | 0.25 | 0.25 | 0.25 | 0.25 | 0.25
IL Fac. Spec. - NOX Rate Summer v3.1, Unit 536 and retrofits | 478 | 1797 | Rate Constraint in lbs/MMBtu | FALSE | L | Annual | Emissions at Affected Plants NOX | Thousand Tons | 0.0065478 | 0.0065478 | 0.0065478 | 0.0065478 | 0.0065478 | 0.0065478 | 0.0065478
IL Fac. Spec. - NOX Rate Summer v3.1, Unit 536 and retrofits | 478 | 1797 | Rate Constraint in lbs/MMBtu | FALSE | L | Annual | Allowances Purchased NOX | Thousand Tons | 0 | 0 | 0 | 0 | 0 | 0 | 0
IL Fac. Spec. - NOX Rate Summer v3.1, Unit 536 and retrofits | 478 | 1797 | Rate Constraint in lbs/MMBtu | FALSE | L | Annual | Allowances Sold NOX | Thousand Tons | 0 | 0 | 0 | 0 | 0 | 0 | 0
IL Fac. Spec. - NOX Rate Summer v3.1, Unit 536 and retrofits | 478 | 1797 | Rate Constraint in lbs/MMBtu | FALSE | L | Annual | Allowances Banked | Thousand Tons | 0 | 0 | 0 | 0 | 0 | 0 | 0
IL Fac. Spec. - NOX Rate Summer v3.1, Unit 536 and retrofits | 478 | 1797 | Rate Constraint in lbs/MMBtu | FALSE | L | Annual | Allowances Withdrawn (1:1) | Thousand Tons | 0 | 0 | 0 | 0 | 0 | 0 | 0
IL Fac. Spec. - NOX Rate Summer v3.1, Unit 536 and retrofits | 478 | 1797 | Rate Constraint in lbs/MMBtu | FALSE | L | Annual | Allowances Withdrawn (n:1) | Thousand Tons | 0 | 0 | 0 | 0 | 0 | 0 | 0
IL Fac. Spec. - NOX Rate Summer v3.1, Unit 536 and retrofits | 478 | 1797 | Rate Constraint in lbs/MMBtu | FALSE | L | Annual | Net Emissions Allowance Position | Thousand Tons | 0.0065478 | 0.0065478 | 0.0065478 | 0.0065478 | 0.0065478 | 0.0065478 | 0.0065478
IL Fac. Spec. - NOX Rate Summer v3.1, Unit 536 and retrofits | 478 | 1797 | Rate Constraint in lbs/MMBtu | FALSE | L | Annual | Fuel Consumed | TBtu | 0.27677 | 0.27677 | 0.27677 | 0.27677 | 0.27677 | 0.27677 | 0.27677
IL Fac. Spec. - NOX Rate Summer v3.1, Unit 536 and retrofits | 478 | 1797 | Rate Constraint in lbs/MMBtu | FALSE | L | Annual | Rate | lb/MMBtu | 0.047316 | 0.047316 | 0.047316 | 0.047316 | 0.047316 | 0.047316 | 0.047316
IL Fac. Spec. - NOX Rate Summer v3.1, Unit 536 and retrofits | 478 | 1797 | Rate Constraint in lbs/MMBtu | FALSE | L | Annual | Generation | TWh | 0.025758 | 0.025758 | 0.025758 | 0.025758 | 0.025758 | 0.025758 | 0.025758
IL Fac. Spec. - NOX Rate Summer v3.1, Unit 536 and retrofits | 478 | 1797 | Rate Constraint in lbs/MMBtu | FALSE | L | Annual | Qualifying Generation | TWh | 0.025758 | 0.025758 | 0.025758 | 0.025758 | 0.025758 | 0.025758 | 0.025758
IL Fac. Spec. - NOX Rate Summer v3.1, Unit 536 and retrofits | 478 | 1797 | Rate Constraint in lbs/MMBtu | FALSE | L | Annual | Rate | lb/MWh | 0.25421 | 0.25421 | 0.25421 | 0.25421 | 0.25421 | 0.25421 | 0.25421
IL Fac. Spec. - NOX Rate Summer v3.1, Unit 536 and retrofits | 478 | 1797 | Rate Constraint in lbs/MMBtu | FALSE | L | Annual | Constraint Shadow Price | US2011$/Ton | 0 | 0 | 0 | 0 | 0 | 0 | 0
IL Fac. Spec. - NOX Rate Summer v3.1, Unit 537 and retrofits | 479 | 1797 | Rate Constraint in lbs/MMBtu | FALSE | L | Annual | Seasons Included | Seasons | Summer | Summer | Summer | Summer | Summer | Summer | Summer
IL Fac. Spec. - NOX Rate Summer v3.1, Unit 537 and retrofits | 479 | 1797 | Rate Constraint in lbs/MMBtu | FALSE | L | Annual | Standard | lb/MMBtu | 0.25 | 0.25 | 0.25 | 0.25 | 0.25 | 0.25 | 0.25
IL Fac. Spec. - NOX Rate Summer v3.1, Unit 537 and retrofits | 479 | 1797 | Rate Constraint in lbs/MMBtu | FALSE | L | Annual | Emissions at Affected Plants NOX | Thousand Tons | 0.0063836 | 0.0063836 | 0.0063836 | 0.0063836 | 0.0063836 | 0.0063836 | 0.0063836
IL Fac. Spec. - NOX Rate Summer v3.1, Unit 537 and retrofits | 479 | 1797 | Rate Constraint in lbs/MMBtu | FALSE | L | Annual | Allowances Purchased NOX | Thousand Tons | 0 | 0 | 0 | 0 | 0 | 0 | 0
IL Fac. Spec. - NOX Rate Summer v3.1, Unit 537 and retrofits | 479 | 1797 | Rate Constraint in lbs/MMBtu | FALSE | L | Annual | Allowances Sold NOX | Thousand Tons | 0 | 0 | 0 | 0 | 0 | 0 | 0
IL Fac. Spec. - NOX Rate Summer v3.1, Unit 537 and retrofits | 479 | 1797 | Rate Constraint in lbs/MMBtu | FALSE | L | Annual | Allowances Banked | Thousand Tons | 0 | 0 | 0 | 0 | 0 | 0 | 0
IL Fac. Spec. - NOX Rate Summer v3.1, Unit 537 and retrofits | 479 | 1797 | Rate Constraint in lbs/MMBtu | FALSE | L | Annual | Allowances Withdrawn (1:1) | Thousand Tons | 0 | 0 | 0 | 0 | 0 | 0 | 0
IL Fac. Spec. - NOX Rate Summer v3.1, Unit 537 and retrofits | 479 | 1797 | Rate Constraint in lbs/MMBtu | FALSE | L | Annual | Allowances Withdrawn (n:1) | Thousand Tons | 0 | 0 | 0 | 0 | 0 | 0 | 0
IL Fac. Spec. - NOX Rate Summer v3.1, Unit 537 and retrofits | 479 | 1797 | Rate Constraint in lbs/MMBtu | FALSE | L | Annual | Net Emissions Allowance Position | Thousand Tons | 0.0063836 | 0.0063836 | 0.0063836 | 0.0063836 | 0.0063836 | 0.0063836 | 0.0063836
IL Fac. Spec. - NOX Rate Summer v3.1, Unit 537 and retrofits | 479 | 1797 | Rate Constraint in lbs/MMBtu | FALSE | L | Annual | Fuel Consumed | TBtu | 0.27677 | 0.27677 | 0.27677 | 0.27677 | 0.27677 | 0.27677 | 0.27677
IL Fac. Spec. - NOX Rate Summer v3.1, Unit 537 and retrofits | 479 | 1797 | Rate Constraint in lbs/MMBtu | FALSE | L | Annual | Rate | lb/MMBtu | 0.046129 | 0.046129 | 0.046129 | 0.046129 | 0.046129 | 0.046129 | 0.046129
IL Fac. Spec. - NOX Rate Summer v3.1, Unit 537 and retrofits | 479 | 1797 | Rate Constraint in lbs/MMBtu | FALSE | L | Annual | Generation | TWh | 0.025758 | 0.025758 | 0.025758 | 0.025758 | 0.025758 | 0.025758 | 0.025758
IL Fac. Spec. - NOX Rate Summer v3.1, Unit 537 and retrofits | 479 | 1797 | Rate Constraint in lbs/MMBtu | FALSE | L | Annual | Qualifying Generation | TWh | 0.025758 | 0.025758 | 0.025758 | 0.025758 | 0.025758 | 0.025758 | 0.025758
IL Fac. Spec. - NOX Rate Summer v3.1, Unit 537 and retrofits | 479 | 1797 | Rate Constraint in lbs/MMBtu | FALSE | L | Annual | Rate | lb/MWh | 0.24783 | 0.24783 | 0.24783 | 0.24783 | 0.24783 | 0.24783 | 0.24783
IL Fac. Spec. - NOX Rate Summer v3.1, Unit 537 and retrofits | 479 | 1797 | Rate Constraint in lbs/MMBtu | FALSE | L | Annual | Constraint Shadow Price | US2011$/Ton | 0 | 0 | 0 | 0 | 0 | 0 | 0
IL Fac. Spec. - NOX Rate Summer v3.1, Unit 538 and retrofits | 480 | 1797 | Rate Constraint in lbs/MMBtu | FALSE | L | Annual | Seasons Included | Seasons | Summer | Summer | Summer | Summer | Summer | Summer | Summer
IL Fac. Spec. - NOX Rate Summer v3.1, Unit 538 and retrofits | 480 | 1797 | Rate Constraint in lbs/MMBtu | FALSE | L | Annual | Standard | lb/MMBtu | 0.25 | 0.25 | 0.25 | 0.25 | 0.25 | 0.25 | 0.25
IL Fac. Spec. - NOX Rate Summer v3.1, Unit 538 and retrofits | 480 | 1797 | Rate Constraint in lbs/MMBtu | FALSE | L | Annual | Emissions at Affected Plants NOX | Thousand Tons | 0.0064254 | 0.0064254 | 0.0064254 | 0.0064254 | 0.0064254 | 0.0064254 | 0.0064254
IL Fac. Spec. - NOX Rate Summer v3.1, Unit 538 and retrofits | 480 | 1797 | Rate Constraint in lbs/MMBtu | FALSE | L | Annual | Allowances Purchased NOX | Thousand Tons | 0 | 0 | 0 | 0 | 0 | 0 | 0
IL Fac. Spec. - NOX Rate Summer v3.1, Unit 538 and retrofits | 480 | 1797 | Rate Constraint in lbs/MMBtu | FALSE | L | Annual | Allowances Sold NOX | Thousand Tons | 0 | 0 | 0 | 0 | 0 | 0 | 0
IL Fac. Spec. - NOX Rate Summer v3.1, Unit 538 and retrofits | 480 | 1797 | Rate Constraint in lbs/MMBtu | FALSE | L | Annual | Allowances Banked | Thousand Tons | 0 | 0 | 0 | 0 | 0 | 0 | 0
IL Fac. Spec. - NOX Rate Summer v3.1, Unit 538 and retrofits | 480 | 1797 | Rate Constraint in lbs/MMBtu | FALSE | L | Annual | Allowances Withdrawn (1:1) | Thousand Tons | 0 | 0 | 0 | 0 | 0 | 0 | 0
IL Fac. Spec. - NOX Rate Summer v3.1, Unit 538 and retrofits | 480 | 1797 | Rate Constraint in lbs/MMBtu | FALSE | L | Annual | Allowances Withdrawn (n:1) | Thousand Tons | 0 | 0 | 0 | 0 | 0 | 0 | 0
IL Fac. Spec. - NOX Rate Summer v3.1, Unit 538 and retrofits | 480 | 1797 | Rate Constraint in lbs/MMBtu | FALSE | L | Annual | Net Emissions Allowance Position | Thousand Tons | 0.0064254 | 0.0064254 | 0.0064254 | 0.0064254 | 0.0064254 | 0.0064254 | 0.0064254
IL Fac. Spec. - NOX Rate Summer v3.1, Unit 538 and retrofits | 480 | 1797 | Rate Constraint in lbs/MMBtu | FALSE | L | Annual | Fuel Consumed | TBtu | 0.21382 | 0.21382 | 0.21382 | 0.21382 | 0.21382 | 0.21382 | 0.21382
IL Fac. Spec. - NOX Rate Summer v3.1, Unit 538 and retrofits | 480 | 1797 | Rate Constraint in lbs/MMBtu | FALSE | L | Annual | Rate | lb/MMBtu | 0.0601 | 0.0601 | 0.0601 | 0.0601 | 0.0601 | 0.0601 | 0.0601
IL Fac. Spec. - NOX Rate Summer v3.1, Unit 538 and retrofits | 480 | 1797 | Rate Constraint in lbs/MMBtu | FALSE | L | Annual | Generation | TWh | 0.019488 | 0.019488 | 0.019488 | 0.019488 | 0.019488 | 0.019488 | 0.019488
IL Fac. Spec. - NOX Rate Summer v3.1, Unit 538 and retrofits | 480 | 1797 | Rate Constraint in lbs/MMBtu | FALSE | L | Annual | Qualifying Generation | TWh | 0.019488 | 0.019488 | 0.019488 | 0.019488 | 0.019488 | 0.019488 | 0.019488
IL Fac. Spec. - NOX Rate Summer v3.1, Unit 538 and retrofits | 480 | 1797 | Rate Constraint in lbs/MMBtu | FALSE | L | Annual | Rate | lb/MWh | 0.32971 | 0.32971 | 0.32971 | 0.32971 | 0.32971 | 0.32971 | 0.32971
IL Fac. Spec. - NOX Rate Summer v3.1, Unit 538 and retrofits | 480 | 1797 | Rate Constraint in lbs/MMBtu | FALSE | L | Annual | Constraint Shadow Price | US2011$/Ton | 0 | 0 | 0 | 0 | 0 | 0 | 0
IL Fac. Spec. - NOX Rate Summer v3.1, Unit 539 and retrofits | 481 | 1797 | Rate Constraint in lbs/MMBtu | FALSE | L | Annual | Seasons Included | Seasons | Summer | Summer | Summer | Summer | Summer | Summer | Summer
IL Fac. Spec. - NOX Rate Summer v3.1, Unit 539 and retrofits | 481 | 1797 | Rate Constraint in lbs/MMBtu | FALSE | L | Annual | Standard | lb/MMBtu | 0.25 | 0.25 | 0.25 | 0.25 | 0.25 | 0.25 | 0.25
IL Fac. Spec. - NOX Rate Summer v3.1, Unit 539 and retrofits | 481 | 1797 | Rate Constraint in lbs/MMBtu | FALSE | L | Annual | Emissions at Affected Plants NOX | Thousand Tons | 0.0063933 | 0.0063933 | 0.0063933 | 0.0063933 | 0.0063933 | 0.0063933 | 0.0063933
IL Fac. Spec. - NOX Rate Summer v3.1, Unit 539 and retrofits | 481 | 1797 | Rate Constraint in lbs/MMBtu | FALSE | L | Annual | Allowances Purchased NOX | Thousand Tons | 0 | 0 | 0 | 0 | 0 | 0 | 0
IL Fac. Spec. - NOX Rate Summer v3.1, Unit 539 and retrofits | 481 | 1797 | Rate Constraint in lbs/MMBtu | FALSE | L | Annual | Allowances Sold NOX | Thousand Tons | 0 | 0 | 0 | 0 | 0 | 0 | 0
IL Fac. Spec. - NOX Rate Summer v3.1, Unit 539 and retrofits | 481 | 1797 | Rate Constraint in lbs/MMBtu | FALSE | L | Annual | Allowances Banked | Thousand Tons | 0 | 0 | 0 | 0 | 0 | 0 | 0
IL Fac. Spec. - NOX Rate Summer v3.1, Unit 539 and retrofits | 481 | 1797 | Rate Constraint in lbs/MMBtu | FALSE | L | Annual | Allowances Withdrawn (1:1) | Thousand Tons | 0 | 0 | 0 | 0 | 0 | 0 | 0
IL Fac. Spec. - NOX Rate Summer v3.1, Unit 539 and retrofits | 481 | 1797 | Rate Constraint in lbs/MMBtu | FALSE | L | Annual | Allowances Withdrawn (n:1) | Thousand Tons | 0 | 0 | 0 | 0 | 0 | 0 | 0
IL Fac. Spec. - NOX Rate Summer v3.1, Unit 539 and retrofits | 481 | 1797 | Rate Constraint in lbs/MMBtu | FALSE | L | Annual | Net Emissions Allowance Position | Thousand Tons | 0.0063933 | 0.0063933 | 0.0063933 | 0.0063933 | 0.0063933 | 0.0063933 | 0.0063933
IL Fac. Spec. - NOX Rate Summer v3.1, Unit 539 and retrofits | 481 | 1797 | Rate Constraint in lbs/MMBtu | FALSE | L | Annual | Fuel Consumed | TBtu | 0.21382 | 0.21382 | 0.21382 | 0.21382 | 0.21382 | 0.21382 | 0.21382
IL Fac. Spec. - NOX Rate Summer v3.1, Unit 539 and retrofits | 481 | 1797 | Rate Constraint in lbs/MMBtu | FALSE | L | Annual | Rate | lb/MMBtu | 0.0598 | 0.0598 | 0.0598 | 0.0598 | 0.0598 | 0.0598 | 0.0598
IL Fac. Spec. - NOX Rate Summer v3.1, Unit 539 and retrofits | 481 | 1797 | Rate Constraint in lbs/MMBtu | FALSE | L | Annual | Generation | TWh | 0.019488 | 0.019488 | 0.019488 | 0.019488 | 0.019488 | 0.019488 | 0.019488
IL Fac. Spec. - NOX Rate Summer v3.1, Unit 539 and retrofits | 481 | 1797 | Rate Constraint in lbs/MMBtu | FALSE | L | Annual | Qualifying Generation | TWh | 0.019488 | 0.019488 | 0.019488 | 0.019488 | 0.019488 | 0.019488 | 0.019488
IL Fac. Spec. - NOX Rate Summer v3.1, Unit 539 and retrofits | 481 | 1797 | Rate Constraint in lbs/MMBtu | FALSE | L | Annual | Rate | lb/MWh | 0.32806 | 0.32806 | 0.32806 | 0.32806 | 0.32806 | 0.32806 | 0.32806
IL Fac. Spec. - NOX Rate Summer v3.1, Unit 539 and retrofits | 481 | 1797 | Rate Constraint in lbs/MMBtu | FALSE | L | Annual | Constraint Shadow Price | US2011$/Ton | 0 | 0 | 0 | 0 | 0 | 0 | 0
IL Fac. Spec. - NOX Rate Summer v3.1, Unit 540 and retrofits | 482 | 1797 | Rate Constraint in lbs/MMBtu | FALSE | L | Annual | Seasons Included | Seasons | Summer | Summer | Summer | Summer | Summer | Summer | Summer
IL Fac. Spec. - NOX Rate Summer v3.1, Unit 540 and retrofits | 482 | 1797 | Rate Constraint in lbs/MMBtu | FALSE | L | Annual | Standard | lb/MMBtu | 0.25 | 0.25 | 0.25 | 0.25 | 0.25 | 0.25 | 0.25
IL Fac. Spec. - NOX Rate Summer v3.1, Unit 540 and retrofits | 482 | 1797 | Rate Constraint in lbs/MMBtu | FALSE | L | Annual | Emissions at Affected Plants NOX | Thousand Tons | 0.0063612 | 0.0063612 | 0.0063612 | 0.0063612 | 0.0063612 | 0.0063612 | 0.0063612
IL Fac. Spec. - NOX Rate Summer v3.1, Unit 540 and retrofits | 482 | 1797 | Rate Constraint in lbs/MMBtu | FALSE | L | Annual | Allowances Purchased NOX | Thousand Tons | 0 | 0 | 0 | 0 | 0 | 0 | 0
IL Fac. Spec. - NOX Rate Summer v3.1, Unit 540 and retrofits | 482 | 1797 | Rate Constraint in lbs/MMBtu | FALSE | L | Annual | Allowances Sold NOX | Thousand Tons | 0 | 0 | 0 | 0 | 0 | 0 | 0
IL Fac. Spec. - NOX Rate Summer v3.1, Unit 540 and retrofits | 482 | 1797 | Rate Constraint in lbs/MMBtu | FALSE | L | Annual | Allowances Banked | Thousand Tons | 0 | 0 | 0 | 0 | 0 | 0 | 0
IL Fac. Spec. - NOX Rate Summer v3.1, Unit 540 and retrofits | 482 | 1797 | Rate Constraint in lbs/MMBtu | FALSE | L | Annual | Allowances Withdrawn (1:1) | Thousand Tons | 0 | 0 | 0 | 0 | 0 | 0 | 0
IL Fac. Spec. - NOX Rate Summer v3.1, Unit 540 and retrofits | 482 | 1797 | Rate Constraint in lbs/MMBtu | FALSE | L | Annual | Allowances Withdrawn (n:1) | Thousand Tons | 0 | 0 | 0 | 0 | 0 | 0 | 0
IL Fac. Spec. - NOX Rate Summer v3.1, Unit 540 and retrofits | 482 | 1797 | Rate Constraint in lbs/MMBtu | FALSE | L | Annual | Net Emissions Allowance Position | Thousand Tons | 0.0063612 | 0.0063612 | 0.0063612 | 0.0063612 | 0.0063612 | 0.0063612 | 0.0063612
IL Fac. Spec. - NOX Rate Summer v3.1, Unit 540 and retrofits | 482 | 1797 | Rate Constraint in lbs/MMBtu | FALSE | L | Annual | Fuel Consumed | TBtu | 0.21382 | 0.21382 | 0.21382 | 0.21382 | 0.21382 | 0.21382 | 0.21382
IL Fac. Spec. - NOX Rate Summer v3.1, Unit 540 and retrofits | 482 | 1797 | Rate Constraint in lbs/MMBtu | FALSE | L | Annual | Rate | lb/MMBtu | 0.0595 | 0.0595 | 0.0595 | 0.0595 | 0.0595 | 0.0595 | 0.0595
IL Fac. Spec. - NOX Rate Summer v3.1, Unit 540 and retrofits | 482 | 1797 | Rate Constraint in lbs/MMBtu | FALSE | L | Annual | Generation | TWh | 0.019488 | 0.019488 | 0.019488 | 0.019488 | 0.019488 | 0.019488 | 0.019488
IL Fac. Spec. - NOX Rate Summer v3.1, Unit 540 and retrofits | 482 | 1797 | Rate Constraint in lbs/MMBtu | FALSE | L | Annual | Qualifying Generation | TWh | 0.019488 | 0.019488 | 0.019488 | 0.019488 | 0.019488 | 0.019488 | 0.019488
IL Fac. Spec. - NOX Rate Summer v3.1, Unit 540 and retrofits | 482 | 1797 | Rate Constraint in lbs/MMBtu | FALSE | L | Annual | Rate | lb/MWh | 0.32642 | 0.32642 | 0.32642 | 0.32642 | 0.32642 | 0.32642 | 0.32642
IL Fac. Spec. - NOX Rate Summer v3.1, Unit 540 and retrofits | 482 | 1797 | Rate Constraint in lbs/MMBtu | FALSE | L | Annual | Constraint Shadow Price | US2011$/Ton | 0 | 0 | 0 | 0 | 0 | 0 | 0
IL Fac. Spec. - NOX Rate Summer v3.1, Unit 541 and retrofits | 483 | 1797 | Rate Constraint in lbs/MMBtu | FALSE | L | Annual | Seasons Included | Seasons | Summer | Summer | Summer | Summer | Summer | Summer | Summer
IL Fac. Spec. - NOX Rate Summer v3.1, Unit 541 and retrofits | 483 | 1797 | Rate Constraint in lbs/MMBtu | FALSE | L | Annual | Standard | lb/MMBtu | 0.25 | 0.25 | 0.25 | 0.25 | 0.25 | 0.25 | 0.25
IL Fac. Spec. - NOX Rate Summer v3.1, Unit 541 and retrofits | 483 | 1797 | Rate Constraint in lbs/MMBtu | FALSE | L | Annual | Emissions at Affected Plants NOX | Thousand Tons | 0.0066926 | 0.0066926 | 0.0066926 | 0.0066926 | 0.0066926 | 0.0066926 | 0.0066926
IL Fac. Spec. - NOX Rate Summer v3.1, Unit 541 and retrofits | 483 | 1797 | Rate Constraint in lbs/MMBtu | FALSE | L | Annual | Allowances Purchased NOX | Thousand Tons | 0 | 0 | 0 | 0 | 0 | 0 | 0
IL Fac. Spec. - NOX Rate Summer v3.1, Unit 541 and retrofits | 483 | 1797 | Rate Constraint in lbs/MMBtu | FALSE | L | Annual | Allowances Sold NOX | Thousand Tons | 0 | 0 | 0 | 0 | 0 | 0 | 0
IL Fac. Spec. - NOX Rate Summer v3.1, Unit 541 and retrofits | 483 | 1797 | Rate Constraint in lbs/MMBtu | FALSE | L | Annual | Allowances Banked | Thousand Tons | 0 | 0 | 0 | 0 | 0 | 0 | 0
IL Fac. Spec. - NOX Rate Summer v3.1, Unit 541 and retrofits | 483 | 1797 | Rate Constraint in lbs/MMBtu | FALSE | L | Annual | Allowances Withdrawn (1:1) | Thousand Tons | 0 | 0 | 0 | 0 | 0 | 0 | 0
IL Fac. Spec. - NOX Rate Summer v3.1, Unit 541 and retrofits | 483 | 1797 | Rate Constraint in lbs/MMBtu | FALSE | L | Annual | Allowances Withdrawn (n:1) | Thousand Tons | 0 | 0 | 0 | 0 | 0 | 0 | 0
IL Fac. Spec. - NOX Rate Summer v3.1, Unit 541 and retrofits | 483 | 1797 | Rate Constraint in lbs/MMBtu | FALSE | L | Annual | Net Emissions Allowance Position | Thousand Tons | 0.0066926 | 0.0066926 | 0.0066926 | 0.0066926 | 0.0066926 | 0.0066926 | 0.0066926
IL Fac. Spec. - NOX Rate Summer v3.1, Unit 541 and retrofits | 483 | 1797 | Rate Constraint in lbs/MMBtu | FALSE | L | Annual | Fuel Consumed | TBtu | 0.21382 | 0.21382 | 0.21382 | 0.21382 | 0.21382 | 0.21382 | 0.21382
IL Fac. Spec. - NOX Rate Summer v3.1, Unit 541 and retrofits | 483 | 1797 | Rate Constraint in lbs/MMBtu | FALSE | L | Annual | Rate | lb/MMBtu | 0.0626 | 0.0626 | 0.0626 | 0.0626 | 0.0626 | 0.0626 | 0.0626
IL Fac. Spec. - NOX Rate Summer v3.1, Unit 541 and retrofits | 483 | 1797 | Rate Constraint in lbs/MMBtu | FALSE | L | Annual | Generation | TWh | 0.019488 | 0.019488 | 0.019488 | 0.019488 | 0.019488 | 0.019488 | 0.019488
IL Fac. Spec. - NOX Rate Summer v3.1, Unit 541 and retrofits | 483 | 1797 | Rate Constraint in lbs/MMBtu | FALSE | L | Annual | Qualifying Generation | TWh | 0.019488 | 0.019488 | 0.019488 | 0.019488 | 0.019488 | 0.019488 | 0.019488
IL Fac. Spec. - NOX Rate Summer v3.1, Unit 541 and retrofits | 483 | 1797 | Rate Constraint in lbs/MMBtu | FALSE | L | Annual | Rate | lb/MWh | 0.34342 | 0.34342 | 0.34342 | 0.34342 | 0.34342 | 0.34342 | 0.34342
IL Fac. Spec. - NOX Rate Summer v3.1, Unit 541 and retrofits | 483 | 1797 | Rate Constraint in lbs/MMBtu | FALSE | L | Annual | Constraint Shadow Price | US2011$/Ton | 0 | 0 | 0 | 0 | 0 | 0 | 0
IL Fac. Spec. - NOX Rate Summer v3.1, Unit 542 and retrofits | 484 | 1797 | Rate Constraint in lbs/MMBtu | FALSE | L | Annual | Seasons Included | Seasons | Summer | Summer | Summer | Summer | Summer | Summer | Summer
IL Fac. Spec. - NOX Rate Summer v3.1, Unit 542 and retrofits | 484 | 1797 | Rate Constraint in lbs/MMBtu | FALSE | L | Annual | Standard | lb/MMBtu | 0.25 | 0.25 | 0.25 | 0.25 | 0.25 | 0.25 | 0.25
IL Fac. Spec. - NOX Rate Summer v3.1, Unit 542 and retrofits | 484 | 1797 | Rate Constraint in lbs/MMBtu | FALSE | L | Annual | Emissions at Affected Plants NOX | Thousand Tons | 0.0074524 | 0.0074524 | 0.0074524 | 0.0074524 | 0.0074524 | 0.0074524 | 0.0074524
IL Fac. Spec. - NOX Rate Summer v3.1, Unit 542 and retrofits | 484 | 1797 | Rate Constraint in lbs/MMBtu | FALSE | L | Annual | Allowances Purchased NOX | Thousand Tons | 0 | 0 | 0 | 0 | 0 | 0 | 0
IL Fac. Spec. - NOX Rate Summer v3.1, Unit 542 and retrofits | 484 | 1797 | Rate Constraint in lbs/MMBtu | FALSE | L | Annual | Allowances Sold NOX | Thousand Tons | 0 | 0 | 0 | 0 | 0 | 0 | 0
IL Fac. Spec. - NOX Rate Summer v3.1, Unit 542 and retrofits | 484 | 1797 | Rate Constraint in lbs/MMBtu | FALSE | L | Annual | Allowances Banked | Thousand Tons | 0 | 0 | 0 | 0 | 0 | 0 | 0
IL Fac. Spec. - NOX Rate Summer v3.1, Unit 542 and retrofits | 484 | 1797 | Rate Constraint in lbs/MMBtu | FALSE | L | Annual | Allowances Withdrawn (1:1) | Thousand Tons | 0 | 0 | 0 | 0 | 0 | 0 | 0
IL Fac. Spec. - NOX Rate Summer v3.1, Unit 542 and retrofits | 484 | 1797 | Rate Constraint in lbs/MMBtu | FALSE | L | Annual | Allowances Withdrawn (n:1) | Thousand Tons | 0 | 0 | 0 | 0 | 0 | 0 | 0
IL Fac. Spec. - NOX Rate Summer v3.1, Unit 542 and retrofits | 484 | 1797 | Rate Constraint in lbs/MMBtu | FALSE | L | Annual | Net Emissions Allowance Position | Thousand Tons | 0.0074524 | 0.0074524 | 0.0074524 | 0.0074524 | 0.0074524 | 0.0074524 | 0.0074524
IL Fac. Spec. - NOX Rate Summer v3.1, Unit 542 and retrofits | 484 | 1797 | Rate Constraint in lbs/MMBtu | FALSE | L | Annual | Fuel Consumed | TBtu | 0.28041 | 0.28041 | 0.28041 | 0.28041 | 0.28041 | 0.28041 | 0.28041
IL Fac. Spec. - NOX Rate Summer v3.1, Unit 542 and retrofits | 484 | 1797 | Rate Constraint in lbs/MMBtu | FALSE | L | Annual | Rate | lb/MMBtu | 0.053153 | 0.053153 | 0.053153 | 0.053153 | 0.053153 | 0.053153 | 0.053153
IL Fac. Spec. - NOX Rate Summer v3.1, Unit 542 and retrofits | 484 | 1797 | Rate Constraint in lbs/MMBtu | FALSE | L | Annual | Generation | TWh | 0.026097 | 0.026097 | 0.026097 | 0.026097 | 0.026097 | 0.026097 | 0.026097
IL Fac. Spec. - NOX Rate Summer v3.1, Unit 542 and retrofits | 484 | 1797 | Rate Constraint in lbs/MMBtu | FALSE | L | Annual | Qualifying Generation | TWh | 0.026097 | 0.026097 | 0.026097 | 0.026097 | 0.026097 | 0.026097 | 0.026097
IL Fac. Spec. - NOX Rate Summer v3.1, Unit 542 and retrofits | 484 | 1797 | Rate Constraint in lbs/MMBtu | FALSE | L | Annual | Rate | lb/MWh | 0.28556 | 0.28556 | 0.28556 | 0.28556 | 0.28556 | 0.28556 | 0.28556
IL Fac. Spec. - NOX Rate Summer v3.1, Unit 542 and retrofits | 484 | 1797 | Rate Constraint in lbs/MMBtu | FALSE | L | Annual | Constraint Shadow Price | US2011$/Ton | 0 | 0 | 0 | 0 | 0 | 0 | 0
IL Fac. Spec. - NOX Rate Summer v3.1, Unit 543 and retrofits | 485 | 1797 | Rate Constraint in lbs/MMBtu | FALSE | L | Annual | Seasons Included | Seasons | Summer | Summer | Summer | Summer | Summer | Summer | Summer
IL Fac. Spec. - NOX Rate Summer v3.1, Unit 543 and retrofits | 485 | 1797 | Rate Constraint in lbs/MMBtu | FALSE | L | Annual | Standard | lb/MMBtu | 0.25 | 0.25 | 0.25 | 0.25 | 0.25 | 0.25 | 0.25
IL Fac. Spec. - NOX Rate Summer v3.1, Unit 543 and retrofits | 485 | 1797 | Rate Constraint in lbs/MMBtu | FALSE | L | Annual | Emissions at Affected Plants NOX | Thousand Tons | 0.005319 | 0.005319 | 0.005319 | 0.005319 | 0.005319 | 0.005319 | 0.005319
IL Fac. Spec. - NOX Rate Summer v3.1, Unit 543 and retrofits | 485 | 1797 | Rate Constraint in lbs/MMBtu | FALSE | L | Annual | Allowances Purchased NOX | Thousand Tons | 0 | 0 | 0 | 0 | 0 | 0 | 0
IL Fac. Spec. - NOX Rate Summer v3.1, Unit 543 and retrofits | 485 | 1797 | Rate Constraint in lbs/MMBtu | FALSE | L | Annual | Allowances Sold NOX | Thousand Tons | 0 | 0 | 0 | 0 | 0 | 0 | 0
IL Fac. Spec. - NOX Rate Summer v3.1, Unit 543 and retrofits | 485 | 1797 | Rate Constraint in lbs/MMBtu | FALSE | L | Annual | Allowances Banked | Thousand Tons | 0 | 0 | 0 | 0 | 0 | 0 | 0
IL Fac. Spec. - NOX Rate Summer v3.1, Unit 543 and retrofits | 485 | 1797 | Rate Constraint in lbs/MMBtu | FALSE | L | Annual | Allowances Withdrawn (1:1) | Thousand Tons | 0 | 0 | 0 | 0 | 0 | 0 | 0
IL Fac. Spec. - NOX Rate Summer v3.1, Unit 543 and retrofits | 485 | 1797 | Rate Constraint in lbs/MMBtu | FALSE | L | Annual | Allowances Withdrawn (n:1) | Thousand Tons | 0 | 0 | 0 | 0 | 0 | 0 | 0
IL Fac. Spec. - NOX Rate Summer v3.1, Unit 543 and retrofits | 485 | 1797 | Rate Constraint in lbs/MMBtu | FALSE | L | Annual | Net Emissions Allowance Position | Thousand Tons | 0.005319 | 0.005319 | 0.005319 | 0.005319 | 0.005319 | 0.005319 | 0.005319
IL Fac. Spec. - NOX Rate Summer v3.1, Unit 543 and retrofits | 485 | 1797 | Rate Constraint in lbs/MMBtu | FALSE | L | Annual | Fuel Consumed | TBtu | 0.29356 | 0.29356 | 0.29356 | 0.29356 | 0.29356 | 0.29356 | 0.29356
IL Fac. Spec. - NOX Rate Summer v3.1, Unit 543 and retrofits | 485 | 1797 | Rate Constraint in lbs/MMBtu | FALSE | L | Annual | Rate | lb/MMBtu | 0.036238 | 0.036238 | 0.036238 | 0.036238 | 0.036238 | 0.036238 | 0.036238
IL Fac. Spec. - NOX Rate Summer v3.1, Unit 543 and retrofits | 485 | 1797 | Rate Constraint in lbs/MMBtu | FALSE | L | Annual | Generation | TWh | 0.025758 | 0.025758 | 0.025758 | 0.025758 | 0.025758 | 0.025758 | 0.025758
IL Fac. Spec. - NOX Rate Summer v3.1, Unit 543 and retrofits | 485 | 1797 | Rate Constraint in lbs/MMBtu | FALSE | L | Annual | Qualifying Generation | TWh | 0.025758 | 0.025758 | 0.025758 | 0.025758 | 0.025758 | 0.025758 | 0.025758
IL Fac. Spec. - NOX Rate Summer v3.1, Unit 543 and retrofits | 485 | 1797 | Rate Constraint in lbs/MMBtu | FALSE | L | Annual | Rate | lb/MWh | 0.2065 | 0.2065 | 0.2065 | 0.2065 | 0.2065 | 0.2065 | 0.2065
IL Fac. Spec. - NOX Rate Summer v3.1, Unit 543 and retrofits | 485 | 1797 | Rate Constraint in lbs/MMBtu | FALSE | L | Annual | Constraint Shadow Price | US2011$/Ton | 0 | 0 | 0 | 0 | 0 | 0 | 0
IL Fac. Spec. - NOX Rate Summer v3.1, Unit 544 and retrofits | 486 | 1797 | Rate Constraint in lbs/MMBtu | FALSE | L | Annual | Seasons Included | Seasons | Summer | Summer | Summer | Summer | Summer | Summer | Summer
IL Fac. Spec. - NOX Rate Summer v3.1, Unit 544 and retrofits | 486 | 1797 | Rate Constraint in lbs/MMBtu | FALSE | L | Annual | Standard | lb/MMBtu | 0.25 | 0.25 | 0.25 | 0.25 | 0.25 | 0.25 | 0.25
IL Fac. Spec. - NOX Rate Summer v3.1, Unit 544 and retrofits | 486 | 1797 | Rate Constraint in lbs/MMBtu | FALSE | L | Annual | Emissions at Affected Plants NOX | Thousand Tons | 0.00493 | 0.00493 | 0.00493 | 0.00493 | 0.00493 | 0.00493 | 0.00493
IL Fac. Spec. - NOX Rate Summer v3.1, Unit 544 and retrofits | 486 | 1797 | Rate Constraint in lbs/MMBtu | FALSE | L | Annual | Allowances Purchased NOX | Thousand Tons | 0 | 0 | 0 | 0 | 0 | 0 | 0
IL Fac. Spec. - NOX Rate Summer v3.1, Unit 544 and retrofits | 486 | 1797 | Rate Constraint in lbs/MMBtu | FALSE | L | Annual | Allowances Sold NOX | Thousand Tons | 0 | 0 | 0 | 0 | 0 | 0 | 0
IL Fac. Spec. - NOX Rate Summer v3.1, Unit 544 and retrofits | 486 | 1797 | Rate Constraint in lbs/MMBtu | FALSE | L | Annual | Allowances Banked | Thousand Tons | 0 | 0 | 0 | 0 | 0 | 0 | 0
IL Fac. Spec. - NOX Rate Summer v3.1, Unit 544 and retrofits | 486 | 1797 | Rate Constraint in lbs/MMBtu | FALSE | L | Annual | Allowances Withdrawn (1:1) | Thousand Tons | 0 | 0 | 0 | 0 | 0 | 0 | 0
IL Fac. Spec. - NOX Rate Summer v3.1, Unit 544 and retrofits | 486 | 1797 | Rate Constraint in lbs/MMBtu | FALSE | L | Annual | Allowances Withdrawn (n:1) | Thousand Tons | 0 | 0 | 0 | 0 | 0 | 0 | 0
IL Fac. Spec. - NOX Rate Summer v3.1, Unit 544 and retrofits | 486 | 1797 | Rate Constraint in lbs/MMBtu | FALSE | L | Annual | Net Emissions Allowance Position | Thousand Tons | 0.00493 | 0.00493 | 0.00493 | 0.00493 | 0.00493 | 0.00493 | 0.00493
IL Fac. Spec. - NOX Rate Summer v3.1, Unit 544 and retrofits | 486 | 1797 | Rate Constraint in lbs/MMBtu | FALSE | L | Annual | Fuel Consumed | TBtu | 0.29351 | 0.29351 | 0.29351 | 0.29351 | 0.29351 | 0.29351 | 0.29351
IL Fac. Spec. - NOX Rate Summer v3.1, Unit 544 and retrofits | 486 | 1797 | Rate Constraint in lbs/MMBtu | FALSE | L | Annual | Rate | lb/MMBtu | 0.033593 | 0.033593 | 0.033593 | 0.033593 | 0.033593 | 0.033593 | 0.033593
IL Fac. Spec. - NOX Rate Summer v3.1, Unit 544 and retrofits | 486 | 1797 | Rate Constraint in lbs/MMBtu | FALSE | L | Annual | Generation | TWh | 0.025758 | 0.025758 | 0.025758 | 0.025758 | 0.025758 | 0.025758 | 0.025758
IL Fac. Spec. - NOX Rate Summer v3.1, Unit 544 and retrofits | 486 | 1797 | Rate Constraint in lbs/MMBtu | FALSE | L | Annual | Qualifying Generation | TWh | 0.025758 | 0.025758 | 0.025758 | 0.025758 | 0.025758 | 0.025758 | 0.025758
IL Fac. Spec. - NOX Rate Summer v3.1, Unit 544 and retrofits | 486 | 1797 | Rate Constraint in lbs/MMBtu | FALSE | L | Annual | Rate | lb/MWh | 0.1914 | 0.1914 | 0.1914 | 0.1914 | 0.1914 | 0.1914 | 0.1914
IL Fac. Spec. - NOX Rate Summer v3.1, Unit 544 and retrofits | 486 | 1797 | Rate Constraint in lbs/MMBtu | FALSE | L | Annual | Constraint Shadow Price | US2011$/Ton | 0 | 0 | 0 | 0 | 0 | 0 | 0
IL Fac. Spec. - NOX Rate Summer v3.1, Unit 545 and retrofits | 487 | 1797 | Rate Constraint in lbs/MMBtu | FALSE | L | Annual | Seasons Included | Seasons | Summer | Summer | Summer | Summer | Summer | Summer | Summer
IL Fac. Spec. - NOX Rate Summer v3.1, Unit 545 and retrofits | 487 | 1797 | Rate Constraint in lbs/MMBtu | FALSE | L | Annual | Standard | lb/MMBtu | 0.25 | 0.25 | 0.25 | 0.25 | 0.25 | 0.25 | 0.25
IL Fac. Spec. - NOX Rate Summer v3.1, Unit 545 and retrofits | 487 | 1797 | Rate Constraint in lbs/MMBtu | FALSE | L | Annual | Emissions at Affected Plants NOX | Thousand Tons | 0.0059775 | 0.0059775 | 0.0059775 | 0.0059775 | 0.0059775 | 0.0059775 | 0.0059775
IL Fac. Spec. - NOX Rate Summer v3.1, Unit 545 and retrofits | 487 | 1797 | Rate Constraint in lbs/MMBtu | FALSE | L | Annual | Allowances Purchased NOX | Thousand Tons | 0 | 0 | 0 | 0 | 0 | 0 | 0
IL Fac. Spec. - NOX Rate Summer v3.1, Unit 545 and retrofits | 487 | 1797 | Rate Constraint in lbs/MMBtu | FALSE | L | Annual | Allowances Sold NOX | Thousand Tons | 0 | 0 | 0 | 0 | 0 | 0 | 0
IL Fac. Spec. - NOX Rate Summer v3.1, Unit 545 and retrofits | 487 | 1797 | Rate Constraint in lbs/MMBtu | FALSE | L | Annual | Allowances Banked | Thousand Tons | 0 | 0 | 0 | 0 | 0 | 0 | 0
IL Fac. Spec. - NOX Rate Summer v3.1, Unit 545 and retrofits | 487 | 1797 | Rate Constraint in lbs/MMBtu | FALSE | L | Annual | Allowances Withdrawn (1:1) | Thousand Tons | 0 | 0 | 0 | 0 | 0 | 0 | 0
IL Fac. Spec. - NOX Rate Summer v3.1, Unit 545 and retrofits | 487 | 1797 | Rate Constraint in lbs/MMBtu | FALSE | L | Annual | Allowances Withdrawn (n:1) | Thousand Tons | 0 | 0 | 0 | 0 | 0 | 0 | 0
IL Fac. Spec. - NOX Rate Summer v3.1, Unit 545 and retrofits | 487 | 1797 | Rate Constraint in lbs/MMBtu | FALSE | L | Annual | Net Emissions Allowance Position | Thousand Tons | 0.0059775 | 0.0059775 | 0.0059775 | 0.0059775 | 0.0059775 | 0.0059775 | 0.0059775
IL Fac. Spec. - NOX Rate Summer v3.1, Unit 545 and retrofits | 487 | 1797 | Rate Constraint in lbs/MMBtu | FALSE | L | Annual | Fuel Consumed | TBtu | 0.29351 | 0.29351 | 0.29351 | 0.29351 | 0.29351 | 0.29351 | 0.29351
IL Fac. Spec. - NOX Rate Summer v3.1, Unit 545 and retrofits | 487 | 1797 | Rate Constraint in lbs/MMBtu | FALSE | L | Annual | Rate | lb/MMBtu | 0.040731 | 0.040731 | 0.040731 | 0.040731 | 0.040731 | 0.040731 | 0.040731
IL Fac. Spec. - NOX Rate Summer v3.1, Unit 545 and retrofits | 487 | 1797 | Rate Constraint in lbs/MMBtu | FALSE | L | Annual | Generation | TWh | 0.025758 | 0.025758 | 0.025758 | 0.025758 | 0.025758 | 0.025758 | 0.025758
IL Fac. Spec. - NOX Rate Summer v3.1, Unit 545 and retrofits | 487 | 1797 | Rate Constraint in lbs/MMBtu | FALSE | L | Annual | Qualifying Generation | TWh | 0.025758 | 0.025758 | 0.025758 | 0.025758 | 0.025758 | 0.025758 | 0.025758
IL Fac. Spec. - NOX Rate Summer v3.1, Unit 545 and retrofits | 487 | 1797 | Rate Constraint in lbs/MMBtu | FALSE | L | Annual | Rate | lb/MWh | 0.23207 | 0.23207 | 0.23207 | 0.23207 | 0.23207 | 0.23207 | 0.23207
IL Fac. Spec. - NOX Rate Summer v3.1, Unit 545 and retrofits | 487 | 1797 | Rate Constraint in lbs/MMBtu | FALSE | L | Annual | Constraint Shadow Price | US2011$/Ton | 0 | 0 | 0 | 0 | 0 | 0 | 0
IL Fac. Spec. - NOX Rate Summer v3.1, Unit 546 and retrofits | 488 | 1797 | Rate Constraint in lbs/MMBtu | FALSE | L | Annual | Seasons Included | Seasons | Summer | Summer | Summer | Summer | Summer | Summer | Summer
IL Fac. Spec. - NOX Rate Summer v3.1, Unit 546 and retrofits | 488 | 1797 | Rate Constraint in lbs/MMBtu | FALSE | L | Annual | Standard | lb/MMBtu | 0.25 | 0.25 | 0.25 | 0.25 | 0.25 | 0.25 | 0.25
IL Fac. Spec. - NOX Rate Summer v3.1, Unit 546 and retrofits | 488 | 1797 | Rate Constraint in lbs/MMBtu | FALSE | L | Annual | Emissions at Affected Plants NOX | Thousand Tons | 0.0047287 | 0.0047287 | 0.0047287 | 0.0047287 | 0.0047287 | 0.0047287 | 0.0047287
IL Fac. Spec. - NOX Rate Summer v3.1, Unit 546 and retrofits | 488 | 1797 | Rate Constraint in lbs/MMBtu | FALSE | L | Annual | Allowances Purchased NOX | Thousand Tons | 0 | 0 | 0 | 0 | 0 | 0 | 0
IL Fac. Spec. - NOX Rate Summer v3.1, Unit 546 and retrofits | 488 | 1797 | Rate Constraint in lbs/MMBtu | FALSE | L | Annual | Allowances Sold NOX | Thousand Tons | 0 | 0 | 0 | 0 | 0 | 0 | 0
IL Fac. Spec. - NOX Rate Summer v3.1, Unit 546 and retrofits | 488 | 1797 | Rate Constraint in lbs/MMBtu | FALSE | L | Annual | Allowances Banked | Thousand Tons | 0 | 0 | 0 | 0 | 0 | 0 | 0
IL Fac. Spec. - NOX Rate Summer v3.1, Unit 546 and retrofits | 488 | 1797 | Rate Constraint in lbs/MMBtu | FALSE | L | Annual | Allowances Withdrawn (1:1) | Thousand Tons | 0 | 0 | 0 | 0 | 0 | 0 | 0
IL Fac. Spec. - NOX Rate Summer v3.1, Unit 546 and retrofits | 488 | 1797 | Rate Constraint in lbs/MMBtu | FALSE | L | Annual | Allowances Withdrawn (n:1) | Thousand Tons | 0 | 0 | 0 | 0 | 0 | 0 | 0
IL Fac. Spec. - NOX Rate Summer v3.1, Unit 546 and retrofits | 488 | 1797 | Rate Constraint in lbs/MMBtu | FALSE | L | Annual | Net Emissions Allowance Position | Thousand Tons | 0.0047287 | 0.0047287 | 0.0047287 | 0.0047287 | 0.0047287 | 0.0047287 | 0.0047287
IL Fac. Spec. - NOX Rate Summer v3.1, Unit 546 and retrofits | 488 | 1797 | Rate Constraint in lbs/MMBtu | FALSE | L | Annual | Fuel Consumed | TBtu | 0.29351 | 0.29351 | 0.29351 | 0.29351 | 0.29351 | 0.29351 | 0.29351
IL Fac. Spec. - NOX Rate Summer v3.1, Unit 546 and retrofits | 488 | 1797 | Rate Constraint in lbs/MMBtu | FALSE | L | Annual | Rate | lb/MMBtu | 0.032221 | 0.032221 | 0.032221 | 0.032221 | 0.032221 | 0.032221 | 0.032221
IL Fac. Spec. - NOX Rate Summer v3.1, Unit 546 and retrofits | 488 | 1797 | Rate Constraint in lbs/MMBtu | FALSE | L | Annual | Generation | TWh | 0.025758 | 0.025758 | 0.025758 | 0.025758 | 0.025758 | 0.025758 | 0.025758
IL Fac. Spec. - NOX Rate Summer v3.1, Unit 546 and retrofits | 488 | 1797 | Rate Constraint in lbs/MMBtu | FALSE | L | Annual | Qualifying Generation | TWh | 0.025758 | 0.025758 | 0.025758 | 0.025758 | 0.025758 | 0.025758 | 0.025758
IL Fac. Spec. - NOX Rate Summer v3.1, Unit 546 and retrofits | 488 | 1797 | Rate Constraint in lbs/MMBtu | FALSE | L | Annual | Rate | lb/MWh | 0.18358 | 0.18358 | 0.18358 | 0.18358 | 0.18358 | 0.18358 | 0.18358
IL Fac. Spec. - NOX Rate Summer v3.1, Unit 546 and retrofits | 488 | 1797 | Rate Constraint in lbs/MMBtu | FALSE | L | Annual | Constraint Shadow Price | US2011$/Ton | 0 | 0 | 0 | 0 | 0 | 0 | 0
IL Fac. Spec. - NOX Rate Summer v3.1, Unit 547 and retrofits | 489 | 1797 | Rate Constraint in lbs/MMBtu | FALSE | L | Annual | Seasons Included | Seasons | Summer | Summer | Summer | Summer | Summer | Summer | Summer
IL Fac. Spec. - NOX Rate Summer v3.1, Unit 547 and retrofits | 489 | 1797 | Rate Constraint in lbs/MMBtu | FALSE | L | Annual | Standard | lb/MMBtu | 0.25 | 0.25 | 0.25 | 0.25 | 0.25 | 0.25 | 0.25
IL Fac. Spec. - NOX Rate Summer v3.1, Unit 547 and retrofits | 489 | 1797 | Rate Constraint in lbs/MMBtu | FALSE | L | Annual | Emissions at Affected Plants NOX | Thousand Tons | 0.00074402 | 0.00074402 | 0.00074402 | 0.00074402 | 0.00074402 | 0 | 0
IL Fac. Spec. - NOX Rate Summer v3.1, Unit 547 and retrofits | 489 | 1797 | Rate Constraint in lbs/MMBtu | FALSE | L | Annual | Allowances Purchased NOX | Thousand Tons | 0 | 0 | 0 | 0 | 0 | 0 | 0
IL Fac. Spec. - NOX Rate Summer v3.1, Unit 547 and retrofits | 489 | 1797 | Rate Constraint in lbs/MMBtu | FALSE | L | Annual | Allowances Sold NOX | Thousand Tons | 0 | 0 | 0 | 0 | 0 | 0 | 0
IL Fac. Spec. - NOX Rate Summer v3.1, Unit 547 and retrofits | 489 | 1797 | Rate Constraint in lbs/MMBtu | FALSE | L | Annual | Allowances Banked | Thousand Tons | 0 | 0 | 0 | 0 | 0 | 0 | 0
IL Fac. Spec. - NOX Rate Summer v3.1, Unit 547 and retrofits | 489 | 1797 | Rate Constraint in lbs/MMBtu | FALSE | L | Annual | Allowances Withdrawn (1:1) | Thousand Tons | 0 | 0 | 0 | 0 | 0 | 0 | 0
IL Fac. Spec. - NOX Rate Summer v3.1, Unit 547 and retrofits | 489 | 1797 | Rate Constraint in lbs/MMBtu | FALSE | L | Annual | Allowances Withdrawn (n:1) | Thousand Tons | 0 | 0 | 0 | 0 | 0 | 0 | 0
IL Fac. Spec. - NOX Rate Summer v3.1, Unit 547 and retrofits | 489 | 1797 | Rate Constraint in lbs/MMBtu | FALSE | L | Annual | Net Emissions Allowance Position | Thousand Tons | 0.00074402 | 0.00074402 | 0.00074402 | 0.00074402 | 0.00074402 | 0 | 0
IL Fac. Spec. - NOX Rate Summer v3.1, Unit 547 and retrofits | 489 | 1797 | Rate Constraint in lbs/MMBtu | FALSE | L | Annual | Fuel Consumed | TBtu | 0.018647 | 0.018647 | 0.018647 | 0.018647 | 0.018647 | 0 | 0
IL Fac. Spec. - NOX Rate Summer v3.1, Unit 547 and retrofits | 489 | 1797 | Rate Constraint in lbs/MMBtu | FALSE | L | Annual | Rate | lb/MMBtu | 0.079802 | 0.079802 | 0.079802 | 0.079802 | 0.079802 | 0 | 0
IL Fac. Spec. - NOX Rate Summer v3.1, Unit 547 and retrofits | 489 | 1797 | Rate Constraint in lbs/MMBtu | FALSE | L | Annual | Generation | TWh | 0.0014575 | 0.0014575 | 0.0014575 | 0.0014575 | 0.0014575 | 0 | 0
IL Fac. Spec. - NOX Rate Summer v3.1, Unit 547 and retrofits | 489 | 1797 | Rate Constraint in lbs/MMBtu | FALSE | L | Annual | Qualifying Generation | TWh | 0.0014575 | 0.0014575 | 0.0014575 | 0.0014575 | 0.0014575 | 0 | 0
IL Fac. Spec. - NOX Rate Summer v3.1, Unit 547 and retrofits | 489 | 1797 | Rate Constraint in lbs/MMBtu | FALSE | L | Annual | Rate | lb/MWh | 0.51049 | 0.51049 | 0.51049 | 0.51049 | 0.51049 | 0 | 0
IL Fac. Spec. - NOX Rate Summer v3.1, Unit 547 and retrofits | 489 | 1797 | Rate Constraint in lbs/MMBtu | FALSE | L | Annual | Constraint Shadow Price | US2011$/Ton | 0 | 0 | 0 | 0 | 0 | 0 | 0
IL Fac. Spec. - NOX Rate Summer v3.1, Unit 548 and retrofits | 490 | 1797 | Rate Constraint in lbs/MMBtu | FALSE | L | Annual | Seasons Included | Seasons | Summer | Summer | Summer | Summer | Summer | Summer | Summer
IL Fac. Spec. - NOX Rate Summer v3.1, Unit 548 and retrofits | 490 | 1797 | Rate Constraint in lbs/MMBtu | FALSE | L | Annual | Standard | lb/MMBtu | 0.25 | 0.25 | 0.25 | 0.25 | 0.25 | 0.25 | 0.25
IL Fac. Spec. - NOX Rate Summer v3.1, Unit 548 and retrofits | 490 | 1797 | Rate Constraint in lbs/MMBtu | FALSE | L | Annual | Emissions at Affected Plants NOX | Thousand Tons | 0.0030227 | 0.0030227 | 0.0030227 | 0.0030227 | 0.0030227 | 0.0030227 | 0.0030227
IL Fac. Spec. - NOX Rate Summer v3.1, Unit 548 and retrofits | 490 | 1797 | Rate Constraint in lbs/MMBtu | FALSE | L | Annual | Allowances Purchased NOX | Thousand Tons | 0 | 0 | 0 | 0 | 0 | 0 | 0
IL Fac. Spec. - NOX Rate Summer v3.1, Unit 548 and retrofits | 490 | 1797 | Rate Constraint in lbs/MMBtu | FALSE | L | Annual | Allowances Sold NOX | Thousand Tons | 0 | 0 | 0 | 0 | 0 | 0 | 0
IL Fac. Spec. - NOX Rate Summer v3.1, Unit 548 and retrofits | 490 | 1797 | Rate Constraint in lbs/MMBtu | FALSE | L | Annual | Allowances Banked | Thousand Tons | 0 | 0 | 0 | 0 | 0 | 0 | 0
IL Fac. Spec. - NOX Rate Summer v3.1, Unit 548 and retrofits | 490 | 1797 | Rate Constraint in lbs/MMBtu | FALSE | L | Annual | Allowances Withdrawn (1:1) | Thousand Tons | 0 | 0 | 0 | 0 | 0 | 0 | 0
IL Fac. Spec. - NOX Rate Summer v3.1, Unit 548 and retrofits | 490 | 1797 | Rate Constraint in lbs/MMBtu | FALSE | L | Annual | Allowances Withdrawn (n:1) | Thousand Tons | 0 | 0 | 0 | 0 | 0 | 0 | 0
IL Fac. Spec. - NOX Rate Summer v3.1, Unit 548 and retrofits | 490 | 1797 | Rate Constraint in lbs/MMBtu | FALSE | L | Annual | Net Emissions Allowance Position | Thousand Tons | 0.0030227 | 0.0030227 | 0.0030227 | 0.0030227 | 0.0030227 | 0.0030227 | 0.0030227
IL Fac. Spec. - NOX Rate Summer v3.1, Unit 548 and retrofits | 490 | 1797 | Rate Constraint in lbs/MMBtu | FALSE | L | Annual | Fuel Consumed | TBtu | 0.079608 | 0.079608 | 0.079608 | 0.079608 | 0.079608 | 0.079608 | 0.079608
IL Fac. Spec. - NOX Rate Summer v3.1, Unit 548 and retrofits | 490 | 1797 | Rate Constraint in lbs/MMBtu | FALSE | L | Annual | Rate | lb/MMBtu | 0.07594 | 0.07594 | 0.07594 | 0.07594 | 0.07594 | 0.07594 | 0.07594
IL Fac. Spec. - NOX Rate Summer v3.1, Unit 548 and retrofits | 490 | 1797 | Rate Constraint in lbs/MMBtu | FALSE | L | Annual | Generation | TWh | 0.0074088 | 0.0074088 | 0.0074088 | 0.0074088 | 0.0074088 | 0.0074088 | 0.0074088
IL Fac. Spec. - NOX Rate Summer v3.1, Unit 548 and retrofits | 490 | 1797 | Rate Constraint in lbs/MMBtu | FALSE | L | Annual | Qualifying Generation | TWh | 0.0074088 | 0.0074088 | 0.0074088 | 0.0074088 | 0.0074088 | 0.0074088 | 0.0074088
IL Fac. Spec. - NOX Rate Summer v3.1, Unit 548 and retrofits | 490 | 1797 | Rate Constraint in lbs/MMBtu | FALSE | L | Annual | Rate | lb/MWh | 0.40799 | 0.40799 | 0.40799 | 0.40799 | 0.40799 | 0.40799 | 0.40799
IL Fac. Spec. - NOX Rate Summer v3.1, Unit 548 and retrofits | 490 | 1797 | Rate Constraint in lbs/MMBtu | FALSE | L | Annual | Constraint Shadow Price | US2011$/Ton | 0 | 0 | 0 | 0 | 0 | 0 | 0
IL Fac. Spec. - NOX Rate Summer v3.1, Unit 549 and retrofits | 491 | 1797 | Rate Constraint in lbs/MMBtu | FALSE | L | Annual | Seasons Included | Seasons | Summer | Summer | Summer | Summer | Summer | Summer | Summer
IL Fac. Spec. - NOX Rate Summer v3.1, Unit 549 and retrofits | 491 | 1797 | Rate Constraint in lbs/MMBtu | FALSE | L | Annual | Standard | lb/MMBtu | 0.25 | 0.25 | 0.25 | 0.25 | 0.25 | 0.25 | 0.25
IL Fac. Spec. - NOX Rate Summer v3.1, Unit 549 and retrofits | 491 | 1797 | Rate Constraint in lbs/MMBtu | FALSE | L | Annual | Emissions at Affected Plants NOX | Thousand Tons | 0.0032171 | 0.0032171 | 0.0032171 | 0.0032171 | 0.0032171 | 0.0032171 | 0.0032171
IL Fac. Spec. - NOX Rate Summer v3.1, Unit 549 and retrofits | 491 | 1797 | Rate Constraint in lbs/MMBtu | FALSE | L | Annual | Allowances Purchased NOX | Thousand Tons | 0 | 0 | 0 | 0 | 0 | 0 | 0
IL Fac. Spec. - NOX Rate Summer v3.1, Unit 549 and retrofits | 491 | 1797 | Rate Constraint in lbs/MMBtu | FALSE | L | Annual | Allowances Sold NOX | Thousand Tons | 0 | 0 | 0 | 0 | 0 | 0 | 0
IL Fac. Spec. - NOX Rate Summer v3.1, Unit 549 and retrofits | 491 | 1797 | Rate Constraint in lbs/MMBtu | FALSE | L | Annual | Allowances Banked | Thousand Tons | 0 | 0 | 0 | 0 | 0 | 0 | 0
IL Fac. Spec. - NOX Rate Summer v3.1, Unit 549 and retrofits | 491 | 1797 | Rate Constraint in lbs/MMBtu | FALSE | L | Annual | Allowances Withdrawn (1:1) | Thousand Tons | 0 | 0 | 0 | 0 | 0 | 0 | 0
IL Fac. Spec. - NOX Rate Summer v3.1, Unit 549 and retrofits | 491 | 1797 | Rate Constraint in lbs/MMBtu | FALSE | L | Annual | Allowances Withdrawn (n:1) | Thousand Tons | 0 | 0 | 0 | 0 | 0 | 0 | 0
IL Fac. Spec. - NOX Rate Summer v3.1, Unit 549 and retrofits | 491 | 1797 | Rate Constraint in lbs/MMBtu | FALSE | L | Annual | Net Emissions Allowance Position | Thousand Tons | 0.0032171 | 0.0032171 | 0.0032171 | 0.0032171 | 0.0032171 | 0.0032171 | 0.0032171
IL Fac. Spec. - NOX Rate Summer v3.1, Unit 549 and retrofits | 491 | 1797 | Rate Constraint in lbs/MMBtu | FALSE | L | Annual | Fuel Consumed | TBtu | 0.079608 | 0.079608 | 0.079608 | 0.079608 | 0.079608 | 0.079608 | 0.079608
IL Fac. Spec. - NOX Rate Summer v3.1, Unit 549 and retrofits | 491 | 1797 | Rate Constraint in lbs/MMBtu | FALSE | L | Annual | Rate | lb/MMBtu | 0.080824 | 0.080824 | 0.080824 | 0.080824 | 0.080824 | 0.080824 | 0.080824
IL Fac. Spec. - NOX Rate Summer v3.1, Unit 549 and retrofits | 491 | 1797 | Rate Constraint in lbs/MMBtu | FALSE | L | Annual | Generation | TWh | 0.0074088 | 0.0074088 | 0.0074088 | 0.0074088 | 0.0074088 | 0.0074088 | 0.0074088
IL Fac. Spec. - NOX Rate Summer v3.1, Unit 549 and retrofits | 491 | 1797 | Rate Constraint in lbs/MMBtu | FALSE | L | Annual | Qualifying Generation | TWh | 0.0074088 | 0.0074088 | 0.0074088 | 0.0074088 | 0.0074088 | 0.0074088 | 0.0074088
IL Fac. Spec. - NOX Rate Summer v3.1, Unit 549 and retrofits | 491 | 1797 | Rate Constraint in lbs/MMBtu | FALSE | L | Annual | Rate | lb/MWh | 0.43422 | 0.43422 | 0.43422 | 0.43422 | 0.43422 | 0.43422 | 0.43422
IL Fac. Spec. - NOX Rate Summer v3.1, Unit 549 and retrofits | 491 | 1797 | Rate Constraint in lbs/MMBtu | FALSE | L | Annual | Constraint Shadow Price | US2011$/Ton | 0 | 0 | 0 | 0 | 0 | 0 | 0
IL Fac. Spec. - NOX Rate Summer v3.1, Unit 550 and retrofits | 492 | 1797 | Rate Constraint in lbs/MMBtu | FALSE | L | Annual | Seasons Included | Seasons | Summer | Summer | Summer | Summer | Summer | Summer | Summer
IL Fac. Spec. - NOX Rate Summer v3.1, Unit 550 and retrofits | 492 | 1797 | Rate Constraint in lbs/MMBtu | FALSE | L | Annual | Standard | lb/MMBtu | 0.25 | 0.25 | 0.25 | 0.25 | 0.25 | 0.25 | 0.25
IL Fac. Spec. - NOX Rate Summer v3.1, Unit 550 and retrofits | 492 | 1797 | Rate Constraint in lbs/MMBtu | FALSE | L | Annual | Emissions at Affected Plants NOX | Thousand Tons | 0.0032299 | 0.0032299 | 0.0032299 | 0.0032299 | 0.0032299 | 0.0032299 | 0.0032299
IL Fac. Spec. - NOX Rate Summer v3.1, Unit 550 and retrofits | 492 | 1797 | Rate Constraint in lbs/MMBtu | FALSE | L | Annual | Allowances Purchased NOX | Thousand Tons | 0 | 0 | 0 | 0 | 0 | 0 | 0
IL Fac. Spec. - NOX Rate Summer v3.1, Unit 550 and retrofits | 492 | 1797 | Rate Constraint in lbs/MMBtu | FALSE | L | Annual | Allowances Sold NOX | Thousand Tons | 0 | 0 | 0 | 0 | 0 | 0 | 0
IL Fac. Spec. - NOX Rate Summer v3.1, Unit 550 and retrofits | 492 | 1797 | Rate Constraint in lbs/MMBtu | FALSE | L | Annual | Allowances Banked | Thousand Tons | 0 | 0 | 0 | 0 | 0 | 0 | 0
IL Fac. Spec. - NOX Rate Summer v3.1, Unit 550 and retrofits | 492 | 1797 | Rate Constraint in lbs/MMBtu | FALSE | L | Annual | Allowances Withdrawn (1:1) | Thousand Tons | 0 | 0 | 0 | 0 | 0 | 0 | 0
IL Fac. Spec. - NOX Rate Summer v3.1, Unit 550 and retrofits | 492 | 1797 | Rate Constraint in lbs/MMBtu | FALSE | L | Annual | Allowances Withdrawn (n:1) | Thousand Tons | 0 | 0 | 0 | 0 | 0 | 0 | 0
IL Fac. Spec. - NOX Rate Summer v3.1, Unit 550 and retrofits | 492 | 1797 | Rate Constraint in lbs/MMBtu | FALSE | L | Annual | Net Emissions Allowance Position | Thousand Tons | 0.0032299 | 0.0032299 | 0.0032299 | 0.0032299 | 0.0032299 | 0.0032299 | 0.0032299
IL Fac. Spec. - NOX Rate Summer v3.1, Unit 550 and retrofits | 492 | 1797 | Rate Constraint in lbs/MMBtu | FALSE | L | Annual | Fuel Consumed | TBtu | 0.079608 | 0.079608 | 0.079608 | 0.079608 | 0.079608 | 0.079608 | 0.079608
IL Fac. Spec. - NOX Rate Summer v3.1, Unit 550 and retrofits | 492 | 1797 | Rate Constraint in lbs/MMBtu | FALSE | L | Annual | Rate | lb/MMBtu | 0.081147 | 0.081147 | 0.081147 | 0.081147 | 0.081147 | 0.081147 | 0.081147
IL Fac. Spec. - NOX Rate Summer v3.1, Unit 550 and retrofits | 492 | 1797 | Rate Constraint in lbs/MMBtu | FALSE | L | Annual | Generation | TWh | 0.0074088 | 0.0074088 | 0.0074088 | 0.0074088 | 0.0074088 | 0.0074088 | 0.0074088
IL Fac. Spec. - NOX Rate Summer v3.1, Unit 550 and retrofits | 492 | 1797 | Rate Constraint in lbs/MMBtu | FALSE | L | Annual | Qualifying Generation | TWh | 0.0074088 | 0.0074088 | 0.0074088 | 0.0074088 | 0.0074088 | 0.0074088 | 0.0074088
IL Fac. Spec. - NOX Rate Summer v3.1, Unit 550 and retrofits | 492 | 1797 | Rate Constraint in lbs/MMBtu | FALSE | L | Annual | Rate | lb/MWh | 0.43596 | 0.43596 | 0.43596 | 0.43596 | 0.43596 | 0.43596 | 0.43596
IL Fac. Spec. - NOX Rate Summer v3.1, Unit 550 and retrofits | 492 | 1797 | Rate Constraint in lbs/MMBtu | FALSE | L | Annual | Constraint Shadow Price | US2011$/Ton | 0 | 0 | 0 | 0 | 0 | 0 | 0
IL Fac. Spec. - NOX Rate Summer v3.1, Unit 551 and retrofits | 493 | 1797 | Rate Constraint in lbs/MMBtu | FALSE | L | Annual | Seasons Included | Seasons | Summer | Summer | Summer | Summer | Summer | Summer | Summer
IL Fac. Spec. - NOX Rate Summer v3.1, Unit 551 and retrofits | 493 | 1797 | Rate Constraint in lbs/MMBtu | FALSE | L | Annual | Standard | lb/MMBtu | 0.25 | 0.25 | 0.25 | 0.25 | 0.25 | 0.25 | 0.25
IL Fac. Spec. - NOX Rate Summer v3.1, Unit 551 and retrofits | 493 | 1797 | Rate Constraint in lbs/MMBtu | FALSE | L | Annual | Emissions at Affected Plants NOX | Thousand Tons | 0.0032402 | 0.0032402 | 0.0032402 | 0.0032402 | 0.0032402 | 0.0032402 | 0.0032402
IL Fac. Spec. - NOX Rate Summer v3.1, Unit 551 and retrofits | 493 | 1797 | Rate Constraint in lbs/MMBtu | FALSE | L | Annual | Allowances Purchased NOX | Thousand Tons | 0 | 0 | 0 | 0 | 0 | 0 | 0
IL Fac. Spec. - NOX Rate Summer v3.1, Unit 551 and retrofits | 493 | 1797 | Rate Constraint in lbs/MMBtu | FALSE | L | Annual | Allowances Sold NOX | Thousand Tons | 0 | 0 | 0 | 0 | 0 | 0 | 0
IL Fac. Spec. - NOX Rate Summer v3.1, Unit 551 and retrofits | 493 | 1797 | Rate Constraint in lbs/MMBtu | FALSE | L | Annual | Allowances Banked | Thousand Tons | 0 | 0 | 0 | 0 | 0 | 0 | 0
IL Fac. Spec. - NOX Rate Summer v3.1, Unit 551 and retrofits | 493 | 1797 | Rate Constraint in lbs/MMBtu | FALSE | L | Annual | Allowances Withdrawn (1:1) | Thousand Tons | 0 | 0 | 0 | 0 | 0 | 0 | 0
IL Fac. Spec. - NOX Rate Summer v3.1, Unit 551 and retrofits | 493 | 1797 | Rate Constraint in lbs/MMBtu | FALSE | L | Annual | Allowances Withdrawn (n:1) | Thousand Tons | 0 | 0 | 0 | 0 | 0 | 0 | 0
IL Fac. Spec. - NOX Rate Summer v3.1, Unit 551 and retrofits | 493 | 1797 | Rate Constraint in lbs/MMBtu | FALSE | L | Annual | Net Emissions Allowance Position | Thousand Tons | 0.0032402 | 0.0032402 | 0.0032402 | 0.0032402 | 0.0032402 | 0.0032402 | 0.0032402
IL Fac. Spec. - NOX Rate Summer v3.1, Unit 551 and retrofits | 493 | 1797 | Rate Constraint in lbs/MMBtu | FALSE | L | Annual | Fuel Consumed | TBtu | 0.079608 | 0.079608 | 0.079608 | 0.079608 | 0.079608 | 0.079608 | 0.079608
IL Fac. Spec. - NOX Rate Summer v3.1, Unit 551 and retrofits | 493 | 1797 | Rate Constraint in lbs/MMBtu | FALSE | L | Annual | Rate | lb/MMBtu | 0.081404 | 0.081404 | 0.081404 | 0.081404 | 0.081404 | 0.081404 | 0.081404
IL Fac. Spec. - NOX Rate Summer v3.1, Unit 551 and retrofits | 493 | 1797 | Rate Constraint in lbs/MMBtu | FALSE | L | Annual | Generation | TWh | 0.0074088 | 0.0074088 | 0.0074088 | 0.0074088 | 0.0074088 | 0.0074088 | 0.0074088
IL Fac. Spec. - NOX Rate Summer v3.1, Unit 551 and retrofits | 493 | 1797 | Rate Constraint in lbs/MMBtu | FALSE | L | Annual | Qualifying Generation | TWh | 0.0074088 | 0.0074088 | 0.0074088 | 0.0074088 | 0.0074088 | 0.0074088 | 0.0074088
IL Fac. Spec. - NOX Rate Summer v3.1, Unit 551 and retrofits | 493 | 1797 | Rate Constraint in lbs/MMBtu | FALSE | L | Annual | Rate | lb/MWh | 0.43734 | 0.43734 | 0.43734 | 0.43734 | 0.43734 | 0.43734 | 0.43734
IL Fac. Spec. - NOX Rate Summer v3.1, Unit 551 and retrofits | 493 | 1797 | Rate Constraint in lbs/MMBtu | FALSE | L | Annual | Constraint Shadow Price | US2011$/Ton | 0 | 0 | 0 | 0 | 0 | 0 | 0
IL Fac. Spec. - NOX Rate Summer v3.1, Unit 552 and retrofits | 494 | 1797 | Rate Constraint in lbs/MMBtu | FALSE | L | Annual | Seasons Included | Seasons | Summer | Summer | Summer | Summer | Summer | Summer | Summer
IL Fac. Spec. - NOX Rate Summer v3.1, Unit 552 and retrofits | 494 | 1797 | Rate Constraint in lbs/MMBtu | FALSE | L | Annual | Standard | lb/MMBtu | 0.25 | 0.25 | 0.25 | 0.25 | 0.25 | 0.25 | 0.25
IL Fac. Spec. - NOX Rate Summer v3.1, Unit 552 and retrofits | 494 | 1797 | Rate Constraint in lbs/MMBtu | FALSE | L | Annual | Emissions at Affected Plants NOX | Thousand Tons | 0.0011769 | 0.0011769 | 0.0011769 | 0.0011769 | 0.0011769 | 0 | 0
IL Fac. Spec. - NOX Rate Summer v3.1, Unit 552 and retrofits | 494 | 1797 | Rate Constraint in lbs/MMBtu | FALSE | L | Annual | Allowances Purchased NOX | Thousand Tons | 0 | 0 | 0 | 0 | 0 | 0 | 0
IL Fac. Spec. - NOX Rate Summer v3.1, Unit 552 and retrofits | 494 | 1797 | Rate Constraint in lbs/MMBtu | FALSE | L | Annual | Allowances Sold NOX | Thousand Tons | 0 | 0 | 0 | 0 | 0 | 0 | 0
IL Fac. Spec. - NOX Rate Summer v3.1, Unit 552 and retrofits | 494 | 1797 | Rate Constraint in lbs/MMBtu | FALSE | L | Annual | Allowances Banked | Thousand Tons | 0 | 0 | 0 | 0 | 0 | 0 | 0
IL Fac. Spec. - NOX Rate Summer v3.1, Unit 552 and retrofits | 494 | 1797 | Rate Constraint in lbs/MMBtu | FALSE | L | Annual | Allowances Withdrawn (1:1) | Thousand Tons | 0 | 0 | 0 | 0 | 0 | 0 | 0
IL Fac. Spec. - NOX Rate Summer v3.1, Unit 552 and retrofits | 494 | 1797 | Rate Constraint in lbs/MMBtu | FALSE | L | Annual | Allowances Withdrawn (n:1) | Thousand Tons | 0 | 0 | 0 | 0 | 0 | 0 | 0
IL Fac. Spec. - NOX Rate Summer v3.1, Unit 552 and retrofits | 494 | 1797 | Rate Constraint in lbs/MMBtu | FALSE | L | Annual | Net Emissions Allowance Position | Thousand Tons | 0.0011769 | 0.0011769 | 0.0011769 | 0.0011769 | 0.0011769 | 0 | 0
IL Fac. Spec. - NOX Rate Summer v3.1, Unit 552 and retrofits | 494 | 1797 | Rate Constraint in lbs/MMBtu | FALSE | L | Annual | Fuel Consumed | TBtu | 0.043992 | 0.043992 | 0.043992 | 0.043992 | 0.043992 | 0 | 0
IL Fac. Spec. - NOX Rate Summer v3.1, Unit 552 and retrofits | 494 | 1797 | Rate Constraint in lbs/MMBtu | FALSE | L | Annual | Rate | lb/MMBtu | 0.053503 | 0.053503 | 0.053503 | 0.053503 | 0.053503 | 0 | 0
IL Fac. Spec. - NOX Rate Summer v3.1, Unit 552 and retrofits | 494 | 1797 | Rate Constraint in lbs/MMBtu | FALSE | L | Annual | Generation | TWh | 0.0035003 | 0.0035003 | 0.0035003 | 0.0035003 | 0.0035003 | 0 | 0
IL Fac. Spec. - NOX Rate Summer v3.1, Unit 552 and retrofits | 494 | 1797 | Rate Constraint in lbs/MMBtu | FALSE | L | Annual | Qualifying Generation | TWh | 0.0035003 | 0.0035003 | 0.0035003 | 0.0035003 | 0.0035003 | 0 | 0
IL Fac. Spec. - NOX Rate Summer v3.1, Unit 552 and retrofits | 494 | 1797 | Rate Constraint in lbs/MMBtu | FALSE | L | Annual | Rate | lb/MWh | 0.33621 | 0.33621 | 0.33621 | 0.33621 | 0.33621 | 0 | 0
IL Fac. Spec. - NOX Rate Summer v3.1, Unit 552 and retrofits | 494 | 1797 | Rate Constraint in lbs/MMBtu | FALSE | L | Annual | Constraint Shadow Price | US2011$/Ton | 0 | 0 | 0 | 0 | 0 | 0 | 0
IL Fac. Spec. - NOX Rate Summer v3.1, Unit 553 and retrofits | 495 | 1797 | Rate Constraint in lbs/MMBtu | FALSE | L | Annual | Seasons Included | Seasons | Summer | Summer | Summer | Summer | Summer | Summer | Summer
IL Fac. Spec. - NOX Rate Summer v3.1, Unit 553 and retrofits | 495 | 1797 | Rate Constraint in lbs/MMBtu | FALSE | L | Annual | Standard | lb/MMBtu | 0.25 | 0.25 | 0.25 | 0.25 | 0.25 | 0.25 | 0.25
IL Fac. Spec. - NOX Rate Summer v3.1, Unit 553 and retrofits | 495 | 1797 | Rate Constraint in lbs/MMBtu | FALSE | L | Annual | Emissions at Affected Plants NOX | Thousand Tons | 0.0023017 | 0.0023017 | 0.0023017 | 0.0023017 | 0.0023017 | 0 | 0
IL Fac. Spec. - NOX Rate Summer v3.1, Unit 553 and retrofits | 495 | 1797 | Rate Constraint in lbs/MMBtu | FALSE | L | Annual | Allowances Purchased NOX | Thousand Tons | 0 | 0 | 0 | 0 | 0 | 0 | 0
IL Fac. Spec. - NOX Rate Summer v3.1, Unit 553 and retrofits | 495 | 1797 | Rate Constraint in lbs/MMBtu | FALSE | L | Annual | Allowances Sold NOX | Thousand Tons | 0 | 0 | 0 | 0 | 0 | 0 | 0
IL Fac. Spec. - NOX Rate Summer v3.1, Unit 553 and retrofits | 495 | 1797 | Rate Constraint in lbs/MMBtu | FALSE | L | Annual | Allowances Banked | Thousand Tons | 0 | 0 | 0 | 0 | 0 | 0 | 0
IL Fac. Spec. - NOX Rate Summer v3.1, Unit 553 and retrofits | 495 | 1797 | Rate Constraint in lbs/MMBtu | FALSE | L | Annual | Allowances Withdrawn (1:1) | Thousand Tons | 0 | 0 | 0 | 0 | 0 | 0 | 0
IL Fac. Spec. - NOX Rate Summer v3.1, Unit 553 and retrofits | 495 | 1797 | Rate Constraint in lbs/MMBtu | FALSE | L | Annual | Allowances Withdrawn (n:1) | Thousand Tons | 0 | 0 | 0 | 0 | 0 | 0 | 0
IL Fac. Spec. - NOX Rate Summer v3.1, Unit 553 and retrofits | 495 | 1797 | Rate Constraint in lbs/MMBtu | FALSE | L | Annual | Net Emissions Allowance Position | Thousand Tons | 0.0023017 | 0.0023017 | 0.0023017 | 0.0023017 | 0.0023017 | 0 | 0
IL Fac. Spec. - NOX Rate Summer v3.1, Unit 553 and retrofits | 495 | 1797 | Rate Constraint in lbs/MMBtu | FALSE | L | Annual | Fuel Consumed | TBtu | 0.043992 | 0.043992 | 0.043992 | 0.043992 | 0.043992 | 0 | 0
IL Fac. Spec. - NOX Rate Summer v3.1, Unit 553 and retrofits | 495 | 1797 | Rate Constraint in lbs/MMBtu | FALSE | L | Annual | Rate | lb/MMBtu | 0.10464 | 0.10464 | 0.10464 | 0.10464 | 0.10464 | 0 | 0
IL Fac. Spec. - NOX Rate Summer v3.1, Unit 553 and retrofits | 495 | 1797 | Rate Constraint in lbs/MMBtu | FALSE | L | Annual | Generation | TWh | 0.0035003 | 0.0035003 | 0.0035003 | 0.0035003 | 0.0035003 | 0 | 0
IL Fac. Spec. - NOX Rate Summer v3.1, Unit 553 and retrofits | 495 | 1797 | Rate Constraint in lbs/MMBtu | FALSE | L | Annual | Qualifying Generation | TWh | 0.0035003 | 0.0035003 | 0.0035003 | 0.0035003 | 0.0035003 | 0 | 0
IL Fac. Spec. - NOX Rate Summer v3.1, Unit 553 and retrofits | 495 | 1797 | Rate Constraint in lbs/MMBtu | FALSE | L | Annual | Rate | lb/MWh | 0.65757 | 0.65757 | 0.65757 | 0.65757 | 0.65757 | 0 | 0
IL Fac. Spec. - NOX Rate Summer v3.1, Unit 553 and retrofits | 495 | 1797 | Rate Constraint in lbs/MMBtu | FALSE | L | Annual | Constraint Shadow Price | US2011$/Ton | 0 | 0 | 0 | 0 | 0 | 0 | 0
IL Fac. Spec. - NOX Rate Summer v3.1, Unit 554 and retrofits | 496 | 1797 | Rate Constraint in lbs/MMBtu | FALSE | L | Annual | Seasons Included | Seasons | Summer | Summer | Summer | Summer | Summer | Summer | Summer
IL Fac. Spec. - NOX Rate Summer v3.1, Unit 554 and retrofits | 496 | 1797 | Rate Constraint in lbs/MMBtu | FALSE | L | Annual | Standard | lb/MMBtu | 0.25 | 0.25 | 0.25 | 0.25 | 0.25 | 0.25 | 0.25
IL Fac. Spec. - NOX Rate Summer v3.1, Unit 554 and retrofits | 496 | 1797 | Rate Constraint in lbs/MMBtu | FALSE | L | Annual | Emissions at Affected Plants NOX | Thousand Tons | 0.0016644 | 0.0016644 | 0.0016644 | 0.0016644 | 0.0016644 | 0 | 0
IL Fac. Spec. - NOX Rate Summer v3.1, Unit 554 and retrofits | 496 | 1797 | Rate Constraint in lbs/MMBtu | FALSE | L | Annual | Allowances Purchased NOX | Thousand Tons | 0 | 0 | 0 | 0 | 0 | 0 | 0
IL Fac. Spec. - NOX Rate Summer v3.1, Unit 554 and retrofits | 496 | 1797 | Rate Constraint in lbs/MMBtu | FALSE | L | Annual | Allowances Sold NOX | Thousand Tons | 0 | 0 | 0 | 0 | 0 | 0 | 0
IL Fac. Spec. - NOX Rate Summer v3.1, Unit 554 and retrofits | 496 | 1797 | Rate Constraint in lbs/MMBtu | FALSE | L | Annual | Allowances Banked | Thousand Tons | 0 | 0 | 0 | 0 | 0 | 0 | 0
IL Fac. Spec. - NOX Rate Summer v3.1, Unit 554 and retrofits | 496 | 1797 | Rate Constraint in lbs/MMBtu | FALSE | L | Annual | Allowances Withdrawn (1:1) | Thousand Tons | 0 | 0 | 0 | 0 | 0 | 0 | 0
IL Fac. Spec. - NOX Rate Summer v3.1, Unit 554 and retrofits | 496 | 1797 | Rate Constraint in lbs/MMBtu | FALSE | L | Annual | Allowances Withdrawn (n:1) | Thousand Tons | 0 | 0 | 0 | 0 | 0 | 0 | 0
IL Fac. Spec. - NOX Rate Summer v3.1, Unit 554 and retrofits | 496 | 1797 | Rate Constraint in lbs/MMBtu | FALSE | L | Annual | Net Emissions Allowance Position | Thousand Tons | 0.0016644 | 0.0016644 | 0.0016644 | 0.0016644 | 0.0016644 | 0 | 0
IL Fac. Spec. - NOX Rate Summer v3.1, Unit 554 and retrofits | 496 | 1797 | Rate Constraint in lbs/MMBtu | FALSE | L | Annual | Fuel Consumed | TBtu | 0.043992 | 0.043992 | 0.043992 | 0.043992 | 0.043992 | 0 | 0
IL Fac. Spec. - NOX Rate Summer v3.1, Unit 554 and retrofits | 496 | 1797 | Rate Constraint in lbs/MMBtu | FALSE | L | Annual | Rate | lb/MMBtu | 0.075669 | 0.075669 | 0.075669 | 0.075669 | 0.075669 | 0 | 0
IL Fac. Spec. - NOX Rate Summer v3.1, Unit 554 and retrofits | 496 | 1797 | Rate Constraint in lbs/MMBtu | FALSE | L | Annual | Generation | TWh | 0.0035003 | 0.0035003 | 0.0035003 | 0.0035003 | 0.0035003 | 0 | 0
IL Fac. Spec. - NOX Rate Summer v3.1, Unit 554 and retrofits | 496 | 1797 | Rate Constraint in lbs/MMBtu | FALSE | L | Annual | Qualifying Generation | TWh | 0.0035003 | 0.0035003 | 0.0035003 | 0.0035003 | 0.0035003 | 0 | 0
IL Fac. Spec. - NOX Rate Summer v3.1, Unit 554 and retrofits | 496 | 1797 | Rate Constraint in lbs/MMBtu | FALSE | L | Annual | Rate | lb/MWh | 0.47551 | 0.47551 | 0.47551 | 0.47551 | 0.47551 | 0 | 0
IL Fac. Spec. - NOX Rate Summer v3.1, Unit 554 and retrofits | 496 | 1797 | Rate Constraint in lbs/MMBtu | FALSE | L | Annual | Constraint Shadow Price | US2011$/Ton | 0 | 0 | 0 | 0 | 0 | 0 | 0
IL Fac. Spec. - NOX Rate Summer v3.1, Unit 555 and retrofits | 497 | 1797 | Rate Constraint in lbs/MMBtu | FALSE | L | Annual | Seasons Included | Seasons | Summer | Summer | Summer | Summer | Summer | Summer | Summer
IL Fac. Spec. - NOX Rate Summer v3.1, Unit 555 and retrofits | 497 | 1797 | Rate Constraint in lbs/MMBtu | FALSE | L | Annual | Standard | lb/MMBtu | 0.25 | 0.25 | 0.25 | 0.25 | 0.25 | 0.25 | 0.25
IL Fac. Spec. - NOX Rate Summer v3.1, Unit 555 and retrofits | 497 | 1797 | Rate Constraint in lbs/MMBtu | FALSE | L | Annual | Emissions at Affected Plants NOX | Thousand Tons | 0.0011713 | 0.0011713 | 0.0011713 | 0.0011713 | 0.0011713 | 0 | 0
IL Fac. Spec. - NOX Rate Summer v3.1, Unit 555 and retrofits | 497 | 1797 | Rate Constraint in lbs/MMBtu | FALSE | L | Annual | Allowances Purchased NOX | Thousand Tons | 0 | 0 | 0 | 0 | 0 | 0 | 0
IL Fac. Spec. - NOX Rate Summer v3.1, Unit 555 and retrofits | 497 | 1797 | Rate Constraint in lbs/MMBtu | FALSE | L | Annual | Allowances Sold NOX | Thousand Tons | 0 | 0 | 0 | 0 | 0 | 0 | 0
IL Fac. Spec. - NOX Rate Summer v3.1, Unit 555 and retrofits | 497 | 1797 | Rate Constraint in lbs/MMBtu | FALSE | L | Annual | Allowances Banked | Thousand Tons | 0 | 0 | 0 | 0 | 0 | 0 | 0
IL Fac. Spec. - NOX Rate Summer v3.1, Unit 555 and retrofits | 497 | 1797 | Rate Constraint in lbs/MMBtu | FALSE | L | Annual | Allowances Withdrawn (1:1) | Thousand Tons | 0 | 0 | 0 | 0 | 0 | 0 | 0
IL Fac. Spec. - NOX Rate Summer v3.1, Unit 555 and retrofits | 497 | 1797 | Rate Constraint in lbs/MMBtu | FALSE | L | Annual | Allowances Withdrawn (n:1) | Thousand Tons | 0 | 0 | 0 | 0 | 0 | 0 | 0
IL Fac. Spec. - NOX Rate Summer v3.1, Unit 555 and retrofits | 497 | 1797 | Rate Constraint in lbs/MMBtu | FALSE | L | Annual | Net Emissions Allowance Position | Thousand Tons | 0.0011713 | 0.0011713 | 0.0011713 | 0.0011713 | 0.0011713 | 0 | 0
IL Fac. Spec. - NOX Rate Summer v3.1, Unit 555 and retrofits | 497 | 1797 | Rate Constraint in lbs/MMBtu | FALSE | L | Annual | Fuel Consumed | TBtu | 0.012997 | 0.012997 | 0.012997 | 0.012997 | 0.012997 | 0 | 0
IL Fac. Spec. - NOX Rate Summer v3.1, Unit 555 and retrofits | 497 | 1797 | Rate Constraint in lbs/MMBtu | FALSE | L | Annual | Rate | lb/MMBtu | 0.18024 | 0.18024 | 0.18024 | 0.18024 | 0.18024 | 0 | 0
IL Fac. Spec. - NOX Rate Summer v3.1, Unit 555 and retrofits | 497 | 1797 | Rate Constraint in lbs/MMBtu | FALSE | L | Annual | Generation | TWh | 0.0010364 | 0.0010364 | 0.0010364 | 0.0010364 | 0.0010364 | 0 | 0
IL Fac. Spec. - NOX Rate Summer v3.1, Unit 555 and retrofits | 497 | 1797 | Rate Constraint in lbs/MMBtu | FALSE | L | Annual | Qualifying Generation | TWh | 0.0010364 | 0.0010364 | 0.0010364 | 0.0010364 | 0.0010364 | 0 | 0
IL Fac. Spec. - NOX Rate Summer v3.1, Unit 555 and retrofits | 497 | 1797 | Rate Constraint in lbs/MMBtu | FALSE | L | Annual | Rate | lb/MWh | 1.1301 | 1.1301 | 1.1301 | 1.1301 | 1.1301 | 0 | 0
IL Fac. Spec. - NOX Rate Summer v3.1, Unit 555 and retrofits | 497 | 1797 | Rate Constraint in lbs/MMBtu | FALSE | L | Annual | Constraint Shadow Price | US2011$/Ton | 0 | 0 | 0 | 0 | 0 | 0 | 0
IL Fac. Spec. - NOX Rate Summer v3.1, Unit 556 and retrofits | 498 | 1797 | Rate Constraint in lbs/MMBtu | FALSE | L | Annual | Seasons Included | Seasons | Summer | Summer | Summer | Summer | Summer | Summer | Summer
IL Fac. Spec. - NOX Rate Summer v3.1, Unit 556 and retrofits | 498 | 1797 | Rate Constraint in lbs/MMBtu | FALSE | L | Annual | Standard | lb/MMBtu | 0.25 | 0.25 | 0.25 | 0.25 | 0.25 | 0.25 | 0.25
IL Fac. Spec. - NOX Rate Summer v3.1, Unit 556 and retrofits | 498 | 1797 | Rate Constraint in lbs/MMBtu | FALSE | L | Annual | Emissions at Affected Plants NOX | Thousand Tons | 0.0054902 | 0.0054902 | 0.0054902 | 0.0054902 | 0.0054902 | 0.0054902 | 0.0054902
IL Fac. Spec. - NOX Rate Summer v3.1, Unit 556 and retrofits | 498 | 1797 | Rate Constraint in lbs/MMBtu | FALSE | L | Annual | Allowances Purchased NOX | Thousand Tons | 0 | 0 | 0 | 0 | 0 | 0 | 0
IL Fac. Spec. - NOX Rate Summer v3.1, Unit 556 and retrofits | 498 | 1797 | Rate Constraint in lbs/MMBtu | FALSE | L | Annual | Allowances Sold NOX | Thousand Tons | 0 | 0 | 0 | 0 | 0 | 0 | 0
IL Fac. Spec. - NOX Rate Summer v3.1, Unit 556 and retrofits | 498 | 1797 | Rate Constraint in lbs/MMBtu | FALSE | L | Annual | Allowances Banked | Thousand Tons | 0 | 0 | 0 | 0 | 0 | 0 | 0
IL Fac. Spec. - NOX Rate Summer v3.1, Unit 556 and retrofits | 498 | 1797 | Rate Constraint in lbs/MMBtu | FALSE | L | Annual | Allowances Withdrawn (1:1) | Thousand Tons | 0 | 0 | 0 | 0 | 0 | 0 | 0
IL Fac. Spec. - NOX Rate Summer v3.1, Unit 556 and retrofits | 498 | 1797 | Rate Constraint in lbs/MMBtu | FALSE | L | Annual | Allowances Withdrawn (n:1) | Thousand Tons | 0 | 0 | 0 | 0 | 0 | 0 | 0
IL Fac. Spec. - NOX Rate Summer v3.1, Unit 556 and retrofits | 498 | 1797 | Rate Constraint in lbs/MMBtu | FALSE | L | Annual | Net Emissions Allowance Position | Thousand Tons | 0.0054902 | 0.0054902 | 0.0054902 | 0.0054902 | 0.0054902 | 0.0054902 | 0.0054902
IL Fac. Spec. - NOX Rate Summer v3.1, Unit 556 and retrofits | 498 | 1797 | Rate Constraint in lbs/MMBtu | FALSE | L | Annual | Fuel Consumed | TBtu | 0.27659 | 0.27659 | 0.27659 | 0.27659 | 0.27659 | 0.27659 | 0.27659
IL Fac. Spec. - NOX Rate Summer v3.1, Unit 556 and retrofits | 498 | 1797 | Rate Constraint in lbs/MMBtu | FALSE | L | Annual | Rate | lb/MMBtu | 0.0397 | 0.0397 | 0.0397 | 0.0397 | 0.0397 | 0.0397 | 0.0397
IL Fac. Spec. - NOX Rate Summer v3.1, Unit 556 and retrofits | 498 | 1797 | Rate Constraint in lbs/MMBtu | FALSE | L | Annual | Generation | TWh | 0.025419 | 0.025419 | 0.025419 | 0.025419 | 0.025419 | 0.025419 | 0.025419
IL Fac. Spec. - NOX Rate Summer v3.1, Unit 556 and retrofits | 498 | 1797 | Rate Constraint in lbs/MMBtu | FALSE | L | Annual | Qualifying Generation | TWh | 0.025419 | 0.025419 | 0.025419 | 0.025419 | 0.025419 | 0.025419 | 0.025419
IL Fac. Spec. - NOX Rate Summer v3.1, Unit 556 and retrofits | 498 | 1797 | Rate Constraint in lbs/MMBtu | FALSE | L | Annual | Rate | lb/MWh | 0.21599 | 0.21599 | 0.21599 | 0.21599 | 0.21599 | 0.21599 | 0.21599
IL Fac. Spec. - NOX Rate Summer v3.1, Unit 556 and retrofits | 498 | 1797 | Rate Constraint in lbs/MMBtu | FALSE | L | Annual | Constraint Shadow Price | US2011$/Ton | 0 | 0 | 0 | 0 | 0 | 0 | 0
IL Fac. Spec. - NOX Rate Summer v3.1, Unit 557 and retrofits | 499 | 1797 | Rate Constraint in lbs/MMBtu | FALSE | L | Annual | Seasons Included | Seasons | Summer | Summer | Summer | Summer | Summer | Summer | Summer
IL Fac. Spec. - NOX Rate Summer v3.1, Unit 557 and retrofits | 499 | 1797 | Rate Constraint in lbs/MMBtu | FALSE | L | Annual | Standard | lb/MMBtu | 0.25 | 0.25 | 0.25 | 0.25 | 0.25 | 0.25 | 0.25
IL Fac. Spec. - NOX Rate Summer v3.1, Unit 557 and retrofits | 499 | 1797 | Rate Constraint in lbs/MMBtu | FALSE | L | Annual | Emissions at Affected Plants NOX | Thousand Tons | 0.0045708 | 0.0045708 | 0.0045708 | 0.0045708 | 0.0045708 | 0.0045708 | 0.0045708
IL Fac. Spec. - NOX Rate Summer v3.1, Unit 557 and retrofits | 499 | 1797 | Rate Constraint in lbs/MMBtu | FALSE | L | Annual | Allowances Purchased NOX | Thousand Tons | 0 | 0 | 0 | 0 | 0 | 0 | 0
IL Fac. Spec. - NOX Rate Summer v3.1, Unit 557 and retrofits | 499 | 1797 | Rate Constraint in lbs/MMBtu | FALSE | L | Annual | Allowances Sold NOX | Thousand Tons | 0 | 0 | 0 | 0 | 0 | 0 | 0
IL Fac. Spec. - NOX Rate Summer v3.1, Unit 557 and retrofits | 499 | 1797 | Rate Constraint in lbs/MMBtu | FALSE | L | Annual | Allowances Banked | Thousand Tons | 0 | 0 | 0 | 0 | 0 | 0 | 0
IL Fac. Spec. - NOX Rate Summer v3.1, Unit 557 and retrofits | 499 | 1797 | Rate Constraint in lbs/MMBtu | FALSE | L | Annual | Allowances Withdrawn (1:1) | Thousand Tons | 0 | 0 | 0 | 0 | 0 | 0 | 0
IL Fac. Spec. - NOX Rate Summer v3.1, Unit 557 and retrofits | 499 | 1797 | Rate Constraint in lbs/MMBtu | FALSE | L | Annual | Allowances Withdrawn (n:1) | Thousand Tons | 0 | 0 | 0 | 0 | 0 | 0 | 0
IL Fac. Spec. - NOX Rate Summer v3.1, Unit 557 and retrofits | 499 | 1797 | Rate Constraint in lbs/MMBtu | FALSE | L | Annual | Net Emissions Allowance Position | Thousand Tons | 0.0045708 | 0.0045708 | 0.0045708 | 0.0045708 | 0.0045708 | 0.0045708 | 0.0045708
IL Fac. Spec. - NOX Rate Summer v3.1, Unit 557 and retrofits | 499 | 1797 | Rate Constraint in lbs/MMBtu | FALSE | L | Annual | Fuel Consumed | TBtu | 0.27659 | 0.27659 | 0.27659 | 0.27659 | 0.27659 | 0.27659 | 0.27659
IL Fac. Spec. - NOX Rate Summer v3.1, Unit 557 and retrofits | 499 | 1797 | Rate Constraint in lbs/MMBtu | FALSE | L | Annual | Rate | lb/MMBtu | 0.033051 | 0.033051 | 0.033051 | 0.033051 | 0.033051 | 0.033051 | 0.033051
IL Fac. Spec. - NOX Rate Summer v3.1, Unit 557 and retrofits | 499 | 1797 | Rate Constraint in lbs/MMBtu | FALSE | L | Annual | Generation | TWh | 0.025419 | 0.025419 | 0.025419 | 0.025419 | 0.025419 | 0.025419 | 0.025419
IL Fac. Spec. - NOX Rate Summer v3.1, Unit 557 and retrofits | 499 | 1797 | Rate Constraint in lbs/MMBtu | FALSE | L | Annual | Qualifying Generation | TWh | 0.025419 | 0.025419 | 0.025419 | 0.025419 | 0.025419 | 0.025419 | 0.025419
IL Fac. Spec. - NOX Rate Summer v3.1, Unit 557 and retrofits | 499 | 1797 | Rate Constraint in lbs/MMBtu | FALSE | L | Annual | Rate | lb/MWh | 0.17982 | 0.17982 | 0.17982 | 0.17982 | 0.17982 | 0.17982 | 0.17982
IL Fac. Spec. - NOX Rate Summer v3.1, Unit 557 and retrofits | 499 | 1797 | Rate Constraint in lbs/MMBtu | FALSE | L | Annual | Constraint Shadow Price | US2011$/Ton | 0 | 0 | 0 | 0 | 0 | 0 | 0
IL Fac. Spec. - NOX Rate Summer v3.1, Unit 558 and retrofits | 500 | 1797 | Rate Constraint in lbs/MMBtu | FALSE | L | Annual | Seasons Included | Seasons | Summer | Summer | Summer | Summer | Summer | Summer | Summer
IL Fac. Spec. - NOX Rate Summer v3.1, Unit 558 and retrofits | 500 | 1797 | Rate Constraint in lbs/MMBtu | FALSE | L | Annual | Standard | lb/MMBtu | 0.25 | 0.25 | 0.25 | 0.25 | 0.25 | 0.25 | 0.25
IL Fac. Spec. - NOX Rate Summer v3.1, Unit 558 and retrofits | 500 | 1797 | Rate Constraint in lbs/MMBtu | FALSE | L | Annual | Emissions at Affected Plants NOX | Thousand Tons | 0.0048679 | 0.0048679 | 0.0048679 | 0.0048679 | 0.0048679 | 0.0048679 | 0.0048679
IL Fac. Spec. - NOX Rate Summer v3.1, Unit 558 and retrofits | 500 | 1797 | Rate Constraint in lbs/MMBtu | FALSE | L | Annual | Allowances Purchased NOX | Thousand Tons | 0 | 0 | 0 | 0 | 0 | 0 | 0
IL Fac. Spec. - NOX Rate Summer v3.1, Unit 558 and retrofits | 500 | 1797 | Rate Constraint in lbs/MMBtu | FALSE | L | Annual | Allowances Sold NOX | Thousand Tons | 0 | 0 | 0 | 0 | 0 | 0 | 0
IL Fac. Spec. - NOX Rate Summer v3.1, Unit 558 and retrofits | 500 | 1797 | Rate Constraint in lbs/MMBtu | FALSE | L | Annual | Allowances Banked | Thousand Tons | 0 | 0 | 0 | 0 | 0 | 0 | 0
IL Fac. Spec. - NOX Rate Summer v3.1, Unit 558 and retrofits | 500 | 1797 | Rate Constraint in lbs/MMBtu | FALSE | L | Annual | Allowances Withdrawn (1:1) | Thousand Tons | 0 | 0 | 0 | 0 | 0 | 0 | 0
IL Fac. Spec. - NOX Rate Summer v3.1, Unit 558 and retrofits | 500 | 1797 | Rate Constraint in lbs/MMBtu | FALSE | L | Annual | Allowances Withdrawn (n:1) | Thousand Tons | 0 | 0 | 0 | 0 | 0 | 0 | 0
IL Fac. Spec. - NOX Rate Summer v3.1, Unit 558 and retrofits | 500 | 1797 | Rate Constraint in lbs/MMBtu | FALSE | L | Annual | Net Emissions Allowance Position | Thousand Tons | 0.0048679 | 0.0048679 | 0.0048679 | 0.0048679 | 0.0048679 | 0.0048679 | 0.0048679
IL Fac. Spec. - NOX Rate Summer v3.1, Unit 558 and retrofits | 500 | 1797 | Rate Constraint in lbs/MMBtu | FALSE | L | Annual | Fuel Consumed | TBtu | 0.27659 | 0.27659 | 0.27659 | 0.27659 | 0.27659 | 0.27659 | 0.27659
IL Fac. Spec. - NOX Rate Summer v3.1, Unit 558 and retrofits | 500 | 1797 | Rate Constraint in lbs/MMBtu | FALSE | L | Annual | Rate | lb/MMBtu | 0.0352 | 0.0352 | 0.0352 | 0.0352 | 0.0352 | 0.0352 | 0.0352
IL Fac. Spec. - NOX Rate Summer v3.1, Unit 558 and retrofits | 500 | 1797 | Rate Constraint in lbs/MMBtu | FALSE | L | Annual | Generation | TWh | 0.025419 | 0.025419 | 0.025419 | 0.025419 | 0.025419 | 0.025419 | 0.025419
IL Fac. Spec. - NOX Rate Summer v3.1, Unit 558 and retrofits | 500 | 1797 | Rate Constraint in lbs/MMBtu | FALSE | L | Annual | Qualifying Generation | TWh | 0.025419 | 0.025419 | 0.025419 | 0.025419 | 0.025419 | 0.025419 | 0.025419
IL Fac. Spec. - NOX Rate Summer v3.1, Unit 558 and retrofits | 500 | 1797 | Rate Constraint in lbs/MMBtu | FALSE | L | Annual | Rate | lb/MWh | 0.19151 | 0.19151 | 0.19151 | 0.19151 | 0.19151 | 0.19151 | 0.19151
IL Fac. Spec. - NOX Rate Summer v3.1, Unit 558 and retrofits | 500 | 1797 | Rate Constraint in lbs/MMBtu | FALSE | L | Annual | Constraint Shadow Price | US2011$/Ton | 0 | 0 | 0 | 0 | 0 | 0 | 0
IL Fac. Spec. - NOX Rate Summer v3.1, Unit 559 and retrofits | 501 | 1797 | Rate Constraint in lbs/MMBtu | FALSE | L | Annual | Seasons Included | Seasons | Summer | Summer | Summer | Summer | Summer | Summer | Summer
IL Fac. Spec. - NOX Rate Summer v3.1, Unit 559 and retrofits | 501 | 1797 | Rate Constraint in lbs/MMBtu | FALSE | L | Annual | Standard | lb/MMBtu | 0.25 | 0.25 | 0.25 | 0.25 | 0.25 | 0.25 | 0.25
IL Fac. Spec. - NOX Rate Summer v3.1, Unit 559 and retrofits | 501 | 1797 | Rate Constraint in lbs/MMBtu | FALSE | L | Annual | Emissions at Affected Plants NOX | Thousand Tons | 0.0051762 | 0.0051762 | 0.0051762 | 0.0051762 | 0.0051762 | 0.0051762 | 0.0051762
IL Fac. Spec. - NOX Rate Summer v3.1, Unit 559 and retrofits | 501 | 1797 | Rate Constraint in lbs/MMBtu | FALSE | L | Annual | Allowances Purchased NOX | Thousand Tons | 0 | 0 | 0 | 0 | 0 | 0 | 0
IL Fac. Spec. - NOX Rate Summer v3.1, Unit 559 and retrofits | 501 | 1797 | Rate Constraint in lbs/MMBtu | FALSE | L | Annual | Allowances Sold NOX | Thousand Tons | 0 | 0 | 0 | 0 | 0 | 0 | 0
IL Fac. Spec. - NOX Rate Summer v3.1, Unit 559 and retrofits | 501 | 1797 | Rate Constraint in lbs/MMBtu | FALSE | L | Annual | Allowances Banked | Thousand Tons | 0 | 0 | 0 | 0 | 0 | 0 | 0
IL Fac. Spec. - NOX Rate Summer v3.1, Unit 559 and retrofits | 501 | 1797 | Rate Constraint in lbs/MMBtu | FALSE | L | Annual | Allowances Withdrawn (1:1) | Thousand Tons | 0 | 0 | 0 | 0 | 0 | 0 | 0
IL Fac. Spec. - NOX Rate Summer v3.1, Unit 559 and retrofits | 501 | 1797 | Rate Constraint in lbs/MMBtu | FALSE | L | Annual | Allowances Withdrawn (n:1) | Thousand Tons | 0 | 0 | 0 | 0 | 0 | 0 | 0
IL Fac. Spec. - NOX Rate Summer v3.1, Unit 559 and retrofits | 501 | 1797 | Rate Constraint in lbs/MMBtu | FALSE | L | Annual | Net Emissions Allowance Position | Thousand Tons | 0.0051762 | 0.0051762 | 0.0051762 | 0.0051762 | 0.0051762 | 0.0051762 | 0.0051762
IL Fac. Spec. - NOX Rate Summer v3.1, Unit 559 and retrofits | 501 | 1797 | Rate Constraint in lbs/MMBtu | FALSE | L | Annual | Fuel Consumed | TBtu | 0.27659 | 0.27659 | 0.27659 | 0.27659 | 0.27659 | 0.27659 | 0.27659
IL Fac. Spec. - NOX Rate Summer v3.1, Unit 559 and retrofits | 501 | 1797 | Rate Constraint in lbs/MMBtu | FALSE | L | Annual | Rate | lb/MMBtu | 0.037429 | 0.037429 | 0.037429 | 0.037429 | 0.037429 | 0.037429 | 0.037429
IL Fac. Spec. - NOX Rate Summer v3.1, Unit 559 and retrofits | 501 | 1797 | Rate Constraint in lbs/MMBtu | FALSE | L | Annual | Generation | TWh | 0.025419 | 0.025419 | 0.025419 | 0.025419 | 0.025419 | 0.025419 | 0.025419
IL Fac. Spec. - NOX Rate Summer v3.1, Unit 559 and retrofits | 501 | 1797 | Rate Constraint in lbs/MMBtu | FALSE | L | Annual | Qualifying Generation | TWh | 0.025419 | 0.025419 | 0.025419 | 0.025419 | 0.025419 | 0.025419 | 0.025419
IL Fac. Spec. - NOX Rate Summer v3.1, Unit 559 and retrofits | 501 | 1797 | Rate Constraint in lbs/MMBtu | FALSE | L | Annual | Rate | lb/MWh | 0.20363 | 0.20363 | 0.20363 | 0.20363 | 0.20363 | 0.20363 | 0.20363
IL Fac. Spec. - NOX Rate Summer v3.1, Unit 559 and retrofits | 501 | 1797 | Rate Constraint in lbs/MMBtu | FALSE | L | Annual | Constraint Shadow Price | US2011$/Ton | 0 | 0 | 0 | 0 | 0 | 0 | 0
IL Fac. Spec. - NOX Rate Summer v3.1, Unit 560 and retrofits | 502 | 1797 | Rate Constraint in lbs/MMBtu | FALSE | L | Annual | Seasons Included | Seasons | Summer | Summer | Summer | Summer | Summer | Summer | Summer
IL Fac. Spec. - NOX Rate Summer v3.1, Unit 560 and retrofits | 502 | 1797 | Rate Constraint in lbs/MMBtu | FALSE | L | Annual | Standard | lb/MMBtu | 0.25 | 0.25 | 0.25 | 0.25 | 0.25 | 0.25 | 0.25
IL Fac. Spec. - NOX Rate Summer v3.1, Unit 560 and retrofits | 502 | 1797 | Rate Constraint in lbs/MMBtu | FALSE | L | Annual | Emissions at Affected Plants NOX | Thousand Tons | 0.00062405 | 0.00062405 | 0.00062405 | 0.00062405 | 0.00062405 | 0 | 0
IL Fac. Spec. - NOX Rate Summer v3.1, Unit 560 and retrofits | 502 | 1797 | Rate Constraint in lbs/MMBtu | FALSE | L | Annual | Allowances Purchased NOX | Thousand Tons | 0 | 0 | 0 | 0 | 0 | 0 | 0
IL Fac. Spec. - NOX Rate Summer v3.1, Unit 560 and retrofits | 502 | 1797 | Rate Constraint in lbs/MMBtu | FALSE | L | Annual | Allowances Sold NOX | Thousand Tons | 0 | 0 | 0 | 0 | 0 | 0 | 0
IL Fac. Spec. - NOX Rate Summer v3.1, Unit 560 and retrofits | 502 | 1797 | Rate Constraint in lbs/MMBtu | FALSE | L | Annual | Allowances Banked | Thousand Tons | 0 | 0 | 0 | 0 | 0 | 0 | 0
IL Fac. Spec. - NOX Rate Summer v3.1, Unit 560 and retrofits | 502 | 1797 | Rate Constraint in lbs/MMBtu | FALSE | L | Annual | Allowances Withdrawn (1:1) | Thousand Tons | 0 | 0 | 0 | 0 | 0 | 0 | 0
IL Fac. Spec. - NOX Rate Summer v3.1, Unit 560 and retrofits | 502 | 1797 | Rate Constraint in lbs/MMBtu | FALSE | L | Annual | Allowances Withdrawn (n:1) | Thousand Tons | 0 | 0 | 0 | 0 | 0 | 0 | 0
IL Fac. Spec. - NOX Rate Summer v3.1, Unit 560 and retrofits | 502 | 1797 | Rate Constraint in lbs/MMBtu | FALSE | L | Annual | Net Emissions Allowance Position | Thousand Tons | 0.00062405 | 0.00062405 | 0.00062405 | 0.00062405 | 0.00062405 | 0 | 0
IL Fac. Spec. - NOX Rate Summer v3.1, Unit 560 and retrofits | 502 | 1797 | Rate Constraint in lbs/MMBtu | FALSE | L | Annual | Fuel Consumed | TBtu | 0.032724 | 0.032724 | 0.032724 | 0.032724 | 0.032724 | 0 | 0
IL Fac. Spec. - NOX Rate Summer v3.1, Unit 560 and retrofits | 502 | 1797 | Rate Constraint in lbs/MMBtu | FALSE | L | Annual | Rate | lb/MMBtu | 0.03814 | 0.03814 | 0.03814 | 0.03814 | 0.03814 | 0 | 0
IL Fac. Spec. - NOX Rate Summer v3.1, Unit 560 and retrofits | 502 | 1797 | Rate Constraint in lbs/MMBtu | FALSE | L | Annual | Generation | TWh | 0.0026003 | 0.0026003 | 0.0026003 | 0.0026003 | 0.0026003 | 0 | 0
IL Fac. Spec. - NOX Rate Summer v3.1, Unit 560 and retrofits | 502 | 1797 | Rate Constraint in lbs/MMBtu | FALSE | L | Annual | Qualifying Generation | TWh | 0.0026003 | 0.0026003 | 0.0026003 | 0.0026003 | 0.0026003 | 0 | 0
IL Fac. Spec. - NOX Rate Summer v3.1, Unit 560 and retrofits | 502 | 1797 | Rate Constraint in lbs/MMBtu | FALSE | L | Annual | Rate | lb/MWh | 0.23999 | 0.23999 | 0.23999 | 0.23999 | 0.23999 | 0 | 0
IL Fac. Spec. - NOX Rate Summer v3.1, Unit 560 and retrofits | 502 | 1797 | Rate Constraint in lbs/MMBtu | FALSE | L | Annual | Constraint Shadow Price | US2011$/Ton | 0 | 0 | 0 | 0 | 0 | 0 | 0
IL Fac. Spec. - NOX Rate Summer v3.1, Unit 561 and retrofits | 503 | 1797 | Rate Constraint in lbs/MMBtu | FALSE | L | Annual | Seasons Included | Seasons | Summer | Summer | Summer | Summer | Summer | Summer | Summer
IL Fac. Spec. - NOX Rate Summer v3.1, Unit 561 and retrofits | 503 | 1797 | Rate Constraint in lbs/MMBtu | FALSE | L | Annual | Standard | lb/MMBtu | 0.25 | 0.25 | 0.25 | 0.25 | 0.25 | 0.25 | 0.25
IL Fac. Spec. - NOX Rate Summer v3.1, Unit 561 and retrofits | 503 | 1797 | Rate Constraint in lbs/MMBtu | FALSE | L | Annual | Emissions at Affected Plants NOX | Thousand Tons | 0.00068869 | 0.00068869 | 0.00068869 | 0.00068869 | 0.00068869 | 0 | 0
IL Fac. Spec. - NOX Rate Summer v3.1, Unit 561 and retrofits | 503 | 1797 | Rate Constraint in lbs/MMBtu | FALSE | L | Annual | Allowances Purchased NOX | Thousand Tons | 0 | 0 | 0 | 0 | 0 | 0 | 0
IL Fac. Spec. - NOX Rate Summer v3.1, Unit 561 and retrofits | 503 | 1797 | Rate Constraint in lbs/MMBtu | FALSE | L | Annual | Allowances Sold NOX | Thousand Tons | 0 | 0 | 0 | 0 | 0 | 0 | 0
IL Fac. Spec. - NOX Rate Summer v3.1, Unit 561 and retrofits | 503 | 1797 | Rate Constraint in lbs/MMBtu | FALSE | L | Annual | Allowances Banked | Thousand Tons | 0 | 0 | 0 | 0 | 0 | 0 | 0
IL Fac. Spec. - NOX Rate Summer v3.1, Unit 561 and retrofits | 503 | 1797 | Rate Constraint in lbs/MMBtu | FALSE | L | Annual | Allowances Withdrawn (1:1) | Thousand Tons | 0 | 0 | 0 | 0 | 0 | 0 | 0
IL Fac. Spec. - NOX Rate Summer v3.1, Unit 561 and retrofits | 503 | 1797 | Rate Constraint in lbs/MMBtu | FALSE | L | Annual | Allowances Withdrawn (n:1) | Thousand Tons | 0 | 0 | 0 | 0 | 0 | 0 | 0
IL Fac. Spec. - NOX Rate Summer v3.1, Unit 561 and retrofits | 503 | 1797 | Rate Constraint in lbs/MMBtu | FALSE | L | Annual | Net Emissions Allowance Position | Thousand Tons | 0.00068869 | 0.00068869 | 0.00068869 | 0.00068869 | 0.00068869 | 0 | 0
IL Fac. Spec. - NOX Rate Summer v3.1, Unit 561 and retrofits | 503 | 1797 | Rate Constraint in lbs/MMBtu | FALSE | L | Annual | Fuel Consumed | TBtu | 0.032724 | 0.032724 | 0.032724 | 0.032724 | 0.032724 | 0 | 0
IL Fac. Spec. - NOX Rate Summer v3.1, Unit 561 and retrofits | 503 | 1797 | Rate Constraint in lbs/MMBtu | FALSE | L | Annual | Rate | lb/MMBtu | 0.04209 | 0.04209 | 0.04209 | 0.04209 | 0.04209 | 0 | 0
IL Fac. Spec. - NOX Rate Summer v3.1, Unit 561 and retrofits | 503 | 1797 | Rate Constraint in lbs/MMBtu | FALSE | L | Annual | Generation | TWh | 0.0026003 | 0.0026003 | 0.0026003 | 0.0026003 | 0.0026003 | 0 | 0
IL Fac. Spec. - NOX Rate Summer v3.1, Unit 561 and retrofits | 503 | 1797 | Rate Constraint in lbs/MMBtu | FALSE | L | Annual | Qualifying Generation | TWh | 0.0026003 | 0.0026003 | 0.0026003 | 0.0026003 | 0.0026003 | 0 | 0
IL Fac. Spec. - NOX Rate Summer v3.1, Unit 561 and retrofits | 503 | 1797 | Rate Constraint in lbs/MMBtu | FALSE | L | Annual | Rate | lb/MWh | 0.26485 | 0.26485 | 0.26485 | 0.26485 | 0.26485 | 0 | 0
IL Fac. Spec. - NOX Rate Summer v3.1, Unit 561 and retrofits | 503 | 1797 | Rate Constraint in lbs/MMBtu | FALSE | L | Annual | Constraint Shadow Price | US2011$/Ton | 0 | 0 | 0 | 0 | 0 | 0 | 0
IL Fac. Spec. - NOX Rate Summer v3.1, Unit 562 and retrofits | 504 | 1797 | Rate Constraint in lbs/MMBtu | FALSE | L | Annual | Seasons Included | Seasons | Summer | Summer | Summer | Summer | Summer | Summer | Summer
IL Fac. Spec. - NOX Rate Summer v3.1, Unit 562 and retrofits | 504 | 1797 | Rate Constraint in lbs/MMBtu | FALSE | L | Annual | Standard | lb/MMBtu | 0.25 | 0.25 | 0.25 | 0.25 | 0.25 | 0.25 | 0.25
IL Fac. Spec. - NOX Rate Summer v3.1, Unit 562 and retrofits | 504 | 1797 | Rate Constraint in lbs/MMBtu | FALSE | L | Annual | Emissions at Affected Plants NOX | Thousand Tons | 0.00074115 | 0.00074115 | 0.00074115 | 0.00074115 | 0.00074115 | 0 | 0
IL Fac. Spec. - NOX Rate Summer v3.1, Unit 562 and retrofits | 504 | 1797 | Rate Constraint in lbs/MMBtu | FALSE | L | Annual | Allowances Purchased NOX | Thousand Tons | 0 | 0 | 0 | 0 | 0 | 0 | 0
IL Fac. Spec. - NOX Rate Summer v3.1, Unit 562 and retrofits | 504 | 1797 | Rate Constraint in lbs/MMBtu | FALSE | L | Annual | Allowances Sold NOX | Thousand Tons | 0 | 0 | 0 | 0 | 0 | 0 | 0
IL Fac. Spec. - NOX Rate Summer v3.1, Unit 562 and retrofits | 504 | 1797 | Rate Constraint in lbs/MMBtu | FALSE | L | Annual | Allowances Banked | Thousand Tons | 0 | 0 | 0 | 0 | 0 | 0 | 0
IL Fac. Spec. - NOX Rate Summer v3.1, Unit 562 and retrofits | 504 | 1797 | Rate Constraint in lbs/MMBtu | FALSE | L | Annual | Allowances Withdrawn (1:1) | Thousand Tons | 0 | 0 | 0 | 0 | 0 | 0 | 0
IL Fac. Spec. - NOX Rate Summer v3.1, Unit 562 and retrofits | 504 | 1797 | Rate Constraint in lbs/MMBtu | FALSE | L | Annual | Allowances Withdrawn (n:1) | Thousand Tons | 0 | 0 | 0 | 0 | 0 | 0 | 0
IL Fac. Spec. - NOX Rate Summer v3.1, Unit 562 and retrofits | 504 | 1797 | Rate Constraint in lbs/MMBtu | FALSE | L | Annual | Net Emissions Allowance Position | Thousand Tons | 0.00074115 | 0.00074115 | 0.00074115 | 0.00074115 | 0.00074115 | 0 | 0
IL Fac. Spec. - NOX Rate Summer v3.1, Unit 562 and retrofits | 504 | 1797 | Rate Constraint in lbs/MMBtu | FALSE | L | Annual | Fuel Consumed | TBtu | 0.033141 | 0.033141 | 0.033141 | 0.033141 | 0.033141 | 0 | 0
IL Fac. Spec. - NOX Rate Summer v3.1, Unit 562 and retrofits | 504 | 1797 | Rate Constraint in lbs/MMBtu | FALSE | L | Annual | Rate | lb/MMBtu | 0.044727 | 0.044727 | 0.044727 | 0.044727 | 0.044727 | 0 | 0
IL Fac. Spec. - NOX Rate Summer v3.1, Unit 562 and retrofits | 504 | 1797 | Rate Constraint in lbs/MMBtu | FALSE | L | Annual | Generation | TWh | 0.0026336 | 0.0026336 | 0.0026336 | 0.0026336 | 0.0026336 | 0 | 0
IL Fac. Spec. - NOX Rate Summer v3.1, Unit 562 and retrofits | 504 | 1797 | Rate Constraint in lbs/MMBtu | FALSE | L | Annual | Qualifying Generation | TWh | 0.0026336 | 0.0026336 | 0.0026336 | 0.0026336 | 0.0026336 | 0 | 0
IL Fac. Spec. - NOX Rate Summer v3.1, Unit 562 and retrofits | 504 | 1797 | Rate Constraint in lbs/MMBtu | FALSE | L | Annual | Rate | lb/MWh | 0.28142 | 0.28142 | 0.28142 | 0.28142 | 0.28142 | 0 | 0
IL Fac. Spec. - NOX Rate Summer v3.1, Unit 562 and retrofits | 504 | 1797 | Rate Constraint in lbs/MMBtu | FALSE | L | Annual | Constraint Shadow Price | US2011$/Ton | 0 | 0 | 0 | 0 | 0 | 0 | 0
IL Fac. Spec. - NOX Rate Summer v3.1, Unit 563 and retrofits | 505 | 1797 | Rate Constraint in lbs/MMBtu | FALSE | L | Annual | Seasons Included | Seasons | Summer | Summer | Summer | Summer | Summer | Summer | Summer
IL Fac. Spec. - NOX Rate Summer v3.1, Unit 563 and retrofits | 505 | 1797 | Rate Constraint in lbs/MMBtu | FALSE | L | Annual | Standard | lb/MMBtu | 0.25 | 0.25 | 0.25 | 0.25 | 0.25 | 0.25 | 0.25
IL Fac. Spec. - NOX Rate Summer v3.1, Unit 563 and retrofits | 505 | 1797 | Rate Constraint in lbs/MMBtu | FALSE | L | Annual | Emissions at Affected Plants NOX | Thousand Tons | 0.00061188 | 0.00061188 | 0.00061188 | 0.00061188 | 0.00061188 | 0 | 0
IL Fac. Spec. - NOX Rate Summer v3.1, Unit 563 and retrofits | 505 | 1797 | Rate Constraint in lbs/MMBtu | FALSE | L | Annual | Allowances Purchased NOX | Thousand Tons | 0 | 0 | 0 | 0 | 0 | 0 | 0
IL Fac. Spec. - NOX Rate Summer v3.1, Unit 563 and retrofits | 505 | 1797 | Rate Constraint in lbs/MMBtu | FALSE | L | Annual | Allowances Sold NOX | Thousand Tons | 0 | 0 | 0 | 0 | 0 | 0 | 0
IL Fac. Spec. - NOX Rate Summer v3.1, Unit 563 and retrofits | 505 | 1797 | Rate Constraint in lbs/MMBtu | FALSE | L | Annual | Allowances Banked | Thousand Tons | 0 | 0 | 0 | 0 | 0 | 0 | 0
IL Fac. Spec. - NOX Rate Summer v3.1, Unit 563 and retrofits | 505 | 1797 | Rate Constraint in lbs/MMBtu | FALSE | L | Annual | Allowances Withdrawn (1:1) | Thousand Tons | 0 | 0 | 0 | 0 | 0 | 0 | 0
IL Fac. Spec. - NOX Rate Summer v3.1, Unit 563 and retrofits | 505 | 1797 | Rate Constraint in lbs/MMBtu | FALSE | L | Annual | Allowances Withdrawn (n:1) | Thousand Tons | 0 | 0 | 0 | 0 | 0 | 0 | 0
IL Fac. Spec. - NOX Rate Summer v3.1, Unit 563 and retrofits | 505 | 1797 | Rate Constraint in lbs/MMBtu | FALSE | L | Annual | Net Emissions Allowance Position | Thousand Tons | 0.00061188 | 0.00061188 | 0.00061188 | 0.00061188 | 0.00061188 | 0 | 0
IL Fac. Spec. - NOX Rate Summer v3.1, Unit 563 and retrofits | 505 | 1797 | Rate Constraint in lbs/MMBtu | FALSE | L | Annual | Fuel Consumed | TBtu | 0.032722 | 0.032722 | 0.032722 | 0.032722 | 0.032722 | 0 | 0
IL Fac. Spec. - NOX Rate Summer v3.1, Unit 563 and retrofits | 505 | 1797 | Rate Constraint in lbs/MMBtu | FALSE | L | Annual | Rate | lb/MMBtu | 0.037399 | 0.037399 | 0.037399 | 0.037399 | 0.037399 | 0 | 0
IL Fac. Spec. - NOX Rate Summer v3.1, Unit 563 and retrofits | 505 | 1797 | Rate Constraint in lbs/MMBtu | FALSE | L | Annual | Generation | TWh | 0.0026003 | 0.0026003 | 0.0026003 | 0.0026003 | 0.0026003 | 0 | 0
IL Fac. Spec. - NOX Rate Summer v3.1, Unit 563 and retrofits | 505 | 1797 | Rate Constraint in lbs/MMBtu | FALSE | L | Annual | Qualifying Generation | TWh | 0.0026003 | 0.0026003 | 0.0026003 | 0.0026003 | 0.0026003 | 0 | 0
IL Fac. Spec. - NOX Rate Summer v3.1, Unit 563 and retrofits | 505 | 1797 | Rate Constraint in lbs/MMBtu | FALSE | L | Annual | Rate | lb/MWh | 0.23532 | 0.23532 | 0.23532 | 0.23532 | 0.23532 | 0 | 0
IL Fac. Spec. - NOX Rate Summer v3.1, Unit 563 and retrofits | 505 | 1797 | Rate Constraint in lbs/MMBtu | FALSE | L | Annual | Constraint Shadow Price | US2011$/Ton | 0 | 0 | 0 | 0 | 0 | 0 | 0
IL Fac. Spec. - NOX Rate Summer v3.1, Unit 564 and retrofits | 506 | 1797 | Rate Constraint in lbs/MMBtu | FALSE | L | Annual | Seasons Included | Seasons | Summer | Summer | Summer | Summer | Summer | Summer | Summer
IL Fac. Spec. - NOX Rate Summer v3.1, Unit 564 and retrofits | 506 | 1797 | Rate Constraint in lbs/MMBtu | FALSE | L | Annual | Standard | lb/MMBtu | 0.25 | 0.25 | 0.25 | 0.25 | 0.25 | 0.25 | 0.25
IL Fac. Spec. - NOX Rate Summer v3.1, Unit 564 and retrofits | 506 | 1797 | Rate Constraint in lbs/MMBtu | FALSE | L | Annual | Emissions at Affected Plants NOX | Thousand Tons | 0.00053137 | 0.00053137 | 0.00053137 | 0.00053137 | 0.00053137 | 0 | 0
IL Fac. Spec. - NOX Rate Summer v3.1, Unit 564 and retrofits | 506 | 1797 | Rate Constraint in lbs/MMBtu | FALSE | L | Annual | Allowances Purchased NOX | Thousand Tons | 0 | 0 | 0 | 0 | 0 | 0 | 0
IL Fac. Spec. - NOX Rate Summer v3.1, Unit 564 and retrofits | 506 | 1797 | Rate Constraint in lbs/MMBtu | FALSE | L | Annual | Allowances Sold NOX | Thousand Tons | 0 | 0 | 0 | 0 | 0 | 0 | 0
IL Fac. Spec. - NOX Rate Summer v3.1, Unit 564 and retrofits | 506 | 1797 | Rate Constraint in lbs/MMBtu | FALSE | L | Annual | Allowances Banked | Thousand Tons | 0 | 0 | 0 | 0 | 0 | 0 | 0
IL Fac. Spec. - NOX Rate Summer v3.1, Unit 564 and retrofits | 506 | 1797 | Rate Constraint in lbs/MMBtu | FALSE | L | Annual | Allowances Withdrawn (1:1) | Thousand Tons | 0 | 0 | 0 | 0 | 0 | 0 | 0
IL Fac. Spec. - NOX Rate Summer v3.1, Unit 564 and retrofits | 506 | 1797 | Rate Constraint in lbs/MMBtu | FALSE | L | Annual | Allowances Withdrawn (n:1) | Thousand Tons | 0 | 0 | 0 | 0 | 0 | 0 | 0
IL Fac. Spec. - NOX Rate Summer v3.1, Unit 564 and retrofits | 506 | 1797 | Rate Constraint in lbs/MMBtu | FALSE | L | Annual | Net Emissions Allowance Position | Thousand Tons | 0.00053137 | 0.00053137 | 0.00053137 | 0.00053137 | 0.00053137 | 0 | 0
IL Fac. Spec. - NOX Rate Summer v3.1, Unit 564 and retrofits | 506 | 1797 | Rate Constraint in lbs/MMBtu | FALSE | L | Annual | Fuel Consumed | TBtu | 0.032302 | 0.032302 | 0.032302 | 0.032302 | 0.032302 | 0 | 0
IL Fac. Spec. - NOX Rate Summer v3.1, Unit 564 and retrofits | 506 | 1797 | Rate Constraint in lbs/MMBtu | FALSE | L | Annual | Rate | lb/MMBtu | 0.0329 | 0.0329 | 0.0329 | 0.0329 | 0.0329 | 0 | 0
IL Fac. Spec. - NOX Rate Summer v3.1, Unit 564 and retrofits | 506 | 1797 | Rate Constraint in lbs/MMBtu | FALSE | L | Annual | Generation | TWh | 0.0025669 | 0.0025669 | 0.0025669 | 0.0025669 | 0.0025669 | 0 | 0
IL Fac. Spec. - NOX Rate Summer v3.1, Unit 564 and retrofits | 506 | 1797 | Rate Constraint in lbs/MMBtu | FALSE | L | Annual | Qualifying Generation | TWh | 0.0025669 | 0.0025669 | 0.0025669 | 0.0025669 | 0.0025669 | 0 | 0
IL Fac. Spec. - NOX Rate Summer v3.1, Unit 564 and retrofits | 506 | 1797 | Rate Constraint in lbs/MMBtu | FALSE | L | Annual | Rate | lb/MWh | 0.20701 | 0.20701 | 0.20701 | 0.20701 | 0.20701 | 0 | 0
IL Fac. Spec. - NOX Rate Summer v3.1, Unit 564 and retrofits | 506 | 1797 | Rate Constraint in lbs/MMBtu | FALSE | L | Annual | Constraint Shadow Price | US2011$/Ton | 0 | 0 | 0 | 0 | 0 | 0 | 0
IL Fac. Spec. - NOX Rate Summer v3.1, Unit 565 and retrofits | 507 | 1797 | Rate Constraint in lbs/MMBtu | FALSE | L | Annual | Seasons Included | Seasons | Summer | Summer | Summer | Summer | Summer | Summer | Summer
IL Fac. Spec. - NOX Rate Summer v3.1, Unit 565 and retrofits | 507 | 1797 | Rate Constraint in lbs/MMBtu | FALSE | L | Annual | Standard | lb/MMBtu | 0.25 | 0.25 | 0.25 | 0.25 | 0.25 | 0.25 | 0.25
IL Fac. Spec. - NOX Rate Summer v3.1, Unit 565 and retrofits | 507 | 1797 | Rate Constraint in lbs/MMBtu | FALSE | L | Annual | Emissions at Affected Plants NOX | Thousand Tons | 0.00075423 | 0.00075423 | 0.00075423 | 0.00075423 | 0.00075423 | 0 | 0
IL Fac. Spec. - NOX Rate Summer v3.1, Unit 565 and retrofits | 507 | 1797 | Rate Constraint in lbs/MMBtu | FALSE | L | Annual | Allowances Purchased NOX | Thousand Tons | 0 | 0 | 0 | 0 | 0 | 0 | 0
IL Fac. Spec. - NOX Rate Summer v3.1, Unit 565 and retrofits | 507 | 1797 | Rate Constraint in lbs/MMBtu | FALSE | L | Annual | Allowances Sold NOX | Thousand Tons | 0 | 0 | 0 | 0 | 0 | 0 | 0
IL Fac. Spec. - NOX Rate Summer v3.1, Unit 565 and retrofits | 507 | 1797 | Rate Constraint in lbs/MMBtu | FALSE | L | Annual | Allowances Banked | Thousand Tons | 0 | 0 | 0 | 0 | 0 | 0 | 0
IL Fac. Spec. - NOX Rate Summer v3.1, Unit 565 and retrofits | 507 | 1797 | Rate Constraint in lbs/MMBtu | FALSE | L | Annual | Allowances Withdrawn (1:1) | Thousand Tons | 0 | 0 | 0 | 0 | 0 | 0 | 0
IL Fac. Spec. - NOX Rate Summer v3.1, Unit 565 and retrofits | 507 | 1797 | Rate Constraint in lbs/MMBtu | FALSE | L | Annual | Allowances Withdrawn (n:1) | Thousand Tons | 0 | 0 | 0 | 0 | 0 | 0 | 0
IL Fac. Spec. - NOX Rate Summer v3.1, Unit 565 and retrofits | 507 | 1797 | Rate Constraint in lbs/MMBtu | FALSE | L | Annual | Net Emissions Allowance Position | Thousand Tons | 0.00075423 | 0.00075423 | 0.00075423 | 0.00075423 | 0.00075423 | 0 | 0
IL Fac. Spec. - NOX Rate Summer v3.1, Unit 565 and retrofits | 507 | 1797 | Rate Constraint in lbs/MMBtu | FALSE | L | Annual | Fuel Consumed | TBtu | 0.032722 | 0.032722 | 0.032722 | 0.032722 | 0.032722 | 0 | 0
IL Fac. Spec. - NOX Rate Summer v3.1, Unit 565 and retrofits | 507 | 1797 | Rate Constraint in lbs/MMBtu | FALSE | L | Annual | Rate | lb/MMBtu | 0.0461 | 0.0461 | 0.0461 | 0.0461 | 0.0461 | 0 | 0
IL Fac. Spec. - NOX Rate Summer v3.1, Unit 565 and retrofits | 507 | 1797 | Rate Constraint in lbs/MMBtu | FALSE | L | Annual | Generation | TWh | 0.0026003 | 0.0026003 | 0.0026003 | 0.0026003 | 0.0026003 | 0 | 0
IL Fac. Spec. - NOX Rate Summer v3.1, Unit 565 and retrofits | 507 | 1797 | Rate Constraint in lbs/MMBtu | FALSE | L | Annual | Qualifying Generation | TWh | 0.0026003 | 0.0026003 | 0.0026003 | 0.0026003 | 0.0026003 | 0 | 0
IL Fac. Spec. - NOX Rate Summer v3.1, Unit 565 and retrofits | 507 | 1797 | Rate Constraint in lbs/MMBtu | FALSE | L | Annual | Rate | lb/MWh | 0.29006 | 0.29006 | 0.29006 | 0.29006 | 0.29006 | 0 | 0
IL Fac. Spec. - NOX Rate Summer v3.1, Unit 565 and retrofits | 507 | 1797 | Rate Constraint in lbs/MMBtu | FALSE | L | Annual | Constraint Shadow Price | US2011$/Ton | 0 | 0 | 0 | 0 | 0 | 0 | 0
IL Fac. Spec. - NOX Rate Summer v3.1, Unit 566 and retrofits | 508 | 1797 | Rate Constraint in lbs/MMBtu | FALSE | L | Annual | Seasons Included | Seasons | Summer | Summer | Summer | Summer | Summer | Summer | Summer
IL Fac. Spec. - NOX Rate Summer v3.1, Unit 566 and retrofits | 508 | 1797 | Rate Constraint in lbs/MMBtu | FALSE | L | Annual | Standard | lb/MMBtu | 0.25 | 0.25 | 0.25 | 0.25 | 0.25 | 0.25 | 0.25
IL Fac. Spec. - NOX Rate Summer v3.1, Unit 566 and retrofits | 508 | 1797 | Rate Constraint in lbs/MMBtu | FALSE | L | Annual | Emissions at Affected Plants NOX | Thousand Tons | 0.00077386 | 0.00077386 | 0.00077386 | 0.00077386 | 0.00077386 | 0 | 0
IL Fac. Spec. - NOX Rate Summer v3.1, Unit 566 and retrofits | 508 | 1797 | Rate Constraint in lbs/MMBtu | FALSE | L | Annual | Allowances Purchased NOX | Thousand Tons | 0 | 0 | 0 | 0 | 0 | 0 | 0
IL Fac. Spec. - NOX Rate Summer v3.1, Unit 566 and retrofits | 508 | 1797 | Rate Constraint in lbs/MMBtu | FALSE | L | Annual | Allowances Sold NOX | Thousand Tons | 0 | 0 | 0 | 0 | 0 | 0 | 0
IL Fac. Spec. - NOX Rate Summer v3.1, Unit 566 and retrofits | 508 | 1797 | Rate Constraint in lbs/MMBtu | FALSE | L | Annual | Allowances Banked | Thousand Tons | 0 | 0 | 0 | 0 | 0 | 0 | 0
IL Fac. Spec. - NOX Rate Summer v3.1, Unit 566 and retrofits | 508 | 1797 | Rate Constraint in lbs/MMBtu | FALSE | L | Annual | Allowances Withdrawn (1:1) | Thousand Tons | 0 | 0 | 0 | 0 | 0 | 0 | 0
IL Fac. Spec. - NOX Rate Summer v3.1, Unit 566 and retrofits | 508 | 1797 | Rate Constraint in lbs/MMBtu | FALSE | L | Annual | Allowances Withdrawn (n:1) | Thousand Tons | 0 | 0 | 0 | 0 | 0 | 0 | 0
IL Fac. Spec. - NOX Rate Summer v3.1, Unit 566 and retrofits | 508 | 1797 | Rate Constraint in lbs/MMBtu | FALSE | L | Annual | Net Emissions Allowance Position | Thousand Tons | 0.00077386 | 0.00077386 | 0.00077386 | 0.00077386 | 0.00077386 | 0 | 0
IL Fac. Spec. - NOX Rate Summer v3.1, Unit 566 and retrofits | 508 | 1797 | Rate Constraint in lbs/MMBtu | FALSE | L | Annual | Fuel Consumed | TBtu | 0.032722 | 0.032722 | 0.032722 | 0.032722 | 0.032722 | 0 | 0
IL Fac. Spec. - NOX Rate Summer v3.1, Unit 566 and retrofits | 508 | 1797 | Rate Constraint in lbs/MMBtu | FALSE | L | Annual | Rate | lb/MMBtu | 0.0473 | 0.0473 | 0.0473 | 0.0473 | 0.0473 | 0 | 0
IL Fac. Spec. - NOX Rate Summer v3.1, Unit 566 and retrofits | 508 | 1797 | Rate Constraint in lbs/MMBtu | FALSE | L | Annual | Generation | TWh | 0.0026003 | 0.0026003 | 0.0026003 | 0.0026003 | 0.0026003 | 0 | 0
IL Fac. Spec. - NOX Rate Summer v3.1, Unit 566 and retrofits | 508 | 1797 | Rate Constraint in lbs/MMBtu | FALSE | L | Annual | Qualifying Generation | TWh | 0.0026003 | 0.0026003 | 0.0026003 | 0.0026003 | 0.0026003 | 0 | 0
IL Fac. Spec. - NOX Rate Summer v3.1, Unit 566 and retrofits | 508 | 1797 | Rate Constraint in lbs/MMBtu | FALSE | L | Annual | Rate | lb/MWh | 0.29761 | 0.29761 | 0.29761 | 0.29761 | 0.29761 | 0 | 0
IL Fac. Spec. - NOX Rate Summer v3.1, Unit 566 and retrofits | 508 | 1797 | Rate Constraint in lbs/MMBtu | FALSE | L | Annual | Constraint Shadow Price | US2011$/Ton | 0 | 0 | 0 | 0 | 0 | 0 | 0
IL Fac. Spec. - NOX Rate Summer v3.1, Unit 567 and retrofits | 509 | 1797 | Rate Constraint in lbs/MMBtu | FALSE | L | Annual | Seasons Included | Seasons | Summer | Summer | Summer | Summer | Summer | Summer | Summer
IL Fac. Spec. - NOX Rate Summer v3.1, Unit 567 and retrofits | 509 | 1797 | Rate Constraint in lbs/MMBtu | FALSE | L | Annual | Standard | lb/MMBtu | 0.25 | 0.25 | 0.25 | 0.25 | 0.25 | 0.25 | 0.25
IL Fac. Spec. - NOX Rate Summer v3.1, Unit 567 and retrofits | 509 | 1797 | Rate Constraint in lbs/MMBtu | FALSE | L | Annual | Emissions at Affected Plants NOX | Thousand Tons | 0.00055014 | 0.00055014 | 0.00055014 | 0.00055014 | 0.00055014 | 0 | 0
IL Fac. Spec. - NOX Rate Summer v3.1, Unit 567 and retrofits | 509 | 1797 | Rate Constraint in lbs/MMBtu | FALSE | L | Annual | Allowances Purchased NOX | Thousand Tons | 0 | 0 | 0 | 0 | 0 | 0 | 0
IL Fac. Spec. - NOX Rate Summer v3.1, Unit 567 and retrofits | 509 | 1797 | Rate Constraint in lbs/MMBtu | FALSE | L | Annual | Allowances Sold NOX | Thousand Tons | 0 | 0 | 0 | 0 | 0 | 0 | 0
IL Fac. Spec. - NOX Rate Summer v3.1, Unit 567 and retrofits | 509 | 1797 | Rate Constraint in lbs/MMBtu | FALSE | L | Annual | Allowances Banked | Thousand Tons | 0 | 0 | 0 | 0 | 0 | 0 | 0
IL Fac. Spec. - NOX Rate Summer v3.1, Unit 567 and retrofits | 509 | 1797 | Rate Constraint in lbs/MMBtu | FALSE | L | Annual | Allowances Withdrawn (1:1) | Thousand Tons | 0 | 0 | 0 | 0 | 0 | 0 | 0
IL Fac. Spec. - NOX Rate Summer v3.1, Unit 567 and retrofits | 509 | 1797 | Rate Constraint in lbs/MMBtu | FALSE | L | Annual | Allowances Withdrawn (n:1) | Thousand Tons | 0 | 0 | 0 | 0 | 0 | 0 | 0
IL Fac. Spec. - NOX Rate Summer v3.1, Unit 567 and retrofits | 509 | 1797 | Rate Constraint in lbs/MMBtu | FALSE | L | Annual | Net Emissions Allowance Position | Thousand Tons | 0.00055014 | 0.00055014 | 0.00055014 | 0.00055014 | 0.00055014 | 0 | 0
IL Fac. Spec. - NOX Rate Summer v3.1, Unit 567 and retrofits | 509 | 1797 | Rate Constraint in lbs/MMBtu | FALSE | L | Annual | Fuel Consumed | TBtu | 0.033141 | 0.033141 | 0.033141 | 0.033141 | 0.033141 | 0 | 0
IL Fac. Spec. - NOX Rate Summer v3.1, Unit 567 and retrofits | 509 | 1797 | Rate Constraint in lbs/MMBtu | FALSE | L | Annual | Rate | lb/MMBtu | 0.0332 | 0.0332 | 0.0332 | 0.0332 | 0.0332 | 0 | 0
IL Fac. Spec. - NOX Rate Summer v3.1, Unit 567 and retrofits | 509 | 1797 | Rate Constraint in lbs/MMBtu | FALSE | L | Annual | Generation | TWh | 0.0026336 | 0.0026336 | 0.0026336 | 0.0026336 | 0.0026336 | 0 | 0
IL Fac. Spec. - NOX Rate Summer v3.1, Unit 567 and retrofits | 509 | 1797 | Rate Constraint in lbs/MMBtu | FALSE | L | Annual | Qualifying Generation | TWh | 0.0026336 | 0.0026336 | 0.0026336 | 0.0026336 | 0.0026336 | 0 | 0
IL Fac. Spec. - NOX Rate Summer v3.1, Unit 567 and retrofits | 509 | 1797 | Rate Constraint in lbs/MMBtu | FALSE | L | Annual | Rate | lb/MWh | 0.20889 | 0.20889 | 0.20889 | 0.20889 | 0.20889 | 0 | 0
IL Fac. Spec. - NOX Rate Summer v3.1, Unit 567 and retrofits | 509 | 1797 | Rate Constraint in lbs/MMBtu | FALSE | L | Annual | Constraint Shadow Price | US2011$/Ton | 0 | 0 | 0 | 0 | 0 | 0 | 0
IL Fac. Spec. - NOX Rate Summer v3.1, Unit 568 and retrofits | 510 | 1797 | Rate Constraint in lbs/MMBtu | FALSE | L | Annual | Seasons Included | Seasons | Summer | Summer | Summer | Summer | Summer | Summer | Summer
IL Fac. Spec. - NOX Rate Summer v3.1, Unit 568 and retrofits | 510 | 1797 | Rate Constraint in lbs/MMBtu | FALSE | L | Annual | Standard | lb/MMBtu | 0.25 | 0.25 | 0.25 | 0.25 | 0.25 | 0.25 | 0.25
IL Fac. Spec. - NOX Rate Summer v3.1, Unit 568 and retrofits | 510 | 1797 | Rate Constraint in lbs/MMBtu | FALSE | L | Annual | Emissions at Affected Plants NOX | Thousand Tons | 0.004005 | 0.004005 | 0.004005 | 0.004005 | 0.004005 | 0.004005 | 0.004005
IL Fac. Spec. - NOX Rate Summer v3.1, Unit 568 and retrofits | 510 | 1797 | Rate Constraint in lbs/MMBtu | FALSE | L | Annual | Allowances Purchased NOX | Thousand Tons | 0 | 0 | 0 | 0 | 0 | 0 | 0
IL Fac. Spec. - NOX Rate Summer v3.1, Unit 568 and retrofits | 510 | 1797 | Rate Constraint in lbs/MMBtu | FALSE | L | Annual | Allowances Sold NOX | Thousand Tons | 0 | 0 | 0 | 0 | 0 | 0 | 0
IL Fac. Spec. - NOX Rate Summer v3.1, Unit 568 and retrofits | 510 | 1797 | Rate Constraint in lbs/MMBtu | FALSE | L | Annual | Allowances Banked | Thousand Tons | 0 | 0 | 0 | 0 | 0 | 0 | 0
IL Fac. Spec. - NOX Rate Summer v3.1, Unit 568 and retrofits | 510 | 1797 | Rate Constraint in lbs/MMBtu | FALSE | L | Annual | Allowances Withdrawn (1:1) | Thousand Tons | 0 | 0 | 0 | 0 | 0 | 0 | 0
IL Fac. Spec. - NOX Rate Summer v3.1, Unit 568 and retrofits | 510 | 1797 | Rate Constraint in lbs/MMBtu | FALSE | L | Annual | Allowances Withdrawn (n:1) | Thousand Tons | 0 | 0 | 0 | 0 | 0 | 0 | 0
IL Fac. Spec. - NOX Rate Summer v3.1, Unit 568 and retrofits | 510 | 1797 | Rate Constraint in lbs/MMBtu | FALSE | L | Annual | Net Emissions Allowance Position | Thousand Tons | 0.004005 | 0.004005 | 0.004005 | 0.004005 | 0.004005 | 0.004005 | 0.004005
IL Fac. Spec. - NOX Rate Summer v3.1, Unit 568 and retrofits | 510 | 1797 | Rate Constraint in lbs/MMBtu | FALSE | L | Annual | Fuel Consumed | TBtu | 0.27659 | 0.27659 | 0.27659 | 0.27659 | 0.27659 | 0.27659 | 0.27659
IL Fac. Spec. - NOX Rate Summer v3.1, Unit 568 and retrofits | 510 | 1797 | Rate Constraint in lbs/MMBtu | FALSE | L | Annual | Rate | lb/MMBtu | 0.02896 | 0.02896 | 0.02896 | 0.02896 | 0.02896 | 0.02896 | 0.02896
IL Fac. Spec. - NOX Rate Summer v3.1, Unit 568 and retrofits | 510 | 1797 | Rate Constraint in lbs/MMBtu | FALSE | L | Annual | Generation | TWh | 0.025419 | 0.025419 | 0.025419 | 0.025419 | 0.025419 | 0.025419 | 0.025419
IL Fac. Spec. - NOX Rate Summer v3.1, Unit 568 and retrofits | 510 | 1797 | Rate Constraint in lbs/MMBtu | FALSE | L | Annual | Qualifying Generation | TWh | 0.025419 | 0.025419 | 0.025419 | 0.025419 | 0.025419 | 0.025419 | 0.025419
IL Fac. Spec. - NOX Rate Summer v3.1, Unit 568 and retrofits | 510 | 1797 | Rate Constraint in lbs/MMBtu | FALSE | L | Annual | Rate | lb/MWh | 0.15756 | 0.15756 | 0.15756 | 0.15756 | 0.15756 | 0.15756 | 0.15756
IL Fac. Spec. - NOX Rate Summer v3.1, Unit 568 and retrofits | 510 | 1797 | Rate Constraint in lbs/MMBtu | FALSE | L | Annual | Constraint Shadow Price | US2011$/Ton | 0 | 0 | 0 | 0 | 0 | 0 | 0
IL Fac. Spec. - NOX Rate Summer v3.1, Unit 569 and retrofits | 511 | 1797 | Rate Constraint in lbs/MMBtu | FALSE | L | Annual | Seasons Included | Seasons | Summer | Summer | Summer | Summer | Summer | Summer | Summer
IL Fac. Spec. - NOX Rate Summer v3.1, Unit 569 and retrofits | 511 | 1797 | Rate Constraint in lbs/MMBtu | FALSE | L | Annual | Standard | lb/MMBtu | 0.25 | 0.25 | 0.25 | 0.25 | 0.25 | 0.25 | 0.25
IL Fac. Spec. - NOX Rate Summer v3.1, Unit 569 and retrofits | 511 | 1797 | Rate Constraint in lbs/MMBtu | FALSE | L | Annual | Emissions at Affected Plants NOX | Thousand Tons | 0.0042421 | 0.0042421 | 0.0042421 | 0.0042421 | 0.0042421 | 0.0042421 | 0.0042421
IL Fac. Spec. - NOX Rate Summer v3.1, Unit 569 and retrofits | 511 | 1797 | Rate Constraint in lbs/MMBtu | FALSE | L | Annual | Allowances Purchased NOX | Thousand Tons | 0 | 0 | 0 | 0 | 0 | 0 | 0
IL Fac. Spec. - NOX Rate Summer v3.1, Unit 569 and retrofits | 511 | 1797 | Rate Constraint in lbs/MMBtu | FALSE | L | Annual | Allowances Sold NOX | Thousand Tons | 0 | 0 | 0 | 0 | 0 | 0 | 0
IL Fac. Spec. - NOX Rate Summer v3.1, Unit 569 and retrofits | 511 | 1797 | Rate Constraint in lbs/MMBtu | FALSE | L | Annual | Allowances Banked | Thousand Tons | 0 | 0 | 0 | 0 | 0 | 0 | 0
IL Fac. Spec. - NOX Rate Summer v3.1, Unit 569 and retrofits | 511 | 1797 | Rate Constraint in lbs/MMBtu | FALSE | L | Annual | Allowances Withdrawn (1:1) | Thousand Tons | 0 | 0 | 0 | 0 | 0 | 0 | 0
IL Fac. Spec. - NOX Rate Summer v3.1, Unit 569 and retrofits | 511 | 1797 | Rate Constraint in lbs/MMBtu | FALSE | L | Annual | Allowances Withdrawn (n:1) | Thousand Tons | 0 | 0 | 0 | 0 | 0 | 0 | 0
IL Fac. Spec. - NOX Rate Summer v3.1, Unit 569 and retrofits | 511 | 1797 | Rate Constraint in lbs/MMBtu | FALSE | L | Annual | Net Emissions Allowance Position | Thousand Tons | 0.0042421 | 0.0042421 | 0.0042421 | 0.0042421 | 0.0042421 | 0.0042421 | 0.0042421
IL Fac. Spec. - NOX Rate Summer v3.1, Unit 569 and retrofits | 511 | 1797 | Rate Constraint in lbs/MMBtu | FALSE | L | Annual | Fuel Consumed | TBtu | 0.27659 | 0.27659 | 0.27659 | 0.27659 | 0.27659 | 0.27659 | 0.27659
IL Fac. Spec. - NOX Rate Summer v3.1, Unit 569 and retrofits | 511 | 1797 | Rate Constraint in lbs/MMBtu | FALSE | L | Annual | Rate | lb/MMBtu | 0.030674 | 0.030674 | 0.030674 | 0.030674 | 0.030674 | 0.030674 | 0.030674
IL Fac. Spec. - NOX Rate Summer v3.1, Unit 569 and retrofits | 511 | 1797 | Rate Constraint in lbs/MMBtu | FALSE | L | Annual | Generation | TWh | 0.025419 | 0.025419 | 0.025419 | 0.025419 | 0.025419 | 0.025419 | 0.025419
IL Fac. Spec. - NOX Rate Summer v3.1, Unit 569 and retrofits | 511 | 1797 | Rate Constraint in lbs/MMBtu | FALSE | L | Annual | Qualifying Generation | TWh | 0.025419 | 0.025419 | 0.025419 | 0.025419 | 0.025419 | 0.025419 | 0.025419
IL Fac. Spec. - NOX Rate Summer v3.1, Unit 569 and retrofits | 511 | 1797 | Rate Constraint in lbs/MMBtu | FALSE | L | Annual | Rate | lb/MWh | 0.16688 | 0.16688 | 0.16688 | 0.16688 | 0.16688 | 0.16688 | 0.16688
IL Fac. Spec. - NOX Rate Summer v3.1, Unit 569 and retrofits | 511 | 1797 | Rate Constraint in lbs/MMBtu | FALSE | L | Annual | Constraint Shadow Price | US2011$/Ton | 0 | 0 | 0 | 0 | 0 | 0 | 0
IL Fac. Spec. - NOX Rate Summer v3.1, Unit 570 and retrofits | 512 | 1797 | Rate Constraint in lbs/MMBtu | FALSE | L | Annual | Seasons Included | Seasons | Summer | Summer | Summer | Summer | Summer | Summer | Summer
IL Fac. Spec. - NOX Rate Summer v3.1, Unit 570 and retrofits | 512 | 1797 | Rate Constraint in lbs/MMBtu | FALSE | L | Annual | Standard | lb/MMBtu | 0.25 | 0.25 | 0.25 | 0.25 | 0.25 | 0.25 | 0.25
IL Fac. Spec. - NOX Rate Summer v3.1, Unit 570 and retrofits | 512 | 1797 | Rate Constraint in lbs/MMBtu | FALSE | L | Annual | Emissions at Affected Plants NOX | Thousand Tons | 0.0040456 | 0.0040456 | 0.0040456 | 0.0040456 | 0.0040456 | 0.0040456 | 0.0040456
IL Fac. Spec. - NOX Rate Summer v3.1, Unit 570 and retrofits | 512 | 1797 | Rate Constraint in lbs/MMBtu | FALSE | L | Annual | Allowances Purchased NOX | Thousand Tons | 0 | 0 | 0 | 0 | 0 | 0 | 0
IL Fac. Spec. - NOX Rate Summer v3.1, Unit 570 and retrofits | 512 | 1797 | Rate Constraint in lbs/MMBtu | FALSE | L | Annual | Allowances Sold NOX | Thousand Tons | 0 | 0 | 0 | 0 | 0 | 0 | 0
IL Fac. Spec. - NOX Rate Summer v3.1, Unit 570 and retrofits | 512 | 1797 | Rate Constraint in lbs/MMBtu | FALSE | L | Annual | Allowances Banked | Thousand Tons | 0 | 0 | 0 | 0 | 0 | 0 | 0
IL Fac. Spec. - NOX Rate Summer v3.1, Unit 570 and retrofits | 512 | 1797 | Rate Constraint in lbs/MMBtu | FALSE | L | Annual | Allowances Withdrawn (1:1) | Thousand Tons | 0 | 0 | 0 | 0 | 0 | 0 | 0
IL Fac. Spec. - NOX Rate Summer v3.1, Unit 570 and retrofits | 512 | 1797 | Rate Constraint in lbs/MMBtu | FALSE | L | Annual | Allowances Withdrawn (n:1) | Thousand Tons | 0 | 0 | 0 | 0 | 0 | 0 | 0
IL Fac. Spec. - NOX Rate Summer v3.1, Unit 570 and retrofits | 512 | 1797 | Rate Constraint in lbs/MMBtu | FALSE | L | Annual | Net Emissions Allowance Position | Thousand Tons | 0.0040456 | 0.0040456 | 0.0040456 | 0.0040456 | 0.0040456 | 0.0040456 | 0.0040456
IL Fac. Spec. - NOX Rate Summer v3.1, Unit 570 and retrofits | 512 | 1797 | Rate Constraint in lbs/MMBtu | FALSE | L | Annual | Fuel Consumed | TBtu | 0.27659 | 0.27659 | 0.27659 | 0.27659 | 0.27659 | 0.27659 | 0.27659
IL Fac. Spec. - NOX Rate Summer v3.1, Unit 570 and retrofits | 512 | 1797 | Rate Constraint in lbs/MMBtu | FALSE | L | Annual | Rate | lb/MMBtu | 0.029254 | 0.029254 | 0.029254 | 0.029254 | 0.029254 | 0.029254 | 0.029254
IL Fac. Spec. - NOX Rate Summer v3.1, Unit 570 and retrofits | 512 | 1797 | Rate Constraint in lbs/MMBtu | FALSE | L | Annual | Generation | TWh | 0.025419 | 0.025419 | 0.025419 | 0.025419 | 0.025419 | 0.025419 | 0.025419
IL Fac. Spec. - NOX Rate Summer v3.1, Unit 570 and retrofits | 512 | 1797 | Rate Constraint in lbs/MMBtu | FALSE | L | Annual | Qualifying Generation | TWh | 0.025419 | 0.025419 | 0.025419 | 0.025419 | 0.025419 | 0.025419 | 0.025419
IL Fac. Spec. - NOX Rate Summer v3.1, Unit 570 and retrofits | 512 | 1797 | Rate Constraint in lbs/MMBtu | FALSE | L | Annual | Rate | lb/MWh | 0.15915 | 0.15915 | 0.15915 | 0.15915 | 0.15915 | 0.15915 | 0.15915
IL Fac. Spec. - NOX Rate Summer v3.1, Unit 570 and retrofits | 512 | 1797 | Rate Constraint in lbs/MMBtu | FALSE | L | Annual | Constraint Shadow Price | US2011$/Ton | 0 | 0 | 0 | 0 | 0 | 0 | 0
IL Fac. Spec. - NOX Rate Summer v3.1, Unit 571 and retrofits | 513 | 1797 | Rate Constraint in lbs/MMBtu | FALSE | L | Annual | Seasons Included | Seasons | Summer | Summer | Summer | Summer | Summer | Summer | Summer
IL Fac. Spec. - NOX Rate Summer v3.1, Unit 571 and retrofits | 513 | 1797 | Rate Constraint in lbs/MMBtu | FALSE | L | Annual | Standard | lb/MMBtu | 0.25 | 0.25 | 0.25 | 0.25 | 0.25 | 0.25 | 0.25
IL Fac. Spec. - NOX Rate Summer v3.1, Unit 571 and retrofits | 513 | 1797 | Rate Constraint in lbs/MMBtu | FALSE | L | Annual | Emissions at Affected Plants NOX | Thousand Tons | 0.004011 | 0.004011 | 0.004011 | 0.004011 | 0.004011 | 0.004011 | 0.004011
IL Fac. Spec. - NOX Rate Summer v3.1, Unit 571 and retrofits | 513 | 1797 | Rate Constraint in lbs/MMBtu | FALSE | L | Annual | Allowances Purchased NOX | Thousand Tons | 0 | 0 | 0 | 0 | 0 | 0 | 0
IL Fac. Spec. - NOX Rate Summer v3.1, Unit 571 and retrofits | 513 | 1797 | Rate Constraint in lbs/MMBtu | FALSE | L | Annual | Allowances Sold NOX | Thousand Tons | 0 | 0 | 0 | 0 | 0 | 0 | 0
IL Fac. Spec. - NOX Rate Summer v3.1, Unit 571 and retrofits | 513 | 1797 | Rate Constraint in lbs/MMBtu | FALSE | L | Annual | Allowances Banked | Thousand Tons | 0 | 0 | 0 | 0 | 0 | 0 | 0
IL Fac. Spec. - NOX Rate Summer v3.1, Unit 571 and retrofits | 513 | 1797 | Rate Constraint in lbs/MMBtu | FALSE | L | Annual | Allowances Withdrawn (1:1) | Thousand Tons | 0 | 0 | 0 | 0 | 0 | 0 | 0
IL Fac. Spec. - NOX Rate Summer v3.1, Unit 571 and retrofits | 513 | 1797 | Rate Constraint in lbs/MMBtu | FALSE | L | Annual | Allowances Withdrawn (n:1) | Thousand Tons | 0 | 0 | 0 | 0 | 0 | 0 | 0
IL Fac. Spec. - NOX Rate Summer v3.1, Unit 571 and retrofits | 513 | 1797 | Rate Constraint in lbs/MMBtu | FALSE | L | Annual | Net Emissions Allowance Position | Thousand Tons | 0.004011 | 0.004011 | 0.004011 | 0.004011 | 0.004011 | 0.004011 | 0.004011
IL Fac. Spec. - NOX Rate Summer v3.1, Unit 571 and retrofits | 513 | 1797 | Rate Constraint in lbs/MMBtu | FALSE | L | Annual | Fuel Consumed | TBtu | 0.27659 | 0.27659 | 0.27659 | 0.27659 | 0.27659 | 0.27659 | 0.27659
IL Fac. Spec. - NOX Rate Summer v3.1, Unit 571 and retrofits | 513 | 1797 | Rate Constraint in lbs/MMBtu | FALSE | L | Annual | Rate | lb/MMBtu | 0.029004 | 0.029004 | 0.029004 | 0.029004 | 0.029004 | 0.029004 | 0.029004
IL Fac. Spec. - NOX Rate Summer v3.1, Unit 571 and retrofits | 513 | 1797 | Rate Constraint in lbs/MMBtu | FALSE | L | Annual | Generation | TWh | 0.025419 | 0.025419 | 0.025419 | 0.025419 | 0.025419 | 0.025419 | 0.025419
IL Fac. Spec. - NOX Rate Summer v3.1, Unit 571 and retrofits | 513 | 1797 | Rate Constraint in lbs/MMBtu | FALSE | L | Annual | Qualifying Generation | TWh | 0.025419 | 0.025419 | 0.025419 | 0.025419 | 0.025419 | 0.025419 | 0.025419
IL Fac. Spec. - NOX Rate Summer v3.1, Unit 571 and retrofits | 513 | 1797 | Rate Constraint in lbs/MMBtu | FALSE | L | Annual | Rate | lb/MWh | 0.15779 | 0.15779 | 0.15779 | 0.15779 | 0.15779 | 0.15779 | 0.15779
IL Fac. Spec. - NOX Rate Summer v3.1, Unit 571 and retrofits | 513 | 1797 | Rate Constraint in lbs/MMBtu | FALSE | L | Annual | Constraint Shadow Price | US2011$/Ton | 0 | 0 | 0 | 0 | 0 | 0 | 0
IL Fac. Spec. - NOX Rate Summer v3.1, Unit 572 and retrofits | 514 | 1797 | Rate Constraint in lbs/MMBtu | FALSE | L | Annual | Seasons Included | Seasons | Summer | Summer | Summer | Summer | Summer | Summer | Summer
IL Fac. Spec. - NOX Rate Summer v3.1, Unit 572 and retrofits | 514 | 1797 | Rate Constraint in lbs/MMBtu | FALSE | L | Annual | Standard | lb/MMBtu | 0.25 | 0.25 | 0.25 | 0.25 | 0.25 | 0.25 | 0.25
IL Fac. Spec. - NOX Rate Summer v3.1, Unit 572 and retrofits | 514 | 1797 | Rate Constraint in lbs/MMBtu | FALSE | L | Annual | Emissions at Affected Plants NOX | Thousand Tons | 0.0040505 | 0.0040505 | 0.0040505 | 0.0040505 | 0.0040505 | 0.0040505 | 0.0040505
IL Fac. Spec. - NOX Rate Summer v3.1, Unit 572 and retrofits | 514 | 1797 | Rate Constraint in lbs/MMBtu | FALSE | L | Annual | Allowances Purchased NOX | Thousand Tons | 0 | 0 | 0 | 0 | 0 | 0 | 0
IL Fac. Spec. - NOX Rate Summer v3.1, Unit 572 and retrofits | 514 | 1797 | Rate Constraint in lbs/MMBtu | FALSE | L | Annual | Allowances Sold NOX | Thousand Tons | 0 | 0 | 0 | 0 | 0 | 0 | 0
IL Fac. Spec. - NOX Rate Summer v3.1, Unit 572 and retrofits | 514 | 1797 | Rate Constraint in lbs/MMBtu | FALSE | L | Annual | Allowances Banked | Thousand Tons | 0 | 0 | 0 | 0 | 0 | 0 | 0
IL Fac. Spec. - NOX Rate Summer v3.1, Unit 572 and retrofits | 514 | 1797 | Rate Constraint in lbs/MMBtu | FALSE | L | Annual | Allowances Withdrawn (1:1) | Thousand Tons | 0 | 0 | 0 | 0 | 0 | 0 | 0
IL Fac. Spec. - NOX Rate Summer v3.1, Unit 572 and retrofits | 514 | 1797 | Rate Constraint in lbs/MMBtu | FALSE | L | Annual | Allowances Withdrawn (n:1) | Thousand Tons | 0 | 0 | 0 | 0 | 0 | 0 | 0
IL Fac. Spec. - NOX Rate Summer v3.1, Unit 572 and retrofits | 514 | 1797 | Rate Constraint in lbs/MMBtu | FALSE | L | Annual | Net Emissions Allowance Position | Thousand Tons | 0.0040505 | 0.0040505 | 0.0040505 | 0.0040505 | 0.0040505 | 0.0040505 | 0.0040505
IL Fac. Spec. - NOX Rate Summer v3.1, Unit 572 and retrofits | 514 | 1797 | Rate Constraint in lbs/MMBtu | FALSE | L | Annual | Fuel Consumed | TBtu | 0.27659 | 0.27659 | 0.27659 | 0.27659 | 0.27659 | 0.27659 | 0.27659
IL Fac. Spec. - NOX Rate Summer v3.1, Unit 572 and retrofits | 514 | 1797 | Rate Constraint in lbs/MMBtu | FALSE | L | Annual | Rate | lb/MMBtu | 0.02929 | 0.02929 | 0.02929 | 0.02929 | 0.02929 | 0.02929 | 0.02929
IL Fac. Spec. - NOX Rate Summer v3.1, Unit 572 and retrofits | 514 | 1797 | Rate Constraint in lbs/MMBtu | FALSE | L | Annual | Generation | TWh | 0.025419 | 0.025419 | 0.025419 | 0.025419 | 0.025419 | 0.025419 | 0.025419
IL Fac. Spec. - NOX Rate Summer v3.1, Unit 572 and retrofits | 514 | 1797 | Rate Constraint in lbs/MMBtu | FALSE | L | Annual | Qualifying Generation | TWh | 0.025419 | 0.025419 | 0.025419 | 0.025419 | 0.025419 | 0.025419 | 0.025419
IL Fac. Spec. - NOX Rate Summer v3.1, Unit 572 and retrofits | 514 | 1797 | Rate Constraint in lbs/MMBtu | FALSE | L | Annual | Rate | lb/MWh | 0.15935 | 0.15935 | 0.15935 | 0.15935 | 0.15935 | 0.15935 | 0.15935
IL Fac. Spec. - NOX Rate Summer v3.1, Unit 572 and retrofits | 514 | 1797 | Rate Constraint in lbs/MMBtu | FALSE | L | Annual | Constraint Shadow Price | US2011$/Ton | 0 | 0 | 0 | 0 | 0 | 0 | 0
IL Fac. Spec. - NOX Rate Summer v3.1, Unit 573 and retrofits | 515 | 1797 | Rate Constraint in lbs/MMBtu | FALSE | L | Annual | Seasons Included | Seasons | Summer | Summer | Summer | Summer | Summer | Summer | Summer
IL Fac. Spec. - NOX Rate Summer v3.1, Unit 573 and retrofits | 515 | 1797 | Rate Constraint in lbs/MMBtu | FALSE | L | Annual | Standard | lb/MMBtu | 0.25 | 0.25 | 0.25 | 0.25 | 0.25 | 0.25 | 0.25
IL Fac. Spec. - NOX Rate Summer v3.1, Unit 573 and retrofits | 515 | 1797 | Rate Constraint in lbs/MMBtu | FALSE | L | Annual | Emissions at Affected Plants NOX | Thousand Tons | 0 | 0 | 0 | 0 | 0.0005524 | 0 | 0
IL Fac. Spec. - NOX Rate Summer v3.1, Unit 573 and retrofits | 515 | 1797 | Rate Constraint in lbs/MMBtu | FALSE | L | Annual | Allowances Purchased NOX | Thousand Tons | 0 | 0 | 0 | 0 | 0 | 0 | 0
IL Fac. Spec. - NOX Rate Summer v3.1, Unit 573 and retrofits | 515 | 1797 | Rate Constraint in lbs/MMBtu | FALSE | L | Annual | Allowances Sold NOX | Thousand Tons | 0 | 0 | 0 | 0 | 0 | 0 | 0
IL Fac. Spec. - NOX Rate Summer v3.1, Unit 573 and retrofits | 515 | 1797 | Rate Constraint in lbs/MMBtu | FALSE | L | Annual | Allowances Banked | Thousand Tons | 0 | 0 | 0 | 0 | 0 | 0 | 0
IL Fac. Spec. - NOX Rate Summer v3.1, Unit 573 and retrofits | 515 | 1797 | Rate Constraint in lbs/MMBtu | FALSE | L | Annual | Allowances Withdrawn (1:1) | Thousand Tons | 0 | 0 | 0 | 0 | 0 | 0 | 0
IL Fac. Spec. - NOX Rate Summer v3.1, Unit 573 and retrofits | 515 | 1797 | Rate Constraint in lbs/MMBtu | FALSE | L | Annual | Allowances Withdrawn (n:1) | Thousand Tons | 0 | 0 | 0 | 0 | 0 | 0 | 0
IL Fac. Spec. - NOX Rate Summer v3.1, Unit 573 and retrofits | 515 | 1797 | Rate Constraint in lbs/MMBtu | FALSE | L | Annual | Net Emissions Allowance Position | Thousand Tons | 0 | 0 | 0 | 0 | 0.0005524 | 0 | 0
IL Fac. Spec. - NOX Rate Summer v3.1, Unit 573 and retrofits | 515 | 1797 | Rate Constraint in lbs/MMBtu | FALSE | L | Annual | Fuel Consumed | TBtu | 0 | 0 | 0 | 0 | 0.031172 | 0 | 0
IL Fac. Spec. - NOX Rate Summer v3.1, Unit 573 and retrofits | 515 | 1797 | Rate Constraint in lbs/MMBtu | FALSE | L | Annual | Rate | lb/MMBtu | 0 | 0 | 0 | 0 | 0.035442 | 0 | 0
IL Fac. Spec. - NOX Rate Summer v3.1, Unit 573 and retrofits | 515 | 1797 | Rate Constraint in lbs/MMBtu | FALSE | L | Annual | Generation | TWh | 0 | 0 | 0 | 0 | 0.0023669 | 0 | 0
IL Fac. Spec. - NOX Rate Summer v3.1, Unit 573 and retrofits | 515 | 1797 | Rate Constraint in lbs/MMBtu | FALSE | L | Annual | Qualifying Generation | TWh | 0 | 0 | 0 | 0 | 0.0023669 | 0 | 0
IL Fac. Spec. - NOX Rate Summer v3.1, Unit 573 and retrofits | 515 | 1797 | Rate Constraint in lbs/MMBtu | FALSE | L | Annual | Rate | lb/MWh | 0 | 0 | 0 | 0 | 0.23339 | 0 | 0
IL Fac. Spec. - NOX Rate Summer v3.1, Unit 573 and retrofits | 515 | 1797 | Rate Constraint in lbs/MMBtu | FALSE | L | Annual | Constraint Shadow Price | US2011$/Ton | 0 | 0 | 0 | 0 | 0 | 0 | 0
IL Fac. Spec. - NOX Rate Summer v3.1, Unit 574 and retrofits | 516 | 1797 | Rate Constraint in lbs/MMBtu | FALSE | L | Annual | Seasons Included | Seasons | Summer | Summer | Summer | Summer | Summer | Summer | Summer
IL Fac. Spec. - NOX Rate Summer v3.1, Unit 574 and retrofits | 516 | 1797 | Rate Constraint in lbs/MMBtu | FALSE | L | Annual | Standard | lb/MMBtu | 0.25 | 0.25 | 0.25 | 0.25 | 0.25 | 0.25 | 0.25
IL Fac. Spec. - NOX Rate Summer v3.1, Unit 574 and retrofits | 516 | 1797 | Rate Constraint in lbs/MMBtu | FALSE | L | Annual | Emissions at Affected Plants NOX | Thousand Tons | 0 | 0 | 0 | 0 | 0.00040144 | 0 | 0
IL Fac. Spec. - NOX Rate Summer v3.1, Unit 574 and retrofits | 516 | 1797 | Rate Constraint in lbs/MMBtu | FALSE | L | Annual | Allowances Purchased NOX | Thousand Tons | 0 | 0 | 0 | 0 | 0 | 0 | 0
IL Fac. Spec. - NOX Rate Summer v3.1, Unit 574 and retrofits | 516 | 1797 | Rate Constraint in lbs/MMBtu | FALSE | L | Annual | Allowances Sold NOX | Thousand Tons | 0 | 0 | 0 | 0 | 0 | 0 | 0
IL Fac. Spec. - NOX Rate Summer v3.1, Unit 574 and retrofits | 516 | 1797 | Rate Constraint in lbs/MMBtu | FALSE | L | Annual | Allowances Banked | Thousand Tons | 0 | 0 | 0 | 0 | 0 | 0 | 0
IL Fac. Spec. - NOX Rate Summer v3.1, Unit 574 and retrofits | 516 | 1797 | Rate Constraint in lbs/MMBtu | FALSE | L | Annual | Allowances Withdrawn (1:1) | Thousand Tons | 0 | 0 | 0 | 0 | 0 | 0 | 0
IL Fac. Spec. - NOX Rate Summer v3.1, Unit 574 and retrofits | 516 | 1797 | Rate Constraint in lbs/MMBtu | FALSE | L | Annual | Allowances Withdrawn (n:1) | Thousand Tons | 0 | 0 | 0 | 0 | 0 | 0 | 0
IL Fac. Spec. - NOX Rate Summer v3.1, Unit 574 and retrofits | 516 | 1797 | Rate Constraint in lbs/MMBtu | FALSE | L | Annual | Net Emissions Allowance Position | Thousand Tons | 0 | 0 | 0 | 0 | 0.00040144 | 0 | 0
IL Fac. Spec. - NOX Rate Summer v3.1, Unit 574 and retrofits | 516 | 1797 | Rate Constraint in lbs/MMBtu | FALSE | L | Annual | Fuel Consumed | TBtu | 0 | 0 | 0 | 0 | 0.031179 | 0 | 0
IL Fac. Spec. - NOX Rate Summer v3.1, Unit 574 and retrofits | 516 | 1797 | Rate Constraint in lbs/MMBtu | FALSE | L | Annual | Rate | lb/MMBtu | 0 | 0 | 0 | 0 | 0.02575 | 0 | 0
IL Fac. Spec. - NOX Rate Summer v3.1, Unit 574 and retrofits | 516 | 1797 | Rate Constraint in lbs/MMBtu | FALSE | L | Annual | Generation | TWh | 0 | 0 | 0 | 0 | 0.0023669 | 0 | 0
IL Fac. Spec. - NOX Rate Summer v3.1, Unit 574 and retrofits | 516 | 1797 | Rate Constraint in lbs/MMBtu | FALSE | L | Annual | Qualifying Generation | TWh | 0 | 0 | 0 | 0 | 0.0023669 | 0 | 0
IL Fac. Spec. - NOX Rate Summer v3.1, Unit 574 and retrofits | 516 | 1797 | Rate Constraint in lbs/MMBtu | FALSE | L | Annual | Rate | lb/MWh | 0 | 0 | 0 | 0 | 0.1696 | 0 | 0
IL Fac. Spec. - NOX Rate Summer v3.1, Unit 574 and retrofits | 516 | 1797 | Rate Constraint in lbs/MMBtu | FALSE | L | Annual | Constraint Shadow Price | US2011$/Ton | 0 | 0 | 0 | 0 | 0 | 0 | 0
IL Fac. Spec. - NOX Rate Summer v3.1, Unit 575 and retrofits | 517 | 1797 | Rate Constraint in lbs/MMBtu | FALSE | L | Annual | Seasons Included | Seasons | Summer | Summer | Summer | Summer | Summer | Summer | Summer
IL Fac. Spec. - NOX Rate Summer v3.1, Unit 575 and retrofits | 517 | 1797 | Rate Constraint in lbs/MMBtu | FALSE | L | Annual | Standard | lb/MMBtu | 0.25 | 0.25 | 0.25 | 0.25 | 0.25 | 0.25 | 0.25
IL Fac. Spec. - NOX Rate Summer v3.1, Unit 575 and retrofits | 517 | 1797 | Rate Constraint in lbs/MMBtu | FALSE | L | Annual | Emissions at Affected Plants NOX | Thousand Tons | 0 | 0 | 0 | 0 | 0.00053685 | 0 | 0
IL Fac. Spec. - NOX Rate Summer v3.1, Unit 575 and retrofits | 517 | 1797 | Rate Constraint in lbs/MMBtu | FALSE | L | Annual | Allowances Purchased NOX | Thousand Tons | 0 | 0 | 0 | 0 | 0 | 0 | 0
IL Fac. Spec. - NOX Rate Summer v3.1, Unit 575 and retrofits | 517 | 1797 | Rate Constraint in lbs/MMBtu | FALSE | L | Annual | Allowances Sold NOX | Thousand Tons | 0 | 0 | 0 | 0 | 0 | 0 | 0
IL Fac. Spec. - NOX Rate Summer v3.1, Unit 575 and retrofits | 517 | 1797 | Rate Constraint in lbs/MMBtu | FALSE | L | Annual | Allowances Banked | Thousand Tons | 0 | 0 | 0 | 0 | 0 | 0 | 0
IL Fac. Spec. - NOX Rate Summer v3.1, Unit 575 and retrofits | 517 | 1797 | Rate Constraint in lbs/MMBtu | FALSE | L | Annual | Allowances Withdrawn (1:1) | Thousand Tons | 0 | 0 | 0 | 0 | 0 | 0 | 0
IL Fac. Spec. - NOX Rate Summer v3.1, Unit 575 and retrofits | 517 | 1797 | Rate Constraint in lbs/MMBtu | FALSE | L | Annual | Allowances Withdrawn (n:1) | Thousand Tons | 0 | 0 | 0 | 0 | 0 | 0 | 0
IL Fac. Spec. - NOX Rate Summer v3.1, Unit 575 and retrofits | 517 | 1797 | Rate Constraint in lbs/MMBtu | FALSE | L | Annual | Net Emissions Allowance Position | Thousand Tons | 0 | 0 | 0 | 0 | 0.00053685 | 0 | 0
IL Fac. Spec. - NOX Rate Summer v3.1, Unit 575 and retrofits | 517 | 1797 | Rate Constraint in lbs/MMBtu | FALSE | L | Annual | Fuel Consumed | TBtu | 0 | 0 | 0 | 0 | 0.031141 | 0 | 0
IL Fac. Spec. - NOX Rate Summer v3.1, Unit 575 and retrofits | 517 | 1797 | Rate Constraint in lbs/MMBtu | FALSE | L | Annual | Rate | lb/MMBtu | 0 | 0 | 0 | 0 | 0.034478 | 0 | 0
IL Fac. Spec. - NOX Rate Summer v3.1, Unit 575 and retrofits | 517 | 1797 | Rate Constraint in lbs/MMBtu | FALSE | L | Annual | Generation | TWh | 0 | 0 | 0 | 0 | 0.0023669 | 0 | 0
IL Fac. Spec. - NOX Rate Summer v3.1, Unit 575 and retrofits | 517 | 1797 | Rate Constraint in lbs/MMBtu | FALSE | L | Annual | Qualifying Generation | TWh | 0 | 0 | 0 | 0 | 0.0023669 | 0 | 0
IL Fac. Spec. - NOX Rate Summer v3.1, Unit 575 and retrofits | 517 | 1797 | Rate Constraint in lbs/MMBtu | FALSE | L | Annual | Rate | lb/MWh | 0 | 0 | 0 | 0 | 0.22682 | 0 | 0
IL Fac. Spec. - NOX Rate Summer v3.1, Unit 575 and retrofits | 517 | 1797 | Rate Constraint in lbs/MMBtu | FALSE | L | Annual | Constraint Shadow Price | US2011$/Ton | 0 | 0 | 0 | 0 | 0 | 0 | 0
IL Fac. Spec. - NOX Rate Summer v3.1, Unit 576 and retrofits | 518 | 1797 | Rate Constraint in lbs/MMBtu | FALSE | L | Annual | Seasons Included | Seasons | Summer | Summer | Summer | Summer | Summer | Summer | Summer
IL Fac. Spec. - NOX Rate Summer v3.1, Unit 576 and retrofits | 518 | 1797 | Rate Constraint in lbs/MMBtu | FALSE | L | Annual | Standard | lb/MMBtu | 0.25 | 0.25 | 0.25 | 0.25 | 0.25 | 0.25 | 0.25
IL Fac. Spec. - NOX Rate Summer v3.1, Unit 576 and retrofits | 518 | 1797 | Rate Constraint in lbs/MMBtu | FALSE | L | Annual | Emissions at Affected Plants NOX | Thousand Tons | 0 | 0 | 0 | 0 | 0.0010223 | 0 | 0
IL Fac. Spec. - NOX Rate Summer v3.1, Unit 576 and retrofits | 518 | 1797 | Rate Constraint in lbs/MMBtu | FALSE | L | Annual | Allowances Purchased NOX | Thousand Tons | 0 | 0 | 0 | 0 | 0 | 0 | 0
IL Fac. Spec. - NOX Rate Summer v3.1, Unit 576 and retrofits | 518 | 1797 | Rate Constraint in lbs/MMBtu | FALSE | L | Annual | Allowances Sold NOX | Thousand Tons | 0 | 0 | 0 | 0 | 0 | 0 | 0
IL Fac. Spec. - NOX Rate Summer v3.1, Unit 576 and retrofits | 518 | 1797 | Rate Constraint in lbs/MMBtu | FALSE | L | Annual | Allowances Banked | Thousand Tons | 0 | 0 | 0 | 0 | 0 | 0 | 0
IL Fac. Spec. - NOX Rate Summer v3.1, Unit 576 and retrofits | 518 | 1797 | Rate Constraint in lbs/MMBtu | FALSE | L | Annual | Allowances Withdrawn (1:1) | Thousand Tons | 0 | 0 | 0 | 0 | 0 | 0 | 0
IL Fac. Spec. - NOX Rate Summer v3.1, Unit 576 and retrofits | 518 | 1797 | Rate Constraint in lbs/MMBtu | FALSE | L | Annual | Allowances Withdrawn (n:1) | Thousand Tons | 0 | 0 | 0 | 0 | 0 | 0 | 0
IL Fac. Spec. - NOX Rate Summer v3.1, Unit 576 and retrofits | 518 | 1797 | Rate Constraint in lbs/MMBtu | FALSE | L | Annual | Net Emissions Allowance Position | Thousand Tons | 0 | 0 | 0 | 0 | 0.0010223 | 0 | 0
IL Fac. Spec. - NOX Rate Summer v3.1, Unit 576 and retrofits | 518 | 1797 | Rate Constraint in lbs/MMBtu | FALSE | L | Annual | Fuel Consumed | TBtu | 0 | 0 | 0 | 0 | 0.031139 | 0 | 0
IL Fac. Spec. - NOX Rate Summer v3.1, Unit 576 and retrofits | 518 | 1797 | Rate Constraint in lbs/MMBtu | FALSE | L | Annual | Rate | lb/MMBtu | 0 | 0 | 0 | 0 | 0.065659 | 0 | 0
IL Fac. Spec. - NOX Rate Summer v3.1, Unit 576 and retrofits | 518 | 1797 | Rate Constraint in lbs/MMBtu | FALSE | L | Annual | Generation | TWh | 0 | 0 | 0 | 0 | 0.0023669 | 0 | 0
IL Fac. Spec. - NOX Rate Summer v3.1, Unit 576 and retrofits | 518 | 1797 | Rate Constraint in lbs/MMBtu | FALSE | L | Annual | Qualifying Generation | TWh | 0 | 0 | 0 | 0 | 0.0023669 | 0 | 0
IL Fac. Spec. - NOX Rate Summer v3.1, Unit 576 and retrofits | 518 | 1797 | Rate Constraint in lbs/MMBtu | FALSE | L | Annual | Rate | lb/MWh | 0 | 0 | 0 | 0 | 0.43191 | 0 | 0
IL Fac. Spec. - NOX Rate Summer v3.1, Unit 576 and retrofits | 518 | 1797 | Rate Constraint in lbs/MMBtu | FALSE | L | Annual | Constraint Shadow Price | US2011$/Ton | 0 | 0 | 0 | 0 | 0 | 0 | 0
IL Fac. Spec. - NOX Rate Summer v3.1, Unit 577 and retrofits | 519 | 1797 | Rate Constraint in lbs/MMBtu | FALSE | L | Annual | Seasons Included | Seasons | Summer | Summer | Summer | Summer | Summer | Summer | Summer
IL Fac. Spec. - NOX Rate Summer v3.1, Unit 577 and retrofits | 519 | 1797 | Rate Constraint in lbs/MMBtu | FALSE | L | Annual | Standard | lb/MMBtu | 0.25 | 0.25 | 0.25 | 0.25 | 0.25 | 0.25 | 0.25
IL Fac. Spec. - NOX Rate Summer v3.1, Unit 577 and retrofits | 519 | 1797 | Rate Constraint in lbs/MMBtu | FALSE | L | Annual | Emissions at Affected Plants NOX | Thousand Tons | 0 | 0 | 0 | 0 | 0.00044339 | 0 | 0
IL Fac. Spec. - NOX Rate Summer v3.1, Unit 577 and retrofits | 519 | 1797 | Rate Constraint in lbs/MMBtu | FALSE | L | Annual | Allowances Purchased NOX | Thousand Tons | 0 | 0 | 0 | 0 | 0 | 0 | 0
IL Fac. Spec. - NOX Rate Summer v3.1, Unit 577 and retrofits | 519 | 1797 | Rate Constraint in lbs/MMBtu | FALSE | L | Annual | Allowances Sold NOX | Thousand Tons | 0 | 0 | 0 | 0 | 0 | 0 | 0
IL Fac. Spec. - NOX Rate Summer v3.1, Unit 577 and retrofits | 519 | 1797 | Rate Constraint in lbs/MMBtu | FALSE | L | Annual | Allowances Banked | Thousand Tons | 0 | 0 | 0 | 0 | 0 | 0 | 0
IL Fac. Spec. - NOX Rate Summer v3.1, Unit 577 and retrofits | 519 | 1797 | Rate Constraint in lbs/MMBtu | FALSE | L | Annual | Allowances Withdrawn (1:1) | Thousand Tons | 0 | 0 | 0 | 0 | 0 | 0 | 0
IL Fac. Spec. - NOX Rate Summer v3.1, Unit 577 and retrofits | 519 | 1797 | Rate Constraint in lbs/MMBtu | FALSE | L | Annual | Allowances Withdrawn (n:1) | Thousand Tons | 0 | 0 | 0 | 0 | 0 | 0 | 0
IL Fac. Spec. - NOX Rate Summer v3.1, Unit 577 and retrofits | 519 | 1797 | Rate Constraint in lbs/MMBtu | FALSE | L | Annual | Net Emissions Allowance Position | Thousand Tons | 0 | 0 | 0 | 0 | 0.00044339 | 0 | 0
IL Fac. Spec. - NOX Rate Summer v3.1, Unit 577 and retrofits | 519 | 1797 | Rate Constraint in lbs/MMBtu | FALSE | L | Annual | Fuel Consumed | TBtu | 0 | 0 | 0 | 0 | 0.031191 | 0 | 0
IL Fac. Spec. - NOX Rate Summer v3.1, Unit 577 and retrofits | 519 | 1797 | Rate Constraint in lbs/MMBtu | FALSE | L | Annual | Rate | lb/MMBtu | 0 | 0 | 0 | 0 | 0.028431 | 0 | 0
IL Fac. Spec. - NOX Rate Summer v3.1, Unit 577 and retrofits | 519 | 1797 | Rate Constraint in lbs/MMBtu | FALSE | L | Annual | Generation | TWh | 0 | 0 | 0 | 0 | 0.0023669 | 0 | 0
IL Fac. Spec. - NOX Rate Summer v3.1, Unit 577 and retrofits | 519 | 1797 | Rate Constraint in lbs/MMBtu | FALSE | L | Annual | Qualifying Generation | TWh | 0 | 0 | 0 | 0 | 0.0023669 | 0 | 0
IL Fac. Spec. - NOX Rate Summer v3.1, Unit 577 and retrofits | 519 | 1797 | Rate Constraint in lbs/MMBtu | FALSE | L | Annual | Rate | lb/MWh | 0 | 0 | 0 | 0 | 0.18733 | 0 | 0
IL Fac. Spec. - NOX Rate Summer v3.1, Unit 577 and retrofits | 519 | 1797 | Rate Constraint in lbs/MMBtu | FALSE | L | Annual | Constraint Shadow Price | US2011$/Ton | 0 | 0 | 0 | 0 | 0 | 0 | 0
IL Fac. Spec. - NOX Rate Summer v3.1, Unit 578 and retrofits | 520 | 1797 | Rate Constraint in lbs/MMBtu | FALSE | L | Annual | Seasons Included | Seasons | Summer | Summer | Summer | Summer | Summer | Summer | Summer
IL Fac. Spec. - NOX Rate Summer v3.1, Unit 578 and retrofits | 520 | 1797 | Rate Constraint in lbs/MMBtu | FALSE | L | Annual | Standard | lb/MMBtu | 0.25 | 0.25 | 0.25 | 0.25 | 0.25 | 0.25 | 0.25
IL Fac. Spec. - NOX Rate Summer v3.1, Unit 578 and retrofits | 520 | 1797 | Rate Constraint in lbs/MMBtu | FALSE | L | Annual | Emissions at Affected Plants NOX | Thousand Tons | 0 | 0 | 0 | 0 | 0.00048468 | 0 | 0
IL Fac. Spec. - NOX Rate Summer v3.1, Unit 578 and retrofits | 520 | 1797 | Rate Constraint in lbs/MMBtu | FALSE | L | Annual | Allowances Purchased NOX | Thousand Tons | 0 | 0 | 0 | 0 | 0 | 0 | 0
IL Fac. Spec. - NOX Rate Summer v3.1, Unit 578 and retrofits | 520 | 1797 | Rate Constraint in lbs/MMBtu | FALSE | L | Annual | Allowances Sold NOX | Thousand Tons | 0 | 0 | 0 | 0 | 0 | 0 | 0
IL Fac. Spec. - NOX Rate Summer v3.1, Unit 578 and retrofits | 520 | 1797 | Rate Constraint in lbs/MMBtu | FALSE | L | Annual | Allowances Banked | Thousand Tons | 0 | 0 | 0 | 0 | 0 | 0 | 0
IL Fac. Spec. - NOX Rate Summer v3.1, Unit 578 and retrofits | 520 | 1797 | Rate Constraint in lbs/MMBtu | FALSE | L | Annual | Allowances Withdrawn (1:1) | Thousand Tons | 0 | 0 | 0 | 0 | 0 | 0 | 0
IL Fac. Spec. - NOX Rate Summer v3.1, Unit 578 and retrofits | 520 | 1797 | Rate Constraint in lbs/MMBtu | FALSE | L | Annual | Allowances Withdrawn (n:1) | Thousand Tons | 0 | 0 | 0 | 0 | 0 | 0 | 0
IL Fac. Spec. - NOX Rate Summer v3.1, Unit 578 and retrofits | 520 | 1797 | Rate Constraint in lbs/MMBtu | FALSE | L | Annual | Net Emissions Allowance Position | Thousand Tons | 0 | 0 | 0 | 0 | 0.00048468 | 0 | 0
IL Fac. Spec. - NOX Rate Summer v3.1, Unit 578 and retrofits | 520 | 1797 | Rate Constraint in lbs/MMBtu | FALSE | L | Annual | Fuel Consumed | TBtu | 0 | 0 | 0 | 0 | 0.031181 | 0 | 0
IL Fac. Spec. - NOX Rate Summer v3.1, Unit 578 and retrofits | 520 | 1797 | Rate Constraint in lbs/MMBtu | FALSE | L | Annual | Rate | lb/MMBtu | 0 | 0 | 0 | 0 | 0.031088 | 0 | 0
IL Fac. Spec. - NOX Rate Summer v3.1, Unit 578 and retrofits | 520 | 1797 | Rate Constraint in lbs/MMBtu | FALSE | L | Annual | Generation | TWh | 0 | 0 | 0 | 0 | 0.0023669 | 0 | 0
IL Fac. Spec. - NOX Rate Summer v3.1, Unit 578 and retrofits | 520 | 1797 | Rate Constraint in lbs/MMBtu | FALSE | L | Annual | Qualifying Generation | TWh | 0 | 0 | 0 | 0 | 0.0023669 | 0 | 0
IL Fac. Spec. - NOX Rate Summer v3.1, Unit 578 and retrofits | 520 | 1797 | Rate Constraint in lbs/MMBtu | FALSE | L | Annual | Rate | lb/MWh | 0 | 0 | 0 | 0 | 0.20478 | 0 | 0
IL Fac. Spec. - NOX Rate Summer v3.1, Unit 578 and retrofits | 520 | 1797 | Rate Constraint in lbs/MMBtu | FALSE | L | Annual | Constraint Shadow Price | US2011$/Ton | 0 | 0 | 0 | 0 | 0 | 0 | 0
IL Fac. Spec. - NOX Rate Summer v3.1, Unit 579 and retrofits | 521 | 1797 | Rate Constraint in lbs/MMBtu | FALSE | L | Annual | Seasons Included | Seasons | Summer | Summer | Summer | Summer | Summer | Summer | Summer
IL Fac. Spec. - NOX Rate Summer v3.1, Unit 579 and retrofits | 521 | 1797 | Rate Constraint in lbs/MMBtu | FALSE | L | Annual | Standard | lb/MMBtu | 0.25 | 0.25 | 0.25 | 0.25 | 0.25 | 0.25 | 0.25
IL Fac. Spec. - NOX Rate Summer v3.1, Unit 579 and retrofits | 521 | 1797 | Rate Constraint in lbs/MMBtu | FALSE | L | Annual | Emissions at Affected Plants NOX | Thousand Tons | 0 | 0 | 0 | 0 | 0.00053148 | 0 | 0
IL Fac. Spec. - NOX Rate Summer v3.1, Unit 579 and retrofits | 521 | 1797 | Rate Constraint in lbs/MMBtu | FALSE | L | Annual | Allowances Purchased NOX | Thousand Tons | 0 | 0 | 0 | 0 | 0 | 0 | 0
IL Fac. Spec. - NOX Rate Summer v3.1, Unit 579 and retrofits | 521 | 1797 | Rate Constraint in lbs/MMBtu | FALSE | L | Annual | Allowances Sold NOX | Thousand Tons | 0 | 0 | 0 | 0 | 0 | 0 | 0
IL Fac. Spec. - NOX Rate Summer v3.1, Unit 579 and retrofits | 521 | 1797 | Rate Constraint in lbs/MMBtu | FALSE | L | Annual | Allowances Banked | Thousand Tons | 0 | 0 | 0 | 0 | 0 | 0 | 0
IL Fac. Spec. - NOX Rate Summer v3.1, Unit 579 and retrofits | 521 | 1797 | Rate Constraint in lbs/MMBtu | FALSE | L | Annual | Allowances Withdrawn (1:1) | Thousand Tons | 0 | 0 | 0 | 0 | 0 | 0 | 0
IL Fac. Spec. - NOX Rate Summer v3.1, Unit 579 and retrofits | 521 | 1797 | Rate Constraint in lbs/MMBtu | FALSE | L | Annual | Allowances Withdrawn (n:1) | Thousand Tons | 0 | 0 | 0 | 0 | 0 | 0 | 0
IL Fac. Spec. - NOX Rate Summer v3.1, Unit 579 and retrofits | 521 | 1797 | Rate Constraint in lbs/MMBtu | FALSE | L | Annual | Net Emissions Allowance Position | Thousand Tons | 0 | 0 | 0 | 0 | 0.00053148 | 0 | 0
IL Fac. Spec. - NOX Rate Summer v3.1, Unit 579 and retrofits | 521 | 1797 | Rate Constraint in lbs/MMBtu | FALSE | L | Annual | Fuel Consumed | TBtu | 0 | 0 | 0 | 0 | 0.031141 | 0 | 0
IL Fac. Spec. - NOX Rate Summer v3.1, Unit 579 and retrofits | 521 | 1797 | Rate Constraint in lbs/MMBtu | FALSE | L | Annual | Rate | lb/MMBtu | 0 | 0 | 0 | 0 | 0.034133 | 0 | 0
IL Fac. Spec. - NOX Rate Summer v3.1, Unit 579 and retrofits | 521 | 1797 | Rate Constraint in lbs/MMBtu | FALSE | L | Annual | Generation | TWh | 0 | 0 | 0 | 0 | 0.0023669 | 0 | 0
IL Fac. Spec. - NOX Rate Summer v3.1, Unit 579 and retrofits | 521 | 1797 | Rate Constraint in lbs/MMBtu | FALSE | L | Annual | Qualifying Generation | TWh | 0 | 0 | 0 | 0 | 0.0023669 | 0 | 0
IL Fac. Spec. - NOX Rate Summer v3.1, Unit 579 and retrofits | 521 | 1797 | Rate Constraint in lbs/MMBtu | FALSE | L | Annual | Rate | lb/MWh | 0 | 0 | 0 | 0 | 0.22455 | 0 | 0
IL Fac. Spec. - NOX Rate Summer v3.1, Unit 579 and retrofits | 521 | 1797 | Rate Constraint in lbs/MMBtu | FALSE | L | Annual | Constraint Shadow Price | US2011$/Ton | 0 | 0 | 0 | 0 | 0 | 0 | 0
IL Fac. Spec. - NOX Rate Summer v3.1, Unit 580 and retrofits | 522 | 1797 | Rate Constraint in lbs/MMBtu | FALSE | L | Annual | Seasons Included | Seasons | Summer | Summer | Summer | Summer | Summer | Summer | Summer
IL Fac. Spec. - NOX Rate Summer v3.1, Unit 580 and retrofits | 522 | 1797 | Rate Constraint in lbs/MMBtu | FALSE | L | Annual | Standard | lb/MMBtu | 0.25 | 0.25 | 0.25 | 0.25 | 0.25 | 0.25 | 0.25
IL Fac. Spec. - NOX Rate Summer v3.1, Unit 580 and retrofits | 522 | 1797 | Rate Constraint in lbs/MMBtu | FALSE | L | Annual | Emissions at Affected Plants NOX | Thousand Tons | 0 | 0 | 0 | 0 | 0.00049009 | 0 | 0
IL Fac. Spec. - NOX Rate Summer v3.1, Unit 580 and retrofits | 522 | 1797 | Rate Constraint in lbs/MMBtu | FALSE | L | Annual | Allowances Purchased NOX | Thousand Tons | 0 | 0 | 0 | 0 | 0 | 0 | 0
IL Fac. Spec. - NOX Rate Summer v3.1, Unit 580 and retrofits | 522 | 1797 | Rate Constraint in lbs/MMBtu | FALSE | L | Annual | Allowances Sold NOX | Thousand Tons | 0 | 0 | 0 | 0 | 0 | 0 | 0
IL Fac. Spec. - NOX Rate Summer v3.1, Unit 580 and retrofits | 522 | 1797 | Rate Constraint in lbs/MMBtu | FALSE | L | Annual | Allowances Banked | Thousand Tons | 0 | 0 | 0 | 0 | 0 | 0 | 0
IL Fac. Spec. - NOX Rate Summer v3.1, Unit 580 and retrofits | 522 | 1797 | Rate Constraint in lbs/MMBtu | FALSE | L | Annual | Allowances Withdrawn (1:1) | Thousand Tons | 0 | 0 | 0 | 0 | 0 | 0 | 0
IL Fac. Spec. - NOX Rate Summer v3.1, Unit 580 and retrofits | 522 | 1797 | Rate Constraint in lbs/MMBtu | FALSE | L | Annual | Allowances Withdrawn (n:1) | Thousand Tons | 0 | 0 | 0 | 0 | 0 | 0 | 0
IL Fac. Spec. - NOX Rate Summer v3.1, Unit 580 and retrofits | 522 | 1797 | Rate Constraint in lbs/MMBtu | FALSE | L | Annual | Net Emissions Allowance Position | Thousand Tons | 0 | 0 | 0 | 0 | 0.00049009 | 0 | 0
IL Fac. Spec. - NOX Rate Summer v3.1, Unit 580 and retrofits | 522 | 1797 | Rate Constraint in lbs/MMBtu | FALSE | L | Annual | Fuel Consumed | TBtu | 0 | 0 | 0 | 0 | 0.031139 | 0 | 0
IL Fac. Spec. - NOX Rate Summer v3.1, Unit 580 and retrofits | 522 | 1797 | Rate Constraint in lbs/MMBtu | FALSE | L | Annual | Rate | lb/MMBtu | 0 | 0 | 0 | 0 | 0.031478 | 0 | 0
IL Fac. Spec. - NOX Rate Summer v3.1, Unit 580 and retrofits | 522 | 1797 | Rate Constraint in lbs/MMBtu | FALSE | L | Annual | Generation | TWh | 0 | 0 | 0 | 0 | 0.0023669 | 0 | 0
IL Fac. Spec. - NOX Rate Summer v3.1, Unit 580 and retrofits | 522 | 1797 | Rate Constraint in lbs/MMBtu | FALSE | L | Annual | Qualifying Generation | TWh | 0 | 0 | 0 | 0 | 0.0023669 | 0 | 0
IL Fac. Spec. - NOX Rate Summer v3.1, Unit 580 and retrofits | 522 | 1797 | Rate Constraint in lbs/MMBtu | FALSE | L | Annual | Rate | lb/MWh | 0 | 0 | 0 | 0 | 0.20706 | 0 | 0
IL Fac. Spec. - NOX Rate Summer v3.1, Unit 580 and retrofits | 522 | 1797 | Rate Constraint in lbs/MMBtu | FALSE | L | Annual | Constraint Shadow Price | US2011$/Ton | 0 | 0 | 0 | 0 | 0 | 0 | 0
IL Fac. Spec. - NOX Rate Summer v3.1, Unit 581 and retrofits | 523 | 1797 | Rate Constraint in lbs/MMBtu | FALSE | L | Annual | Seasons Included | Seasons | Summer | Summer | Summer | Summer | Summer | Summer | Summer
IL Fac. Spec. - NOX Rate Summer v3.1, Unit 581 and retrofits | 523 | 1797 | Rate Constraint in lbs/MMBtu | FALSE | L | Annual | Standard | lb/MMBtu | 0.25 | 0.25 | 0.25 | 0.25 | 0.25 | 0.25 | 0.25
IL Fac. Spec. - NOX Rate Summer v3.1, Unit 581 and retrofits | 523 | 1797 | Rate Constraint in lbs/MMBtu | FALSE | L | Annual | Emissions at Affected Plants NOX | Thousand Tons | 0.0038753 | 0.00076236 | 0.00076236 | 0.00076236 | 0.0038753 | 0.0038753 | 0.0038753
IL Fac. Spec. - NOX Rate Summer v3.1, Unit 581 and retrofits | 523 | 1797 | Rate Constraint in lbs/MMBtu | FALSE | L | Annual | Allowances Purchased NOX | Thousand Tons | 0 | 0 | 0 | 0 | 0 | 0 | 0
IL Fac. Spec. - NOX Rate Summer v3.1, Unit 581 and retrofits | 523 | 1797 | Rate Constraint in lbs/MMBtu | FALSE | L | Annual | Allowances Sold NOX | Thousand Tons | 0 | 0 | 0 | 0 | 0 | 0 | 0
IL Fac. Spec. - NOX Rate Summer v3.1, Unit 581 and retrofits | 523 | 1797 | Rate Constraint in lbs/MMBtu | FALSE | L | Annual | Allowances Banked | Thousand Tons | 0 | 0 | 0 | 0 | 0 | 0 | 0
IL Fac. Spec. - NOX Rate Summer v3.1, Unit 581 and retrofits | 523 | 1797 | Rate Constraint in lbs/MMBtu | FALSE | L | Annual | Allowances Withdrawn (1:1) | Thousand Tons | 0 | 0 | 0 | 0 | 0 | 0 | 0
IL Fac. Spec. - NOX Rate Summer v3.1, Unit 581 and retrofits | 523 | 1797 | Rate Constraint in lbs/MMBtu | FALSE | L | Annual | Allowances Withdrawn (n:1) | Thousand Tons | 0 | 0 | 0 | 0 | 0 | 0 | 0
IL Fac. Spec. - NOX Rate Summer v3.1, Unit 581 and retrofits | 523 | 1797 | Rate Constraint in lbs/MMBtu | FALSE | L | Annual | Net Emissions Allowance Position | Thousand Tons | 0.0038753 | 0.00076236 | 0.00076236 | 0.00076236 | 0.0038753 | 0.0038753 | 0.0038753
IL Fac. Spec. - NOX Rate Summer v3.1, Unit 581 and retrofits | 523 | 1797 | Rate Constraint in lbs/MMBtu | FALSE | L | Annual | Fuel Consumed | TBtu | 0.097813 | 0.019242 | 0.019242 | 0.019242 | 0.097813 | 0.097813 | 0.097813
IL Fac. Spec. - NOX Rate Summer v3.1, Unit 581 and retrofits | 523 | 1797 | Rate Constraint in lbs/MMBtu | FALSE | L | Annual | Rate | lb/MMBtu | 0.07924 | 0.07924 | 0.07924 | 0.07924 | 0.07924 | 0.07924 | 0.07924
IL Fac. Spec. - NOX Rate Summer v3.1, Unit 581 and retrofits | 523 | 1797 | Rate Constraint in lbs/MMBtu | FALSE | L | Annual | Generation | TWh | 0.008473 | 0.0016668 | 0.0016668 | 0.0016668 | 0.008473 | 0.008473 | 0.008473
IL Fac. Spec. - NOX Rate Summer v3.1, Unit 581 and retrofits | 523 | 1797 | Rate Constraint in lbs/MMBtu | FALSE | L | Annual | Qualifying Generation | TWh | 0.008473 | 0.0016668 | 0.0016668 | 0.0016668 | 0.008473 | 0.008473 | 0.008473
IL Fac. Spec. - NOX Rate Summer v3.1, Unit 581 and retrofits | 523 | 1797 | Rate Constraint in lbs/MMBtu | FALSE | L | Annual | Rate | lb/MWh | 0.45737 | 0.45737 | 0.45737 | 0.45737 | 0.45737 | 0.45737 | 0.45737
IL Fac. Spec. - NOX Rate Summer v3.1, Unit 581 and retrofits | 523 | 1797 | Rate Constraint in lbs/MMBtu | FALSE | L | Annual | Constraint Shadow Price | US2011$/Ton | 0 | 0 | 0 | 0 | 0 | 0 | 0
IL Fac. Spec. - NOX Rate Summer v3.1, Unit 582 and retrofits | 524 | 1797 | Rate Constraint in lbs/MMBtu | FALSE | L | Annual | Seasons Included | Seasons | Summer | Summer | Summer | Summer | Summer | Summer | Summer
IL Fac. Spec. - NOX Rate Summer v3.1, Unit 582 and retrofits | 524 | 1797 | Rate Constraint in lbs/MMBtu | FALSE | L | Annual | Standard | lb/MMBtu | 0.25 | 0.25 | 0.25 | 0.25 | 0.25 | 0.25 | 0.25
IL Fac. Spec. - NOX Rate Summer v3.1, Unit 582 and retrofits | 524 | 1797 | Rate Constraint in lbs/MMBtu | FALSE | L | Annual | Emissions at Affected Plants NOX | Thousand Tons | 0.0039364 | 0.00077437 | 0.00077437 | 0.00077437 | 0.0039364 | 0.0039364 | 0.0039364
IL Fac. Spec. - NOX Rate Summer v3.1, Unit 582 and retrofits | 524 | 1797 | Rate Constraint in lbs/MMBtu | FALSE | L | Annual | Allowances Purchased NOX | Thousand Tons | 0 | 0 | 0 | 0 | 0 | 0 | 0
IL Fac. Spec. - NOX Rate Summer v3.1, Unit 582 and retrofits | 524 | 1797 | Rate Constraint in lbs/MMBtu | FALSE | L | Annual | Allowances Sold NOX | Thousand Tons | 0 | 0 | 0 | 0 | 0 | 0 | 0
IL Fac. Spec. - NOX Rate Summer v3.1, Unit 582 and retrofits | 524 | 1797 | Rate Constraint in lbs/MMBtu | FALSE | L | Annual | Allowances Banked | Thousand Tons | 0 | 0 | 0 | 0 | 0 | 0 | 0
IL Fac. Spec. - NOX Rate Summer v3.1, Unit 582 and retrofits | 524 | 1797 | Rate Constraint in lbs/MMBtu | FALSE | L | Annual | Allowances Withdrawn (1:1) | Thousand Tons | 0 | 0 | 0 | 0 | 0 | 0 | 0
IL Fac. Spec. - NOX Rate Summer v3.1, Unit 582 and retrofits | 524 | 1797 | Rate Constraint in lbs/MMBtu | FALSE | L | Annual | Allowances Withdrawn (n:1) | Thousand Tons | 0 | 0 | 0 | 0 | 0 | 0 | 0
IL Fac. Spec. - NOX Rate Summer v3.1, Unit 582 and retrofits | 524 | 1797 | Rate Constraint in lbs/MMBtu | FALSE | L | Annual | Net Emissions Allowance Position | Thousand Tons | 0.0039364 | 0.00077437 | 0.00077437 | 0.00077437 | 0.0039364 | 0.0039364 | 0.0039364
IL Fac. Spec. - NOX Rate Summer v3.1, Unit 582 and retrofits | 524 | 1797 | Rate Constraint in lbs/MMBtu | FALSE | L | Annual | Fuel Consumed | TBtu | 0.097821 | 0.019244 | 0.019244 | 0.019244 | 0.097821 | 0.097821 | 0.097821
IL Fac. Spec. - NOX Rate Summer v3.1, Unit 582 and retrofits | 524 | 1797 | Rate Constraint in lbs/MMBtu | FALSE | L | Annual | Rate | lb/MMBtu | 0.080481 | 0.080481 | 0.080481 | 0.080481 | 0.080481 | 0.080481 | 0.080481
IL Fac. Spec. - NOX Rate Summer v3.1, Unit 582 and retrofits | 524 | 1797 | Rate Constraint in lbs/MMBtu | FALSE | L | Annual | Generation | TWh | 0.008473 | 0.0016668 | 0.0016668 | 0.0016668 | 0.008473 | 0.008473 | 0.008473
IL Fac. Spec. - NOX Rate Summer v3.1, Unit 582 and retrofits | 524 | 1797 | Rate Constraint in lbs/MMBtu | FALSE | L | Annual | Qualifying Generation | TWh | 0.008473 | 0.0016668 | 0.0016668 | 0.0016668 | 0.008473 | 0.008473 | 0.008473
IL Fac. Spec. - NOX Rate Summer v3.1, Unit 582 and retrofits | 524 | 1797 | Rate Constraint in lbs/MMBtu | FALSE | L | Annual | Rate | lb/MWh | 0.46458 | 0.46458 | 0.46458 | 0.46458 | 0.46458 | 0.46458 | 0.46458
IL Fac. Spec. - NOX Rate Summer v3.1, Unit 582 and retrofits | 524 | 1797 | Rate Constraint in lbs/MMBtu | FALSE | L | Annual | Constraint Shadow Price | US2011$/Ton | 0 | 0 | 0 | 0 | 0 | 0 | 0
IL Fac. Spec. - NOX Rate Summer v3.1, Unit 583 and retrofits | 525 | 1797 | Rate Constraint in lbs/MMBtu | FALSE | L | Annual | Seasons Included | Seasons | Summer | Summer | Summer | Summer | Summer | Summer | Summer
IL Fac. Spec. - NOX Rate Summer v3.1, Unit 583 and retrofits | 525 | 1797 | Rate Constraint in lbs/MMBtu | FALSE | L | Annual | Standard | lb/MMBtu | 0.25 | 0.25 | 0.25 | 0.25 | 0.25 | 0.25 | 0.25
IL Fac. Spec. - NOX Rate Summer v3.1, Unit 583 and retrofits | 525 | 1797 | Rate Constraint in lbs/MMBtu | FALSE | L | Annual | Emissions at Affected Plants NOX | Thousand Tons | 0.0038824 | 0.00076375 | 0.00076375 | 0.00076375 | 0.0038824 | 0.0038824 | 0.0038824
IL Fac. Spec. - NOX Rate Summer v3.1, Unit 583 and retrofits | 525 | 1797 | Rate Constraint in lbs/MMBtu | FALSE | L | Annual | Allowances Purchased NOX | Thousand Tons | 0 | 0 | 0 | 0 | 0 | 0 | 0
IL Fac. Spec. - NOX Rate Summer v3.1, Unit 583 and retrofits | 525 | 1797 | Rate Constraint in lbs/MMBtu | FALSE | L | Annual | Allowances Sold NOX | Thousand Tons | 0 | 0 | 0 | 0 | 0 | 0 | 0
IL Fac. Spec. - NOX Rate Summer v3.1, Unit 583 and retrofits | 525 | 1797 | Rate Constraint in lbs/MMBtu | FALSE | L | Annual | Allowances Banked | Thousand Tons | 0 | 0 | 0 | 0 | 0 | 0 | 0
IL Fac. Spec. - NOX Rate Summer v3.1, Unit 583 and retrofits | 525 | 1797 | Rate Constraint in lbs/MMBtu | FALSE | L | Annual | Allowances Withdrawn (1:1) | Thousand Tons | 0 | 0 | 0 | 0 | 0 | 0 | 0
IL Fac. Spec. - NOX Rate Summer v3.1, Unit 583 and retrofits | 525 | 1797 | Rate Constraint in lbs/MMBtu | FALSE | L | Annual | Allowances Withdrawn (n:1) | Thousand Tons | 0 | 0 | 0 | 0 | 0 | 0 | 0
IL Fac. Spec. - NOX Rate Summer v3.1, Unit 583 and retrofits | 525 | 1797 | Rate Constraint in lbs/MMBtu | FALSE | L | Annual | Net Emissions Allowance Position | Thousand Tons | 0.0038824 | 0.00076375 | 0.00076375 | 0.00076375 | 0.0038824 | 0.0038824 | 0.0038824
IL Fac. Spec. - NOX Rate Summer v3.1, Unit 583 and retrofits | 525 | 1797 | Rate Constraint in lbs/MMBtu | FALSE | L | Annual | Fuel Consumed | TBtu | 0.097821 | 0.019244 | 0.019244 | 0.019244 | 0.097821 | 0.097821 | 0.097821
IL Fac. Spec. - NOX Rate Summer v3.1, Unit 583 and retrofits | 525 | 1797 | Rate Constraint in lbs/MMBtu | FALSE | L | Annual | Rate | lb/MMBtu | 0.079377 | 0.079377 | 0.079377 | 0.079377 | 0.079377 | 0.079377 | 0.079377
IL Fac. Spec. - NOX Rate Summer v3.1, Unit 583 and retrofits | 525 | 1797 | Rate Constraint in lbs/MMBtu | FALSE | L | Annual | Generation | TWh | 0.008473 | 0.0016668 | 0.0016668 | 0.0016668 | 0.008473 | 0.008473 | 0.008473
IL Fac. Spec. - NOX Rate Summer v3.1, Unit 583 and retrofits | 525 | 1797 | Rate Constraint in lbs/MMBtu | FALSE | L | Annual | Qualifying Generation | TWh | 0.008473 | 0.0016668 | 0.0016668 | 0.0016668 | 0.008473 | 0.008473 | 0.008473
IL Fac. Spec. - NOX Rate Summer v3.1, Unit 583 and retrofits | 525 | 1797 | Rate Constraint in lbs/MMBtu | FALSE | L | Annual | Rate | lb/MWh | 0.4582 | 0.4582 | 0.4582 | 0.4582 | 0.4582 | 0.4582 | 0.4582
IL Fac. Spec. - NOX Rate Summer v3.1, Unit 583 and retrofits | 525 | 1797 | Rate Constraint in lbs/MMBtu | FALSE | L | Annual | Constraint Shadow Price | US2011$/Ton | 0 | 0 | 0 | 0 | 0 | 0 | 0
IL Fac. Spec. - NOX Rate Summer v3.1, Unit 584 and retrofits | 526 | 1797 | Rate Constraint in lbs/MMBtu | FALSE | L | Annual | Seasons Included | Seasons | Summer | Summer | Summer | Summer | Summer | Summer | Summer
IL Fac. Spec. - NOX Rate Summer v3.1, Unit 584 and retrofits | 526 | 1797 | Rate Constraint in lbs/MMBtu | FALSE | L | Annual | Standard | lb/MMBtu | 0.25 | 0.25 | 0.25 | 0.25 | 0.25 | 0.25 | 0.25
IL Fac. Spec. - NOX Rate Summer v3.1, Unit 584 and retrofits | 526 | 1797 | Rate Constraint in lbs/MMBtu | FALSE | L | Annual | Emissions at Affected Plants NOX | Thousand Tons | 0.0039375 | 0.00077459 | 0.00077459 | 0.00077459 | 0.0039375 | 0.0039375 | 0.0039375
IL Fac. Spec. - NOX Rate Summer v3.1, Unit 584 and retrofits | 526 | 1797 | Rate Constraint in lbs/MMBtu | FALSE | L | Annual | Allowances Purchased NOX | Thousand Tons | 0 | 0 | 0 | 0 | 0 | 0 | 0
IL Fac. Spec. - NOX Rate Summer v3.1, Unit 584 and retrofits | 526 | 1797 | Rate Constraint in lbs/MMBtu | FALSE | L | Annual | Allowances Sold NOX | Thousand Tons | 0 | 0 | 0 | 0 | 0 | 0 | 0
IL Fac. Spec. - NOX Rate Summer v3.1, Unit 584 and retrofits | 526 | 1797 | Rate Constraint in lbs/MMBtu | FALSE | L | Annual | Allowances Banked | Thousand Tons | 0 | 0 | 0 | 0 | 0 | 0 | 0
IL Fac. Spec. - NOX Rate Summer v3.1, Unit 584 and retrofits | 526 | 1797 | Rate Constraint in lbs/MMBtu | FALSE | L | Annual | Allowances Withdrawn (1:1) | Thousand Tons | 0 | 0 | 0 | 0 | 0 | 0 | 0
IL Fac. Spec. - NOX Rate Summer v3.1, Unit 584 and retrofits | 526 | 1797 | Rate Constraint in lbs/MMBtu | FALSE | L | Annual | Allowances Withdrawn (n:1) | Thousand Tons | 0 | 0 | 0 | 0 | 0 | 0 | 0
IL Fac. Spec. - NOX Rate Summer v3.1, Unit 584 and retrofits | 526 | 1797 | Rate Constraint in lbs/MMBtu | FALSE | L | Annual | Net Emissions Allowance Position | Thousand Tons | 0.0039375 | 0.00077459 | 0.00077459 | 0.00077459 | 0.0039375 | 0.0039375 | 0.0039375
IL Fac. Spec. - NOX Rate Summer v3.1, Unit 584 and retrofits | 526 | 1797 | Rate Constraint in lbs/MMBtu | FALSE | L | Annual | Fuel Consumed | TBtu | 0.097821 | 0.019244 | 0.019244 | 0.019244 | 0.097821 | 0.097821 | 0.097821
IL Fac. Spec. - NOX Rate Summer v3.1, Unit 584 and retrofits | 526 | 1797 | Rate Constraint in lbs/MMBtu | FALSE | L | Annual | Rate | lb/MMBtu | 0.080503 | 0.080503 | 0.080503 | 0.080503 | 0.080503 | 0.080503 | 0.080503
IL Fac. Spec. - NOX Rate Summer v3.1, Unit 584 and retrofits | 526 | 1797 | Rate Constraint in lbs/MMBtu | FALSE | L | Annual | Generation | TWh | 0.008473 | 0.0016668 | 0.0016668 | 0.0016668 | 0.008473 | 0.008473 | 0.008473
IL Fac. Spec. - NOX Rate Summer v3.1, Unit 584 and retrofits | 526 | 1797 | Rate Constraint in lbs/MMBtu | FALSE | L | Annual | Qualifying Generation | TWh | 0.008473 | 0.0016668 | 0.0016668 | 0.0016668 | 0.008473 | 0.008473 | 0.008473
IL Fac. Spec. - NOX Rate Summer v3.1, Unit 584 and retrofits | 526 | 1797 | Rate Constraint in lbs/MMBtu | FALSE | L | Annual | Rate | lb/MWh | 0.46471 | 0.46471 | 0.46471 | 0.46471 | 0.46471 | 0.46471 | 0.46471
IL Fac. Spec. - NOX Rate Summer v3.1, Unit 584 and retrofits | 526 | 1797 | Rate Constraint in lbs/MMBtu | FALSE | L | Annual | Constraint Shadow Price | US2011$/Ton | 0 | 0 | 0 | 0 | 0 | 0 | 0
IL Fac. Spec. - NOX Rate Summer v3.1, Unit 585 and retrofits | 527 | 1797 | Rate Constraint in lbs/MMBtu | FALSE | L | Annual | Seasons Included | Seasons | Summer | Summer | Summer | Summer | Summer | Summer | Summer
IL Fac. Spec. - NOX Rate Summer v3.1, Unit 585 and retrofits | 527 | 1797 | Rate Constraint in lbs/MMBtu | FALSE | L | Annual | Standard | lb/MMBtu | 0.25 | 0.25 | 0.25 | 0.25 | 0.25 | 0.25 | 0.25
IL Fac. Spec. - NOX Rate Summer v3.1, Unit 585 and retrofits | 527 | 1797 | Rate Constraint in lbs/MMBtu | FALSE | L | Annual | Emissions at Affected Plants NOX | Thousand Tons | 0.0038812 | 0.00076351 | 0.00076351 | 0.00076351 | 0.0038812 | 0.0038812 | 0.0038812
IL Fac. Spec. - NOX Rate Summer v3.1, Unit 585 and retrofits | 527 | 1797 | Rate Constraint in lbs/MMBtu | FALSE | L | Annual | Allowances Purchased NOX | Thousand Tons | 0 | 0 | 0 | 0 | 0 | 0 | 0
IL Fac. Spec. - NOX Rate Summer v3.1, Unit 585 and retrofits | 527 | 1797 | Rate Constraint in lbs/MMBtu | FALSE | L | Annual | Allowances Sold NOX | Thousand Tons | 0 | 0 | 0 | 0 | 0 | 0 | 0
IL Fac. Spec. - NOX Rate Summer v3.1, Unit 585 and retrofits | 527 | 1797 | Rate Constraint in lbs/MMBtu | FALSE | L | Annual | Allowances Banked | Thousand Tons | 0 | 0 | 0 | 0 | 0 | 0 | 0
IL Fac. Spec. - NOX Rate Summer v3.1, Unit 585 and retrofits | 527 | 1797 | Rate Constraint in lbs/MMBtu | FALSE | L | Annual | Allowances Withdrawn (1:1) | Thousand Tons | 0 | 0 | 0 | 0 | 0 | 0 | 0
IL Fac. Spec. - NOX Rate Summer v3.1, Unit 585 and retrofits | 527 | 1797 | Rate Constraint in lbs/MMBtu | FALSE | L | Annual | Allowances Withdrawn (n:1) | Thousand Tons | 0 | 0 | 0 | 0 | 0 | 0 | 0
IL Fac. Spec. - NOX Rate Summer v3.1, Unit 585 and retrofits | 527 | 1797 | Rate Constraint in lbs/MMBtu | FALSE | L | Annual | Net Emissions Allowance Position | Thousand Tons | 0.0038812 | 0.00076351 | 0.00076351 | 0.00076351 | 0.0038812 | 0.0038812 | 0.0038812
IL Fac. Spec. - NOX Rate Summer v3.1, Unit 585 and retrofits | 527 | 1797 | Rate Constraint in lbs/MMBtu | FALSE | L | Annual | Fuel Consumed | TBtu | 0.097821 | 0.019244 | 0.019244 | 0.019244 | 0.097821 | 0.097821 | 0.097821
IL Fac. Spec. - NOX Rate Summer v3.1, Unit 585 and retrofits | 527 | 1797 | Rate Constraint in lbs/MMBtu | FALSE | L | Annual | Rate | lb/MMBtu | 0.079353 | 0.079353 | 0.079353 | 0.079353 | 0.079353 | 0.079353 | 0.079353
IL Fac. Spec. - NOX Rate Summer v3.1, Unit 585 and retrofits | 527 | 1797 | Rate Constraint in lbs/MMBtu | FALSE | L | Annual | Generation | TWh | 0.008473 | 0.0016668 | 0.0016668 | 0.0016668 | 0.008473 | 0.008473 | 0.008473
IL Fac. Spec. - NOX Rate Summer v3.1, Unit 585 and retrofits | 527 | 1797 | Rate Constraint in lbs/MMBtu | FALSE | L | Annual | Qualifying Generation | TWh | 0.008473 | 0.0016668 | 0.0016668 | 0.0016668 | 0.008473 | 0.008473 | 0.008473
IL Fac. Spec. - NOX Rate Summer v3.1, Unit 585 and retrofits | 527 | 1797 | Rate Constraint in lbs/MMBtu | FALSE | L | Annual | Rate | lb/MWh | 0.45806 | 0.45806 | 0.45806 | 0.45806 | 0.45806 | 0.45806 | 0.45806
IL Fac. Spec. - NOX Rate Summer v3.1, Unit 585 and retrofits | 527 | 1797 | Rate Constraint in lbs/MMBtu | FALSE | L | Annual | Constraint Shadow Price | US2011$/Ton | 0 | 0 | 0 | 0 | 0 | 0 | 0
IL Fac. Spec. - NOX Rate Summer v3.1, Unit 586 and retrofits | 528 | 1797 | Rate Constraint in lbs/MMBtu | FALSE | L | Annual | Seasons Included | Seasons | Summer | Summer | Summer | Summer | Summer | Summer | Summer
IL Fac. Spec. - NOX Rate Summer v3.1, Unit 586 and retrofits | 528 | 1797 | Rate Constraint in lbs/MMBtu | FALSE | L | Annual | Standard | lb/MMBtu | 0.25 | 0.25 | 0.25 | 0.25 | 0.25 | 0.25 | 0.25
IL Fac. Spec. - NOX Rate Summer v3.1, Unit 586 and retrofits | 528 | 1797 | Rate Constraint in lbs/MMBtu | FALSE | L | Annual | Emissions at Affected Plants NOX | Thousand Tons | 0.0039293 | 0.00077298 | 0.00077298 | 0.00077298 | 0.0039293 | 0.0039293 | 0.0039293
IL Fac. Spec. - NOX Rate Summer v3.1, Unit 586 and retrofits | 528 | 1797 | Rate Constraint in lbs/MMBtu | FALSE | L | Annual | Allowances Purchased NOX | Thousand Tons | 0 | 0 | 0 | 0 | 0 | 0 | 0
IL Fac. Spec. - NOX Rate Summer v3.1, Unit 586 and retrofits | 528 | 1797 | Rate Constraint in lbs/MMBtu | FALSE | L | Annual | Allowances Sold NOX | Thousand Tons | 0 | 0 | 0 | 0 | 0 | 0 | 0
IL Fac. Spec. - NOX Rate Summer v3.1, Unit 586 and retrofits | 528 | 1797 | Rate Constraint in lbs/MMBtu | FALSE | L | Annual | Allowances Banked | Thousand Tons | 0 | 0 | 0 | 0 | 0 | 0 | 0
IL Fac. Spec. - NOX Rate Summer v3.1, Unit 586 and retrofits | 528 | 1797 | Rate Constraint in lbs/MMBtu | FALSE | L | Annual | Allowances Withdrawn (1:1) | Thousand Tons | 0 | 0 | 0 | 0 | 0 | 0 | 0
IL Fac. Spec. - NOX Rate Summer v3.1, Unit 586 and retrofits | 528 | 1797 | Rate Constraint in lbs/MMBtu | FALSE | L | Annual | Allowances Withdrawn (n:1) | Thousand Tons | 0 | 0 | 0 | 0 | 0 | 0 | 0
IL Fac. Spec. - NOX Rate Summer v3.1, Unit 586 and retrofits | 528 | 1797 | Rate Constraint in lbs/MMBtu | FALSE | L | Annual | Net Emissions Allowance Position | Thousand Tons | 0.0039293 | 0.00077298 | 0.00077298 | 0.00077298 | 0.0039293 | 0.0039293 | 0.0039293
IL Fac. Spec. - NOX Rate Summer v3.1, Unit 586 and retrofits | 528 | 1797 | Rate Constraint in lbs/MMBtu | FALSE | L | Annual | Fuel Consumed | TBtu | 0.097821 | 0.019244 | 0.019244 | 0.019244 | 0.097821 | 0.097821 | 0.097821
IL Fac. Spec. - NOX Rate Summer v3.1, Unit 586 and retrofits | 528 | 1797 | Rate Constraint in lbs/MMBtu | FALSE | L | Annual | Rate | lb/MMBtu | 0.080337 | 0.080337 | 0.080337 | 0.080337 | 0.080337 | 0.080337 | 0.080337
IL Fac. Spec. - NOX Rate Summer v3.1, Unit 586 and retrofits | 528 | 1797 | Rate Constraint in lbs/MMBtu | FALSE | L | Annual | Generation | TWh | 0.008473 | 0.0016668 | 0.0016668 | 0.0016668 | 0.008473 | 0.008473 | 0.008473
IL Fac. Spec. - NOX Rate Summer v3.1, Unit 586 and retrofits | 528 | 1797 | Rate Constraint in lbs/MMBtu | FALSE | L | Annual | Qualifying Generation | TWh | 0.008473 | 0.0016668 | 0.0016668 | 0.0016668 | 0.008473 | 0.008473 | 0.008473
IL Fac. Spec. - NOX Rate Summer v3.1, Unit 586 and retrofits | 528 | 1797 | Rate Constraint in lbs/MMBtu | FALSE | L | Annual | Rate | lb/MWh | 0.46375 | 0.46375 | 0.46375 | 0.46375 | 0.46375 | 0.46375 | 0.46375
IL Fac. Spec. - NOX Rate Summer v3.1, Unit 586 and retrofits | 528 | 1797 | Rate Constraint in lbs/MMBtu | FALSE | L | Annual | Constraint Shadow Price | US2011$/Ton | 0 | 0 | 0 | 0 | 0 | 0 | 0
IL Fac. Spec. - NOX Rate Summer v3.1, Unit 587 and retrofits | 529 | 1797 | Rate Constraint in lbs/MMBtu | FALSE | L | Annual | Seasons Included | Seasons | Summer | Summer | Summer | Summer | Summer | Summer | Summer
IL Fac. Spec. - NOX Rate Summer v3.1, Unit 587 and retrofits | 529 | 1797 | Rate Constraint in lbs/MMBtu | FALSE | L | Annual | Standard | lb/MMBtu | 0.25 | 0.25 | 0.25 | 0.25 | 0.25 | 0.25 | 0.25
IL Fac. Spec. - NOX Rate Summer v3.1, Unit 587 and retrofits | 529 | 1797 | Rate Constraint in lbs/MMBtu | FALSE | L | Annual | Emissions at Affected Plants NOX | Thousand Tons | 0.00040963 | 0.00040963 | 0.00040963 | 0.00040963 | 0.00040963 | 0 | 0.0020823
IL Fac. Spec. - NOX Rate Summer v3.1, Unit 587 and retrofits | 529 | 1797 | Rate Constraint in lbs/MMBtu | FALSE | L | Annual | Allowances Purchased NOX | Thousand Tons | 0 | 0 | 0 | 0 | 0 | 0 | 0
IL Fac. Spec. - NOX Rate Summer v3.1, Unit 587 and retrofits | 529 | 1797 | Rate Constraint in lbs/MMBtu | FALSE | L | Annual | Allowances Sold NOX | Thousand Tons | 0 | 0 | 0 | 0 | 0 | 0 | 0
IL Fac. Spec. - NOX Rate Summer v3.1, Unit 587 and retrofits | 529 | 1797 | Rate Constraint in lbs/MMBtu | FALSE | L | Annual | Allowances Banked | Thousand Tons | 0 | 0 | 0 | 0 | 0 | 0 | 0
IL Fac. Spec. - NOX Rate Summer v3.1, Unit 587 and retrofits | 529 | 1797 | Rate Constraint in lbs/MMBtu | FALSE | L | Annual | Allowances Withdrawn (1:1) | Thousand Tons | 0 | 0 | 0 | 0 | 0 | 0 | 0
IL Fac. Spec. - NOX Rate Summer v3.1, Unit 587 and retrofits | 529 | 1797 | Rate Constraint in lbs/MMBtu | FALSE | L | Annual | Allowances Withdrawn (n:1) | Thousand Tons | 0 | 0 | 0 | 0 | 0 | 0 | 0
IL Fac. Spec. - NOX Rate Summer v3.1, Unit 587 and retrofits | 529 | 1797 | Rate Constraint in lbs/MMBtu | FALSE | L | Annual | Net Emissions Allowance Position | Thousand Tons | 0.00040963 | 0.00040963 | 0.00040963 | 0.00040963 | 0.00040963 | 0 | 0.0020823
IL Fac. Spec. - NOX Rate Summer v3.1, Unit 587 and retrofits | 529 | 1797 | Rate Constraint in lbs/MMBtu | FALSE | L | Annual | Fuel Consumed | TBtu | 0.030915 | 0.030915 | 0.030915 | 0.030915 | 0.030915 | 0 | 0.15715
IL Fac. Spec. - NOX Rate Summer v3.1, Unit 587 and retrofits | 529 | 1797 | Rate Constraint in lbs/MMBtu | FALSE | L | Annual | Rate | lb/MMBtu | 0.0265 | 0.0265 | 0.0265 | 0.0265 | 0.0265 | 0 | 0.0265
IL Fac. Spec. - NOX Rate Summer v3.1, Unit 587 and retrofits | 529 | 1797 | Rate Constraint in lbs/MMBtu | FALSE | L | Annual | Generation | TWh | 0.0025002 | 0.0025002 | 0.0025002 | 0.0025002 | 0.0025002 | 0 | 0.01271
IL Fac. Spec. - NOX Rate Summer v3.1, Unit 587 and retrofits | 529 | 1797 | Rate Constraint in lbs/MMBtu | FALSE | L | Annual | Qualifying Generation | TWh | 0.0025002 | 0.0025002 | 0.0025002 | 0.0025002 | 0.0025002 | 0 | 0.01271
IL Fac. Spec. - NOX Rate Summer v3.1, Unit 587 and retrofits | 529 | 1797 | Rate Constraint in lbs/MMBtu | FALSE | L | Annual | Rate | lb/MWh | 0.16384 | 0.16384 | 0.16384 | 0.16384 | 0.16384 | 0 | 0.16384
IL Fac. Spec. - NOX Rate Summer v3.1, Unit 587 and retrofits | 529 | 1797 | Rate Constraint in lbs/MMBtu | FALSE | L | Annual | Constraint Shadow Price | US2011$/Ton | 0 | 0 | 0 | 0 | 0 | 0 | 0
IL Fac. Spec. - NOX Rate Summer v3.1, Unit 588 and retrofits | 530 | 1797 | Rate Constraint in lbs/MMBtu | FALSE | L | Annual | Seasons Included | Seasons | Summer | Summer | Summer | Summer | Summer | Summer | Summer
IL Fac. Spec. - NOX Rate Summer v3.1, Unit 588 and retrofits | 530 | 1797 | Rate Constraint in lbs/MMBtu | FALSE | L | Annual | Standard | lb/MMBtu | 0.25 | 0.25 | 0.25 | 0.25 | 0.25 | 0.25 | 0.25
IL Fac. Spec. - NOX Rate Summer v3.1, Unit 588 and retrofits | 530 | 1797 | Rate Constraint in lbs/MMBtu | FALSE | L | Annual | Emissions at Affected Plants NOX | Thousand Tons | 0.00030918 | 0.00030918 | 0.00030918 | 0.00030918 | 0.00030918 | 0 | 0.0015717
IL Fac. Spec. - NOX Rate Summer v3.1, Unit 588 and retrofits | 530 | 1797 | Rate Constraint in lbs/MMBtu | FALSE | L | Annual | Allowances Purchased NOX | Thousand Tons | 0 | 0 | 0 | 0 | 0 | 0 | 0
IL Fac. Spec. - NOX Rate Summer v3.1, Unit 588 and retrofits | 530 | 1797 | Rate Constraint in lbs/MMBtu | FALSE | L | Annual | Allowances Sold NOX | Thousand Tons | 0 | 0 | 0 | 0 | 0 | 0 | 0
IL Fac. Spec. - NOX Rate Summer v3.1, Unit 588 and retrofits | 530 | 1797 | Rate Constraint in lbs/MMBtu | FALSE | L | Annual | Allowances Banked | Thousand Tons | 0 | 0 | 0 | 0 | 0 | 0 | 0
IL Fac. Spec. - NOX Rate Summer v3.1, Unit 588 and retrofits | 530 | 1797 | Rate Constraint in lbs/MMBtu | FALSE | L | Annual | Allowances Withdrawn (1:1) | Thousand Tons | 0 | 0 | 0 | 0 | 0 | 0 | 0
IL Fac. Spec. - NOX Rate Summer v3.1, Unit 588 and retrofits | 530 | 1797 | Rate Constraint in lbs/MMBtu | FALSE | L | Annual | Allowances Withdrawn (n:1) | Thousand Tons | 0 | 0 | 0 | 0 | 0 | 0 | 0
IL Fac. Spec. - NOX Rate Summer v3.1, Unit 588 and retrofits | 530 | 1797 | Rate Constraint in lbs/MMBtu | FALSE | L | Annual | Net Emissions Allowance Position | Thousand Tons | 0.00030918 | 0.00030918 | 0.00030918 | 0.00030918 | 0.00030918 | 0 | 0.0015717
IL Fac. Spec. - NOX Rate Summer v3.1, Unit 588 and retrofits | 530 | 1797 | Rate Constraint in lbs/MMBtu | FALSE | L | Annual | Fuel Consumed | TBtu | 0.030918 | 0.030918 | 0.030918 | 0.030918 | 0.030918 | 0 | 0.15717
IL Fac. Spec. - NOX Rate Summer v3.1, Unit 588 and retrofits | 530 | 1797 | Rate Constraint in lbs/MMBtu | FALSE | L | Annual | Rate | lb/MMBtu | 0.02 | 0.02 | 0.02 | 0.02 | 0.02 | 0 | 0.02
IL Fac. Spec. - NOX Rate Summer v3.1, Unit 588 and retrofits | 530 | 1797 | Rate Constraint in lbs/MMBtu | FALSE | L | Annual | Generation | TWh | 0.0025002 | 0.0025002 | 0.0025002 | 0.0025002 | 0.0025002 | 0 | 0.01271
IL Fac. Spec. - NOX Rate Summer v3.1, Unit 588 and retrofits | 530 | 1797 | Rate Constraint in lbs/MMBtu | FALSE | L | Annual | Qualifying Generation | TWh | 0.0025002 | 0.0025002 | 0.0025002 | 0.0025002 | 0.0025002 | 0 | 0.01271
IL Fac. Spec. - NOX Rate Summer v3.1, Unit 588 and retrofits | 530 | 1797 | Rate Constraint in lbs/MMBtu | FALSE | L | Annual | Rate | lb/MWh | 0.12366 | 0.12366 | 0.12366 | 0.12366 | 0.12366 | 0 | 0.12366
IL Fac. Spec. - NOX Rate Summer v3.1, Unit 588 and retrofits | 530 | 1797 | Rate Constraint in lbs/MMBtu | FALSE | L | Annual | Constraint Shadow Price | US2011$/Ton | 0 | 0 | 0 | 0 | 0 | 0 | 0
IL Fac. Spec. - NOX Rate Summer v3.1, Unit 589 and retrofits | 531 | 1797 | Rate Constraint in lbs/MMBtu | FALSE | L | Annual | Seasons Included | Seasons | Summer | Summer | Summer | Summer | Summer | Summer | Summer
IL Fac. Spec. - NOX Rate Summer v3.1, Unit 589 and retrofits | 531 | 1797 | Rate Constraint in lbs/MMBtu | FALSE | L | Annual | Standard | lb/MMBtu | 0.25 | 0.25 | 0.25 | 0.25 | 0.25 | 0.25 | 0.25
IL Fac. Spec. - NOX Rate Summer v3.1, Unit 589 and retrofits | 531 | 1797 | Rate Constraint in lbs/MMBtu | FALSE | L | Annual | Emissions at Affected Plants NOX | Thousand Tons | 0.00032928 | 0.00032928 | 0.00032928 | 0.00032928 | 0.00032928 | 0 | 0.0016738
IL Fac. Spec. - NOX Rate Summer v3.1, Unit 589 and retrofits | 531 | 1797 | Rate Constraint in lbs/MMBtu | FALSE | L | Annual | Allowances Purchased NOX | Thousand Tons | 0 | 0 | 0 | 0 | 0 | 0 | 0
IL Fac. Spec. - NOX Rate Summer v3.1, Unit 589 and retrofits | 531 | 1797 | Rate Constraint in lbs/MMBtu | FALSE | L | Annual | Allowances Sold NOX | Thousand Tons | 0 | 0 | 0 | 0 | 0 | 0 | 0
IL Fac. Spec. - NOX Rate Summer v3.1, Unit 589 and retrofits | 531 | 1797 | Rate Constraint in lbs/MMBtu | FALSE | L | Annual | Allowances Banked | Thousand Tons | 0 | 0 | 0 | 0 | 0 | 0 | 0
IL Fac. Spec. - NOX Rate Summer v3.1, Unit 589 and retrofits | 531 | 1797 | Rate Constraint in lbs/MMBtu | FALSE | L | Annual | Allowances Withdrawn (1:1) | Thousand Tons | 0 | 0 | 0 | 0 | 0 | 0 | 0
IL Fac. Spec. - NOX Rate Summer v3.1, Unit 589 and retrofits | 531 | 1797 | Rate Constraint in lbs/MMBtu | FALSE | L | Annual | Allowances Withdrawn (n:1) | Thousand Tons | 0 | 0 | 0 | 0 | 0 | 0 | 0
IL Fac. Spec. - NOX Rate Summer v3.1, Unit 589 and retrofits | 531 | 1797 | Rate Constraint in lbs/MMBtu | FALSE | L | Annual | Net Emissions Allowance Position | Thousand Tons | 0.00032928 | 0.00032928 | 0.00032928 | 0.00032928 | 0.00032928 | 0 | 0.0016738
IL Fac. Spec. - NOX Rate Summer v3.1, Unit 589 and retrofits | 531 | 1797 | Rate Constraint in lbs/MMBtu | FALSE | L | Annual | Fuel Consumed | TBtu | 0.030918 | 0.030918 | 0.030918 | 0.030918 | 0.030918 | 0 | 0.15717
IL Fac. Spec. - NOX Rate Summer v3.1, Unit 589 and retrofits | 531 | 1797 | Rate Constraint in lbs/MMBtu | FALSE | L | Annual | Rate | lb/MMBtu | 0.0213 | 0.0213 | 0.0213 | 0.0213 | 0.0213 | 0 | 0.0213
IL Fac. Spec. - NOX Rate Summer v3.1, Unit 589 and retrofits | 531 | 1797 | Rate Constraint in lbs/MMBtu | FALSE | L | Annual | Generation | TWh | 0.0025002 | 0.0025002 | 0.0025002 | 0.0025002 | 0.0025002 | 0 | 0.01271
IL Fac. Spec. - NOX Rate Summer v3.1, Unit 589 and retrofits | 531 | 1797 | Rate Constraint in lbs/MMBtu | FALSE | L | Annual | Qualifying Generation | TWh | 0.0025002 | 0.0025002 | 0.0025002 | 0.0025002 | 0.0025002 | 0 | 0.01271
IL Fac. Spec. - NOX Rate Summer v3.1, Unit 589 and retrofits | 531 | 1797 | Rate Constraint in lbs/MMBtu | FALSE | L | Annual | Rate | lb/MWh | 0.1317 | 0.1317 | 0.1317 | 0.1317 | 0.1317 | 0 | 0.1317
IL Fac. Spec. - NOX Rate Summer v3.1, Unit 589 and retrofits | 531 | 1797 | Rate Constraint in lbs/MMBtu | FALSE | L | Annual | Constraint Shadow Price | US2011$/Ton | 0 | 0 | 0 | 0 | 0 | 0 | 0
IL Fac. Spec. - NOX Rate Summer v3.1, Unit 590 and retrofits | 532 | 1797 | Rate Constraint in lbs/MMBtu | FALSE | L | Annual | Seasons Included | Seasons | Summer | Summer | Summer | Summer | Summer | Summer | Summer
IL Fac. Spec. - NOX Rate Summer v3.1, Unit 590 and retrofits | 532 | 1797 | Rate Constraint in lbs/MMBtu | FALSE | L | Annual | Standard | lb/MMBtu | 0.25 | 0.25 | 0.25 | 0.25 | 0.25 | 0.25 | 0.25
IL Fac. Spec. - NOX Rate Summer v3.1, Unit 590 and retrofits | 532 | 1797 | Rate Constraint in lbs/MMBtu | FALSE | L | Annual | Emissions at Affected Plants NOX | Thousand Tons | 0.00029063 | 0.00029063 | 0.00029063 | 0.00029063 | 0.00029063 | 0 | 0.0002961
IL Fac. Spec. - NOX Rate Summer v3.1, Unit 590 and retrofits | 532 | 1797 | Rate Constraint in lbs/MMBtu | FALSE | L | Annual | Allowances Purchased NOX | Thousand Tons | 0 | 0 | 0 | 0 | 0 | 0 | 0
IL Fac. Spec. - NOX Rate Summer v3.1, Unit 590 and retrofits | 532 | 1797 | Rate Constraint in lbs/MMBtu | FALSE | L | Annual | Allowances Sold NOX | Thousand Tons | 0 | 0 | 0 | 0 | 0 | 0 | 0
IL Fac. Spec. - NOX Rate Summer v3.1, Unit 590 and retrofits | 532 | 1797 | Rate Constraint in lbs/MMBtu | FALSE | L | Annual | Allowances Banked | Thousand Tons | 0 | 0 | 0 | 0 | 0 | 0 | 0
IL Fac. Spec. - NOX Rate Summer v3.1, Unit 590 and retrofits | 532 | 1797 | Rate Constraint in lbs/MMBtu | FALSE | L | Annual | Allowances Withdrawn (1:1) | Thousand Tons | 0 | 0 | 0 | 0 | 0 | 0 | 0
IL Fac. Spec. - NOX Rate Summer v3.1, Unit 590 and retrofits | 532 | 1797 | Rate Constraint in lbs/MMBtu | FALSE | L | Annual | Allowances Withdrawn (n:1) | Thousand Tons | 0 | 0 | 0 | 0 | 0 | 0 | 0
IL Fac. Spec. - NOX Rate Summer v3.1, Unit 590 and retrofits | 532 | 1797 | Rate Constraint in lbs/MMBtu | FALSE | L | Annual | Net Emissions Allowance Position | Thousand Tons | 0.00029063 | 0.00029063 | 0.00029063 | 0.00029063 | 0.00029063 | 0 | 0.0002961
IL Fac. Spec. - NOX Rate Summer v3.1, Unit 590 and retrofits | 532 | 1797 | Rate Constraint in lbs/MMBtu | FALSE | L | Annual | Fuel Consumed | TBtu | 0.030918 | 0.030918 | 0.030918 | 0.030918 | 0.030918 | 0 | 0.0315
IL Fac. Spec. - NOX Rate Summer v3.1, Unit 590 and retrofits | 532 | 1797 | Rate Constraint in lbs/MMBtu | FALSE | L | Annual | Rate | lb/MMBtu | 0.0188 | 0.0188 | 0.0188 | 0.0188 | 0.0188 | 0 | 0.0188
IL Fac. Spec. - NOX Rate Summer v3.1, Unit 590 and retrofits | 532 | 1797 | Rate Constraint in lbs/MMBtu | FALSE | L | Annual | Generation | TWh | 0.0025002 | 0.0025002 | 0.0025002 | 0.0025002 | 0.0025002 | 0 | 0.0025473
IL Fac. Spec. - NOX Rate Summer v3.1, Unit 590 and retrofits | 532 | 1797 | Rate Constraint in lbs/MMBtu | FALSE | L | Annual | Qualifying Generation | TWh | 0.0025002 | 0.0025002 | 0.0025002 | 0.0025002 | 0.0025002 | 0 | 0.0025473
IL Fac. Spec. - NOX Rate Summer v3.1, Unit 590 and retrofits | 532 | 1797 | Rate Constraint in lbs/MMBtu | FALSE | L | Annual | Rate | lb/MWh | 0.11624 | 0.11624 | 0.11624 | 0.11624 | 0.11624 | 0 | 0.11624
IL Fac. Spec. - NOX Rate Summer v3.1, Unit 590 and retrofits | 532 | 1797 | Rate Constraint in lbs/MMBtu | FALSE | L | Annual | Constraint Shadow Price | US2011$/Ton | 0 | 0 | 0 | 0 | 0 | 0 | 0
IL Fac. Spec. - NOX Rate Summer v3.1, Unit 591 and retrofits | 533 | 1797 | Rate Constraint in lbs/MMBtu | FALSE | L | Annual | Seasons Included | Seasons | Summer | Summer | Summer | Summer | Summer | Summer | Summer
IL Fac. Spec. - NOX Rate Summer v3.1, Unit 591 and retrofits | 533 | 1797 | Rate Constraint in lbs/MMBtu | FALSE | L | Annual | Standard | lb/MMBtu | 0.25 | 0.25 | 0.25 | 0.25 | 0.25 | 0.25 | 0.25
IL Fac. Spec. - NOX Rate Summer v3.1, Unit 591 and retrofits | 533 | 1797 | Rate Constraint in lbs/MMBtu | FALSE | L | Annual | Emissions at Affected Plants NOX | Thousand Tons | 0.0013823 | 0 | 0.0013823 | 0.0013823 | 0.0013823 | 0 | 0
IL Fac. Spec. - NOX Rate Summer v3.1, Unit 591 and retrofits | 533 | 1797 | Rate Constraint in lbs/MMBtu | FALSE | L | Annual | Allowances Purchased NOX | Thousand Tons | 0 | 0 | 0 | 0 | 0 | 0 | 0
IL Fac. Spec. - NOX Rate Summer v3.1, Unit 591 and retrofits | 533 | 1797 | Rate Constraint in lbs/MMBtu | FALSE | L | Annual | Allowances Sold NOX | Thousand Tons | 0 | 0 | 0 | 0 | 0 | 0 | 0
IL Fac. Spec. - NOX Rate Summer v3.1, Unit 591 and retrofits | 533 | 1797 | Rate Constraint in lbs/MMBtu | FALSE | L | Annual | Allowances Banked | Thousand Tons | 0 | 0 | 0 | 0 | 0 | 0 | 0
IL Fac. Spec. - NOX Rate Summer v3.1, Unit 591 and retrofits | 533 | 1797 | Rate Constraint in lbs/MMBtu | FALSE | L | Annual | Allowances Withdrawn (1:1) | Thousand Tons | 0 | 0 | 0 | 0 | 0 | 0 | 0
IL Fac. Spec. - NOX Rate Summer v3.1, Unit 591 and retrofits | 533 | 1797 | Rate Constraint in lbs/MMBtu | FALSE | L | Annual | Allowances Withdrawn (n:1) | Thousand Tons | 0 | 0 | 0 | 0 | 0 | 0 | 0
IL Fac. Spec. - NOX Rate Summer v3.1, Unit 591 and retrofits | 533 | 1797 | Rate Constraint in lbs/MMBtu | FALSE | L | Annual | Net Emissions Allowance Position | Thousand Tons | 0.0013823 | 0 | 0.0013823 | 0.0013823 | 0.0013823 | 0 | 0
IL Fac. Spec. - NOX Rate Summer v3.1, Unit 591 and retrofits | 533 | 1797 | Rate Constraint in lbs/MMBtu | FALSE | L | Annual | Fuel Consumed | TBtu | 0.015401 | 0 | 0.015401 | 0.015401 | 0.015401 | 0 | 0
IL Fac. Spec. - NOX Rate Summer v3.1, Unit 591 and retrofits | 533 | 1797 | Rate Constraint in lbs/MMBtu | FALSE | L | Annual | Rate | lb/MMBtu | 0.1795 | 0 | 0.1795 | 0.1795 | 0.1795 | 0 | 0
IL Fac. Spec. - NOX Rate Summer v3.1, Unit 591 and retrofits | 533 | 1797 | Rate Constraint in lbs/MMBtu | FALSE | L | Annual | Generation | TWh | 0.0011984 | 0 | 0.0011984 | 0.0011984 | 0.0011984 | 0 | 0
IL Fac. Spec. - NOX Rate Summer v3.1, Unit 591 and retrofits | 533 | 1797 | Rate Constraint in lbs/MMBtu | FALSE | L | Annual | Qualifying Generation | TWh | 0.0011984 | 0 | 0.0011984 | 0.0011984 | 0.0011984 | 0 | 0
IL Fac. Spec. - NOX Rate Summer v3.1, Unit 591 and retrofits | 533 | 1797 | Rate Constraint in lbs/MMBtu | FALSE | L | Annual | Rate | lb/MWh | 1.1535 | 0 | 1.1535 | 1.1535 | 1.1535 | 0 | 0
IL Fac. Spec. - NOX Rate Summer v3.1, Unit 591 and retrofits | 533 | 1797 | Rate Constraint in lbs/MMBtu | FALSE | L | Annual | Constraint Shadow Price | US2011$/Ton | 0 | 0 | 0 | 0 | 0 | 0 | 0
IL Fac. Spec. - NOX Rate Summer v3.1, Unit 592 and retrofits | 534 | 1797 | Rate Constraint in lbs/MMBtu | FALSE | L | Annual | Seasons Included | Seasons | Summer | Summer | Summer | Summer | Summer | Summer | Summer
IL Fac. Spec. - NOX Rate Summer v3.1, Unit 592 and retrofits | 534 | 1797 | Rate Constraint in lbs/MMBtu | FALSE | L | Annual | Standard | lb/MMBtu | 0.25 | 0.25 | 0.25 | 0.25 | 0.25 | 0.25 | 0.25
IL Fac. Spec. - NOX Rate Summer v3.1, Unit 592 and retrofits | 534 | 1797 | Rate Constraint in lbs/MMBtu | FALSE | L | Annual | Emissions at Affected Plants NOX | Thousand Tons | 0.0012673 | 0.0012673 | 0.0012673 | 0.0012673 | 0.0012673 | 0 | 0
IL Fac. Spec. - NOX Rate Summer v3.1, Unit 592 and retrofits | 534 | 1797 | Rate Constraint in lbs/MMBtu | FALSE | L | Annual | Allowances Purchased NOX | Thousand Tons | 0 | 0 | 0 | 0 | 0 | 0 | 0
IL Fac. Spec. - NOX Rate Summer v3.1, Unit 592 and retrofits | 534 | 1797 | Rate Constraint in lbs/MMBtu | FALSE | L | Annual | Allowances Sold NOX | Thousand Tons | 0 | 0 | 0 | 0 | 0 | 0 | 0
IL Fac. Spec. - NOX Rate Summer v3.1, Unit 592 and retrofits | 534 | 1797 | Rate Constraint in lbs/MMBtu | FALSE | L | Annual | Allowances Banked | Thousand Tons | 0 | 0 | 0 | 0 | 0 | 0 | 0
IL Fac. Spec. - NOX Rate Summer v3.1, Unit 592 and retrofits | 534 | 1797 | Rate Constraint in lbs/MMBtu | FALSE | L | Annual | Allowances Withdrawn (1:1) | Thousand Tons | 0 | 0 | 0 | 0 | 0 | 0 | 0
IL Fac. Spec. - NOX Rate Summer v3.1, Unit 592 and retrofits | 534 | 1797 | Rate Constraint in lbs/MMBtu | FALSE | L | Annual | Allowances Withdrawn (n:1) | Thousand Tons | 0 | 0 | 0 | 0 | 0 | 0 | 0
IL Fac. Spec. - NOX Rate Summer v3.1, Unit 592 and retrofits | 534 | 1797 | Rate Constraint in lbs/MMBtu | FALSE | L | Annual | Net Emissions Allowance Position | Thousand Tons | 0.0012673 | 0.0012673 | 0.0012673 | 0.0012673 | 0.0012673 | 0 | 0
IL Fac. Spec. - NOX Rate Summer v3.1, Unit 592 and retrofits | 534 | 1797 | Rate Constraint in lbs/MMBtu | FALSE | L | Annual | Fuel Consumed | TBtu | 0.015399 | 0.015399 | 0.015399 | 0.015399 | 0.015399 | 0 | 0
IL Fac. Spec. - NOX Rate Summer v3.1, Unit 592 and retrofits | 534 | 1797 | Rate Constraint in lbs/MMBtu | FALSE | L | Annual | Rate | lb/MMBtu | 0.1646 | 0.1646 | 0.1646 | 0.1646 | 0.1646 | 0 | 0
IL Fac. Spec. - NOX Rate Summer v3.1, Unit 592 and retrofits | 534 | 1797 | Rate Constraint in lbs/MMBtu | FALSE | L | Annual | Generation | TWh | 0.0011984 | 0.0011984 | 0.0011984 | 0.0011984 | 0.0011984 | 0 | 0
IL Fac. Spec. - NOX Rate Summer v3.1, Unit 592 and retrofits | 534 | 1797 | Rate Constraint in lbs/MMBtu | FALSE | L | Annual | Qualifying Generation | TWh | 0.0011984 | 0.0011984 | 0.0011984 | 0.0011984 | 0.0011984 | 0 | 0
IL Fac. Spec. - NOX Rate Summer v3.1, Unit 592 and retrofits | 534 | 1797 | Rate Constraint in lbs/MMBtu | FALSE | L | Annual | Rate | lb/MWh | 1.0576 | 1.0576 | 1.0576 | 1.0576 | 1.0576 | 0 | 0
IL Fac. Spec. - NOX Rate Summer v3.1, Unit 592 and retrofits | 534 | 1797 | Rate Constraint in lbs/MMBtu | FALSE | L | Annual | Constraint Shadow Price | US2011$/Ton | 0 | 0 | 0 | 0 | 0 | 0 | 0
IL Fac. Spec. - NOX Rate Summer v3.1, Unit 593 and retrofits | 535 | 1797 | Rate Constraint in lbs/MMBtu | FALSE | L | Annual | Seasons Included | Seasons | Summer | Summer | Summer | Summer | Summer | Summer | Summer
IL Fac. Spec. - NOX Rate Summer v3.1, Unit 593 and retrofits | 535 | 1797 | Rate Constraint in lbs/MMBtu | FALSE | L | Annual | Standard | lb/MMBtu | 0.25 | 0.25 | 0.25 | 0.25 | 0.25 | 0.25 | 0.25
IL Fac. Spec. - NOX Rate Summer v3.1, Unit 593 and retrofits | 535 | 1797 | Rate Constraint in lbs/MMBtu | FALSE | L | Annual | Emissions at Affected Plants NOX | Thousand Tons | 0.0012065 | 0 | 0.0012065 | 0.0012065 | 0.0012065 | 0 | 0
IL Fac. Spec. - NOX Rate Summer v3.1, Unit 593 and retrofits | 535 | 1797 | Rate Constraint in lbs/MMBtu | FALSE | L | Annual | Allowances Purchased NOX | Thousand Tons | 0 | 0 | 0 | 0 | 0 | 0 | 0
IL Fac. Spec. - NOX Rate Summer v3.1, Unit 593 and retrofits | 535 | 1797 | Rate Constraint in lbs/MMBtu | FALSE | L | Annual | Allowances Sold NOX | Thousand Tons | 0 | 0 | 0 | 0 | 0 | 0 | 0
IL Fac. Spec. - NOX Rate Summer v3.1, Unit 593 and retrofits | 535 | 1797 | Rate Constraint in lbs/MMBtu | FALSE | L | Annual | Allowances Banked | Thousand Tons | 0 | 0 | 0 | 0 | 0 | 0 | 0
IL Fac. Spec. - NOX Rate Summer v3.1, Unit 593 and retrofits | 535 | 1797 | Rate Constraint in lbs/MMBtu | FALSE | L | Annual | Allowances Withdrawn (1:1) | Thousand Tons | 0 | 0 | 0 | 0 | 0 | 0 | 0
IL Fac. Spec. - NOX Rate Summer v3.1, Unit 593 and retrofits | 535 | 1797 | Rate Constraint in lbs/MMBtu | FALSE | L | Annual | Allowances Withdrawn (n:1) | Thousand Tons | 0 | 0 | 0 | 0 | 0 | 0 | 0
IL Fac. Spec. - NOX Rate Summer v3.1, Unit 593 and retrofits | 535 | 1797 | Rate Constraint in lbs/MMBtu | FALSE | L | Annual | Net Emissions Allowance Position | Thousand Tons | 0.0012065 | 0 | 0.0012065 | 0.0012065 | 0.0012065 | 0 | 0
IL Fac. Spec. - NOX Rate Summer v3.1, Unit 593 and retrofits | 535 | 1797 | Rate Constraint in lbs/MMBtu | FALSE | L | Annual | Fuel Consumed | TBtu | 0.015399 | 0 | 0.015399 | 0.015399 | 0.015399 | 0 | 0
IL Fac. Spec. - NOX Rate Summer v3.1, Unit 593 and retrofits | 535 | 1797 | Rate Constraint in lbs/MMBtu | FALSE | L | Annual | Rate | lb/MMBtu | 0.1567 | 0 | 0.1567 | 0.1567 | 0.1567 | 0 | 0
IL Fac. Spec. - NOX Rate Summer v3.1, Unit 593 and retrofits | 535 | 1797 | Rate Constraint in lbs/MMBtu | FALSE | L | Annual | Generation | TWh | 0.0011984 | 0 | 0.0011984 | 0.0011984 | 0.0011984 | 0 | 0
IL Fac. Spec. - NOX Rate Summer v3.1, Unit 593 and retrofits | 535 | 1797 | Rate Constraint in lbs/MMBtu | FALSE | L | Annual | Qualifying Generation | TWh | 0.0011984 | 0 | 0.0011984 | 0.0011984 | 0.0011984 | 0 | 0
IL Fac. Spec. - NOX Rate Summer v3.1, Unit 593 and retrofits | 535 | 1797 | Rate Constraint in lbs/MMBtu | FALSE | L | Annual | Rate | lb/MWh | 1.0068 | 0 | 1.0068 | 1.0068 | 1.0068 | 0 | 0
IL Fac. Spec. - NOX Rate Summer v3.1, Unit 593 and retrofits | 535 | 1797 | Rate Constraint in lbs/MMBtu | FALSE | L | Annual | Constraint Shadow Price | US2011$/Ton | 0 | 0 | 0 | 0 | 0 | 0 | 0
IL Fac. Spec. - NOX Rate Summer v3.1, Unit 594 and retrofits | 536 | 1797 | Rate Constraint in lbs/MMBtu | FALSE | L | Annual | Seasons Included | Seasons | Summer | Summer | Summer | Summer | Summer | Summer | Summer
IL Fac. Spec. - NOX Rate Summer v3.1, Unit 594 and retrofits | 536 | 1797 | Rate Constraint in lbs/MMBtu | FALSE | L | Annual | Standard | lb/MMBtu | 0.25 | 0.25 | 0.25 | 0.25 | 0.25 | 0.25 | 0.25
IL Fac. Spec. - NOX Rate Summer v3.1, Unit 594 and retrofits | 536 | 1797 | Rate Constraint in lbs/MMBtu | FALSE | L | Annual | Emissions at Affected Plants NOX | Thousand Tons | 0.0014847 | 0.00033566 | 0.0014847 | 0.0014847 | 0.0014847 | 0 | 0
IL Fac. Spec. - NOX Rate Summer v3.1, Unit 594 and retrofits | 536 | 1797 | Rate Constraint in lbs/MMBtu | FALSE | L | Annual | Allowances Purchased NOX | Thousand Tons | 0 | 0 | 0 | 0 | 0 | 0 | 0
IL Fac. Spec. - NOX Rate Summer v3.1, Unit 594 and retrofits | 536 | 1797 | Rate Constraint in lbs/MMBtu | FALSE | L | Annual | Allowances Sold NOX | Thousand Tons | 0 | 0 | 0 | 0 | 0 | 0 | 0
IL Fac. Spec. - NOX Rate Summer v3.1, Unit 594 and retrofits | 536 | 1797 | Rate Constraint in lbs/MMBtu | FALSE | L | Annual | Allowances Banked | Thousand Tons | 0 | 0 | 0 | 0 | 0 | 0 | 0
IL Fac. Spec. - NOX Rate Summer v3.1, Unit 594 and retrofits | 536 | 1797 | Rate Constraint in lbs/MMBtu | FALSE | L | Annual | Allowances Withdrawn (1:1) | Thousand Tons | 0 | 0 | 0 | 0 | 0 | 0 | 0
IL Fac. Spec. - NOX Rate Summer v3.1, Unit 594 and retrofits | 536 | 1797 | Rate Constraint in lbs/MMBtu | FALSE | L | Annual | Allowances Withdrawn (n:1) | Thousand Tons | 0 | 0 | 0 | 0 | 0 | 0 | 0
IL Fac. Spec. - NOX Rate Summer v3.1, Unit 594 and retrofits | 536 | 1797 | Rate Constraint in lbs/MMBtu | FALSE | L | Annual | Net Emissions Allowance Position | Thousand Tons | 0.0014847 | 0.00033566 | 0.0014847 | 0.0014847 | 0.0014847 | 0 | 0
IL Fac. Spec. - NOX Rate Summer v3.1, Unit 594 and retrofits | 536 | 1797 | Rate Constraint in lbs/MMBtu | FALSE | L | Annual | Fuel Consumed | TBtu | 0.015399 | 0.0034813 | 0.015399 | 0.015399 | 0.015399 | 0 | 0
IL Fac. Spec. - NOX Rate Summer v3.1, Unit 594 and retrofits | 536 | 1797 | Rate Constraint in lbs/MMBtu | FALSE | L | Annual | Rate | lb/MMBtu | 0.19284 | 0.19284 | 0.19284 | 0.19284 | 0.19284 | 0 | 0
IL Fac. Spec. - NOX Rate Summer v3.1, Unit 594 and retrofits | 536 | 1797 | Rate Constraint in lbs/MMBtu | FALSE | L | Annual | Generation | TWh | 0.0011984 | 0.00027092 | 0.0011984 | 0.0011984 | 0.0011984 | 0 | 0
IL Fac. Spec. - NOX Rate Summer v3.1, Unit 594 and retrofits | 536 | 1797 | Rate Constraint in lbs/MMBtu | FALSE | L | Annual | Qualifying Generation | TWh | 0.0011984 | 0.00027092 | 0.0011984 | 0.0011984 | 0.0011984 | 0 | 0
IL Fac. Spec. - NOX Rate Summer v3.1, Unit 594 and retrofits | 536 | 1797 | Rate Constraint in lbs/MMBtu | FALSE | L | Annual | Rate | lb/MWh | 1.239 | 1.239 | 1.239 | 1.239 | 1.239 | 0 | 0
IL Fac. Spec. - NOX Rate Summer v3.1, Unit 594 and retrofits | 536 | 1797 | Rate Constraint in lbs/MMBtu | FALSE | L | Annual | Constraint Shadow Price | US2011$/Ton | 0 | 0 | 0 | 0 | 0 | 0 | 0
IL Fac. Spec. - NOX Rate Summer v3.1, Unit 595 and retrofits | 537 | 1797 | Rate Constraint in lbs/MMBtu | FALSE | L | Annual | Seasons Included | Seasons | Summer | Summer | Summer | Summer | Summer | Summer | Summer
IL Fac. Spec. - NOX Rate Summer v3.1, Unit 595 and retrofits | 537 | 1797 | Rate Constraint in lbs/MMBtu | FALSE | L | Annual | Standard | lb/MMBtu | 0.25 | 0.25 | 0.25 | 0.25 | 0.25 | 0.25 | 0.25
IL Fac. Spec. - NOX Rate Summer v3.1, Unit 595 and retrofits | 537 | 1797 | Rate Constraint in lbs/MMBtu | FALSE | L | Annual | Emissions at Affected Plants NOX | Thousand Tons | 0.0011626 | 0 | 0.0011626 | 0.0011626 | 0.0011626 | 0 | 0
IL Fac. Spec. - NOX Rate Summer v3.1, Unit 595 and retrofits | 537 | 1797 | Rate Constraint in lbs/MMBtu | FALSE | L | Annual | Allowances Purchased NOX | Thousand Tons | 0 | 0 | 0 | 0 | 0 | 0 | 0
IL Fac. Spec. - NOX Rate Summer v3.1, Unit 595 and retrofits | 537 | 1797 | Rate Constraint in lbs/MMBtu | FALSE | L | Annual | Allowances Sold NOX | Thousand Tons | 0 | 0 | 0 | 0 | 0 | 0 | 0
IL Fac. Spec. - NOX Rate Summer v3.1, Unit 595 and retrofits | 537 | 1797 | Rate Constraint in lbs/MMBtu | FALSE | L | Annual | Allowances Banked | Thousand Tons | 0 | 0 | 0 | 0 | 0 | 0 | 0
IL Fac. Spec. - NOX Rate Summer v3.1, Unit 595 and retrofits | 537 | 1797 | Rate Constraint in lbs/MMBtu | FALSE | L | Annual | Allowances Withdrawn (1:1) | Thousand Tons | 0 | 0 | 0 | 0 | 0 | 0 | 0
IL Fac. Spec. - NOX Rate Summer v3.1, Unit 595 and retrofits | 537 | 1797 | Rate Constraint in lbs/MMBtu | FALSE | L | Annual | Allowances Withdrawn (n:1) | Thousand Tons | 0 | 0 | 0 | 0 | 0 | 0 | 0
IL Fac. Spec. - NOX Rate Summer v3.1, Unit 595 and retrofits | 537 | 1797 | Rate Constraint in lbs/MMBtu | FALSE | L | Annual | Net Emissions Allowance Position | Thousand Tons | 0.0011626 | 0 | 0.0011626 | 0.0011626 | 0.0011626 | 0 | 0
IL Fac. Spec. - NOX Rate Summer v3.1, Unit 595 and retrofits | 537 | 1797 | Rate Constraint in lbs/MMBtu | FALSE | L | Annual | Fuel Consumed | TBtu | 0.015399 | 0 | 0.015399 | 0.015399 | 0.015399 | 0 | 0
IL Fac. Spec. - NOX Rate Summer v3.1, Unit 595 and retrofits | 537 | 1797 | Rate Constraint in lbs/MMBtu | FALSE | L | Annual | Rate | lb/MMBtu | 0.151 | 0 | 0.151 | 0.151 | 0.151 | 0 | 0
IL Fac. Spec. - NOX Rate Summer v3.1, Unit 595 and retrofits | 537 | 1797 | Rate Constraint in lbs/MMBtu | FALSE | L | Annual | Generation | TWh | 0.0011984 | 0 | 0.0011984 | 0.0011984 | 0.0011984 | 0 | 0
IL Fac. Spec. - NOX Rate Summer v3.1, Unit 595 and retrofits | 537 | 1797 | Rate Constraint in lbs/MMBtu | FALSE | L | Annual | Qualifying Generation | TWh | 0.0011984 | 0 | 0.0011984 | 0.0011984 | 0.0011984 | 0 | 0
IL Fac. Spec. - NOX Rate Summer v3.1, Unit 595 and retrofits | 537 | 1797 | Rate Constraint in lbs/MMBtu | FALSE | L | Annual | Rate | lb/MWh | 0.97018 | 0 | 0.97018 | 0.97018 | 0.97018 | 0 | 0
IL Fac. Spec. - NOX Rate Summer v3.1, Unit 595 and retrofits | 537 | 1797 | Rate Constraint in lbs/MMBtu | FALSE | L | Annual | Constraint Shadow Price | US2011$/Ton | 0 | 0 | 0 | 0 | 0 | 0 | 0
IL Fac. Spec. - NOX Rate Summer v3.1, Unit 596 and retrofits | 538 | 1797 | Rate Constraint in lbs/MMBtu | FALSE | L | Annual | Seasons Included | Seasons | Summer | Summer | Summer | Summer | Summer | Summer | Summer
IL Fac. Spec. - NOX Rate Summer v3.1, Unit 596 and retrofits | 538 | 1797 | Rate Constraint in lbs/MMBtu | FALSE | L | Annual | Standard | lb/MMBtu | 0.25 | 0.25 | 0.25 | 0.25 | 0.25 | 0.25 | 0.25
IL Fac. Spec. - NOX Rate Summer v3.1, Unit 596 and retrofits | 538 | 1797 | Rate Constraint in lbs/MMBtu | FALSE | L | Annual | Emissions at Affected Plants NOX | Thousand Tons | 0.0011206 | 0 | 0.0011206 | 0.0011206 | 0.0011206 | 0 | 0
IL Fac. Spec. - NOX Rate Summer v3.1, Unit 596 and retrofits | 538 | 1797 | Rate Constraint in lbs/MMBtu | FALSE | L | Annual | Allowances Purchased NOX | Thousand Tons | 0 | 0 | 0 | 0 | 0 | 0 | 0
IL Fac. Spec. - NOX Rate Summer v3.1, Unit 596 and retrofits | 538 | 1797 | Rate Constraint in lbs/MMBtu | FALSE | L | Annual | Allowances Sold NOX | Thousand Tons | 0 | 0 | 0 | 0 | 0 | 0 | 0
IL Fac. Spec. - NOX Rate Summer v3.1, Unit 596 and retrofits | 538 | 1797 | Rate Constraint in lbs/MMBtu | FALSE | L | Annual | Allowances Banked | Thousand Tons | 0 | 0 | 0 | 0 | 0 | 0 | 0
IL Fac. Spec. - NOX Rate Summer v3.1, Unit 596 and retrofits | 538 | 1797 | Rate Constraint in lbs/MMBtu | FALSE | L | Annual | Allowances Withdrawn (1:1) | Thousand Tons | 0 | 0 | 0 | 0 | 0 | 0 | 0
IL Fac. Spec. - NOX Rate Summer v3.1, Unit 596 and retrofits | 538 | 1797 | Rate Constraint in lbs/MMBtu | FALSE | L | Annual | Allowances Withdrawn (n:1) | Thousand Tons | 0 | 0 | 0 | 0 | 0 | 0 | 0
IL Fac. Spec. - NOX Rate Summer v3.1, Unit 596 and retrofits | 538 | 1797 | Rate Constraint in lbs/MMBtu | FALSE | L | Annual | Net Emissions Allowance Position | Thousand Tons | 0.0011206 | 0 | 0.0011206 | 0.0011206 | 0.0011206 | 0 | 0
IL Fac. Spec. - NOX Rate Summer v3.1, Unit 596 and retrofits | 538 | 1797 | Rate Constraint in lbs/MMBtu | FALSE | L | Annual | Fuel Consumed | TBtu | 0.015399 | 0 | 0.015399 | 0.015399 | 0.015399 | 0 | 0
IL Fac. Spec. - NOX Rate Summer v3.1, Unit 596 and retrofits | 538 | 1797 | Rate Constraint in lbs/MMBtu | FALSE | L | Annual | Rate | lb/MMBtu | 0.14554 | 0 | 0.14554 | 0.14554 | 0.14554 | 0 | 0
IL Fac. Spec. - NOX Rate Summer v3.1, Unit 596 and retrofits | 538 | 1797 | Rate Constraint in lbs/MMBtu | FALSE | L | Annual | Generation | TWh | 0.0011984 | 0 | 0.0011984 | 0.0011984 | 0.0011984 | 0 | 0
IL Fac. Spec. - NOX Rate Summer v3.1, Unit 596 and retrofits | 538 | 1797 | Rate Constraint in lbs/MMBtu | FALSE | L | Annual | Qualifying Generation | TWh | 0.0011984 | 0 | 0.0011984 | 0.0011984 | 0.0011984 | 0 | 0
IL Fac. Spec. - NOX Rate Summer v3.1, Unit 596 and retrofits | 538 | 1797 | Rate Constraint in lbs/MMBtu | FALSE | L | Annual | Rate | lb/MWh | 0.93507 | 0 | 0.93507 | 0.93507 | 0.93507 | 0 | 0
IL Fac. Spec. - NOX Rate Summer v3.1, Unit 596 and retrofits | 538 | 1797 | Rate Constraint in lbs/MMBtu | FALSE | L | Annual | Constraint Shadow Price | US2011$/Ton | 0 | 0 | 0 | 0 | 0 | 0 | 0
IL Fac. Spec. - NOX Rate Summer v3.1, Unit 597 and retrofits | 539 | 1797 | Rate Constraint in lbs/MMBtu | FALSE | L | Annual | Seasons Included | Seasons | Summer | Summer | Summer | Summer | Summer | Summer | Summer
IL Fac. Spec. - NOX Rate Summer v3.1, Unit 597 and retrofits | 539 | 1797 | Rate Constraint in lbs/MMBtu | FALSE | L | Annual | Standard | lb/MMBtu | 0.25 | 0.25 | 0.25 | 0.25 | 0.25 | 0.25 | 0.25
IL Fac. Spec. - NOX Rate Summer v3.1, Unit 597 and retrofits | 539 | 1797 | Rate Constraint in lbs/MMBtu | FALSE | L | Annual | Emissions at Affected Plants NOX | Thousand Tons | 0.0014916 | 0 | 0.0014916 | 0.0014916 | 0.0014916 | 0 | 0
IL Fac. Spec. - NOX Rate Summer v3.1, Unit 597 and retrofits | 539 | 1797 | Rate Constraint in lbs/MMBtu | FALSE | L | Annual | Allowances Purchased NOX | Thousand Tons | 0 | 0 | 0 | 0 | 0 | 0 | 0
IL Fac. Spec. - NOX Rate Summer v3.1, Unit 597 and retrofits | 539 | 1797 | Rate Constraint in lbs/MMBtu | FALSE | L | Annual | Allowances Sold NOX | Thousand Tons | 0 | 0 | 0 | 0 | 0 | 0 | 0
IL Fac. Spec. - NOX Rate Summer v3.1, Unit 597 and retrofits | 539 | 1797 | Rate Constraint in lbs/MMBtu | FALSE | L | Annual | Allowances Banked | Thousand Tons | 0 | 0 | 0 | 0 | 0 | 0 | 0
IL Fac. Spec. - NOX Rate Summer v3.1, Unit 597 and retrofits | 539 | 1797 | Rate Constraint in lbs/MMBtu | FALSE | L | Annual | Allowances Withdrawn (1:1) | Thousand Tons | 0 | 0 | 0 | 0 | 0 | 0 | 0
IL Fac. Spec. - NOX Rate Summer v3.1, Unit 597 and retrofits | 539 | 1797 | Rate Constraint in lbs/MMBtu | FALSE | L | Annual | Allowances Withdrawn (n:1) | Thousand Tons | 0 | 0 | 0 | 0 | 0 | 0 | 0
IL Fac. Spec. - NOX Rate Summer v3.1, Unit 597 and retrofits | 539 | 1797 | Rate Constraint in lbs/MMBtu | FALSE | L | Annual | Net Emissions Allowance Position | Thousand Tons | 0.0014916 | 0 | 0.0014916 | 0.0014916 | 0.0014916 | 0 | 0
IL Fac. Spec. - NOX Rate Summer v3.1, Unit 597 and retrofits | 539 | 1797 | Rate Constraint in lbs/MMBtu | FALSE | L | Annual | Fuel Consumed | TBtu | 0.015399 | 0 | 0.015399 | 0.015399 | 0.015399 | 0 | 0
IL Fac. Spec. - NOX Rate Summer v3.1, Unit 597 and retrofits | 539 | 1797 | Rate Constraint in lbs/MMBtu | FALSE | L | Annual | Rate | lb/MMBtu | 0.19373 | 0 | 0.19373 | 0.19373 | 0.19373 | 0 | 0
IL Fac. Spec. - NOX Rate Summer v3.1, Unit 597 and retrofits | 539 | 1797 | Rate Constraint in lbs/MMBtu | FALSE | L | Annual | Generation | TWh | 0.0011984 | 0 | 0.0011984 | 0.0011984 | 0.0011984 | 0 | 0
IL Fac. Spec. - NOX Rate Summer v3.1, Unit 597 and retrofits | 539 | 1797 | Rate Constraint in lbs/MMBtu | FALSE | L | Annual | Qualifying Generation | TWh | 0.0011984 | 0 | 0.0011984 | 0.0011984 | 0.0011984 | 0 | 0
IL Fac. Spec. - NOX Rate Summer v3.1, Unit 597 and retrofits | 539 | 1797 | Rate Constraint in lbs/MMBtu | FALSE | L | Annual | Rate | lb/MWh | 1.2447 | 0 | 1.2447 | 1.2447 | 1.2447 | 0 | 0
IL Fac. Spec. - NOX Rate Summer v3.1, Unit 597 and retrofits | 539 | 1797 | Rate Constraint in lbs/MMBtu | FALSE | L | Annual | Constraint Shadow Price | US2011$/Ton | 0 | 0 | 0 | 0 | 0 | 0 | 0
IL Fac. Spec. - NOX Rate Summer v3.1, Unit 598 and retrofits | 540 | 1797 | Rate Constraint in lbs/MMBtu | FALSE | L | Annual | Seasons Included | Seasons | Summer | Summer | Summer | Summer | Summer | Summer | Summer
IL Fac. Spec. - NOX Rate Summer v3.1, Unit 598 and retrofits | 540 | 1797 | Rate Constraint in lbs/MMBtu | FALSE | L | Annual | Standard | lb/MMBtu | 0.25 | 0.25 | 0.25 | 0.25 | 0.25 | 0.25 | 0.25
IL Fac. Spec. - NOX Rate Summer v3.1, Unit 598 and retrofits | 540 | 1797 | Rate Constraint in lbs/MMBtu | FALSE | L | Annual | Emissions at Affected Plants NOX | Thousand Tons | 0.0010525 | 0 | 0.0010525 | 0.0010525 | 0.0010525 | 0 | 0
IL Fac. Spec. - NOX Rate Summer v3.1, Unit 598 and retrofits | 540 | 1797 | Rate Constraint in lbs/MMBtu | FALSE | L | Annual | Allowances Purchased NOX | Thousand Tons | 0 | 0 | 0 | 0 | 0 | 0 | 0
IL Fac. Spec. - NOX Rate Summer v3.1, Unit 598 and retrofits | 540 | 1797 | Rate Constraint in lbs/MMBtu | FALSE | L | Annual | Allowances Sold NOX | Thousand Tons | 0 | 0 | 0 | 0 | 0 | 0 | 0
IL Fac. Spec. - NOX Rate Summer v3.1, Unit 598 and retrofits | 540 | 1797 | Rate Constraint in lbs/MMBtu | FALSE | L | Annual | Allowances Banked | Thousand Tons | 0 | 0 | 0 | 0 | 0 | 0 | 0
IL Fac. Spec. - NOX Rate Summer v3.1, Unit 598 and retrofits | 540 | 1797 | Rate Constraint in lbs/MMBtu | FALSE | L | Annual | Allowances Withdrawn (1:1) | Thousand Tons | 0 | 0 | 0 | 0 | 0 | 0 | 0
IL Fac. Spec. - NOX Rate Summer v3.1, Unit 598 and retrofits | 540 | 1797 | Rate Constraint in lbs/MMBtu | FALSE | L | Annual | Allowances Withdrawn (n:1) | Thousand Tons | 0 | 0 | 0 | 0 | 0 | 0 | 0
IL Fac. Spec. - NOX Rate Summer v3.1, Unit 598 and retrofits | 540 | 1797 | Rate Constraint in lbs/MMBtu | FALSE | L | Annual | Net Emissions Allowance Position | Thousand Tons | 0.0010525 | 0 | 0.0010525 | 0.0010525 | 0.0010525 | 0 | 0
IL Fac. Spec. - NOX Rate Summer v3.1, Unit 598 and retrofits | 540 | 1797 | Rate Constraint in lbs/MMBtu | FALSE | L | Annual | Fuel Consumed | TBtu | 0.015399 | 0 | 0.015399 | 0.015399 | 0.015399 | 0 | 0
IL Fac. Spec. - NOX Rate Summer v3.1, Unit 598 and retrofits | 540 | 1797 | Rate Constraint in lbs/MMBtu | FALSE | L | Annual | Rate | lb/MMBtu | 0.1367 | 0 | 0.1367 | 0.1367 | 0.1367 | 0 | 0
IL Fac. Spec. - NOX Rate Summer v3.1, Unit 598 and retrofits | 540 | 1797 | Rate Constraint in lbs/MMBtu | FALSE | L | Annual | Generation | TWh | 0.0011984 | 0 | 0.0011984 | 0.0011984 | 0.0011984 | 0 | 0
IL Fac. Spec. - NOX Rate Summer v3.1, Unit 598 and retrofits | 540 | 1797 | Rate Constraint in lbs/MMBtu | FALSE | L | Annual | Qualifying Generation | TWh | 0.0011984 | 0 | 0.0011984 | 0.0011984 | 0.0011984 | 0 | 0
IL Fac. Spec. - NOX Rate Summer v3.1, Unit 598 and retrofits | 540 | 1797 | Rate Constraint in lbs/MMBtu | FALSE | L | Annual | Rate | lb/MWh | 0.8783 | 0 | 0.8783 | 0.8783 | 0.8783 | 0 | 0
IL Fac. Spec. - NOX Rate Summer v3.1, Unit 598 and retrofits | 540 | 1797 | Rate Constraint in lbs/MMBtu | FALSE | L | Annual | Constraint Shadow Price | US2011$/Ton | 0 | 0 | 0 | 0 | 0 | 0 | 0
IL Fac. Spec. - NOX Rate Summer v3.1, Unit 599 and retrofits | 541 | 1797 | Rate Constraint in lbs/MMBtu | FALSE | L | Annual | Seasons Included | Seasons | Summer | Summer | Summer | Summer | Summer | Summer | Summer
IL Fac. Spec. - NOX Rate Summer v3.1, Unit 599 and retrofits | 541 | 1797 | Rate Constraint in lbs/MMBtu | FALSE | L | Annual | Standard | lb/MMBtu | 0.25 | 0.25 | 0.25 | 0.25 | 0.25 | 0.25 | 0.25
IL Fac. Spec. - NOX Rate Summer v3.1, Unit 599 and retrofits | 541 | 1797 | Rate Constraint in lbs/MMBtu | FALSE | L | Annual | Emissions at Affected Plants NOX | Thousand Tons | 0.013192 | 0.013192 | 0.013192 | 0.013192 | 0.013192 | 0.013192 | 0.013192
IL Fac. Spec. - NOX Rate Summer v3.1, Unit 599 and retrofits | 541 | 1797 | Rate Constraint in lbs/MMBtu | FALSE | L | Annual | Allowances Purchased NOX | Thousand Tons | 0 | 0 | 0 | 0 | 0 | 0 | 0
IL Fac. Spec. - NOX Rate Summer v3.1, Unit 599 and retrofits | 541 | 1797 | Rate Constraint in lbs/MMBtu | FALSE | L | Annual | Allowances Sold NOX | Thousand Tons | 0 | 0 | 0 | 0 | 0 | 0 | 0
IL Fac. Spec. - NOX Rate Summer v3.1, Unit 599 and retrofits | 541 | 1797 | Rate Constraint in lbs/MMBtu | FALSE | L | Annual | Allowances Banked | Thousand Tons | 0 | 0 | 0 | 0 | 0 | 0 | 0
IL Fac. Spec. - NOX Rate Summer v3.1, Unit 599 and retrofits | 541 | 1797 | Rate Constraint in lbs/MMBtu | FALSE | L | Annual | Allowances Withdrawn (1:1) | Thousand Tons | 0 | 0 | 0 | 0 | 0 | 0 | 0
IL Fac. Spec. - NOX Rate Summer v3.1, Unit 599 and retrofits | 541 | 1797 | Rate Constraint in lbs/MMBtu | FALSE | L | Annual | Allowances Withdrawn (n:1) | Thousand Tons | 0 | 0 | 0 | 0 | 0 | 0 | 0
IL Fac. Spec. - NOX Rate Summer v3.1, Unit 599 and retrofits | 541 | 1797 | Rate Constraint in lbs/MMBtu | FALSE | L | Annual | Net Emissions Allowance Position | Thousand Tons | 0.013192 | 0.013192 | 0.013192 | 0.013192 | 0.013192 | 0.013192 | 0.013192
IL Fac. Spec. - NOX Rate Summer v3.1, Unit 599 and retrofits | 541 | 1797 | Rate Constraint in lbs/MMBtu | FALSE | L | Annual | Fuel Consumed | TBtu | 0.30306 | 0.30306 | 0.30306 | 0.30306 | 0.30306 | 0.30306 | 0.30306
IL Fac. Spec. - NOX Rate Summer v3.1, Unit 599 and retrofits | 541 | 1797 | Rate Constraint in lbs/MMBtu | FALSE | L | Annual | Rate | lb/MMBtu | 0.087058 | 0.087058 | 0.087058 | 0.087058 | 0.087058 | 0.087058 | 0.087058
IL Fac. Spec. - NOX Rate Summer v3.1, Unit 599 and retrofits | 541 | 1797 | Rate Constraint in lbs/MMBtu | FALSE | L | Annual | Generation | TWh | 0.026605 | 0.026605 | 0.026605 | 0.026605 | 0.026605 | 0.026605 | 0.026605
IL Fac. Spec. - NOX Rate Summer v3.1, Unit 599 and retrofits | 541 | 1797 | Rate Constraint in lbs/MMBtu | FALSE | L | Annual | Qualifying Generation | TWh | 0.026605 | 0.026605 | 0.026605 | 0.026605 | 0.026605 | 0.026605 | 0.026605
IL Fac. Spec. - NOX Rate Summer v3.1, Unit 599 and retrofits | 541 | 1797 | Rate Constraint in lbs/MMBtu | FALSE | L | Annual | Rate | lb/MWh | 0.49584 | 0.49584 | 0.49584 | 0.49584 | 0.49584 | 0.49584 | 0.49584
IL Fac. Spec. - NOX Rate Summer v3.1, Unit 599 and retrofits | 541 | 1797 | Rate Constraint in lbs/MMBtu | FALSE | L | Annual | Constraint Shadow Price | US2011$/Ton | 0 | 0 | 0 | 0 | 0 | 0 | 0
IL Fac. Spec. - NOX Rate Summer v3.1, Unit 600 and retrofits | 542 | 1797 | Rate Constraint in lbs/MMBtu | FALSE | L | Annual | Seasons Included | Seasons | Summer | Summer | Summer | Summer | Summer | Summer | Summer
IL Fac. Spec. - NOX Rate Summer v3.1, Unit 600 and retrofits | 542 | 1797 | Rate Constraint in lbs/MMBtu | FALSE | L | Annual | Standard | lb/MMBtu | 0.25 | 0.25 | 0.25 | 0.25 | 0.25 | 0.25 | 0.25
IL Fac. Spec. - NOX Rate Summer v3.1, Unit 600 and retrofits | 542 | 1797 | Rate Constraint in lbs/MMBtu | FALSE | L | Annual | Emissions at Affected Plants NOX | Thousand Tons | 0.011678 | 0.011678 | 0.011678 | 0.011678 | 0.011678 | 0.011678 | 0.011678
IL Fac. Spec. - NOX Rate Summer v3.1, Unit 600 and retrofits | 542 | 1797 | Rate Constraint in lbs/MMBtu | FALSE | L | Annual | Allowances Purchased NOX | Thousand Tons | 0 | 0 | 0 | 0 | 0 | 0 | 0
IL Fac. Spec. - NOX Rate Summer v3.1, Unit 600 and retrofits | 542 | 1797 | Rate Constraint in lbs/MMBtu | FALSE | L | Annual | Allowances Sold NOX | Thousand Tons | 0 | 0 | 0 | 0 | 0 | 0 | 0
IL Fac. Spec. - NOX Rate Summer v3.1, Unit 600 and retrofits | 542 | 1797 | Rate Constraint in lbs/MMBtu | FALSE | L | Annual | Allowances Banked | Thousand Tons | 0 | 0 | 0 | 0 | 0 | 0 | 0
IL Fac. Spec. - NOX Rate Summer v3.1, Unit 600 and retrofits | 542 | 1797 | Rate Constraint in lbs/MMBtu | FALSE | L | Annual | Allowances Withdrawn (1:1) | Thousand Tons | 0 | 0 | 0 | 0 | 0 | 0 | 0
IL Fac. Spec. - NOX Rate Summer v3.1, Unit 600 and retrofits | 542 | 1797 | Rate Constraint in lbs/MMBtu | FALSE | L | Annual | Allowances Withdrawn (n:1) | Thousand Tons | 0 | 0 | 0 | 0 | 0 | 0 | 0
IL Fac. Spec. - NOX Rate Summer v3.1, Unit 600 and retrofits | 542 | 1797 | Rate Constraint in lbs/MMBtu | FALSE | L | Annual | Net Emissions Allowance Position | Thousand Tons | 0.011678 | 0.011678 | 0.011678 | 0.011678 | 0.011678 | 0.011678 | 0.011678
IL Fac. Spec. - NOX Rate Summer v3.1, Unit 600 and retrofits | 542 | 1797 | Rate Constraint in lbs/MMBtu | FALSE | L | Annual | Fuel Consumed | TBtu | 0.31657 | 0.31657 | 0.31657 | 0.31657 | 0.31657 | 0.31657 | 0.31657
IL Fac. Spec. - NOX Rate Summer v3.1, Unit 600 and retrofits | 542 | 1797 | Rate Constraint in lbs/MMBtu | FALSE | L | Annual | Rate | lb/MMBtu | 0.073779 | 0.073779 | 0.073779 | 0.073779 | 0.073779 | 0.073779 | 0.073779
IL Fac. Spec. - NOX Rate Summer v3.1, Unit 600 and retrofits | 542 | 1797 | Rate Constraint in lbs/MMBtu | FALSE | L | Annual | Generation | TWh | 0.027792 | 0.027792 | 0.027792 | 0.027792 | 0.027792 | 0.027792 | 0.027792
IL Fac. Spec. - NOX Rate Summer v3.1, Unit 600 and retrofits | 542 | 1797 | Rate Constraint in lbs/MMBtu | FALSE | L | Annual | Qualifying Generation | TWh | 0.027792 | 0.027792 | 0.027792 | 0.027792 | 0.027792 | 0.027792 | 0.027792
IL Fac. Spec. - NOX Rate Summer v3.1, Unit 600 and retrofits | 542 | 1797 | Rate Constraint in lbs/MMBtu | FALSE | L | Annual | Rate | lb/MWh | 0.42021 | 0.42021 | 0.42021 | 0.42021 | 0.42021 | 0.42021 | 0.42021
IL Fac. Spec. - NOX Rate Summer v3.1, Unit 600 and retrofits | 542 | 1797 | Rate Constraint in lbs/MMBtu | FALSE | L | Annual | Constraint Shadow Price | US2011$/Ton | 0 | 0 | 0 | 0 | 0 | 0 | 0
IL Fac. Spec. - NOX Rate Summer v3.1, Unit 603 and retrofits | 543 | 1797 | Rate Constraint in lbs/MMBtu | FALSE | L | Annual | Seasons Included | Seasons | Summer | Summer | Summer | Summer | Summer | Summer | Summer
IL Fac. Spec. - NOX Rate Summer v3.1, Unit 603 and retrofits | 543 | 1797 | Rate Constraint in lbs/MMBtu | FALSE | L | Annual | Standard | lb/MMBtu | 0.25 | 0.25 | 0.25 | 0.25 | 0.25 | 0.25 | 0.25
IL Fac. Spec. - NOX Rate Summer v3.1, Unit 603 and retrofits | 543 | 1797 | Rate Constraint in lbs/MMBtu | FALSE | L | Annual | Emissions at Affected Plants NOX | Thousand Tons | 0 | 0 | 0 | 0 | 0 | 0 | 0
IL Fac. Spec. - NOX Rate Summer v3.1, Unit 603 and retrofits | 543 | 1797 | Rate Constraint in lbs/MMBtu | FALSE | L | Annual | Allowances Purchased NOX | Thousand Tons | 0 | 0 | 0 | 0 | 0 | 0 | 0
IL Fac. Spec. - NOX Rate Summer v3.1, Unit 603 and retrofits | 543 | 1797 | Rate Constraint in lbs/MMBtu | FALSE | L | Annual | Allowances Sold NOX | Thousand Tons | 0 | 0 | 0 | 0 | 0 | 0 | 0
IL Fac. Spec. - NOX Rate Summer v3.1, Unit 603 and retrofits | 543 | 1797 | Rate Constraint in lbs/MMBtu | FALSE | L | Annual | Allowances Banked | Thousand Tons | 0 | 0 | 0 | 0 | 0 | 0 | 0
IL Fac. Spec. - NOX Rate Summer v3.1, Unit 603 and retrofits | 543 | 1797 | Rate Constraint in lbs/MMBtu | FALSE | L | Annual | Allowances Withdrawn (1:1) | Thousand Tons | 0 | 0 | 0 | 0 | 0 | 0 | 0
IL Fac. Spec. - NOX Rate Summer v3.1, Unit 603 and retrofits | 543 | 1797 | Rate Constraint in lbs/MMBtu | FALSE | L | Annual | Allowances Withdrawn (n:1) | Thousand Tons | 0 | 0 | 0 | 0 | 0 | 0 | 0
IL Fac. Spec. - NOX Rate Summer v3.1, Unit 603 and retrofits | 543 | 1797 | Rate Constraint in lbs/MMBtu | FALSE | L | Annual | Net Emissions Allowance Position | Thousand Tons | 0 | 0 | 0 | 0 | 0 | 0 | 0
IL Fac. Spec. - NOX Rate Summer v3.1, Unit 603 and retrofits | 543 | 1797 | Rate Constraint in lbs/MMBtu | FALSE | L | Annual | Fuel Consumed | TBtu | 0 | 0 | 0 | 0 | 0 | 0 | 0
IL Fac. Spec. - NOX Rate Summer v3.1, Unit 603 and retrofits | 543 | 1797 | Rate Constraint in lbs/MMBtu | FALSE | L | Annual | Rate | lb/MMBtu | 0 | 0 | 0 | 0 | 0 | 0 | 0
IL Fac. Spec. - NOX Rate Summer v3.1, Unit 603 and retrofits | 543 | 1797 | Rate Constraint in lbs/MMBtu | FALSE | L | Annual | Generation | TWh | 0 | 0 | 0 | 0 | 0 | 0 | 0
IL Fac. Spec. - NOX Rate Summer v3.1, Unit 603 and retrofits | 543 | 1797 | Rate Constraint in lbs/MMBtu | FALSE | L | Annual | Qualifying Generation | TWh | 0 | 0 | 0 | 0 | 0 | 0 | 0
IL Fac. Spec. - NOX Rate Summer v3.1, Unit 603 and retrofits | 543 | 1797 | Rate Constraint in lbs/MMBtu | FALSE | L | Annual | Rate | lb/MWh | 0 | 0 | 0 | 0 | 0 | 0 | 0
IL Fac. Spec. - NOX Rate Summer v3.1, Unit 603 and retrofits | 543 | 1797 | Rate Constraint in lbs/MMBtu | FALSE | L | Annual | Constraint Shadow Price | US2011$/Ton | 0 | 0 | 0 | 0 | 0 | 0 | 0
IL Fac. Spec. - NOX Rate Summer v3.1, Unit 604 and retrofits | 544 | 1797 | Rate Constraint in lbs/MMBtu | FALSE | L | Annual | Seasons Included | Seasons | Summer | Summer | Summer | Summer | Summer | Summer | Summer
IL Fac. Spec. - NOX Rate Summer v3.1, Unit 604 and retrofits | 544 | 1797 | Rate Constraint in lbs/MMBtu | FALSE | L | Annual | Standard | lb/MMBtu | 0.25 | 0.25 | 0.25 | 0.25 | 0.25 | 0.25 | 0.25
IL Fac. Spec. - NOX Rate Summer v3.1, Unit 604 and retrofits | 544 | 1797 | Rate Constraint in lbs/MMBtu | FALSE | L | Annual | Emissions at Affected Plants NOX | Thousand Tons | 0 | 0 | 0 | 0 | 0 | 0 | 0
IL Fac. Spec. - NOX Rate Summer v3.1, Unit 604 and retrofits | 544 | 1797 | Rate Constraint in lbs/MMBtu | FALSE | L | Annual | Allowances Purchased NOX | Thousand Tons | 0 | 0 | 0 | 0 | 0 | 0 | 0
IL Fac. Spec. - NOX Rate Summer v3.1, Unit 604 and retrofits | 544 | 1797 | Rate Constraint in lbs/MMBtu | FALSE | L | Annual | Allowances Sold NOX | Thousand Tons | 0 | 0 | 0 | 0 | 0 | 0 | 0
IL Fac. Spec. - NOX Rate Summer v3.1, Unit 604 and retrofits | 544 | 1797 | Rate Constraint in lbs/MMBtu | FALSE | L | Annual | Allowances Banked | Thousand Tons | 0 | 0 | 0 | 0 | 0 | 0 | 0
IL Fac. Spec. - NOX Rate Summer v3.1, Unit 604 and retrofits | 544 | 1797 | Rate Constraint in lbs/MMBtu | FALSE | L | Annual | Allowances Withdrawn (1:1) | Thousand Tons | 0 | 0 | 0 | 0 | 0 | 0 | 0
IL Fac. Spec. - NOX Rate Summer v3.1, Unit 604 and retrofits | 544 | 1797 | Rate Constraint in lbs/MMBtu | FALSE | L | Annual | Allowances Withdrawn (n:1) | Thousand Tons | 0 | 0 | 0 | 0 | 0 | 0 | 0
IL Fac. Spec. - NOX Rate Summer v3.1, Unit 604 and retrofits | 544 | 1797 | Rate Constraint in lbs/MMBtu | FALSE | L | Annual | Net Emissions Allowance Position | Thousand Tons | 0 | 0 | 0 | 0 | 0 | 0 | 0
IL Fac. Spec. - NOX Rate Summer v3.1, Unit 604 and retrofits | 544 | 1797 | Rate Constraint in lbs/MMBtu | FALSE | L | Annual | Fuel Consumed | TBtu | 0 | 0 | 0 | 0 | 0 | 0 | 0
IL Fac. Spec. - NOX Rate Summer v3.1, Unit 604 and retrofits | 544 | 1797 | Rate Constraint in lbs/MMBtu | FALSE | L | Annual | Rate | lb/MMBtu | 0 | 0 | 0 | 0 | 0 | 0 | 0
IL Fac. Spec. - NOX Rate Summer v3.1, Unit 604 and retrofits | 544 | 1797 | Rate Constraint in lbs/MMBtu | FALSE | L | Annual | Generation | TWh | 0 | 0 | 0 | 0 | 0 | 0 | 0
IL Fac. Spec. - NOX Rate Summer v3.1, Unit 604 and retrofits | 544 | 1797 | Rate Constraint in lbs/MMBtu | FALSE | L | Annual | Qualifying Generation | TWh | 0 | 0 | 0 | 0 | 0 | 0 | 0
IL Fac. Spec. - NOX Rate Summer v3.1, Unit 604 and retrofits | 544 | 1797 | Rate Constraint in lbs/MMBtu | FALSE | L | Annual | Rate | lb/MWh | 0 | 0 | 0 | 0 | 0 | 0 | 0
IL Fac. Spec. - NOX Rate Summer v3.1, Unit 604 and retrofits | 544 | 1797 | Rate Constraint in lbs/MMBtu | FALSE | L | Annual | Constraint Shadow Price | US2011$/Ton | 0 | 0 | 0 | 0 | 0 | 0 | 0
IL Fac. Spec. - NOX Rate Summer v3.1, Unit 605 and retrofits | 545 | 1797 | Rate Constraint in lbs/MMBtu | FALSE | L | Annual | Seasons Included | Seasons | Summer | Summer | Summer | Summer | Summer | Summer | Summer
IL Fac. Spec. - NOX Rate Summer v3.1, Unit 605 and retrofits | 545 | 1797 | Rate Constraint in lbs/MMBtu | FALSE | L | Annual | Standard | lb/MMBtu | 0.25 | 0.25 | 0.25 | 0.25 | 0.25 | 0.25 | 0.25
IL Fac. Spec. - NOX Rate Summer v3.1, Unit 605 and retrofits | 545 | 1797 | Rate Constraint in lbs/MMBtu | FALSE | L | Annual | Emissions at Affected Plants NOX | Thousand Tons | 0 | 0 | 0 | 0 | 0 | 0 | 0
IL Fac. Spec. - NOX Rate Summer v3.1, Unit 605 and retrofits | 545 | 1797 | Rate Constraint in lbs/MMBtu | FALSE | L | Annual | Allowances Purchased NOX | Thousand Tons | 0 | 0 | 0 | 0 | 0 | 0 | 0
IL Fac. Spec. - NOX Rate Summer v3.1, Unit 605 and retrofits | 545 | 1797 | Rate Constraint in lbs/MMBtu | FALSE | L | Annual | Allowances Sold NOX | Thousand Tons | 0 | 0 | 0 | 0 | 0 | 0 | 0
IL Fac. Spec. - NOX Rate Summer v3.1, Unit 605 and retrofits | 545 | 1797 | Rate Constraint in lbs/MMBtu | FALSE | L | Annual | Allowances Banked | Thousand Tons | 0 | 0 | 0 | 0 | 0 | 0 | 0
IL Fac. Spec. - NOX Rate Summer v3.1, Unit 605 and retrofits | 545 | 1797 | Rate Constraint in lbs/MMBtu | FALSE | L | Annual | Allowances Withdrawn (1:1) | Thousand Tons | 0 | 0 | 0 | 0 | 0 | 0 | 0
IL Fac. Spec. - NOX Rate Summer v3.1, Unit 605 and retrofits | 545 | 1797 | Rate Constraint in lbs/MMBtu | FALSE | L | Annual | Allowances Withdrawn (n:1) | Thousand Tons | 0 | 0 | 0 | 0 | 0 | 0 | 0
IL Fac. Spec. - NOX Rate Summer v3.1, Unit 605 and retrofits | 545 | 1797 | Rate Constraint in lbs/MMBtu | FALSE | L | Annual | Net Emissions Allowance Position | Thousand Tons | 0 | 0 | 0 | 0 | 0 | 0 | 0
IL Fac. Spec. - NOX Rate Summer v3.1, Unit 605 and retrofits | 545 | 1797 | Rate Constraint in lbs/MMBtu | FALSE | L | Annual | Fuel Consumed | TBtu | 0 | 0 | 0 | 0 | 0 | 0 | 0
IL Fac. Spec. - NOX Rate Summer v3.1, Unit 605 and retrofits | 545 | 1797 | Rate Constraint in lbs/MMBtu | FALSE | L | Annual | Rate | lb/MMBtu | 0 | 0 | 0 | 0 | 0 | 0 | 0
IL Fac. Spec. - NOX Rate Summer v3.1, Unit 605 and retrofits | 545 | 1797 | Rate Constraint in lbs/MMBtu | FALSE | L | Annual | Generation | TWh | 0 | 0 | 0 | 0 | 0 | 0 | 0
IL Fac. Spec. - NOX Rate Summer v3.1, Unit 605 and retrofits | 545 | 1797 | Rate Constraint in lbs/MMBtu | FALSE | L | Annual | Qualifying Generation | TWh | 0 | 0 | 0 | 0 | 0 | 0 | 0
IL Fac. Spec. - NOX Rate Summer v3.1, Unit 605 and retrofits | 545 | 1797 | Rate Constraint in lbs/MMBtu | FALSE | L | Annual | Rate | lb/MWh | 0 | 0 | 0 | 0 | 0 | 0 | 0
IL Fac. Spec. - NOX Rate Summer v3.1, Unit 605 and retrofits | 545 | 1797 | Rate Constraint in lbs/MMBtu | FALSE | L | Annual | Constraint Shadow Price | US2011$/Ton | 0 | 0 | 0 | 0 | 0 | 0 | 0
IL Fac. Spec. - NOX Rate Summer v3.1, Unit 606 and retrofits | 546 | 1797 | Rate Constraint in lbs/MMBtu | FALSE | L | Annual | Seasons Included | Seasons | Summer | Summer | Summer | Summer | Summer | Summer | Summer
IL Fac. Spec. - NOX Rate Summer v3.1, Unit 606 and retrofits | 546 | 1797 | Rate Constraint in lbs/MMBtu | FALSE | L | Annual | Standard | lb/MMBtu | 0.25 | 0.25 | 0.25 | 0.25 | 0.25 | 0.25 | 0.25
IL Fac. Spec. - NOX Rate Summer v3.1, Unit 606 and retrofits | 546 | 1797 | Rate Constraint in lbs/MMBtu | FALSE | L | Annual | Emissions at Affected Plants NOX | Thousand Tons | 0 | 0 | 0 | 0 | 0 | 0 | 0
IL Fac. Spec. - NOX Rate Summer v3.1, Unit 606 and retrofits | 546 | 1797 | Rate Constraint in lbs/MMBtu | FALSE | L | Annual | Allowances Purchased NOX | Thousand Tons | 0 | 0 | 0 | 0 | 0 | 0 | 0
IL Fac. Spec. - NOX Rate Summer v3.1, Unit 606 and retrofits | 546 | 1797 | Rate Constraint in lbs/MMBtu | FALSE | L | Annual | Allowances Sold NOX | Thousand Tons | 0 | 0 | 0 | 0 | 0 | 0 | 0
IL Fac. Spec. - NOX Rate Summer v3.1, Unit 606 and retrofits | 546 | 1797 | Rate Constraint in lbs/MMBtu | FALSE | L | Annual | Allowances Banked | Thousand Tons | 0 | 0 | 0 | 0 | 0 | 0 | 0
IL Fac. Spec. - NOX Rate Summer v3.1, Unit 606 and retrofits | 546 | 1797 | Rate Constraint in lbs/MMBtu | FALSE | L | Annual | Allowances Withdrawn (1:1) | Thousand Tons | 0 | 0 | 0 | 0 | 0 | 0 | 0
IL Fac. Spec. - NOX Rate Summer v3.1, Unit 606 and retrofits | 546 | 1797 | Rate Constraint in lbs/MMBtu | FALSE | L | Annual | Allowances Withdrawn (n:1) | Thousand Tons | 0 | 0 | 0 | 0 | 0 | 0 | 0
IL Fac. Spec. - NOX Rate Summer v3.1, Unit 606 and retrofits | 546 | 1797 | Rate Constraint in lbs/MMBtu | FALSE | L | Annual | Net Emissions Allowance Position | Thousand Tons | 0 | 0 | 0 | 0 | 0 | 0 | 0
IL Fac. Spec. - NOX Rate Summer v3.1, Unit 606 and retrofits | 546 | 1797 | Rate Constraint in lbs/MMBtu | FALSE | L | Annual | Fuel Consumed | TBtu | 0 | 0 | 0 | 0 | 0 | 0 | 0
IL Fac. Spec. - NOX Rate Summer v3.1, Unit 606 and retrofits | 546 | 1797 | Rate Constraint in lbs/MMBtu | FALSE | L | Annual | Rate | lb/MMBtu | 0 | 0 | 0 | 0 | 0 | 0 | 0
IL Fac. Spec. - NOX Rate Summer v3.1, Unit 606 and retrofits | 546 | 1797 | Rate Constraint in lbs/MMBtu | FALSE | L | Annual | Generation | TWh | 0 | 0 | 0 | 0 | 0 | 0 | 0
IL Fac. Spec. - NOX Rate Summer v3.1, Unit 606 and retrofits | 546 | 1797 | Rate Constraint in lbs/MMBtu | FALSE | L | Annual | Qualifying Generation | TWh | 0 | 0 | 0 | 0 | 0 | 0 | 0
IL Fac. Spec. - NOX Rate Summer v3.1, Unit 606 and retrofits | 546 | 1797 | Rate Constraint in lbs/MMBtu | FALSE | L | Annual | Rate | lb/MWh | 0 | 0 | 0 | 0 | 0 | 0 | 0
IL Fac. Spec. - NOX Rate Summer v3.1, Unit 606 and retrofits | 546 | 1797 | Rate Constraint in lbs/MMBtu | FALSE | L | Annual | Constraint Shadow Price | US2011$/Ton | 0 | 0 | 0 | 0 | 0 | 0 | 0
IL Fac. Spec. - NOX Rate Summer v3.1, Unit 607 and retrofits | 547 | 1797 | Rate Constraint in lbs/MMBtu | FALSE | L | Annual | Seasons Included | Seasons | Summer | Summer | Summer | Summer | Summer | Summer | Summer
IL Fac. Spec. - NOX Rate Summer v3.1, Unit 607 and retrofits | 547 | 1797 | Rate Constraint in lbs/MMBtu | FALSE | L | Annual | Standard | lb/MMBtu | 0.25 | 0.25 | 0.25 | 0.25 | 0.25 | 0.25 | 0.25
IL Fac. Spec. - NOX Rate Summer v3.1, Unit 607 and retrofits | 547 | 1797 | Rate Constraint in lbs/MMBtu | FALSE | L | Annual | Emissions at Affected Plants NOX | Thousand Tons | 0 | 0 | 0 | 0 | 0 | 0 | 0
IL Fac. Spec. - NOX Rate Summer v3.1, Unit 607 and retrofits | 547 | 1797 | Rate Constraint in lbs/MMBtu | FALSE | L | Annual | Allowances Purchased NOX | Thousand Tons | 0 | 0 | 0 | 0 | 0 | 0 | 0
IL Fac. Spec. - NOX Rate Summer v3.1, Unit 607 and retrofits | 547 | 1797 | Rate Constraint in lbs/MMBtu | FALSE | L | Annual | Allowances Sold NOX | Thousand Tons | 0 | 0 | 0 | 0 | 0 | 0 | 0
IL Fac. Spec. - NOX Rate Summer v3.1, Unit 607 and retrofits | 547 | 1797 | Rate Constraint in lbs/MMBtu | FALSE | L | Annual | Allowances Banked | Thousand Tons | 0 | 0 | 0 | 0 | 0 | 0 | 0
IL Fac. Spec. - NOX Rate Summer v3.1, Unit 607 and retrofits | 547 | 1797 | Rate Constraint in lbs/MMBtu | FALSE | L | Annual | Allowances Withdrawn (1:1) | Thousand Tons | 0 | 0 | 0 | 0 | 0 | 0 | 0
IL Fac. Spec. - NOX Rate Summer v3.1, Unit 607 and retrofits | 547 | 1797 | Rate Constraint in lbs/MMBtu | FALSE | L | Annual | Allowances Withdrawn (n:1) | Thousand Tons | 0 | 0 | 0 | 0 | 0 | 0 | 0
IL Fac. Spec. - NOX Rate Summer v3.1, Unit 607 and retrofits | 547 | 1797 | Rate Constraint in lbs/MMBtu | FALSE | L | Annual | Net Emissions Allowance Position | Thousand Tons | 0 | 0 | 0 | 0 | 0 | 0 | 0
IL Fac. Spec. - NOX Rate Summer v3.1, Unit 607 and retrofits | 547 | 1797 | Rate Constraint in lbs/MMBtu | FALSE | L | Annual | Fuel Consumed | TBtu | 0 | 0 | 0 | 0 | 0 | 0 | 0
IL Fac. Spec. - NOX Rate Summer v3.1, Unit 607 and retrofits | 547 | 1797 | Rate Constraint in lbs/MMBtu | FALSE | L | Annual | Rate | lb/MMBtu | 0 | 0 | 0 | 0 | 0 | 0 | 0
IL Fac. Spec. - NOX Rate Summer v3.1, Unit 607 and retrofits | 547 | 1797 | Rate Constraint in lbs/MMBtu | FALSE | L | Annual | Generation | TWh | 0 | 0 | 0 | 0 | 0 | 0 | 0
IL Fac. Spec. - NOX Rate Summer v3.1, Unit 607 and retrofits | 547 | 1797 | Rate Constraint in lbs/MMBtu | FALSE | L | Annual | Qualifying Generation | TWh | 0 | 0 | 0 | 0 | 0 | 0 | 0
IL Fac. Spec. - NOX Rate Summer v3.1, Unit 607 and retrofits | 547 | 1797 | Rate Constraint in lbs/MMBtu | FALSE | L | Annual | Rate | lb/MWh | 0 | 0 | 0 | 0 | 0 | 0 | 0
IL Fac. Spec. - NOX Rate Summer v3.1, Unit 607 and retrofits | 547 | 1797 | Rate Constraint in lbs/MMBtu | FALSE | L | Annual | Constraint Shadow Price | US2011$/Ton | 0 | 0 | 0 | 0 | 0 | 0 | 0
IL Fac. Spec. - NOX Rate Summer v3.1, Unit 608 and retrofits | 548 | 1797 | Rate Constraint in lbs/MMBtu | FALSE | L | Annual | Seasons Included | Seasons | Summer | Summer | Summer | Summer | Summer | Summer | Summer
IL Fac. Spec. - NOX Rate Summer v3.1, Unit 608 and retrofits | 548 | 1797 | Rate Constraint in lbs/MMBtu | FALSE | L | Annual | Standard | lb/MMBtu | 0.25 | 0.25 | 0.25 | 0.25 | 0.25 | 0.25 | 0.25
IL Fac. Spec. - NOX Rate Summer v3.1, Unit 608 and retrofits | 548 | 1797 | Rate Constraint in lbs/MMBtu | FALSE | L | Annual | Emissions at Affected Plants NOX | Thousand Tons | 0 | 0 | 0 | 0 | 0 | 0 | 0
IL Fac. Spec. - NOX Rate Summer v3.1, Unit 608 and retrofits | 548 | 1797 | Rate Constraint in lbs/MMBtu | FALSE | L | Annual | Allowances Purchased NOX | Thousand Tons | 0 | 0 | 0 | 0 | 0 | 0 | 0
IL Fac. Spec. - NOX Rate Summer v3.1, Unit 608 and retrofits | 548 | 1797 | Rate Constraint in lbs/MMBtu | FALSE | L | Annual | Allowances Sold NOX | Thousand Tons | 0 | 0 | 0 | 0 | 0 | 0 | 0
IL Fac. Spec. - NOX Rate Summer v3.1, Unit 608 and retrofits | 548 | 1797 | Rate Constraint in lbs/MMBtu | FALSE | L | Annual | Allowances Banked | Thousand Tons | 0 | 0 | 0 | 0 | 0 | 0 | 0
IL Fac. Spec. - NOX Rate Summer v3.1, Unit 608 and retrofits | 548 | 1797 | Rate Constraint in lbs/MMBtu | FALSE | L | Annual | Allowances Withdrawn (1:1) | Thousand Tons | 0 | 0 | 0 | 0 | 0 | 0 | 0
IL Fac. Spec. - NOX Rate Summer v3.1, Unit 608 and retrofits | 548 | 1797 | Rate Constraint in lbs/MMBtu | FALSE | L | Annual | Allowances Withdrawn (n:1) | Thousand Tons | 0 | 0 | 0 | 0 | 0 | 0 | 0
IL Fac. Spec. - NOX Rate Summer v3.1, Unit 608 and retrofits | 548 | 1797 | Rate Constraint in lbs/MMBtu | FALSE | L | Annual | Net Emissions Allowance Position | Thousand Tons | 0 | 0 | 0 | 0 | 0 | 0 | 0
IL Fac. Spec. - NOX Rate Summer v3.1, Unit 608 and retrofits | 548 | 1797 | Rate Constraint in lbs/MMBtu | FALSE | L | Annual | Fuel Consumed | TBtu | 0 | 0 | 0 | 0 | 0 | 0 | 0
IL Fac. Spec. - NOX Rate Summer v3.1, Unit 608 and retrofits | 548 | 1797 | Rate Constraint in lbs/MMBtu | FALSE | L | Annual | Rate | lb/MMBtu | 0 | 0 | 0 | 0 | 0 | 0 | 0
IL Fac. Spec. - NOX Rate Summer v3.1, Unit 608 and retrofits | 548 | 1797 | Rate Constraint in lbs/MMBtu | FALSE | L | Annual | Generation | TWh | 0 | 0 | 0 | 0 | 0 | 0 | 0
IL Fac. Spec. - NOX Rate Summer v3.1, Unit 608 and retrofits | 548 | 1797 | Rate Constraint in lbs/MMBtu | FALSE | L | Annual | Qualifying Generation | TWh | 0 | 0 | 0 | 0 | 0 | 0 | 0
IL Fac. Spec. - NOX Rate Summer v3.1, Unit 608 and retrofits | 548 | 1797 | Rate Constraint in lbs/MMBtu | FALSE | L | Annual | Rate | lb/MWh | 0 | 0 | 0 | 0 | 0 | 0 | 0
IL Fac. Spec. - NOX Rate Summer v3.1, Unit 608 and retrofits | 548 | 1797 | Rate Constraint in lbs/MMBtu | FALSE | L | Annual | Constraint Shadow Price | US2011$/Ton | 0 | 0 | 0 | 0 | 0 | 0 | 0
IL Fac. Spec. - NOX Rate Summer v3.1, Unit 609 and retrofits | 549 | 1797 | Rate Constraint in lbs/MMBtu | FALSE | L | Annual | Seasons Included | Seasons | Summer | Summer | Summer | Summer | Summer | Summer | Summer
IL Fac. Spec. - NOX Rate Summer v3.1, Unit 609 and retrofits | 549 | 1797 | Rate Constraint in lbs/MMBtu | FALSE | L | Annual | Standard | lb/MMBtu | 0.25 | 0.25 | 0.25 | 0.25 | 0.25 | 0.25 | 0.25
IL Fac. Spec. - NOX Rate Summer v3.1, Unit 609 and retrofits | 549 | 1797 | Rate Constraint in lbs/MMBtu | FALSE | L | Annual | Emissions at Affected Plants NOX | Thousand Tons | 0 | 0 | 0 | 0 | 0 | 0 | 0
IL Fac. Spec. - NOX Rate Summer v3.1, Unit 609 and retrofits | 549 | 1797 | Rate Constraint in lbs/MMBtu | FALSE | L | Annual | Allowances Purchased NOX | Thousand Tons | 0 | 0 | 0 | 0 | 0 | 0 | 0
IL Fac. Spec. - NOX Rate Summer v3.1, Unit 609 and retrofits | 549 | 1797 | Rate Constraint in lbs/MMBtu | FALSE | L | Annual | Allowances Sold NOX | Thousand Tons | 0 | 0 | 0 | 0 | 0 | 0 | 0
IL Fac. Spec. - NOX Rate Summer v3.1, Unit 609 and retrofits | 549 | 1797 | Rate Constraint in lbs/MMBtu | FALSE | L | Annual | Allowances Banked | Thousand Tons | 0 | 0 | 0 | 0 | 0 | 0 | 0
IL Fac. Spec. - NOX Rate Summer v3.1, Unit 609 and retrofits | 549 | 1797 | Rate Constraint in lbs/MMBtu | FALSE | L | Annual | Allowances Withdrawn (1:1) | Thousand Tons | 0 | 0 | 0 | 0 | 0 | 0 | 0
IL Fac. Spec. - NOX Rate Summer v3.1, Unit 609 and retrofits | 549 | 1797 | Rate Constraint in lbs/MMBtu | FALSE | L | Annual | Allowances Withdrawn (n:1) | Thousand Tons | 0 | 0 | 0 | 0 | 0 | 0 | 0
IL Fac. Spec. - NOX Rate Summer v3.1, Unit 609 and retrofits | 549 | 1797 | Rate Constraint in lbs/MMBtu | FALSE | L | Annual | Net Emissions Allowance Position | Thousand Tons | 0 | 0 | 0 | 0 | 0 | 0 | 0
IL Fac. Spec. - NOX Rate Summer v3.1, Unit 609 and retrofits | 549 | 1797 | Rate Constraint in lbs/MMBtu | FALSE | L | Annual | Fuel Consumed | TBtu | 0 | 0 | 0 | 0 | 0 | 0 | 0
IL Fac. Spec. - NOX Rate Summer v3.1, Unit 609 and retrofits | 549 | 1797 | Rate Constraint in lbs/MMBtu | FALSE | L | Annual | Rate | lb/MMBtu | 0 | 0 | 0 | 0 | 0 | 0 | 0
IL Fac. Spec. - NOX Rate Summer v3.1, Unit 609 and retrofits | 549 | 1797 | Rate Constraint in lbs/MMBtu | FALSE | L | Annual | Generation | TWh | 0 | 0 | 0 | 0 | 0 | 0 | 0
IL Fac. Spec. - NOX Rate Summer v3.1, Unit 609 and retrofits | 549 | 1797 | Rate Constraint in lbs/MMBtu | FALSE | L | Annual | Qualifying Generation | TWh | 0 | 0 | 0 | 0 | 0 | 0 | 0
IL Fac. Spec. - NOX Rate Summer v3.1, Unit 609 and retrofits | 549 | 1797 | Rate Constraint in lbs/MMBtu | FALSE | L | Annual | Rate | lb/MWh | 0 | 0 | 0 | 0 | 0 | 0 | 0
IL Fac. Spec. - NOX Rate Summer v3.1, Unit 609 and retrofits | 549 | 1797 | Rate Constraint in lbs/MMBtu | FALSE | L | Annual | Constraint Shadow Price | US2011$/Ton | 0 | 0 | 0 | 0 | 0 | 0 | 0
IL Fac. Spec. - NOX Rate Summer v3.1, Unit 610 and retrofits | 550 | 1797 | Rate Constraint in lbs/MMBtu | FALSE | L | Annual | Seasons Included | Seasons | Summer | Summer | Summer | Summer | Summer | Summer | Summer
IL Fac. Spec. - NOX Rate Summer v3.1, Unit 610 and retrofits | 550 | 1797 | Rate Constraint in lbs/MMBtu | FALSE | L | Annual | Standard | lb/MMBtu | 0.25 | 0.25 | 0.25 | 0.25 | 0.25 | 0.25 | 0.25
IL Fac. Spec. - NOX Rate Summer v3.1, Unit 610 and retrofits | 550 | 1797 | Rate Constraint in lbs/MMBtu | FALSE | L | Annual | Emissions at Affected Plants NOX | Thousand Tons | 0 | 0 | 0 | 0 | 0 | 0 | 0
IL Fac. Spec. - NOX Rate Summer v3.1, Unit 610 and retrofits | 550 | 1797 | Rate Constraint in lbs/MMBtu | FALSE | L | Annual | Allowances Purchased NOX | Thousand Tons | 0 | 0 | 0 | 0 | 0 | 0 | 0
IL Fac. Spec. - NOX Rate Summer v3.1, Unit 610 and retrofits | 550 | 1797 | Rate Constraint in lbs/MMBtu | FALSE | L | Annual | Allowances Sold NOX | Thousand Tons | 0 | 0 | 0 | 0 | 0 | 0 | 0
IL Fac. Spec. - NOX Rate Summer v3.1, Unit 610 and retrofits | 550 | 1797 | Rate Constraint in lbs/MMBtu | FALSE | L | Annual | Allowances Banked | Thousand Tons | 0 | 0 | 0 | 0 | 0 | 0 | 0
IL Fac. Spec. - NOX Rate Summer v3.1, Unit 610 and retrofits | 550 | 1797 | Rate Constraint in lbs/MMBtu | FALSE | L | Annual | Allowances Withdrawn (1:1) | Thousand Tons | 0 | 0 | 0 | 0 | 0 | 0 | 0
IL Fac. Spec. - NOX Rate Summer v3.1, Unit 610 and retrofits | 550 | 1797 | Rate Constraint in lbs/MMBtu | FALSE | L | Annual | Allowances Withdrawn (n:1) | Thousand Tons | 0 | 0 | 0 | 0 | 0 | 0 | 0
IL Fac. Spec. - NOX Rate Summer v3.1, Unit 610 and retrofits | 550 | 1797 | Rate Constraint in lbs/MMBtu | FALSE | L | Annual | Net Emissions Allowance Position | Thousand Tons | 0 | 0 | 0 | 0 | 0 | 0 | 0
IL Fac. Spec. - NOX Rate Summer v3.1, Unit 610 and retrofits | 550 | 1797 | Rate Constraint in lbs/MMBtu | FALSE | L | Annual | Fuel Consumed | TBtu | 0 | 0 | 0 | 0 | 0 | 0 | 0
IL Fac. Spec. - NOX Rate Summer v3.1, Unit 610 and retrofits | 550 | 1797 | Rate Constraint in lbs/MMBtu | FALSE | L | Annual | Rate | lb/MMBtu | 0 | 0 | 0 | 0 | 0 | 0 | 0
IL Fac. Spec. - NOX Rate Summer v3.1, Unit 610 and retrofits | 550 | 1797 | Rate Constraint in lbs/MMBtu | FALSE | L | Annual | Generation | TWh | 0 | 0 | 0 | 0 | 0 | 0 | 0
IL Fac. Spec. - NOX Rate Summer v3.1, Unit 610 and retrofits | 550 | 1797 | Rate Constraint in lbs/MMBtu | FALSE | L | Annual | Qualifying Generation | TWh | 0 | 0 | 0 | 0 | 0 | 0 | 0
IL Fac. Spec. - NOX Rate Summer v3.1, Unit 610 and retrofits | 550 | 1797 | Rate Constraint in lbs/MMBtu | FALSE | L | Annual | Rate | lb/MWh | 0 | 0 | 0 | 0 | 0 | 0 | 0
IL Fac. Spec. - NOX Rate Summer v3.1, Unit 610 and retrofits | 550 | 1797 | Rate Constraint in lbs/MMBtu | FALSE | L | Annual | Constraint Shadow Price | US2011$/Ton | 0 | 0 | 0 | 0 | 0 | 0 | 0
IL Fac. Spec. - NOX Rate Summer v3.1, Unit 749 and retrofits | 551 | 1797 | Rate Constraint in lbs/MMBtu | FALSE | L | Annual | Seasons Included | Seasons | Summer | Summer | Summer | Summer | Summer | Summer | Summer
IL Fac. Spec. - NOX Rate Summer v3.1, Unit 749 and retrofits | 551 | 1797 | Rate Constraint in lbs/MMBtu | FALSE | L | Annual | Standard | lb/MMBtu | 0.25 | 0.25 | 0.25 | 0.25 | 0.25 | 0.25 | 0.25
IL Fac. Spec. - NOX Rate Summer v3.1, Unit 749 and retrofits | 551 | 1797 | Rate Constraint in lbs/MMBtu | FALSE | L | Annual | Emissions at Affected Plants NOX | Thousand Tons | 0 | 0 | 0 | 0 | 0 | 0 | 0
IL Fac. Spec. - NOX Rate Summer v3.1, Unit 749 and retrofits | 551 | 1797 | Rate Constraint in lbs/MMBtu | FALSE | L | Annual | Allowances Purchased NOX | Thousand Tons | 0 | 0 | 0 | 0 | 0 | 0 | 0
IL Fac. Spec. - NOX Rate Summer v3.1, Unit 749 and retrofits | 551 | 1797 | Rate Constraint in lbs/MMBtu | FALSE | L | Annual | Allowances Sold NOX | Thousand Tons | 0 | 0 | 0 | 0 | 0 | 0 | 0
IL Fac. Spec. - NOX Rate Summer v3.1, Unit 749 and retrofits | 551 | 1797 | Rate Constraint in lbs/MMBtu | FALSE | L | Annual | Allowances Banked | Thousand Tons | 0 | 0 | 0 | 0 | 0 | 0 | 0
IL Fac. Spec. - NOX Rate Summer v3.1, Unit 749 and retrofits | 551 | 1797 | Rate Constraint in lbs/MMBtu | FALSE | L | Annual | Allowances Withdrawn (1:1) | Thousand Tons | 0 | 0 | 0 | 0 | 0 | 0 | 0
IL Fac. Spec. - NOX Rate Summer v3.1, Unit 749 and retrofits | 551 | 1797 | Rate Constraint in lbs/MMBtu | FALSE | L | Annual | Allowances Withdrawn (n:1) | Thousand Tons | 0 | 0 | 0 | 0 | 0 | 0 | 0
IL Fac. Spec. - NOX Rate Summer v3.1, Unit 749 and retrofits | 551 | 1797 | Rate Constraint in lbs/MMBtu | FALSE | L | Annual | Net Emissions Allowance Position | Thousand Tons | 0 | 0 | 0 | 0 | 0 | 0 | 0
IL Fac. Spec. - NOX Rate Summer v3.1, Unit 749 and retrofits | 551 | 1797 | Rate Constraint in lbs/MMBtu | FALSE | L | Annual | Fuel Consumed | TBtu | 0 | 0 | 0 | 0 | 0 | 0 | 0
IL Fac. Spec. - NOX Rate Summer v3.1, Unit 749 and retrofits | 551 | 1797 | Rate Constraint in lbs/MMBtu | FALSE | L | Annual | Rate | lb/MMBtu | 0 | 0 | 0 | 0 | 0 | 0 | 0
IL Fac. Spec. - NOX Rate Summer v3.1, Unit 749 and retrofits | 551 | 1797 | Rate Constraint in lbs/MMBtu | FALSE | L | Annual | Generation | TWh | 0 | 0 | 0 | 0 | 0 | 0 | 0
IL Fac. Spec. - NOX Rate Summer v3.1, Unit 749 and retrofits | 551 | 1797 | Rate Constraint in lbs/MMBtu | FALSE | L | Annual | Qualifying Generation | TWh | 0 | 0 | 0 | 0 | 0 | 0 | 0
IL Fac. Spec. - NOX Rate Summer v3.1, Unit 749 and retrofits | 551 | 1797 | Rate Constraint in lbs/MMBtu | FALSE | L | Annual | Rate | lb/MWh | 0 | 0 | 0 | 0 | 0 | 0 | 0
IL Fac. Spec. - NOX Rate Summer v3.1, Unit 749 and retrofits | 551 | 1797 | Rate Constraint in lbs/MMBtu | FALSE | L | Annual | Constraint Shadow Price | US2011$/Ton | 0 | 0 | 0 | 0 | 0 | 0 | 0
IL Fac. Spec. - NOX Rate Summer v3.1, Unit 763 and retrofits | 552 | 1797 | Rate Constraint in lbs/MMBtu | FALSE | L | Annual | Seasons Included | Seasons | Summer | Summer | Summer | Summer | Summer | Summer | Summer
IL Fac. Spec. - NOX Rate Summer v3.1, Unit 763 and retrofits | 552 | 1797 | Rate Constraint in lbs/MMBtu | FALSE | L | Annual | Standard | lb/MMBtu | 0.25 | 0.25 | 0.25 | 0.25 | 0.25 | 0.25 | 0.25
IL Fac. Spec. - NOX Rate Summer v3.1, Unit 763 and retrofits | 552 | 1797 | Rate Constraint in lbs/MMBtu | FALSE | L | Annual | Emissions at Affected Plants NOX | Thousand Tons | 0.0099524 | 0.0099524 | 0.0099524 | 0.0099524 | 0.0099524 | 0.0033114 | 0.0033114
IL Fac. Spec. - NOX Rate Summer v3.1, Unit 763 and retrofits | 552 | 1797 | Rate Constraint in lbs/MMBtu | FALSE | L | Annual | Allowances Purchased NOX | Thousand Tons | 0 | 0 | 0 | 0 | 0 | 0 | 0
IL Fac. Spec. - NOX Rate Summer v3.1, Unit 763 and retrofits | 552 | 1797 | Rate Constraint in lbs/MMBtu | FALSE | L | Annual | Allowances Sold NOX | Thousand Tons | 0 | 0 | 0 | 0 | 0 | 0 | 0
IL Fac. Spec. - NOX Rate Summer v3.1, Unit 763 and retrofits | 552 | 1797 | Rate Constraint in lbs/MMBtu | FALSE | L | Annual | Allowances Banked | Thousand Tons | 0 | 0 | 0 | 0 | 0 | 0 | 0
IL Fac. Spec. - NOX Rate Summer v3.1, Unit 763 and retrofits | 552 | 1797 | Rate Constraint in lbs/MMBtu | FALSE | L | Annual | Allowances Withdrawn (1:1) | Thousand Tons | 0 | 0 | 0 | 0 | 0 | 0 | 0
IL Fac. Spec. - NOX Rate Summer v3.1, Unit 763 and retrofits | 552 | 1797 | Rate Constraint in lbs/MMBtu | FALSE | L | Annual | Allowances Withdrawn (n:1) | Thousand Tons | 0 | 0 | 0 | 0 | 0 | 0 | 0
IL Fac. Spec. - NOX Rate Summer v3.1, Unit 763 and retrofits | 552 | 1797 | Rate Constraint in lbs/MMBtu | FALSE | L | Annual | Net Emissions Allowance Position | Thousand Tons | 0.0099524 | 0.0099524 | 0.0099524 | 0.0099524 | 0.0099524 | 0.0033114 | 0.0033114
IL Fac. Spec. - NOX Rate Summer v3.1, Unit 763 and retrofits | 552 | 1797 | Rate Constraint in lbs/MMBtu | FALSE | L | Annual | Fuel Consumed | TBtu | 0.24337 | 0.24337 | 0.24337 | 0.24337 | 0.24337 | 0.080975 | 0.080975
IL Fac. Spec. - NOX Rate Summer v3.1, Unit 763 and retrofits | 552 | 1797 | Rate Constraint in lbs/MMBtu | FALSE | L | Annual | Rate | lb/MMBtu | 0.081789 | 0.081789 | 0.081789 | 0.081789 | 0.081789 | 0.081789 | 0.081789
IL Fac. Spec. - NOX Rate Summer v3.1, Unit 763 and retrofits | 552 | 1797 | Rate Constraint in lbs/MMBtu | FALSE | L | Annual | Generation | TWh | 0.021772 | 0.021772 | 0.021772 | 0.021772 | 0.021772 | 0.0072442 | 0.0072442
IL Fac. Spec. - NOX Rate Summer v3.1, Unit 763 and retrofits | 552 | 1797 | Rate Constraint in lbs/MMBtu | FALSE | L | Annual | Qualifying Generation | TWh | 0.021772 | 0.021772 | 0.021772 | 0.021772 | 0.021772 | 0.0072442 | 0.0072442
IL Fac. Spec. - NOX Rate Summer v3.1, Unit 763 and retrofits | 552 | 1797 | Rate Constraint in lbs/MMBtu | FALSE | L | Annual | Rate | lb/MWh | 0.45712 | 0.45712 | 0.45712 | 0.45712 | 0.45712 | 0.45712 | 0.45712
IL Fac. Spec. - NOX Rate Summer v3.1, Unit 763 and retrofits | 552 | 1797 | Rate Constraint in lbs/MMBtu | FALSE | L | Annual | Constraint Shadow Price | US2011$/Ton | 0 | 0 | 0 | 0 | 0 | 0 | 0
IL Fac. Spec. - NOX Rate Summer v3.1, Unit 764 and retrofits | 553 | 1797 | Rate Constraint in lbs/MMBtu | FALSE | L | Annual | Seasons Included | Seasons | Summer | Summer | Summer | Summer | Summer | Summer | Summer
IL Fac. Spec. - NOX Rate Summer v3.1, Unit 764 and retrofits | 553 | 1797 | Rate Constraint in lbs/MMBtu | FALSE | L | Annual | Standard | lb/MMBtu | 0.25 | 0.25 | 0.25 | 0.25 | 0.25 | 0.25 | 0.25
IL Fac. Spec. - NOX Rate Summer v3.1, Unit 764 and retrofits | 553 | 1797 | Rate Constraint in lbs/MMBtu | FALSE | L | Annual | Emissions at Affected Plants NOX | Thousand Tons | 0.0098882 | 0.0098882 | 0.0098882 | 0.0048608 | 0.0098882 | 0.0032901 | 0.0032901
IL Fac. Spec. - NOX Rate Summer v3.1, Unit 764 and retrofits | 553 | 1797 | Rate Constraint in lbs/MMBtu | FALSE | L | Annual | Allowances Purchased NOX | Thousand Tons | 0 | 0 | 0 | 0 | 0 | 0 | 0
IL Fac. Spec. - NOX Rate Summer v3.1, Unit 764 and retrofits | 553 | 1797 | Rate Constraint in lbs/MMBtu | FALSE | L | Annual | Allowances Sold NOX | Thousand Tons | 0 | 0 | 0 | 0 | 0 | 0 | 0
IL Fac. Spec. - NOX Rate Summer v3.1, Unit 764 and retrofits | 553 | 1797 | Rate Constraint in lbs/MMBtu | FALSE | L | Annual | Allowances Banked | Thousand Tons | 0 | 0 | 0 | 0 | 0 | 0 | 0
IL Fac. Spec. - NOX Rate Summer v3.1, Unit 764 and retrofits | 553 | 1797 | Rate Constraint in lbs/MMBtu | FALSE | L | Annual | Allowances Withdrawn (1:1) | Thousand Tons | 0 | 0 | 0 | 0 | 0 | 0 | 0
IL Fac. Spec. - NOX Rate Summer v3.1, Unit 764 and retrofits | 553 | 1797 | Rate Constraint in lbs/MMBtu | FALSE | L | Annual | Allowances Withdrawn (n:1) | Thousand Tons | 0 | 0 | 0 | 0 | 0 | 0 | 0
IL Fac. Spec. - NOX Rate Summer v3.1, Unit 764 and retrofits | 553 | 1797 | Rate Constraint in lbs/MMBtu | FALSE | L | Annual | Net Emissions Allowance Position | Thousand Tons | 0.0098882 | 0.0098882 | 0.0098882 | 0.0048608 | 0.0098882 | 0.0032901 | 0.0032901
IL Fac. Spec. - NOX Rate Summer v3.1, Unit 764 and retrofits | 553 | 1797 | Rate Constraint in lbs/MMBtu | FALSE | L | Annual | Fuel Consumed | TBtu | 0.24339 | 0.24339 | 0.24339 | 0.11965 | 0.24339 | 0.080982 | 0.080982
IL Fac. Spec. - NOX Rate Summer v3.1, Unit 764 and retrofits | 553 | 1797 | Rate Constraint in lbs/MMBtu | FALSE | L | Annual | Rate | lb/MMBtu | 0.081254 | 0.081254 | 0.081254 | 0.081254 | 0.081254 | 0.081254 | 0.081254
IL Fac. Spec. - NOX Rate Summer v3.1, Unit 764 and retrofits | 553 | 1797 | Rate Constraint in lbs/MMBtu | FALSE | L | Annual | Generation | TWh | 0.021772 | 0.021772 | 0.021772 | 0.010703 | 0.021772 | 0.0072442 | 0.0072442
IL Fac. Spec. - NOX Rate Summer v3.1, Unit 764 and retrofits | 553 | 1797 | Rate Constraint in lbs/MMBtu | FALSE | L | Annual | Qualifying Generation | TWh | 0.021772 | 0.021772 | 0.021772 | 0.010703 | 0.021772 | 0.0072442 | 0.0072442
IL Fac. Spec. - NOX Rate Summer v3.1, Unit 764 and retrofits | 553 | 1797 | Rate Constraint in lbs/MMBtu | FALSE | L | Annual | Rate | lb/MWh | 0.45417 | 0.45417 | 0.45417 | 0.45417 | 0.45417 | 0.45417 | 0.45417
IL Fac. Spec. - NOX Rate Summer v3.1, Unit 764 and retrofits | 553 | 1797 | Rate Constraint in lbs/MMBtu | FALSE | L | Annual | Constraint Shadow Price | US2011$/Ton | 0 | 0 | 0 | 0 | 0 | 0 | 0
IL Fac. Spec. - NOX Rate Summer v3.1, Unit 765 and retrofits | 554 | 1797 | Rate Constraint in lbs/MMBtu | FALSE | L | Annual | Seasons Included | Seasons | Summer | Summer | Summer | Summer | Summer | Summer | Summer
IL Fac. Spec. - NOX Rate Summer v3.1, Unit 765 and retrofits | 554 | 1797 | Rate Constraint in lbs/MMBtu | FALSE | L | Annual | Standard | lb/MMBtu | 0.25 | 0.25 | 0.25 | 0.25 | 0.25 | 0.25 | 0.25
IL Fac. Spec. - NOX Rate Summer v3.1, Unit 765 and retrofits | 554 | 1797 | Rate Constraint in lbs/MMBtu | FALSE | L | Annual | Emissions at Affected Plants NOX | Thousand Tons | 0.0099195 | 0.0099195 | 0.0063005 | 0.0033005 | 0.0099195 | 0.0033005 | 0.0033005
IL Fac. Spec. - NOX Rate Summer v3.1, Unit 765 and retrofits | 554 | 1797 | Rate Constraint in lbs/MMBtu | FALSE | L | Annual | Allowances Purchased NOX | Thousand Tons | 0 | 0 | 0 | 0 | 0 | 0 | 0
IL Fac. Spec. - NOX Rate Summer v3.1, Unit 765 and retrofits | 554 | 1797 | Rate Constraint in lbs/MMBtu | FALSE | L | Annual | Allowances Sold NOX | Thousand Tons | 0 | 0 | 0 | 0 | 0 | 0 | 0
IL Fac. Spec. - NOX Rate Summer v3.1, Unit 765 and retrofits | 554 | 1797 | Rate Constraint in lbs/MMBtu | FALSE | L | Annual | Allowances Banked | Thousand Tons | 0 | 0 | 0 | 0 | 0 | 0 | 0
IL Fac. Spec. - NOX Rate Summer v3.1, Unit 765 and retrofits | 554 | 1797 | Rate Constraint in lbs/MMBtu | FALSE | L | Annual | Allowances Withdrawn (1:1) | Thousand Tons | 0 | 0 | 0 | 0 | 0 | 0 | 0
IL Fac. Spec. - NOX Rate Summer v3.1, Unit 765 and retrofits | 554 | 1797 | Rate Constraint in lbs/MMBtu | FALSE | L | Annual | Allowances Withdrawn (n:1) | Thousand Tons | 0 | 0 | 0 | 0 | 0 | 0 | 0
IL Fac. Spec. - NOX Rate Summer v3.1, Unit 765 and retrofits | 554 | 1797 | Rate Constraint in lbs/MMBtu | FALSE | L | Annual | Net Emissions Allowance Position | Thousand Tons | 0.0099195 | 0.0099195 | 0.0063005 | 0.0033005 | 0.0099195 | 0.0033005 | 0.0033005
IL Fac. Spec. - NOX Rate Summer v3.1, Unit 765 and retrofits | 554 | 1797 | Rate Constraint in lbs/MMBtu | FALSE | L | Annual | Fuel Consumed | TBtu | 0.24339 | 0.24339 | 0.15459 | 0.080982 | 0.24339 | 0.080982 | 0.080982
IL Fac. Spec. - NOX Rate Summer v3.1, Unit 765 and retrofits | 554 | 1797 | Rate Constraint in lbs/MMBtu | FALSE | L | Annual | Rate | lb/MMBtu | 0.081511 | 0.081511 | 0.081511 | 0.081511 | 0.081511 | 0.081511 | 0.081511
IL Fac. Spec. - NOX Rate Summer v3.1, Unit 765 and retrofits | 554 | 1797 | Rate Constraint in lbs/MMBtu | FALSE | L | Annual | Generation | TWh | 0.021772 | 0.021772 | 0.013829 | 0.0072442 | 0.021772 | 0.0072442 | 0.0072442
IL Fac. Spec. - NOX Rate Summer v3.1, Unit 765 and retrofits | 554 | 1797 | Rate Constraint in lbs/MMBtu | FALSE | L | Annual | Qualifying Generation | TWh | 0.021772 | 0.021772 | 0.013829 | 0.0072442 | 0.021772 | 0.0072442 | 0.0072442
IL Fac. Spec. - NOX Rate Summer v3.1, Unit 765 and retrofits | 554 | 1797 | Rate Constraint in lbs/MMBtu | FALSE | L | Annual | Rate | lb/MWh | 0.45561 | 0.45561 | 0.45561 | 0.45561 | 0.45561 | 0.45561 | 0.45561
IL Fac. Spec. - NOX Rate Summer v3.1, Unit 765 and retrofits | 554 | 1797 | Rate Constraint in lbs/MMBtu | FALSE | L | Annual | Constraint Shadow Price | US2011$/Ton | 0 | 0 | 0 | 0 | 0 | 0 | 0
IL Fac. Spec. - NOX Rate Summer v3.1, Unit 766 and retrofits | 555 | 1797 | Rate Constraint in lbs/MMBtu | FALSE | L | Annual | Seasons Included | Seasons | Summer | Summer | Summer | Summer | Summer | Summer | Summer
IL Fac. Spec. - NOX Rate Summer v3.1, Unit 766 and retrofits | 555 | 1797 | Rate Constraint in lbs/MMBtu | FALSE | L | Annual | Standard | lb/MMBtu | 0.25 | 0.25 | 0.25 | 0.25 | 0.25 | 0.25 | 0.25
IL Fac. Spec. - NOX Rate Summer v3.1, Unit 766 and retrofits | 555 | 1797 | Rate Constraint in lbs/MMBtu | FALSE | L | Annual | Emissions at Affected Plants NOX | Thousand Tons | 0.0099521 | 0.0099521 | 0.0099521 | 0.0033113 | 0.0099521 | 0.0033113 | 0.0033113
IL Fac. Spec. - NOX Rate Summer v3.1, Unit 766 and retrofits | 555 | 1797 | Rate Constraint in lbs/MMBtu | FALSE | L | Annual | Allowances Purchased NOX | Thousand Tons | 0 | 0 | 0 | 0 | 0 | 0 | 0
IL Fac. Spec. - NOX Rate Summer v3.1, Unit 766 and retrofits | 555 | 1797 | Rate Constraint in lbs/MMBtu | FALSE | L | Annual | Allowances Sold NOX | Thousand Tons | 0 | 0 | 0 | 0 | 0 | 0 | 0
IL Fac. Spec. - NOX Rate Summer v3.1, Unit 766 and retrofits | 555 | 1797 | Rate Constraint in lbs/MMBtu | FALSE | L | Annual | Allowances Banked | Thousand Tons | 0 | 0 | 0 | 0 | 0 | 0 | 0
IL Fac. Spec. - NOX Rate Summer v3.1, Unit 766 and retrofits | 555 | 1797 | Rate Constraint in lbs/MMBtu | FALSE | L | Annual | Allowances Withdrawn (1:1) | Thousand Tons | 0 | 0 | 0 | 0 | 0 | 0 | 0
IL Fac. Spec. - NOX Rate Summer v3.1, Unit 766 and retrofits | 555 | 1797 | Rate Constraint in lbs/MMBtu | FALSE | L | Annual | Allowances Withdrawn (n:1) | Thousand Tons | 0 | 0 | 0 | 0 | 0 | 0 | 0
IL Fac. Spec. - NOX Rate Summer v3.1, Unit 766 and retrofits | 555 | 1797 | Rate Constraint in lbs/MMBtu | FALSE | L | Annual | Net Emissions Allowance Position | Thousand Tons | 0.0099521 | 0.0099521 | 0.0099521 | 0.0033113 | 0.0099521 | 0.0033113 | 0.0033113
IL Fac. Spec. - NOX Rate Summer v3.1, Unit 766 and retrofits | 555 | 1797 | Rate Constraint in lbs/MMBtu | FALSE | L | Annual | Fuel Consumed | TBtu | 0.24339 | 0.24339 | 0.24339 | 0.080982 | 0.24339 | 0.080982 | 0.080982
IL Fac. Spec. - NOX Rate Summer v3.1, Unit 766 and retrofits | 555 | 1797 | Rate Constraint in lbs/MMBtu | FALSE | L | Annual | Rate | lb/MMBtu | 0.081779 | 0.081779 | 0.081779 | 0.081779 | 0.081779 | 0.081779 | 0.081779
IL Fac. Spec. - NOX Rate Summer v3.1, Unit 766 and retrofits | 555 | 1797 | Rate Constraint in lbs/MMBtu | FALSE | L | Annual | Generation | TWh | 0.021772 | 0.021772 | 0.021772 | 0.0072442 | 0.021772 | 0.0072442 | 0.0072442
IL Fac. Spec. - NOX Rate Summer v3.1, Unit 766 and retrofits | 555 | 1797 | Rate Constraint in lbs/MMBtu | FALSE | L | Annual | Qualifying Generation | TWh | 0.021772 | 0.021772 | 0.021772 | 0.0072442 | 0.021772 | 0.0072442 | 0.0072442
IL Fac. Spec. - NOX Rate Summer v3.1, Unit 766 and retrofits | 555 | 1797 | Rate Constraint in lbs/MMBtu | FALSE | L | Annual | Rate | lb/MWh | 0.45711 | 0.45711 | 0.45711 | 0.45711 | 0.45711 | 0.45711 | 0.45711
IL Fac. Spec. - NOX Rate Summer v3.1, Unit 766 and retrofits | 555 | 1797 | Rate Constraint in lbs/MMBtu | FALSE | L | Annual | Constraint Shadow Price | US2011$/Ton | 0 | 0 | 0 | 0 | 0 | 0 | 0
IL Fac. Spec. - NOX Rate Summer v3.1, Unit 767 and retrofits | 556 | 1797 | Rate Constraint in lbs/MMBtu | FALSE | L | Annual | Seasons Included | Seasons | Summer | Summer | Summer | Summer | Summer | Summer | Summer
IL Fac. Spec. - NOX Rate Summer v3.1, Unit 767 and retrofits | 556 | 1797 | Rate Constraint in lbs/MMBtu | FALSE | L | Annual | Standard | lb/MMBtu | 0.25 | 0.25 | 0.25 | 0.25 | 0.25 | 0.25 | 0.25
IL Fac. Spec. - NOX Rate Summer v3.1, Unit 767 and retrofits | 556 | 1797 | Rate Constraint in lbs/MMBtu | FALSE | L | Annual | Emissions at Affected Plants NOX | Thousand Tons | 0.0030009 | 0.0030009 | 0.0030009 | 0.00099848 | 0.0030009 | 0.00099848 | 0.00099848
IL Fac. Spec. - NOX Rate Summer v3.1, Unit 767 and retrofits | 556 | 1797 | Rate Constraint in lbs/MMBtu | FALSE | L | Annual | Allowances Purchased NOX | Thousand Tons | 0 | 0 | 0 | 0 | 0 | 0 | 0
IL Fac. Spec. - NOX Rate Summer v3.1, Unit 767 and retrofits | 556 | 1797 | Rate Constraint in lbs/MMBtu | FALSE | L | Annual | Allowances Sold NOX | Thousand Tons | 0 | 0 | 0 | 0 | 0 | 0 | 0
IL Fac. Spec. - NOX Rate Summer v3.1, Unit 767 and retrofits | 556 | 1797 | Rate Constraint in lbs/MMBtu | FALSE | L | Annual | Allowances Banked | Thousand Tons | 0 | 0 | 0 | 0 | 0 | 0 | 0
IL Fac. Spec. - NOX Rate Summer v3.1, Unit 767 and retrofits | 556 | 1797 | Rate Constraint in lbs/MMBtu | FALSE | L | Annual | Allowances Withdrawn (1:1) | Thousand Tons | 0 | 0 | 0 | 0 | 0 | 0 | 0
IL Fac. Spec. - NOX Rate Summer v3.1, Unit 767 and retrofits | 556 | 1797 | Rate Constraint in lbs/MMBtu | FALSE | L | Annual | Allowances Withdrawn (n:1) | Thousand Tons | 0 | 0 | 0 | 0 | 0 | 0 | 0
IL Fac. Spec. - NOX Rate Summer v3.1, Unit 767 and retrofits | 556 | 1797 | Rate Constraint in lbs/MMBtu | FALSE | L | Annual | Net Emissions Allowance Position | Thousand Tons | 0.0030009 | 0.0030009 | 0.0030009 | 0.00099848 | 0.0030009 | 0.00099848 | 0.00099848
IL Fac. Spec. - NOX Rate Summer v3.1, Unit 767 and retrofits | 556 | 1797 | Rate Constraint in lbs/MMBtu | FALSE | L | Annual | Fuel Consumed | TBtu | 0.19361 | 0.19361 | 0.19361 | 0.064418 | 0.19361 | 0.064418 | 0.064418
IL Fac. Spec. - NOX Rate Summer v3.1, Unit 767 and retrofits | 556 | 1797 | Rate Constraint in lbs/MMBtu | FALSE | L | Annual | Rate | lb/MMBtu | 0.031 | 0.031 | 0.031 | 0.031 | 0.031 | 0.031 | 0.031
IL Fac. Spec. - NOX Rate Summer v3.1, Unit 767 and retrofits | 556 | 1797 | Rate Constraint in lbs/MMBtu | FALSE | L | Annual | Generation | TWh | 0.017319 | 0.017319 | 0.017319 | 0.0057624 | 0.017319 | 0.0057624 | 0.0057624
IL Fac. Spec. - NOX Rate Summer v3.1, Unit 767 and retrofits | 556 | 1797 | Rate Constraint in lbs/MMBtu | FALSE | L | Annual | Qualifying Generation | TWh | 0.017319 | 0.017319 | 0.017319 | 0.0057624 | 0.017319 | 0.0057624 | 0.0057624
IL Fac. Spec. - NOX Rate Summer v3.1, Unit 767 and retrofits | 556 | 1797 | Rate Constraint in lbs/MMBtu | FALSE | L | Annual | Rate | lb/MWh | 0.17327 | 0.17327 | 0.17327 | 0.17327 | 0.17327 | 0.17327 | 0.17327
IL Fac. Spec. - NOX Rate Summer v3.1, Unit 767 and retrofits | 556 | 1797 | Rate Constraint in lbs/MMBtu | FALSE | L | Annual | Constraint Shadow Price | US2011$/Ton | 0 | 0 | 0 | 0 | 0 | 0 | 0
IL Fac. Spec. - NOX Rate Summer v3.1, Unit 768 and retrofits | 557 | 1797 | Rate Constraint in lbs/MMBtu | FALSE | L | Annual | Seasons Included | Seasons | Summer | Summer | Summer | Summer | Summer | Summer | Summer
IL Fac. Spec. - NOX Rate Summer v3.1, Unit 768 and retrofits | 557 | 1797 | Rate Constraint in lbs/MMBtu | FALSE | L | Annual | Standard | lb/MMBtu | 0.25 | 0.25 | 0.25 | 0.25 | 0.25 | 0.25 | 0.25
IL Fac. Spec. - NOX Rate Summer v3.1, Unit 768 and retrofits | 557 | 1797 | Rate Constraint in lbs/MMBtu | FALSE | L | Annual | Emissions at Affected Plants NOX | Thousand Tons | 0.0030686 | 0.0030686 | 0.0030686 | 0.001021 | 0.0030686 | 0.001021 | 0.001021
IL Fac. Spec. - NOX Rate Summer v3.1, Unit 768 and retrofits | 557 | 1797 | Rate Constraint in lbs/MMBtu | FALSE | L | Annual | Allowances Purchased NOX | Thousand Tons | 0 | 0 | 0 | 0 | 0 | 0 | 0
IL Fac. Spec. - NOX Rate Summer v3.1, Unit 768 and retrofits | 557 | 1797 | Rate Constraint in lbs/MMBtu | FALSE | L | Annual | Allowances Sold NOX | Thousand Tons | 0 | 0 | 0 | 0 | 0 | 0 | 0
IL Fac. Spec. - NOX Rate Summer v3.1, Unit 768 and retrofits | 557 | 1797 | Rate Constraint in lbs/MMBtu | FALSE | L | Annual | Allowances Banked | Thousand Tons | 0 | 0 | 0 | 0 | 0 | 0 | 0
IL Fac. Spec. - NOX Rate Summer v3.1, Unit 768 and retrofits | 557 | 1797 | Rate Constraint in lbs/MMBtu | FALSE | L | Annual | Allowances Withdrawn (1:1) | Thousand Tons | 0 | 0 | 0 | 0 | 0 | 0 | 0
IL Fac. Spec. - NOX Rate Summer v3.1, Unit 768 and retrofits | 557 | 1797 | Rate Constraint in lbs/MMBtu | FALSE | L | Annual | Allowances Withdrawn (n:1) | Thousand Tons | 0 | 0 | 0 | 0 | 0 | 0 | 0
IL Fac. Spec. - NOX Rate Summer v3.1, Unit 768 and retrofits | 557 | 1797 | Rate Constraint in lbs/MMBtu | FALSE | L | Annual | Net Emissions Allowance Position | Thousand Tons | 0.0030686 | 0.0030686 | 0.0030686 | 0.001021 | 0.0030686 | 0.001021 | 0.001021
IL Fac. Spec. - NOX Rate Summer v3.1, Unit 768 and retrofits | 557 | 1797 | Rate Constraint in lbs/MMBtu | FALSE | L | Annual | Fuel Consumed | TBtu | 0.19361 | 0.19361 | 0.19361 | 0.064418 | 0.19361 | 0.064418 | 0.064418
IL Fac. Spec. - NOX Rate Summer v3.1, Unit 768 and retrofits | 557 | 1797 | Rate Constraint in lbs/MMBtu | FALSE | L | Annual | Rate | lb/MMBtu | 0.0317 | 0.0317 | 0.0317 | 0.0317 | 0.0317 | 0.0317 | 0.0317
IL Fac. Spec. - NOX Rate Summer v3.1, Unit 768 and retrofits | 557 | 1797 | Rate Constraint in lbs/MMBtu | FALSE | L | Annual | Generation | TWh | 0.017319 | 0.017319 | 0.017319 | 0.0057624 | 0.017319 | 0.0057624 | 0.0057624
IL Fac. Spec. - NOX Rate Summer v3.1, Unit 768 and retrofits | 557 | 1797 | Rate Constraint in lbs/MMBtu | FALSE | L | Annual | Qualifying Generation | TWh | 0.017319 | 0.017319 | 0.017319 | 0.0057624 | 0.017319 | 0.0057624 | 0.0057624
IL Fac. Spec. - NOX Rate Summer v3.1, Unit 768 and retrofits | 557 | 1797 | Rate Constraint in lbs/MMBtu | FALSE | L | Annual | Rate | lb/MWh | 0.17719 | 0.17719 | 0.17719 | 0.17719 | 0.17719 | 0.17719 | 0.17719
IL Fac. Spec. - NOX Rate Summer v3.1, Unit 768 and retrofits | 557 | 1797 | Rate Constraint in lbs/MMBtu | FALSE | L | Annual | Constraint Shadow Price | US2011$/Ton | 0 | 0 | 0 | 0 | 0 | 0 | 0
IL Fac. Spec. - NOX Rate Summer v3.1, Unit 769 and retrofits | 558 | 1797 | Rate Constraint in lbs/MMBtu | FALSE | L | Annual | Seasons Included | Seasons | Summer | Summer | Summer | Summer | Summer | Summer | Summer
IL Fac. Spec. - NOX Rate Summer v3.1, Unit 769 and retrofits | 558 | 1797 | Rate Constraint in lbs/MMBtu | FALSE | L | Annual | Standard | lb/MMBtu | 0.25 | 0.25 | 0.25 | 0.25 | 0.25 | 0.25 | 0.25
IL Fac. Spec. - NOX Rate Summer v3.1, Unit 769 and retrofits | 558 | 1797 | Rate Constraint in lbs/MMBtu | FALSE | L | Annual | Emissions at Affected Plants NOX | Thousand Tons | 0.008054 | 0.008054 | 0.008054 | 0.0026798 | 0.008054 | 0.0026798 | 0.0026798
IL Fac. Spec. - NOX Rate Summer v3.1, Unit 769 and retrofits | 558 | 1797 | Rate Constraint in lbs/MMBtu | FALSE | L | Annual | Allowances Purchased NOX | Thousand Tons | 0 | 0 | 0 | 0 | 0 | 0 | 0
IL Fac. Spec. - NOX Rate Summer v3.1, Unit 769 and retrofits | 558 | 1797 | Rate Constraint in lbs/MMBtu | FALSE | L | Annual | Allowances Sold NOX | Thousand Tons | 0 | 0 | 0 | 0 | 0 | 0 | 0
IL Fac. Spec. - NOX Rate Summer v3.1, Unit 769 and retrofits | 558 | 1797 | Rate Constraint in lbs/MMBtu | FALSE | L | Annual | Allowances Banked | Thousand Tons | 0 | 0 | 0 | 0 | 0 | 0 | 0
IL Fac. Spec. - NOX Rate Summer v3.1, Unit 769 and retrofits | 558 | 1797 | Rate Constraint in lbs/MMBtu | FALSE | L | Annual | Allowances Withdrawn (1:1) | Thousand Tons | 0 | 0 | 0 | 0 | 0 | 0 | 0
IL Fac. Spec. - NOX Rate Summer v3.1, Unit 769 and retrofits | 558 | 1797 | Rate Constraint in lbs/MMBtu | FALSE | L | Annual | Allowances Withdrawn (n:1) | Thousand Tons | 0 | 0 | 0 | 0 | 0 | 0 | 0
IL Fac. Spec. - NOX Rate Summer v3.1, Unit 769 and retrofits | 558 | 1797 | Rate Constraint in lbs/MMBtu | FALSE | L | Annual | Net Emissions Allowance Position | Thousand Tons | 0.008054 | 0.008054 | 0.008054 | 0.0026798 | 0.008054 | 0.0026798 | 0.0026798
IL Fac. Spec. - NOX Rate Summer v3.1, Unit 769 and retrofits | 558 | 1797 | Rate Constraint in lbs/MMBtu | FALSE | L | Annual | Fuel Consumed | TBtu | 0.19361 | 0.19361 | 0.19361 | 0.064418 | 0.19361 | 0.064418 | 0.064418
IL Fac. Spec. - NOX Rate Summer v3.1, Unit 769 and retrofits | 558 | 1797 | Rate Constraint in lbs/MMBtu | FALSE | L | Annual | Rate | lb/MMBtu | 0.0832 | 0.0832 | 0.0832 | 0.0832 | 0.0832 | 0.0832 | 0.0832
IL Fac. Spec. - NOX Rate Summer v3.1, Unit 769 and retrofits | 558 | 1797 | Rate Constraint in lbs/MMBtu | FALSE | L | Annual | Generation | TWh | 0.017319 | 0.017319 | 0.017319 | 0.0057624 | 0.017319 | 0.0057624 | 0.0057624
IL Fac. Spec. - NOX Rate Summer v3.1, Unit 769 and retrofits | 558 | 1797 | Rate Constraint in lbs/MMBtu | FALSE | L | Annual | Qualifying Generation | TWh | 0.017319 | 0.017319 | 0.017319 | 0.0057624 | 0.017319 | 0.0057624 | 0.0057624
IL Fac. Spec. - NOX Rate Summer v3.1, Unit 769 and retrofits | 558 | 1797 | Rate Constraint in lbs/MMBtu | FALSE | L | Annual | Rate | lb/MWh | 0.46505 | 0.46505 | 0.46505 | 0.46505 | 0.46505 | 0.46505 | 0.46505
IL Fac. Spec. - NOX Rate Summer v3.1, Unit 769 and retrofits | 558 | 1797 | Rate Constraint in lbs/MMBtu | FALSE | L | Annual | Constraint Shadow Price | US2011$/Ton | 0 | 0 | 0 | 0 | 0 | 0 | 0
IL Fac. Spec. - NOX Rate Summer v3.1, Unit 770 and retrofits | 559 | 1797 | Rate Constraint in lbs/MMBtu | FALSE | L | Annual | Seasons Included | Seasons | Summer | Summer | Summer | Summer | Summer | Summer | Summer
IL Fac. Spec. - NOX Rate Summer v3.1, Unit 770 and retrofits | 559 | 1797 | Rate Constraint in lbs/MMBtu | FALSE | L | Annual | Standard | lb/MMBtu | 0.25 | 0.25 | 0.25 | 0.25 | 0.25 | 0.25 | 0.25
IL Fac. Spec. - NOX Rate Summer v3.1, Unit 770 and retrofits | 559 | 1797 | Rate Constraint in lbs/MMBtu | FALSE | L | Annual | Emissions at Affected Plants NOX | Thousand Tons | 0.0043368 | 0.0043368 | 0.0043368 | 0.001443 | 0.0043368 | 0.001443 | 0.001443
IL Fac. Spec. - NOX Rate Summer v3.1, Unit 770 and retrofits | 559 | 1797 | Rate Constraint in lbs/MMBtu | FALSE | L | Annual | Allowances Purchased NOX | Thousand Tons | 0 | 0 | 0 | 0 | 0 | 0 | 0
IL Fac. Spec. - NOX Rate Summer v3.1, Unit 770 and retrofits | 559 | 1797 | Rate Constraint in lbs/MMBtu | FALSE | L | Annual | Allowances Sold NOX | Thousand Tons | 0 | 0 | 0 | 0 | 0 | 0 | 0
IL Fac. Spec. - NOX Rate Summer v3.1, Unit 770 and retrofits | 559 | 1797 | Rate Constraint in lbs/MMBtu | FALSE | L | Annual | Allowances Banked | Thousand Tons | 0 | 0 | 0 | 0 | 0 | 0 | 0
IL Fac. Spec. - NOX Rate Summer v3.1, Unit 770 and retrofits | 559 | 1797 | Rate Constraint in lbs/MMBtu | FALSE | L | Annual | Allowances Withdrawn (1:1) | Thousand Tons | 0 | 0 | 0 | 0 | 0 | 0 | 0
IL Fac. Spec. - NOX Rate Summer v3.1, Unit 770 and retrofits | 559 | 1797 | Rate Constraint in lbs/MMBtu | FALSE | L | Annual | Allowances Withdrawn (n:1) | Thousand Tons | 0 | 0 | 0 | 0 | 0 | 0 | 0
IL Fac. Spec. - NOX Rate Summer v3.1, Unit 770 and retrofits | 559 | 1797 | Rate Constraint in lbs/MMBtu | FALSE | L | Annual | Net Emissions Allowance Position | Thousand Tons | 0.0043368 | 0.0043368 | 0.0043368 | 0.001443 | 0.0043368 | 0.001443 | 0.001443
IL Fac. Spec. - NOX Rate Summer v3.1, Unit 770 and retrofits | 559 | 1797 | Rate Constraint in lbs/MMBtu | FALSE | L | Annual | Fuel Consumed | TBtu | 0.19361 | 0.19361 | 0.19361 | 0.064418 | 0.19361 | 0.064418 | 0.064418
IL Fac. Spec. - NOX Rate Summer v3.1, Unit 770 and retrofits | 559 | 1797 | Rate Constraint in lbs/MMBtu | FALSE | L | Annual | Rate | lb/MMBtu | 0.0448 | 0.0448 | 0.0448 | 0.0448 | 0.0448 | 0.0448 | 0.0448
IL Fac. Spec. - NOX Rate Summer v3.1, Unit 770 and retrofits | 559 | 1797 | Rate Constraint in lbs/MMBtu | FALSE | L | Annual | Generation | TWh | 0.017319 | 0.017319 | 0.017319 | 0.0057624 | 0.017319 | 0.0057624 | 0.0057624
IL Fac. Spec. - NOX Rate Summer v3.1, Unit 770 and retrofits | 559 | 1797 | Rate Constraint in lbs/MMBtu | FALSE | L | Annual | Qualifying Generation | TWh | 0.017319 | 0.017319 | 0.017319 | 0.0057624 | 0.017319 | 0.0057624 | 0.0057624
IL Fac. Spec. - NOX Rate Summer v3.1, Unit 770 and retrofits | 559 | 1797 | Rate Constraint in lbs/MMBtu | FALSE | L | Annual | Rate | lb/MWh | 0.25041 | 0.25041 | 0.25041 | 0.25041 | 0.25041 | 0.25041 | 0.25041
IL Fac. Spec. - NOX Rate Summer v3.1, Unit 770 and retrofits | 559 | 1797 | Rate Constraint in lbs/MMBtu | FALSE | L | Annual | Constraint Shadow Price | US2011$/Ton | 0 | 0 | 0 | 0 | 0 | 0 | 0
IL Fac. Spec. - NOX Rate Summer v3.1, Unit 771 and retrofits | 560 | 1797 | Rate Constraint in lbs/MMBtu | FALSE | L | Annual | Seasons Included | Seasons | Summer | Summer | Summer | Summer | Summer | Summer | Summer
IL Fac. Spec. - NOX Rate Summer v3.1, Unit 771 and retrofits | 560 | 1797 | Rate Constraint in lbs/MMBtu | FALSE | L | Annual | Standard | lb/MMBtu | 0.25 | 0.25 | 0.25 | 0.25 | 0.25 | 0.25 | 0.25
IL Fac. Spec. - NOX Rate Summer v3.1, Unit 771 and retrofits | 560 | 1797 | Rate Constraint in lbs/MMBtu | FALSE | L | Annual | Emissions at Affected Plants NOX | Thousand Tons | 0.00062619 | 0.00048451 | 0.00062619 | 0.00062619 | 0.00062619 | 0 | 0
IL Fac. Spec. - NOX Rate Summer v3.1, Unit 771 and retrofits | 560 | 1797 | Rate Constraint in lbs/MMBtu | FALSE | L | Annual | Allowances Purchased NOX | Thousand Tons | 0 | 0 | 0 | 0 | 0 | 0 | 0
IL Fac. Spec. - NOX Rate Summer v3.1, Unit 771 and retrofits | 560 | 1797 | Rate Constraint in lbs/MMBtu | FALSE | L | Annual | Allowances Sold NOX | Thousand Tons | 0 | 0 | 0 | 0 | 0 | 0 | 0
IL Fac. Spec. - NOX Rate Summer v3.1, Unit 771 and retrofits | 560 | 1797 | Rate Constraint in lbs/MMBtu | FALSE | L | Annual | Allowances Banked | Thousand Tons | 0 | 0 | 0 | 0 | 0 | 0 | 0
IL Fac. Spec. - NOX Rate Summer v3.1, Unit 771 and retrofits | 560 | 1797 | Rate Constraint in lbs/MMBtu | FALSE | L | Annual | Allowances Withdrawn (1:1) | Thousand Tons | 0 | 0 | 0 | 0 | 0 | 0 | 0
IL Fac. Spec. - NOX Rate Summer v3.1, Unit 771 and retrofits | 560 | 1797 | Rate Constraint in lbs/MMBtu | FALSE | L | Annual | Allowances Withdrawn (n:1) | Thousand Tons | 0 | 0 | 0 | 0 | 0 | 0 | 0
IL Fac. Spec. - NOX Rate Summer v3.1, Unit 771 and retrofits | 560 | 1797 | Rate Constraint in lbs/MMBtu | FALSE | L | Annual | Net Emissions Allowance Position | Thousand Tons | 0.00062619 | 0.00048451 | 0.00062619 | 0.00062619 | 0.00062619 | 0 | 0
IL Fac. Spec. - NOX Rate Summer v3.1, Unit 771 and retrofits | 560 | 1797 | Rate Constraint in lbs/MMBtu | FALSE | L | Annual | Fuel Consumed | TBtu | 0.04114 | 0.031832 | 0.04114 | 0.04114 | 0.04114 | 0 | 0
IL Fac. Spec. - NOX Rate Summer v3.1, Unit 771 and retrofits | 560 | 1797 | Rate Constraint in lbs/MMBtu | FALSE | L | Annual | Rate | lb/MMBtu | 0.030442 | 0.030442 | 0.030442 | 0.030442 | 0.030442 | 0 | 0
IL Fac. Spec. - NOX Rate Summer v3.1, Unit 771 and retrofits | 560 | 1797 | Rate Constraint in lbs/MMBtu | FALSE | L | Annual | Generation | TWh | 0.0025336 | 0.0019603 | 0.0025336 | 0.0025336 | 0.0025336 | 0 | 0
IL Fac. Spec. - NOX Rate Summer v3.1, Unit 771 and retrofits | 560 | 1797 | Rate Constraint in lbs/MMBtu | FALSE | L | Annual | Qualifying Generation | TWh | 0.0025336 | 0.0019603 | 0.0025336 | 0.0025336 | 0.0025336 | 0 | 0
IL Fac. Spec. - NOX Rate Summer v3.1, Unit 771 and retrofits | 560 | 1797 | Rate Constraint in lbs/MMBtu | FALSE | L | Annual | Rate | lb/MWh | 0.24716 | 0.24716 | 0.24716 | 0.24716 | 0.24716 | 0 | 0
IL Fac. Spec. - NOX Rate Summer v3.1, Unit 771 and retrofits | 560 | 1797 | Rate Constraint in lbs/MMBtu | FALSE | L | Annual | Constraint Shadow Price | US2011$/Ton | 0 | 0 | 0 | 0 | 0 | 0 | 0
IL Fac. Spec. - NOX Rate Summer v3.1, Unit 772 and retrofits | 561 | 1797 | Rate Constraint in lbs/MMBtu | FALSE | L | Annual | Seasons Included | Seasons | Summer | Summer | Summer | Summer | Summer | Summer | Summer
IL Fac. Spec. - NOX Rate Summer v3.1, Unit 772 and retrofits | 561 | 1797 | Rate Constraint in lbs/MMBtu | FALSE | L | Annual | Standard | lb/MMBtu | 0.25 | 0.25 | 0.25 | 0.25 | 0.25 | 0.25 | 0.25
IL Fac. Spec. - NOX Rate Summer v3.1, Unit 772 and retrofits | 561 | 1797 | Rate Constraint in lbs/MMBtu | FALSE | L | Annual | Emissions at Affected Plants NOX | Thousand Tons | 0.0005416 | 0 | 0.0005416 | 0.0005416 | 0.0005416 | 0 | 0
IL Fac. Spec. - NOX Rate Summer v3.1, Unit 772 and retrofits | 561 | 1797 | Rate Constraint in lbs/MMBtu | FALSE | L | Annual | Allowances Purchased NOX | Thousand Tons | 0 | 0 | 0 | 0 | 0 | 0 | 0
IL Fac. Spec. - NOX Rate Summer v3.1, Unit 772 and retrofits | 561 | 1797 | Rate Constraint in lbs/MMBtu | FALSE | L | Annual | Allowances Sold NOX | Thousand Tons | 0 | 0 | 0 | 0 | 0 | 0 | 0
IL Fac. Spec. - NOX Rate Summer v3.1, Unit 772 and retrofits | 561 | 1797 | Rate Constraint in lbs/MMBtu | FALSE | L | Annual | Allowances Banked | Thousand Tons | 0 | 0 | 0 | 0 | 0 | 0 | 0
IL Fac. Spec. - NOX Rate Summer v3.1, Unit 772 and retrofits | 561 | 1797 | Rate Constraint in lbs/MMBtu | FALSE | L | Annual | Allowances Withdrawn (1:1) | Thousand Tons | 0 | 0 | 0 | 0 | 0 | 0 | 0
IL Fac. Spec. - NOX Rate Summer v3.1, Unit 772 and retrofits | 561 | 1797 | Rate Constraint in lbs/MMBtu | FALSE | L | Annual | Allowances Withdrawn (n:1) | Thousand Tons | 0 | 0 | 0 | 0 | 0 | 0 | 0
IL Fac. Spec. - NOX Rate Summer v3.1, Unit 772 and retrofits | 561 | 1797 | Rate Constraint in lbs/MMBtu | FALSE | L | Annual | Net Emissions Allowance Position | Thousand Tons | 0.0005416 | 0 | 0.0005416 | 0.0005416 | 0.0005416 | 0 | 0
IL Fac. Spec. - NOX Rate Summer v3.1, Unit 772 and retrofits | 561 | 1797 | Rate Constraint in lbs/MMBtu | FALSE | L | Annual | Fuel Consumed | TBtu | 0.041143 | 0 | 0.041143 | 0.041143 | 0.041143 | 0 | 0
IL Fac. Spec. - NOX Rate Summer v3.1, Unit 772 and retrofits | 561 | 1797 | Rate Constraint in lbs/MMBtu | FALSE | L | Annual | Rate | lb/MMBtu | 0.026328 | 0 | 0.026328 | 0.026328 | 0.026328 | 0 | 0
IL Fac. Spec. - NOX Rate Summer v3.1, Unit 772 and retrofits | 561 | 1797 | Rate Constraint in lbs/MMBtu | FALSE | L | Annual | Generation | TWh | 0.0025336 | 0 | 0.0025336 | 0.0025336 | 0.0025336 | 0 | 0
IL Fac. Spec. - NOX Rate Summer v3.1, Unit 772 and retrofits | 561 | 1797 | Rate Constraint in lbs/MMBtu | FALSE | L | Annual | Qualifying Generation | TWh | 0.0025336 | 0 | 0.0025336 | 0.0025336 | 0.0025336 | 0 | 0
IL Fac. Spec. - NOX Rate Summer v3.1, Unit 772 and retrofits | 561 | 1797 | Rate Constraint in lbs/MMBtu | FALSE | L | Annual | Rate | lb/MWh | 0.21377 | 0 | 0.21377 | 0.21377 | 0.21377 | 0 | 0
IL Fac. Spec. - NOX Rate Summer v3.1, Unit 772 and retrofits | 561 | 1797 | Rate Constraint in lbs/MMBtu | FALSE | L | Annual | Constraint Shadow Price | US2011$/Ton | 0 | 0 | 0 | 0 | 0 | 0 | 0
IL Fac. Spec. - NOX Rate Summer v3.1, Unit 773 and retrofits | 562 | 1797 | Rate Constraint in lbs/MMBtu | FALSE | L | Annual | Seasons Included | Seasons | Summer | Summer | Summer | Summer | Summer | Summer | Summer
IL Fac. Spec. - NOX Rate Summer v3.1, Unit 773 and retrofits | 562 | 1797 | Rate Constraint in lbs/MMBtu | FALSE | L | Annual | Standard | lb/MMBtu | 0.25 | 0.25 | 0.25 | 0.25 | 0.25 | 0.25 | 0.25
IL Fac. Spec. - NOX Rate Summer v3.1, Unit 773 and retrofits | 562 | 1797 | Rate Constraint in lbs/MMBtu | FALSE | L | Annual | Emissions at Affected Plants NOX | Thousand Tons | 0.0005213 | 0 | 0.00027117 | 0.0005213 | 0.0005213 | 0 | 0
IL Fac. Spec. - NOX Rate Summer v3.1, Unit 773 and retrofits | 562 | 1797 | Rate Constraint in lbs/MMBtu | FALSE | L | Annual | Allowances Purchased NOX | Thousand Tons | 0 | 0 | 0 | 0 | 0 | 0 | 0
IL Fac. Spec. - NOX Rate Summer v3.1, Unit 773 and retrofits | 562 | 1797 | Rate Constraint in lbs/MMBtu | FALSE | L | Annual | Allowances Sold NOX | Thousand Tons | 0 | 0 | 0 | 0 | 0 | 0 | 0
IL Fac. Spec. - NOX Rate Summer v3.1, Unit 773 and retrofits | 562 | 1797 | Rate Constraint in lbs/MMBtu | FALSE | L | Annual | Allowances Banked | Thousand Tons | 0 | 0 | 0 | 0 | 0 | 0 | 0
IL Fac. Spec. - NOX Rate Summer v3.1, Unit 773 and retrofits | 562 | 1797 | Rate Constraint in lbs/MMBtu | FALSE | L | Annual | Allowances Withdrawn (1:1) | Thousand Tons | 0 | 0 | 0 | 0 | 0 | 0 | 0
IL Fac. Spec. - NOX Rate Summer v3.1, Unit 773 and retrofits | 562 | 1797 | Rate Constraint in lbs/MMBtu | FALSE | L | Annual | Allowances Withdrawn (n:1) | Thousand Tons | 0 | 0 | 0 | 0 | 0 | 0 | 0
IL Fac. Spec. - NOX Rate Summer v3.1, Unit 773 and retrofits | 562 | 1797 | Rate Constraint in lbs/MMBtu | FALSE | L | Annual | Net Emissions Allowance Position | Thousand Tons | 0.0005213 | 0 | 0.00027117 | 0.0005213 | 0.0005213 | 0 | 0
IL Fac. Spec. - NOX Rate Summer v3.1, Unit 773 and retrofits | 562 | 1797 | Rate Constraint in lbs/MMBtu | FALSE | L | Annual | Fuel Consumed | TBtu | 0.041143 | 0 | 0.021402 | 0.041143 | 0.041143 | 0 | 0
IL Fac. Spec. - NOX Rate Summer v3.1, Unit 773 and retrofits | 562 | 1797 | Rate Constraint in lbs/MMBtu | FALSE | L | Annual | Rate | lb/MMBtu | 0.025341 | 0 | 0.025341 | 0.025341 | 0.025341 | 0 | 0
IL Fac. Spec. - NOX Rate Summer v3.1, Unit 773 and retrofits | 562 | 1797 | Rate Constraint in lbs/MMBtu | FALSE | L | Annual | Generation | TWh | 0.0025336 | 0 | 0.0013179 | 0.0025336 | 0.0025336 | 0 | 0
IL Fac. Spec. - NOX Rate Summer v3.1, Unit 773 and retrofits | 562 | 1797 | Rate Constraint in lbs/MMBtu | FALSE | L | Annual | Qualifying Generation | TWh | 0.0025336 | 0 | 0.0013179 | 0.0025336 | 0.0025336 | 0 | 0
IL Fac. Spec. - NOX Rate Summer v3.1, Unit 773 and retrofits | 562 | 1797 | Rate Constraint in lbs/MMBtu | FALSE | L | Annual | Rate | lb/MWh | 0.20575 | 0 | 0.20575 | 0.20575 | 0.20575 | 0 | 0
IL Fac. Spec. - NOX Rate Summer v3.1, Unit 773 and retrofits | 562 | 1797 | Rate Constraint in lbs/MMBtu | FALSE | L | Annual | Constraint Shadow Price | US2011$/Ton | 0 | 0 | 0 | 0 | 0 | 0 | 0
IL Fac. Spec. - NOX Rate Summer v3.1, Unit 774 and retrofits | 563 | 1797 | Rate Constraint in lbs/MMBtu | FALSE | L | Annual | Seasons Included | Seasons | Summer | Summer | Summer | Summer | Summer | Summer | Summer
IL Fac. Spec. - NOX Rate Summer v3.1, Unit 774 and retrofits | 563 | 1797 | Rate Constraint in lbs/MMBtu | FALSE | L | Annual | Standard | lb/MMBtu | 0.25 | 0.25 | 0.25 | 0.25 | 0.25 | 0.25 | 0.25
IL Fac. Spec. - NOX Rate Summer v3.1, Unit 774 and retrofits | 563 | 1797 | Rate Constraint in lbs/MMBtu | FALSE | L | Annual | Emissions at Affected Plants NOX | Thousand Tons | 0.00059451 | 0 | 0.00059451 | 0.00059451 | 0.00059451 | 0 | 0
IL Fac. Spec. - NOX Rate Summer v3.1, Unit 774 and retrofits | 563 | 1797 | Rate Constraint in lbs/MMBtu | FALSE | L | Annual | Allowances Purchased NOX | Thousand Tons | 0 | 0 | 0 | 0 | 0 | 0 | 0
IL Fac. Spec. - NOX Rate Summer v3.1, Unit 774 and retrofits | 563 | 1797 | Rate Constraint in lbs/MMBtu | FALSE | L | Annual | Allowances Sold NOX | Thousand Tons | 0 | 0 | 0 | 0 | 0 | 0 | 0
IL Fac. Spec. - NOX Rate Summer v3.1, Unit 774 and retrofits | 563 | 1797 | Rate Constraint in lbs/MMBtu | FALSE | L | Annual | Allowances Banked | Thousand Tons | 0 | 0 | 0 | 0 | 0 | 0 | 0
IL Fac. Spec. - NOX Rate Summer v3.1, Unit 774 and retrofits | 563 | 1797 | Rate Constraint in lbs/MMBtu | FALSE | L | Annual | Allowances Withdrawn (1:1) | Thousand Tons | 0 | 0 | 0 | 0 | 0 | 0 | 0
IL Fac. Spec. - NOX Rate Summer v3.1, Unit 774 and retrofits | 563 | 1797 | Rate Constraint in lbs/MMBtu | FALSE | L | Annual | Allowances Withdrawn (n:1) | Thousand Tons | 0 | 0 | 0 | 0 | 0 | 0 | 0
IL Fac. Spec. - NOX Rate Summer v3.1, Unit 774 and retrofits | 563 | 1797 | Rate Constraint in lbs/MMBtu | FALSE | L | Annual | Net Emissions Allowance Position | Thousand Tons | 0.00059451 | 0 | 0.00059451 | 0.00059451 | 0.00059451 | 0 | 0
IL Fac. Spec. - NOX Rate Summer v3.1, Unit 774 and retrofits | 563 | 1797 | Rate Constraint in lbs/MMBtu | FALSE | L | Annual | Fuel Consumed | TBtu | 0.041143 | 0 | 0.041143 | 0.041143 | 0.041143 | 0 | 0
IL Fac. Spec. - NOX Rate Summer v3.1, Unit 774 and retrofits | 563 | 1797 | Rate Constraint in lbs/MMBtu | FALSE | L | Annual | Rate | lb/MMBtu | 0.0289 | 0 | 0.0289 | 0.0289 | 0.0289 | 0 | 0
IL Fac. Spec. - NOX Rate Summer v3.1, Unit 774 and retrofits | 563 | 1797 | Rate Constraint in lbs/MMBtu | FALSE | L | Annual | Generation | TWh | 0.0025336 | 0 | 0.0025336 | 0.0025336 | 0.0025336 | 0 | 0
IL Fac. Spec. - NOX Rate Summer v3.1, Unit 774 and retrofits | 563 | 1797 | Rate Constraint in lbs/MMBtu | FALSE | L | Annual | Qualifying Generation | TWh | 0.0025336 | 0 | 0.0025336 | 0.0025336 | 0.0025336 | 0 | 0
IL Fac. Spec. - NOX Rate Summer v3.1, Unit 774 and retrofits | 563 | 1797 | Rate Constraint in lbs/MMBtu | FALSE | L | Annual | Rate | lb/MWh | 0.23465 | 0 | 0.23465 | 0.23465 | 0.23465 | 0 | 0
IL Fac. Spec. - NOX Rate Summer v3.1, Unit 774 and retrofits | 563 | 1797 | Rate Constraint in lbs/MMBtu | FALSE | L | Annual | Constraint Shadow Price | US2011$/Ton | 0 | 0 | 0 | 0 | 0 | 0 | 0
IL Fac. Spec. - NOX Rate Summer v3.1, Unit 775 and retrofits | 564 | 1797 | Rate Constraint in lbs/MMBtu | FALSE | L | Annual | Seasons Included | Seasons | Summer | Summer | Summer | Summer | Summer | Summer | Summer
IL Fac. Spec. - NOX Rate Summer v3.1, Unit 775 and retrofits | 564 | 1797 | Rate Constraint in lbs/MMBtu | FALSE | L | Annual | Standard | lb/MMBtu | 0.25 | 0.25 | 0.25 | 0.25 | 0.25 | 0.25 | 0.25
IL Fac. Spec. - NOX Rate Summer v3.1, Unit 775 and retrofits | 564 | 1797 | Rate Constraint in lbs/MMBtu | FALSE | L | Annual | Emissions at Affected Plants NOX | Thousand Tons | 0.013385 | 0.013385 | 0.013385 | 0.013385 | 0.013385 | 0.0044536 | 0.0044536
IL Fac. Spec. - NOX Rate Summer v3.1, Unit 775 and retrofits | 564 | 1797 | Rate Constraint in lbs/MMBtu | FALSE | L | Annual | Allowances Purchased NOX | Thousand Tons | 0 | 0 | 0 | 0 | 0 | 0 | 0
IL Fac. Spec. - NOX Rate Summer v3.1, Unit 775 and retrofits | 564 | 1797 | Rate Constraint in lbs/MMBtu | FALSE | L | Annual | Allowances Sold NOX | Thousand Tons | 0 | 0 | 0 | 0 | 0 | 0 | 0
IL Fac. Spec. - NOX Rate Summer v3.1, Unit 775 and retrofits | 564 | 1797 | Rate Constraint in lbs/MMBtu | FALSE | L | Annual | Allowances Banked | Thousand Tons | 0 | 0 | 0 | 0 | 0 | 0 | 0
IL Fac. Spec. - NOX Rate Summer v3.1, Unit 775 and retrofits | 564 | 1797 | Rate Constraint in lbs/MMBtu | FALSE | L | Annual | Allowances Withdrawn (1:1) | Thousand Tons | 0 | 0 | 0 | 0 | 0 | 0 | 0
IL Fac. Spec. - NOX Rate Summer v3.1, Unit 775 and retrofits | 564 | 1797 | Rate Constraint in lbs/MMBtu | FALSE | L | Annual | Allowances Withdrawn (n:1) | Thousand Tons | 0 | 0 | 0 | 0 | 0 | 0 | 0
IL Fac. Spec. - NOX Rate Summer v3.1, Unit 775 and retrofits | 564 | 1797 | Rate Constraint in lbs/MMBtu | FALSE | L | Annual | Net Emissions Allowance Position | Thousand Tons | 0.013385 | 0.013385 | 0.013385 | 0.013385 | 0.013385 | 0.0044536 | 0.0044536
IL Fac. Spec. - NOX Rate Summer v3.1, Unit 775 and retrofits | 564 | 1797 | Rate Constraint in lbs/MMBtu | FALSE | L | Annual | Fuel Consumed | TBtu | 0.24457 | 0.24457 | 0.24457 | 0.24457 | 0.24457 | 0.081377 | 0.081377
IL Fac. Spec. - NOX Rate Summer v3.1, Unit 775 and retrofits | 564 | 1797 | Rate Constraint in lbs/MMBtu | FALSE | L | Annual | Rate | lb/MMBtu | 0.10946 | 0.10946 | 0.10946 | 0.10946 | 0.10946 | 0.10946 | 0.10946
IL Fac. Spec. - NOX Rate Summer v3.1, Unit 775 and retrofits | 564 | 1797 | Rate Constraint in lbs/MMBtu | FALSE | L | Annual | Generation | TWh | 0.022762 | 0.022762 | 0.022762 | 0.022762 | 0.022762 | 0.0075734 | 0.0075734
IL Fac. Spec. - NOX Rate Summer v3.1, Unit 775 and retrofits | 564 | 1797 | Rate Constraint in lbs/MMBtu | FALSE | L | Annual | Qualifying Generation | TWh | 0.022762 | 0.022762 | 0.022762 | 0.022762 | 0.022762 | 0.0075734 | 0.0075734
IL Fac. Spec. - NOX Rate Summer v3.1, Unit 775 and retrofits | 564 | 1797 | Rate Constraint in lbs/MMBtu | FALSE | L | Annual | Rate | lb/MWh | 0.58805 | 0.58805 | 0.58805 | 0.58805 | 0.58805 | 0.58805 | 0.58805
IL Fac. Spec. - NOX Rate Summer v3.1, Unit 775 and retrofits | 564 | 1797 | Rate Constraint in lbs/MMBtu | FALSE | L | Annual | Constraint Shadow Price | US2011$/Ton | 0 | 0 | 0 | 0 | 0 | 0 | 0
IL Fac. Spec. - NOX Rate Summer v3.1, Unit 776 and retrofits | 565 | 1797 | Rate Constraint in lbs/MMBtu | FALSE | L | Annual | Seasons Included | Seasons | Summer | Summer | Summer | Summer | Summer | Summer | Summer
IL Fac. Spec. - NOX Rate Summer v3.1, Unit 776 and retrofits | 565 | 1797 | Rate Constraint in lbs/MMBtu | FALSE | L | Annual | Standard | lb/MMBtu | 0.25 | 0.25 | 0.25 | 0.25 | 0.25 | 0.25 | 0.25
IL Fac. Spec. - NOX Rate Summer v3.1, Unit 776 and retrofits | 565 | 1797 | Rate Constraint in lbs/MMBtu | FALSE | L | Annual | Emissions at Affected Plants NOX | Thousand Tons | 0.014369 | 0.014369 | 0.014369 | 0.014369 | 0.014369 | 0.0047808 | 0.0047808
IL Fac. Spec. - NOX Rate Summer v3.1, Unit 776 and retrofits | 565 | 1797 | Rate Constraint in lbs/MMBtu | FALSE | L | Annual | Allowances Purchased NOX | Thousand Tons | 0 | 0 | 0 | 0 | 0 | 0 | 0
IL Fac. Spec. - NOX Rate Summer v3.1, Unit 776 and retrofits | 565 | 1797 | Rate Constraint in lbs/MMBtu | FALSE | L | Annual | Allowances Sold NOX | Thousand Tons | 0 | 0 | 0 | 0 | 0 | 0 | 0
IL Fac. Spec. - NOX Rate Summer v3.1, Unit 776 and retrofits | 565 | 1797 | Rate Constraint in lbs/MMBtu | FALSE | L | Annual | Allowances Banked | Thousand Tons | 0 | 0 | 0 | 0 | 0 | 0 | 0
IL Fac. Spec. - NOX Rate Summer v3.1, Unit 776 and retrofits | 565 | 1797 | Rate Constraint in lbs/MMBtu | FALSE | L | Annual | Allowances Withdrawn (1:1) | Thousand Tons | 0 | 0 | 0 | 0 | 0 | 0 | 0
IL Fac. Spec. - NOX Rate Summer v3.1, Unit 776 and retrofits | 565 | 1797 | Rate Constraint in lbs/MMBtu | FALSE | L | Annual | Allowances Withdrawn (n:1) | Thousand Tons | 0 | 0 | 0 | 0 | 0 | 0 | 0
IL Fac. Spec. - NOX Rate Summer v3.1, Unit 776 and retrofits | 565 | 1797 | Rate Constraint in lbs/MMBtu | FALSE | L | Annual | Net Emissions Allowance Position | Thousand Tons | 0.014369 | 0.014369 | 0.014369 | 0.014369 | 0.014369 | 0.0047808 | 0.0047808
IL Fac. Spec. - NOX Rate Summer v3.1, Unit 776 and retrofits | 565 | 1797 | Rate Constraint in lbs/MMBtu | FALSE | L | Annual | Fuel Consumed | TBtu | 0.23926 | 0.23926 | 0.23926 | 0.23926 | 0.23926 | 0.079608 | 0.079608
IL Fac. Spec. - NOX Rate Summer v3.1, Unit 776 and retrofits | 565 | 1797 | Rate Constraint in lbs/MMBtu | FALSE | L | Annual | Rate | lb/MMBtu | 0.12011 | 0.12011 | 0.12011 | 0.12011 | 0.12011 | 0.12011 | 0.12011
IL Fac. Spec. - NOX Rate Summer v3.1, Unit 776 and retrofits | 565 | 1797 | Rate Constraint in lbs/MMBtu | FALSE | L | Annual | Generation | TWh | 0.022267 | 0.022267 | 0.022267 | 0.022267 | 0.022267 | 0.0074088 | 0.0074088
IL Fac. Spec. - NOX Rate Summer v3.1, Unit 776 and retrofits | 565 | 1797 | Rate Constraint in lbs/MMBtu | FALSE | L | Annual | Qualifying Generation | TWh | 0.022267 | 0.022267 | 0.022267 | 0.022267 | 0.022267 | 0.0074088 | 0.0074088
IL Fac. Spec. - NOX Rate Summer v3.1, Unit 776 and retrofits | 565 | 1797 | Rate Constraint in lbs/MMBtu | FALSE | L | Annual | Rate | lb/MWh | 0.64529 | 0.64529 | 0.64529 | 0.64529 | 0.64529 | 0.64529 | 0.64529
IL Fac. Spec. - NOX Rate Summer v3.1, Unit 776 and retrofits | 565 | 1797 | Rate Constraint in lbs/MMBtu | FALSE | L | Annual | Constraint Shadow Price | US2011$/Ton | 0 | 0 | 0 | 0 | 0 | 0 | 0
IL Fac. Spec. - NOX Rate Summer v3.1, Unit 777 and retrofits | 566 | 1797 | Rate Constraint in lbs/MMBtu | FALSE | L | Annual | Seasons Included | Seasons | Summer | Summer | Summer | Summer | Summer | Summer | Summer
IL Fac. Spec. - NOX Rate Summer v3.1, Unit 777 and retrofits | 566 | 1797 | Rate Constraint in lbs/MMBtu | FALSE | L | Annual | Standard | lb/MMBtu | 0.25 | 0.25 | 0.25 | 0.25 | 0.25 | 0.25 | 0.25
IL Fac. Spec. - NOX Rate Summer v3.1, Unit 777 and retrofits | 566 | 1797 | Rate Constraint in lbs/MMBtu | FALSE | L | Annual | Emissions at Affected Plants NOX | Thousand Tons | 0.013845 | 0.013845 | 0.013845 | 0.013845 | 0.013845 | 0.0046067 | 0.0046067
IL Fac. Spec. - NOX Rate Summer v3.1, Unit 777 and retrofits | 566 | 1797 | Rate Constraint in lbs/MMBtu | FALSE | L | Annual | Allowances Purchased NOX | Thousand Tons | 0 | 0 | 0 | 0 | 0 | 0 | 0
IL Fac. Spec. - NOX Rate Summer v3.1, Unit 777 and retrofits | 566 | 1797 | Rate Constraint in lbs/MMBtu | FALSE | L | Annual | Allowances Sold NOX | Thousand Tons | 0 | 0 | 0 | 0 | 0 | 0 | 0
IL Fac. Spec. - NOX Rate Summer v3.1, Unit 777 and retrofits | 566 | 1797 | Rate Constraint in lbs/MMBtu | FALSE | L | Annual | Allowances Banked | Thousand Tons | 0 | 0 | 0 | 0 | 0 | 0 | 0
IL Fac. Spec. - NOX Rate Summer v3.1, Unit 777 and retrofits | 566 | 1797 | Rate Constraint in lbs/MMBtu | FALSE | L | Annual | Allowances Withdrawn (1:1) | Thousand Tons | 0 | 0 | 0 | 0 | 0 | 0 | 0
IL Fac. Spec. - NOX Rate Summer v3.1, Unit 777 and retrofits | 566 | 1797 | Rate Constraint in lbs/MMBtu | FALSE | L | Annual | Allowances Withdrawn (n:1) | Thousand Tons | 0 | 0 | 0 | 0 | 0 | 0 | 0
IL Fac. Spec. - NOX Rate Summer v3.1, Unit 777 and retrofits | 566 | 1797 | Rate Constraint in lbs/MMBtu | FALSE | L | Annual | Net Emissions Allowance Position | Thousand Tons | 0.013845 | 0.013845 | 0.013845 | 0.013845 | 0.013845 | 0.0046067 | 0.0046067
IL Fac. Spec. - NOX Rate Summer v3.1, Unit 777 and retrofits | 566 | 1797 | Rate Constraint in lbs/MMBtu | FALSE | L | Annual | Fuel Consumed | TBtu | 0.24457 | 0.24457 | 0.24457 | 0.24457 | 0.24457 | 0.081377 | 0.081377
IL Fac. Spec. - NOX Rate Summer v3.1, Unit 777 and retrofits | 566 | 1797 | Rate Constraint in lbs/MMBtu | FALSE | L | Annual | Rate | lb/MMBtu | 0.11322 | 0.11322 | 0.11322 | 0.11322 | 0.11322 | 0.11322 | 0.11322
IL Fac. Spec. - NOX Rate Summer v3.1, Unit 777 and retrofits | 566 | 1797 | Rate Constraint in lbs/MMBtu | FALSE | L | Annual | Generation | TWh | 0.022762 | 0.022762 | 0.022762 | 0.022762 | 0.022762 | 0.0075734 | 0.0075734
IL Fac. Spec. - NOX Rate Summer v3.1, Unit 777 and retrofits | 566 | 1797 | Rate Constraint in lbs/MMBtu | FALSE | L | Annual | Qualifying Generation | TWh | 0.022762 | 0.022762 | 0.022762 | 0.022762 | 0.022762 | 0.0075734 | 0.0075734
IL Fac. Spec. - NOX Rate Summer v3.1, Unit 777 and retrofits | 566 | 1797 | Rate Constraint in lbs/MMBtu | FALSE | L | Annual | Rate | lb/MWh | 0.60827 | 0.60827 | 0.60827 | 0.60827 | 0.60827 | 0.60827 | 0.60827
IL Fac. Spec. - NOX Rate Summer v3.1, Unit 777 and retrofits | 566 | 1797 | Rate Constraint in lbs/MMBtu | FALSE | L | Annual | Constraint Shadow Price | US2011$/Ton | 0 | 0 | 0 | 0 | 0 | 0 | 0
IL Fac. Spec. - NOX Rate Summer v3.1, Unit 778 and retrofits | 567 | 1797 | Rate Constraint in lbs/MMBtu | FALSE | L | Annual | Seasons Included | Seasons | Summer | Summer | Summer | Summer | Summer | Summer | Summer
IL Fac. Spec. - NOX Rate Summer v3.1, Unit 778 and retrofits | 567 | 1797 | Rate Constraint in lbs/MMBtu | FALSE | L | Annual | Standard | lb/MMBtu | 0.25 | 0.25 | 0.25 | 0.25 | 0.25 | 0.25 | 0.25
IL Fac. Spec. - NOX Rate Summer v3.1, Unit 778 and retrofits | 567 | 1797 | Rate Constraint in lbs/MMBtu | FALSE | L | Annual | Emissions at Affected Plants NOX | Thousand Tons | 0.011691 | 0.011691 | 0.011691 | 0.011691 | 0.011691 | 0.0038899 | 0.0038899
IL Fac. Spec. - NOX Rate Summer v3.1, Unit 778 and retrofits | 567 | 1797 | Rate Constraint in lbs/MMBtu | FALSE | L | Annual | Allowances Purchased NOX | Thousand Tons | 0 | 0 | 0 | 0 | 0 | 0 | 0
IL Fac. Spec. - NOX Rate Summer v3.1, Unit 778 and retrofits | 567 | 1797 | Rate Constraint in lbs/MMBtu | FALSE | L | Annual | Allowances Sold NOX | Thousand Tons | 0 | 0 | 0 | 0 | 0 | 0 | 0
IL Fac. Spec. - NOX Rate Summer v3.1, Unit 778 and retrofits | 567 | 1797 | Rate Constraint in lbs/MMBtu | FALSE | L | Annual | Allowances Banked | Thousand Tons | 0 | 0 | 0 | 0 | 0 | 0 | 0
IL Fac. Spec. - NOX Rate Summer v3.1, Unit 778 and retrofits | 567 | 1797 | Rate Constraint in lbs/MMBtu | FALSE | L | Annual | Allowances Withdrawn (1:1) | Thousand Tons | 0 | 0 | 0 | 0 | 0 | 0 | 0
IL Fac. Spec. - NOX Rate Summer v3.1, Unit 778 and retrofits | 567 | 1797 | Rate Constraint in lbs/MMBtu | FALSE | L | Annual | Allowances Withdrawn (n:1) | Thousand Tons | 0 | 0 | 0 | 0 | 0 | 0 | 0
IL Fac. Spec. - NOX Rate Summer v3.1, Unit 778 and retrofits | 567 | 1797 | Rate Constraint in lbs/MMBtu | FALSE | L | Annual | Net Emissions Allowance Position | Thousand Tons | 0.011691 | 0.011691 | 0.011691 | 0.011691 | 0.011691 | 0.0038899 | 0.0038899
IL Fac. Spec. - NOX Rate Summer v3.1, Unit 778 and retrofits | 567 | 1797 | Rate Constraint in lbs/MMBtu | FALSE | L | Annual | Fuel Consumed | TBtu | 0.24457 | 0.24457 | 0.24457 | 0.24457 | 0.24457 | 0.081377 | 0.081377
IL Fac. Spec. - NOX Rate Summer v3.1, Unit 778 and retrofits | 567 | 1797 | Rate Constraint in lbs/MMBtu | FALSE | L | Annual | Rate | lb/MMBtu | 0.095602 | 0.095602 | 0.095602 | 0.095602 | 0.095602 | 0.095602 | 0.095602
IL Fac. Spec. - NOX Rate Summer v3.1, Unit 778 and retrofits | 567 | 1797 | Rate Constraint in lbs/MMBtu | FALSE | L | Annual | Generation | TWh | 0.022762 | 0.022762 | 0.022762 | 0.022762 | 0.022762 | 0.0075734 | 0.0075734
IL Fac. Spec. - NOX Rate Summer v3.1, Unit 778 and retrofits | 567 | 1797 | Rate Constraint in lbs/MMBtu | FALSE | L | Annual | Qualifying Generation | TWh | 0.022762 | 0.022762 | 0.022762 | 0.022762 | 0.022762 | 0.0075734 | 0.0075734
IL Fac. Spec. - NOX Rate Summer v3.1, Unit 778 and retrofits | 567 | 1797 | Rate Constraint in lbs/MMBtu | FALSE | L | Annual | Rate | lb/MWh | 0.51362 | 0.51362 | 0.51362 | 0.51362 | 0.51362 | 0.51362 | 0.51362
IL Fac. Spec. - NOX Rate Summer v3.1, Unit 778 and retrofits | 567 | 1797 | Rate Constraint in lbs/MMBtu | FALSE | L | Annual | Constraint Shadow Price | US2011$/Ton | 0 | 0 | 0 | 0 | 0 | 0 | 0
IL Fac. Spec. - NOX Rate Summer v3.1, Unit 779 and retrofits | 568 | 1797 | Rate Constraint in lbs/MMBtu | FALSE | L | Annual | Seasons Included | Seasons | Summer | Summer | Summer | Summer | Summer | Summer | Summer
IL Fac. Spec. - NOX Rate Summer v3.1, Unit 779 and retrofits | 568 | 1797 | Rate Constraint in lbs/MMBtu | FALSE | L | Annual | Standard | lb/MMBtu | 0.25 | 0.25 | 0.25 | 0.25 | 0.25 | 0.25 | 0.25
IL Fac. Spec. - NOX Rate Summer v3.1, Unit 779 and retrofits | 568 | 1797 | Rate Constraint in lbs/MMBtu | FALSE | L | Annual | Emissions at Affected Plants NOX | Thousand Tons | 0.011495 | 0.011495 | 0.011495 | 0.011495 | 0.011495 | 0.0038247 | 0.0038247
IL Fac. Spec. - NOX Rate Summer v3.1, Unit 779 and retrofits | 568 | 1797 | Rate Constraint in lbs/MMBtu | FALSE | L | Annual | Allowances Purchased NOX | Thousand Tons | 0 | 0 | 0 | 0 | 0 | 0 | 0
IL Fac. Spec. - NOX Rate Summer v3.1, Unit 779 and retrofits | 568 | 1797 | Rate Constraint in lbs/MMBtu | FALSE | L | Annual | Allowances Sold NOX | Thousand Tons | 0 | 0 | 0 | 0 | 0 | 0 | 0
IL Fac. Spec. - NOX Rate Summer v3.1, Unit 779 and retrofits | 568 | 1797 | Rate Constraint in lbs/MMBtu | FALSE | L | Annual | Allowances Banked | Thousand Tons | 0 | 0 | 0 | 0 | 0 | 0 | 0
IL Fac. Spec. - NOX Rate Summer v3.1, Unit 779 and retrofits | 568 | 1797 | Rate Constraint in lbs/MMBtu | FALSE | L | Annual | Allowances Withdrawn (1:1) | Thousand Tons | 0 | 0 | 0 | 0 | 0 | 0 | 0
IL Fac. Spec. - NOX Rate Summer v3.1, Unit 779 and retrofits | 568 | 1797 | Rate Constraint in lbs/MMBtu | FALSE | L | Annual | Allowances Withdrawn (n:1) | Thousand Tons | 0 | 0 | 0 | 0 | 0 | 0 | 0
IL Fac. Spec. - NOX Rate Summer v3.1, Unit 779 and retrofits | 568 | 1797 | Rate Constraint in lbs/MMBtu | FALSE | L | Annual | Net Emissions Allowance Position | Thousand Tons | 0.011495 | 0.011495 | 0.011495 | 0.011495 | 0.011495 | 0.0038247 | 0.0038247
IL Fac. Spec. - NOX Rate Summer v3.1, Unit 779 and retrofits | 568 | 1797 | Rate Constraint in lbs/MMBtu | FALSE | L | Annual | Fuel Consumed | TBtu | 0.24989 | 0.24989 | 0.24989 | 0.24989 | 0.24989 | 0.083146 | 0.083146
IL Fac. Spec. - NOX Rate Summer v3.1, Unit 779 and retrofits | 568 | 1797 | Rate Constraint in lbs/MMBtu | FALSE | L | Annual | Rate | lb/MMBtu | 0.092 | 0.092 | 0.092 | 0.092 | 0.092 | 0.092 | 0.092
IL Fac. Spec. - NOX Rate Summer v3.1, Unit 779 and retrofits | 568 | 1797 | Rate Constraint in lbs/MMBtu | FALSE | L | Annual | Generation | TWh | 0.023257 | 0.023257 | 0.023257 | 0.023257 | 0.023257 | 0.0077381 | 0.0077381
IL Fac. Spec. - NOX Rate Summer v3.1, Unit 779 and retrofits | 568 | 1797 | Rate Constraint in lbs/MMBtu | FALSE | L | Annual | Qualifying Generation | TWh | 0.023257 | 0.023257 | 0.023257 | 0.023257 | 0.023257 | 0.0077381 | 0.0077381
IL Fac. Spec. - NOX Rate Summer v3.1, Unit 779 and retrofits | 568 | 1797 | Rate Constraint in lbs/MMBtu | FALSE | L | Annual | Rate | lb/MWh | 0.49427 | 0.49427 | 0.49427 | 0.49427 | 0.49427 | 0.49427 | 0.49427
IL Fac. Spec. - NOX Rate Summer v3.1, Unit 779 and retrofits | 568 | 1797 | Rate Constraint in lbs/MMBtu | FALSE | L | Annual | Constraint Shadow Price | US2011$/Ton | 0 | 0 | 0 | 0 | 0 | 0 | 0
IL Fac. Spec. - NOX Rate Summer v3.1, Unit 780 and retrofits | 569 | 1797 | Rate Constraint in lbs/MMBtu | FALSE | L | Annual | Seasons Included | Seasons | Summer | Summer | Summer | Summer | Summer | Summer | Summer
IL Fac. Spec. - NOX Rate Summer v3.1, Unit 780 and retrofits | 569 | 1797 | Rate Constraint in lbs/MMBtu | FALSE | L | Annual | Standard | lb/MMBtu | 0.25 | 0.25 | 0.25 | 0.25 | 0.25 | 0.25 | 0.25
IL Fac. Spec. - NOX Rate Summer v3.1, Unit 780 and retrofits | 569 | 1797 | Rate Constraint in lbs/MMBtu | FALSE | L | Annual | Emissions at Affected Plants NOX | Thousand Tons | 0.011657 | 0.011657 | 0.011657 | 0.011657 | 0.011657 | 0.0038786 | 0.0038786
IL Fac. Spec. - NOX Rate Summer v3.1, Unit 780 and retrofits | 569 | 1797 | Rate Constraint in lbs/MMBtu | FALSE | L | Annual | Allowances Purchased NOX | Thousand Tons | 0 | 0 | 0 | 0 | 0 | 0 | 0
IL Fac. Spec. - NOX Rate Summer v3.1, Unit 780 and retrofits | 569 | 1797 | Rate Constraint in lbs/MMBtu | FALSE | L | Annual | Allowances Sold NOX | Thousand Tons | 0 | 0 | 0 | 0 | 0 | 0 | 0
IL Fac. Spec. - NOX Rate Summer v3.1, Unit 780 and retrofits | 569 | 1797 | Rate Constraint in lbs/MMBtu | FALSE | L | Annual | Allowances Banked | Thousand Tons | 0 | 0 | 0 | 0 | 0 | 0 | 0
IL Fac. Spec. - NOX Rate Summer v3.1, Unit 780 and retrofits | 569 | 1797 | Rate Constraint in lbs/MMBtu | FALSE | L | Annual | Allowances Withdrawn (1:1) | Thousand Tons | 0 | 0 | 0 | 0 | 0 | 0 | 0
IL Fac. Spec. - NOX Rate Summer v3.1, Unit 780 and retrofits | 569 | 1797 | Rate Constraint in lbs/MMBtu | FALSE | L | Annual | Allowances Withdrawn (n:1) | Thousand Tons | 0 | 0 | 0 | 0 | 0 | 0 | 0
IL Fac. Spec. - NOX Rate Summer v3.1, Unit 780 and retrofits | 569 | 1797 | Rate Constraint in lbs/MMBtu | FALSE | L | Annual | Net Emissions Allowance Position | Thousand Tons | 0.011657 | 0.011657 | 0.011657 | 0.011657 | 0.011657 | 0.0038786 | 0.0038786
IL Fac. Spec. - NOX Rate Summer v3.1, Unit 780 and retrofits | 569 | 1797 | Rate Constraint in lbs/MMBtu | FALSE | L | Annual | Fuel Consumed | TBtu | 0.24989 | 0.24989 | 0.24989 | 0.24989 | 0.24989 | 0.083146 | 0.083146
IL Fac. Spec. - NOX Rate Summer v3.1, Unit 780 and retrofits | 569 | 1797 | Rate Constraint in lbs/MMBtu | FALSE | L | Annual | Rate | lb/MMBtu | 0.093296 | 0.093296 | 0.093296 | 0.093296 | 0.093296 | 0.093296 | 0.093296
IL Fac. Spec. - NOX Rate Summer v3.1, Unit 780 and retrofits | 569 | 1797 | Rate Constraint in lbs/MMBtu | FALSE | L | Annual | Generation | TWh | 0.023257 | 0.023257 | 0.023257 | 0.023257 | 0.023257 | 0.0077381 | 0.0077381
IL Fac. Spec. - NOX Rate Summer v3.1, Unit 780 and retrofits | 569 | 1797 | Rate Constraint in lbs/MMBtu | FALSE | L | Annual | Qualifying Generation | TWh | 0.023257 | 0.023257 | 0.023257 | 0.023257 | 0.023257 | 0.0077381 | 0.0077381
IL Fac. Spec. - NOX Rate Summer v3.1, Unit 780 and retrofits | 569 | 1797 | Rate Constraint in lbs/MMBtu | FALSE | L | Annual | Rate | lb/MWh | 0.50123 | 0.50123 | 0.50123 | 0.50123 | 0.50123 | 0.50123 | 0.50123
IL Fac. Spec. - NOX Rate Summer v3.1, Unit 780 and retrofits | 569 | 1797 | Rate Constraint in lbs/MMBtu | FALSE | L | Annual | Constraint Shadow Price | US2011$/Ton | 0 | 0 | 0 | 0 | 0 | 0 | 0
IL Fac. Spec. - NOX Rate Summer v3.1, Unit 781 and retrofits | 570 | 1797 | Rate Constraint in lbs/MMBtu | FALSE | L | Annual | Seasons Included | Seasons | Summer | Summer | Summer | Summer | Summer | Summer | Summer
IL Fac. Spec. - NOX Rate Summer v3.1, Unit 781 and retrofits | 570 | 1797 | Rate Constraint in lbs/MMBtu | FALSE | L | Annual | Standard | lb/MMBtu | 0.25 | 0.25 | 0.25 | 0.25 | 0.25 | 0.25 | 0.25
IL Fac. Spec. - NOX Rate Summer v3.1, Unit 781 and retrofits | 570 | 1797 | Rate Constraint in lbs/MMBtu | FALSE | L | Annual | Emissions at Affected Plants NOX | Thousand Tons | 0.016513 | 0.016513 | 0.016513 | 0.016513 | 0.016513 | 0.0054943 | 0.0054943
IL Fac. Spec. - NOX Rate Summer v3.1, Unit 781 and retrofits | 570 | 1797 | Rate Constraint in lbs/MMBtu | FALSE | L | Annual | Allowances Purchased NOX | Thousand Tons | 0 | 0 | 0 | 0 | 0 | 0 | 0
IL Fac. Spec. - NOX Rate Summer v3.1, Unit 781 and retrofits | 570 | 1797 | Rate Constraint in lbs/MMBtu | FALSE | L | Annual | Allowances Sold NOX | Thousand Tons | 0 | 0 | 0 | 0 | 0 | 0 | 0
IL Fac. Spec. - NOX Rate Summer v3.1, Unit 781 and retrofits | 570 | 1797 | Rate Constraint in lbs/MMBtu | FALSE | L | Annual | Allowances Banked | Thousand Tons | 0 | 0 | 0 | 0 | 0 | 0 | 0
IL Fac. Spec. - NOX Rate Summer v3.1, Unit 781 and retrofits | 570 | 1797 | Rate Constraint in lbs/MMBtu | FALSE | L | Annual | Allowances Withdrawn (1:1) | Thousand Tons | 0 | 0 | 0 | 0 | 0 | 0 | 0
IL Fac. Spec. - NOX Rate Summer v3.1, Unit 781 and retrofits | 570 | 1797 | Rate Constraint in lbs/MMBtu | FALSE | L | Annual | Allowances Withdrawn (n:1) | Thousand Tons | 0 | 0 | 0 | 0 | 0 | 0 | 0
IL Fac. Spec. - NOX Rate Summer v3.1, Unit 781 and retrofits | 570 | 1797 | Rate Constraint in lbs/MMBtu | FALSE | L | Annual | Net Emissions Allowance Position | Thousand Tons | 0.016513 | 0.016513 | 0.016513 | 0.016513 | 0.016513 | 0.0054943 | 0.0054943
IL Fac. Spec. - NOX Rate Summer v3.1, Unit 781 and retrofits | 570 | 1797 | Rate Constraint in lbs/MMBtu | FALSE | L | Annual | Fuel Consumed | TBtu | 0.24989 | 0.24989 | 0.24989 | 0.24989 | 0.24989 | 0.083146 | 0.083146
IL Fac. Spec. - NOX Rate Summer v3.1, Unit 781 and retrofits | 570 | 1797 | Rate Constraint in lbs/MMBtu | FALSE | L | Annual | Rate | lb/MMBtu | 0.13216 | 0.13216 | 0.13216 | 0.13216 | 0.13216 | 0.13216 | 0.13216
IL Fac. Spec. - NOX Rate Summer v3.1, Unit 781 and retrofits | 570 | 1797 | Rate Constraint in lbs/MMBtu | FALSE | L | Annual | Generation | TWh | 0.023257 | 0.023257 | 0.023257 | 0.023257 | 0.023257 | 0.0077381 | 0.0077381
IL Fac. Spec. - NOX Rate Summer v3.1, Unit 781 and retrofits | 570 | 1797 | Rate Constraint in lbs/MMBtu | FALSE | L | Annual | Qualifying Generation | TWh | 0.023257 | 0.023257 | 0.023257 | 0.023257 | 0.023257 | 0.0077381 | 0.0077381
IL Fac. Spec. - NOX Rate Summer v3.1, Unit 781 and retrofits | 570 | 1797 | Rate Constraint in lbs/MMBtu | FALSE | L | Annual | Rate | lb/MWh | 0.71003 | 0.71003 | 0.71003 | 0.71003 | 0.71003 | 0.71003 | 0.71003
IL Fac. Spec. - NOX Rate Summer v3.1, Unit 781 and retrofits | 570 | 1797 | Rate Constraint in lbs/MMBtu | FALSE | L | Annual | Constraint Shadow Price | US2011$/Ton | 0 | 0 | 0 | 0 | 0 | 0 | 0
IL Fac. Spec. - NOX Rate Summer v3.1, Unit 782 and retrofits | 571 | 1797 | Rate Constraint in lbs/MMBtu | FALSE | L | Annual | Seasons Included | Seasons | Summer | Summer | Summer | Summer | Summer | Summer | Summer
IL Fac. Spec. - NOX Rate Summer v3.1, Unit 782 and retrofits | 571 | 1797 | Rate Constraint in lbs/MMBtu | FALSE | L | Annual | Standard | lb/MMBtu | 0.25 | 0.25 | 0.25 | 0.25 | 0.25 | 0.25 | 0.25
IL Fac. Spec. - NOX Rate Summer v3.1, Unit 782 and retrofits | 571 | 1797 | Rate Constraint in lbs/MMBtu | FALSE | L | Annual | Emissions at Affected Plants NOX | Thousand Tons | 0.013811 | 0.013811 | 0.013811 | 0.013811 | 0.013811 | 0.0045953 | 0.0045953
IL Fac. Spec. - NOX Rate Summer v3.1, Unit 782 and retrofits | 571 | 1797 | Rate Constraint in lbs/MMBtu | FALSE | L | Annual | Allowances Purchased NOX | Thousand Tons | 0 | 0 | 0 | 0 | 0 | 0 | 0
IL Fac. Spec. - NOX Rate Summer v3.1, Unit 782 and retrofits | 571 | 1797 | Rate Constraint in lbs/MMBtu | FALSE | L | Annual | Allowances Sold NOX | Thousand Tons | 0 | 0 | 0 | 0 | 0 | 0 | 0
IL Fac. Spec. - NOX Rate Summer v3.1, Unit 782 and retrofits | 571 | 1797 | Rate Constraint in lbs/MMBtu | FALSE | L | Annual | Allowances Banked | Thousand Tons | 0 | 0 | 0 | 0 | 0 | 0 | 0
IL Fac. Spec. - NOX Rate Summer v3.1, Unit 782 and retrofits | 571 | 1797 | Rate Constraint in lbs/MMBtu | FALSE | L | Annual | Allowances Withdrawn (1:1) | Thousand Tons | 0 | 0 | 0 | 0 | 0 | 0 | 0
IL Fac. Spec. - NOX Rate Summer v3.1, Unit 782 and retrofits | 571 | 1797 | Rate Constraint in lbs/MMBtu | FALSE | L | Annual | Allowances Withdrawn (n:1) | Thousand Tons | 0 | 0 | 0 | 0 | 0 | 0 | 0
IL Fac. Spec. - NOX Rate Summer v3.1, Unit 782 and retrofits | 571 | 1797 | Rate Constraint in lbs/MMBtu | FALSE | L | Annual | Net Emissions Allowance Position | Thousand Tons | 0.013811 | 0.013811 | 0.013811 | 0.013811 | 0.013811 | 0.0045953 | 0.0045953
IL Fac. Spec. - NOX Rate Summer v3.1, Unit 782 and retrofits | 571 | 1797 | Rate Constraint in lbs/MMBtu | FALSE | L | Annual | Fuel Consumed | TBtu | 0.25521 | 0.25521 | 0.25521 | 0.25521 | 0.25521 | 0.084915 | 0.084915
IL Fac. Spec. - NOX Rate Summer v3.1, Unit 782 and retrofits | 571 | 1797 | Rate Constraint in lbs/MMBtu | FALSE | L | Annual | Rate | lb/MMBtu | 0.10823 | 0.10823 | 0.10823 | 0.10823 | 0.10823 | 0.10823 | 0.10823
IL Fac. Spec. - NOX Rate Summer v3.1, Unit 782 and retrofits | 571 | 1797 | Rate Constraint in lbs/MMBtu | FALSE | L | Annual | Generation | TWh | 0.023751 | 0.023751 | 0.023751 | 0.023751 | 0.023751 | 0.0079027 | 0.0079027
IL Fac. Spec. - NOX Rate Summer v3.1, Unit 782 and retrofits | 571 | 1797 | Rate Constraint in lbs/MMBtu | FALSE | L | Annual | Qualifying Generation | TWh | 0.023751 | 0.023751 | 0.023751 | 0.023751 | 0.023751 | 0.0079027 | 0.0079027
IL Fac. Spec. - NOX Rate Summer v3.1, Unit 782 and retrofits | 571 | 1797 | Rate Constraint in lbs/MMBtu | FALSE | L | Annual | Rate | lb/MWh | 0.58148 | 0.58148 | 0.58148 | 0.58148 | 0.58148 | 0.58148 | 0.58148
IL Fac. Spec. - NOX Rate Summer v3.1, Unit 782 and retrofits | 571 | 1797 | Rate Constraint in lbs/MMBtu | FALSE | L | Annual | Constraint Shadow Price | US2011$/Ton | 0 | 0 | 0 | 0 | 0 | 0 | 0
IL Fac. Spec. - NOX Rate Summer v3.1, Unit 783 and retrofits | 572 | 1797 | Rate Constraint in lbs/MMBtu | FALSE | L | Annual | Seasons Included | Seasons | Summer | Summer | Summer | Summer | Summer | Summer | Summer
IL Fac. Spec. - NOX Rate Summer v3.1, Unit 783 and retrofits | 572 | 1797 | Rate Constraint in lbs/MMBtu | FALSE | L | Annual | Standard | lb/MMBtu | 0.25 | 0.25 | 0.25 | 0.25 | 0.25 | 0.25 | 0.25
IL Fac. Spec. - NOX Rate Summer v3.1, Unit 783 and retrofits | 572 | 1797 | Rate Constraint in lbs/MMBtu | FALSE | L | Annual | Emissions at Affected Plants NOX | Thousand Tons | 0.011841 | 0.011841 | 0.011841 | 0.011841 | 0.011841 | 0.0039398 | 0.0039398
IL Fac. Spec. - NOX Rate Summer v3.1, Unit 783 and retrofits | 572 | 1797 | Rate Constraint in lbs/MMBtu | FALSE | L | Annual | Allowances Purchased NOX | Thousand Tons | 0 | 0 | 0 | 0 | 0 | 0 | 0
IL Fac. Spec. - NOX Rate Summer v3.1, Unit 783 and retrofits | 572 | 1797 | Rate Constraint in lbs/MMBtu | FALSE | L | Annual | Allowances Sold NOX | Thousand Tons | 0 | 0 | 0 | 0 | 0 | 0 | 0
IL Fac. Spec. - NOX Rate Summer v3.1, Unit 783 and retrofits | 572 | 1797 | Rate Constraint in lbs/MMBtu | FALSE | L | Annual | Allowances Banked | Thousand Tons | 0 | 0 | 0 | 0 | 0 | 0 | 0
IL Fac. Spec. - NOX Rate Summer v3.1, Unit 783 and retrofits | 572 | 1797 | Rate Constraint in lbs/MMBtu | FALSE | L | Annual | Allowances Withdrawn (1:1) | Thousand Tons | 0 | 0 | 0 | 0 | 0 | 0 | 0
IL Fac. Spec. - NOX Rate Summer v3.1, Unit 783 and retrofits | 572 | 1797 | Rate Constraint in lbs/MMBtu | FALSE | L | Annual | Allowances Withdrawn (n:1) | Thousand Tons | 0 | 0 | 0 | 0 | 0 | 0 | 0
IL Fac. Spec. - NOX Rate Summer v3.1, Unit 783 and retrofits | 572 | 1797 | Rate Constraint in lbs/MMBtu | FALSE | L | Annual | Net Emissions Allowance Position | Thousand Tons | 0.011841 | 0.011841 | 0.011841 | 0.011841 | 0.011841 | 0.0039398 | 0.0039398
IL Fac. Spec. - NOX Rate Summer v3.1, Unit 783 and retrofits | 572 | 1797 | Rate Constraint in lbs/MMBtu | FALSE | L | Annual | Fuel Consumed | TBtu | 0.24989 | 0.24989 | 0.24989 | 0.24989 | 0.24989 | 0.083146 | 0.083146
IL Fac. Spec. - NOX Rate Summer v3.1, Unit 783 and retrofits | 572 | 1797 | Rate Constraint in lbs/MMBtu | FALSE | L | Annual | Rate | lb/MMBtu | 0.09477 | 0.09477 | 0.09477 | 0.09477 | 0.09477 | 0.09477 | 0.09477
IL Fac. Spec. - NOX Rate Summer v3.1, Unit 783 and retrofits | 572 | 1797 | Rate Constraint in lbs/MMBtu | FALSE | L | Annual | Generation | TWh | 0.023257 | 0.023257 | 0.023257 | 0.023257 | 0.023257 | 0.0077381 | 0.0077381
IL Fac. Spec. - NOX Rate Summer v3.1, Unit 783 and retrofits | 572 | 1797 | Rate Constraint in lbs/MMBtu | FALSE | L | Annual | Qualifying Generation | TWh | 0.023257 | 0.023257 | 0.023257 | 0.023257 | 0.023257 | 0.0077381 | 0.0077381
IL Fac. Spec. - NOX Rate Summer v3.1, Unit 783 and retrofits | 572 | 1797 | Rate Constraint in lbs/MMBtu | FALSE | L | Annual | Rate | lb/MWh | 0.50915 | 0.50915 | 0.50915 | 0.50915 | 0.50915 | 0.50915 | 0.50915
IL Fac. Spec. - NOX Rate Summer v3.1, Unit 783 and retrofits | 572 | 1797 | Rate Constraint in lbs/MMBtu | FALSE | L | Annual | Constraint Shadow Price | US2011$/Ton | 0 | 0 | 0 | 0 | 0 | 0 | 0
IL Fac. Spec. - NOX Rate Summer v3.1, Unit 784 and retrofits | 573 | 1797 | Rate Constraint in lbs/MMBtu | FALSE | L | Annual | Seasons Included | Seasons | Summer | Summer | Summer | Summer | Summer | Summer | Summer
IL Fac. Spec. - NOX Rate Summer v3.1, Unit 784 and retrofits | 573 | 1797 | Rate Constraint in lbs/MMBtu | FALSE | L | Annual | Standard | lb/MMBtu | 0.25 | 0.25 | 0.25 | 0.25 | 0.25 | 0.25 | 0.25
IL Fac. Spec. - NOX Rate Summer v3.1, Unit 784 and retrofits | 573 | 1797 | Rate Constraint in lbs/MMBtu | FALSE | L | Annual | Emissions at Affected Plants NOX | Thousand Tons | 0.00091392 | 0.00091392 | 0.00091392 | 0.00091392 | 0.00091392 | 0 | 0
IL Fac. Spec. - NOX Rate Summer v3.1, Unit 784 and retrofits | 573 | 1797 | Rate Constraint in lbs/MMBtu | FALSE | L | Annual | Allowances Purchased NOX | Thousand Tons | 0 | 0 | 0 | 0 | 0 | 0 | 0
IL Fac. Spec. - NOX Rate Summer v3.1, Unit 784 and retrofits | 573 | 1797 | Rate Constraint in lbs/MMBtu | FALSE | L | Annual | Allowances Sold NOX | Thousand Tons | 0 | 0 | 0 | 0 | 0 | 0 | 0
IL Fac. Spec. - NOX Rate Summer v3.1, Unit 784 and retrofits | 573 | 1797 | Rate Constraint in lbs/MMBtu | FALSE | L | Annual | Allowances Banked | Thousand Tons | 0 | 0 | 0 | 0 | 0 | 0 | 0
IL Fac. Spec. - NOX Rate Summer v3.1, Unit 784 and retrofits | 573 | 1797 | Rate Constraint in lbs/MMBtu | FALSE | L | Annual | Allowances Withdrawn (1:1) | Thousand Tons | 0 | 0 | 0 | 0 | 0 | 0 | 0
IL Fac. Spec. - NOX Rate Summer v3.1, Unit 784 and retrofits | 573 | 1797 | Rate Constraint in lbs/MMBtu | FALSE | L | Annual | Allowances Withdrawn (n:1) | Thousand Tons | 0 | 0 | 0 | 0 | 0 | 0 | 0
IL Fac. Spec. - NOX Rate Summer v3.1, Unit 784 and retrofits | 573 | 1797 | Rate Constraint in lbs/MMBtu | FALSE | L | Annual | Net Emissions Allowance Position | Thousand Tons | 0.00091392 | 0.00091392 | 0.00091392 | 0.00091392 | 0.00091392 | 0 | 0
IL Fac. Spec. - NOX Rate Summer v3.1, Unit 784 and retrofits | 573 | 1797 | Rate Constraint in lbs/MMBtu | FALSE | L | Annual | Fuel Consumed | TBtu | 0.016924 | 0.016924 | 0.016924 | 0.016924 | 0.016924 | 0 | 0
IL Fac. Spec. - NOX Rate Summer v3.1, Unit 784 and retrofits | 573 | 1797 | Rate Constraint in lbs/MMBtu | FALSE | L | Annual | Rate | lb/MMBtu | 0.108 | 0.108 | 0.108 | 0.108 | 0.108 | 0 | 0
IL Fac. Spec. - NOX Rate Summer v3.1, Unit 784 and retrofits | 573 | 1797 | Rate Constraint in lbs/MMBtu | FALSE | L | Annual | Generation | TWh | 0.0011984 | 0.0011984 | 0.0011984 | 0.0011984 | 0.0011984 | 0 | 0
IL Fac. Spec. - NOX Rate Summer v3.1, Unit 784 and retrofits | 573 | 1797 | Rate Constraint in lbs/MMBtu | FALSE | L | Annual | Qualifying Generation | TWh | 0.0011984 | 0.0011984 | 0.0011984 | 0.0011984 | 0.0011984 | 0 | 0
IL Fac. Spec. - NOX Rate Summer v3.1, Unit 784 and retrofits | 573 | 1797 | Rate Constraint in lbs/MMBtu | FALSE | L | Annual | Rate | lb/MWh | 0.76264 | 0.76264 | 0.76264 | 0.76264 | 0.76264 | 0 | 0
IL Fac. Spec. - NOX Rate Summer v3.1, Unit 784 and retrofits | 573 | 1797 | Rate Constraint in lbs/MMBtu | FALSE | L | Annual | Constraint Shadow Price | US2011$/Ton | 0 | 0 | 0 | 0 | 0 | 0 | 0
IL Fac. Spec. - NOX Rate Summer v3.1, Unit 785 and retrofits | 574 | 1797 | Rate Constraint in lbs/MMBtu | FALSE | L | Annual | Seasons Included | Seasons | Summer | Summer | Summer | Summer | Summer | Summer | Summer
IL Fac. Spec. - NOX Rate Summer v3.1, Unit 785 and retrofits | 574 | 1797 | Rate Constraint in lbs/MMBtu | FALSE | L | Annual | Standard | lb/MMBtu | 0.25 | 0.25 | 0.25 | 0.25 | 0.25 | 0.25 | 0.25
IL Fac. Spec. - NOX Rate Summer v3.1, Unit 785 and retrofits | 574 | 1797 | Rate Constraint in lbs/MMBtu | FALSE | L | Annual | Emissions at Affected Plants NOX | Thousand Tons | 0.00093085 | 0.00093085 | 0.00093085 | 0.00093085 | 0.00093085 | 0 | 0
IL Fac. Spec. - NOX Rate Summer v3.1, Unit 785 and retrofits | 574 | 1797 | Rate Constraint in lbs/MMBtu | FALSE | L | Annual | Allowances Purchased NOX | Thousand Tons | 0 | 0 | 0 | 0 | 0 | 0 | 0
IL Fac. Spec. - NOX Rate Summer v3.1, Unit 785 and retrofits | 574 | 1797 | Rate Constraint in lbs/MMBtu | FALSE | L | Annual | Allowances Sold NOX | Thousand Tons | 0 | 0 | 0 | 0 | 0 | 0 | 0
IL Fac. Spec. - NOX Rate Summer v3.1, Unit 785 and retrofits | 574 | 1797 | Rate Constraint in lbs/MMBtu | FALSE | L | Annual | Allowances Banked | Thousand Tons | 0 | 0 | 0 | 0 | 0 | 0 | 0
IL Fac. Spec. - NOX Rate Summer v3.1, Unit 785 and retrofits | 574 | 1797 | Rate Constraint in lbs/MMBtu | FALSE | L | Annual | Allowances Withdrawn (1:1) | Thousand Tons | 0 | 0 | 0 | 0 | 0 | 0 | 0
IL Fac. Spec. - NOX Rate Summer v3.1, Unit 785 and retrofits | 574 | 1797 | Rate Constraint in lbs/MMBtu | FALSE | L | Annual | Allowances Withdrawn (n:1) | Thousand Tons | 0 | 0 | 0 | 0 | 0 | 0 | 0
IL Fac. Spec. - NOX Rate Summer v3.1, Unit 785 and retrofits | 574 | 1797 | Rate Constraint in lbs/MMBtu | FALSE | L | Annual | Net Emissions Allowance Position | Thousand Tons | 0.00093085 | 0.00093085 | 0.00093085 | 0.00093085 | 0.00093085 | 0 | 0
IL Fac. Spec. - NOX Rate Summer v3.1, Unit 785 and retrofits | 574 | 1797 | Rate Constraint in lbs/MMBtu | FALSE | L | Annual | Fuel Consumed | TBtu | 0.016924 | 0.016924 | 0.016924 | 0.016924 | 0.016924 | 0 | 0
IL Fac. Spec. - NOX Rate Summer v3.1, Unit 785 and retrofits | 574 | 1797 | Rate Constraint in lbs/MMBtu | FALSE | L | Annual | Rate | lb/MMBtu | 0.11 | 0.11 | 0.11 | 0.11 | 0.11 | 0 | 0
IL Fac. Spec. - NOX Rate Summer v3.1, Unit 785 and retrofits | 574 | 1797 | Rate Constraint in lbs/MMBtu | FALSE | L | Annual | Generation | TWh | 0.0011984 | 0.0011984 | 0.0011984 | 0.0011984 | 0.0011984 | 0 | 0
IL Fac. Spec. - NOX Rate Summer v3.1, Unit 785 and retrofits | 574 | 1797 | Rate Constraint in lbs/MMBtu | FALSE | L | Annual | Qualifying Generation | TWh | 0.0011984 | 0.0011984 | 0.0011984 | 0.0011984 | 0.0011984 | 0 | 0
IL Fac. Spec. - NOX Rate Summer v3.1, Unit 785 and retrofits | 574 | 1797 | Rate Constraint in lbs/MMBtu | FALSE | L | Annual | Rate | lb/MWh | 0.77677 | 0.77677 | 0.77677 | 0.77677 | 0.77677 | 0 | 0
IL Fac. Spec. - NOX Rate Summer v3.1, Unit 785 and retrofits | 574 | 1797 | Rate Constraint in lbs/MMBtu | FALSE | L | Annual | Constraint Shadow Price | US2011$/Ton | 0 | 0 | 0 | 0 | 0 | 0 | 0
IL Fac. Spec. - NOX Rate Summer v3.1, Unit 786 and retrofits | 575 | 1797 | Rate Constraint in lbs/MMBtu | FALSE | L | Annual | Seasons Included | Seasons | Summer | Summer | Summer | Summer | Summer | Summer | Summer
IL Fac. Spec. - NOX Rate Summer v3.1, Unit 786 and retrofits | 575 | 1797 | Rate Constraint in lbs/MMBtu | FALSE | L | Annual | Standard | lb/MMBtu | 0.25 | 0.25 | 0.25 | 0.25 | 0.25 | 0.25 | 0.25
IL Fac. Spec. - NOX Rate Summer v3.1, Unit 786 and retrofits | 575 | 1797 | Rate Constraint in lbs/MMBtu | FALSE | L | Annual | Emissions at Affected Plants NOX | Thousand Tons | 0.0015318 | 0.0015318 | 0.0015318 | 0.0015318 | 0.0015318 | 0 | 0
IL Fac. Spec. - NOX Rate Summer v3.1, Unit 786 and retrofits | 575 | 1797 | Rate Constraint in lbs/MMBtu | FALSE | L | Annual | Allowances Purchased NOX | Thousand Tons | 0 | 0 | 0 | 0 | 0 | 0 | 0
IL Fac. Spec. - NOX Rate Summer v3.1, Unit 786 and retrofits | 575 | 1797 | Rate Constraint in lbs/MMBtu | FALSE | L | Annual | Allowances Sold NOX | Thousand Tons | 0 | 0 | 0 | 0 | 0 | 0 | 0
IL Fac. Spec. - NOX Rate Summer v3.1, Unit 786 and retrofits | 575 | 1797 | Rate Constraint in lbs/MMBtu | FALSE | L | Annual | Allowances Banked | Thousand Tons | 0 | 0 | 0 | 0 | 0 | 0 | 0
IL Fac. Spec. - NOX Rate Summer v3.1, Unit 786 and retrofits | 575 | 1797 | Rate Constraint in lbs/MMBtu | FALSE | L | Annual | Allowances Withdrawn (1:1) | Thousand Tons | 0 | 0 | 0 | 0 | 0 | 0 | 0
IL Fac. Spec. - NOX Rate Summer v3.1, Unit 786 and retrofits | 575 | 1797 | Rate Constraint in lbs/MMBtu | FALSE | L | Annual | Allowances Withdrawn (n:1) | Thousand Tons | 0 | 0 | 0 | 0 | 0 | 0 | 0
IL Fac. Spec. - NOX Rate Summer v3.1, Unit 786 and retrofits | 575 | 1797 | Rate Constraint in lbs/MMBtu | FALSE | L | Annual | Net Emissions Allowance Position | Thousand Tons | 0.0015318 | 0.0015318 | 0.0015318 | 0.0015318 | 0.0015318 | 0 | 0
IL Fac. Spec. - NOX Rate Summer v3.1, Unit 786 and retrofits | 575 | 1797 | Rate Constraint in lbs/MMBtu | FALSE | L | Annual | Fuel Consumed | TBtu | 0.025897 | 0.025897 | 0.025897 | 0.025897 | 0.025897 | 0 | 0
IL Fac. Spec. - NOX Rate Summer v3.1, Unit 786 and retrofits | 575 | 1797 | Rate Constraint in lbs/MMBtu | FALSE | L | Annual | Rate | lb/MMBtu | 0.1183 | 0.1183 | 0.1183 | 0.1183 | 0.1183 | 0 | 0
IL Fac. Spec. - NOX Rate Summer v3.1, Unit 786 and retrofits | 575 | 1797 | Rate Constraint in lbs/MMBtu | FALSE | L | Annual | Generation | TWh | 0.0018335 | 0.0018335 | 0.0018335 | 0.0018335 | 0.0018335 | 0 | 0
IL Fac. Spec. - NOX Rate Summer v3.1, Unit 786 and retrofits | 575 | 1797 | Rate Constraint in lbs/MMBtu | FALSE | L | Annual | Qualifying Generation | TWh | 0.0018335 | 0.0018335 | 0.0018335 | 0.0018335 | 0.0018335 | 0 | 0
IL Fac. Spec. - NOX Rate Summer v3.1, Unit 786 and retrofits | 575 | 1797 | Rate Constraint in lbs/MMBtu | FALSE | L | Annual | Rate | lb/MWh | 0.83543 | 0.83543 | 0.83543 | 0.83543 | 0.83543 | 0 | 0
IL Fac. Spec. - NOX Rate Summer v3.1, Unit 786 and retrofits | 575 | 1797 | Rate Constraint in lbs/MMBtu | FALSE | L | Annual | Constraint Shadow Price | US2011$/Ton | 0 | 0 | 0 | 0 | 0 | 0 | 0
IL Fac. Spec. - NOX Rate Summer v3.1, Unit 787 and retrofits | 576 | 1797 | Rate Constraint in lbs/MMBtu | FALSE | L | Annual | Seasons Included | Seasons | Summer | Summer | Summer | Summer | Summer | Summer | Summer
IL Fac. Spec. - NOX Rate Summer v3.1, Unit 787 and retrofits | 576 | 1797 | Rate Constraint in lbs/MMBtu | FALSE | L | Annual | Standard | lb/MMBtu | 0.25 | 0.25 | 0.25 | 0.25 | 0.25 | 0.25 | 0.25
IL Fac. Spec. - NOX Rate Summer v3.1, Unit 787 and retrofits | 576 | 1797 | Rate Constraint in lbs/MMBtu | FALSE | L | Annual | Emissions at Affected Plants NOX | Thousand Tons | 0.0079955 | 0.0015729 | 0.0015729 | 0.0015729 | 0.0015729 | 0 | 0
IL Fac. Spec. - NOX Rate Summer v3.1, Unit 787 and retrofits | 576 | 1797 | Rate Constraint in lbs/MMBtu | FALSE | L | Annual | Allowances Purchased NOX | Thousand Tons | 0 | 0 | 0 | 0 | 0 | 0 | 0
IL Fac. Spec. - NOX Rate Summer v3.1, Unit 787 and retrofits | 576 | 1797 | Rate Constraint in lbs/MMBtu | FALSE | L | Annual | Allowances Sold NOX | Thousand Tons | 0 | 0 | 0 | 0 | 0 | 0 | 0
IL Fac. Spec. - NOX Rate Summer v3.1, Unit 787 and retrofits | 576 | 1797 | Rate Constraint in lbs/MMBtu | FALSE | L | Annual | Allowances Banked | Thousand Tons | 0 | 0 | 0 | 0 | 0 | 0 | 0
IL Fac. Spec. - NOX Rate Summer v3.1, Unit 787 and retrofits | 576 | 1797 | Rate Constraint in lbs/MMBtu | FALSE | L | Annual | Allowances Withdrawn (1:1) | Thousand Tons | 0 | 0 | 0 | 0 | 0 | 0 | 0
IL Fac. Spec. - NOX Rate Summer v3.1, Unit 787 and retrofits | 576 | 1797 | Rate Constraint in lbs/MMBtu | FALSE | L | Annual | Allowances Withdrawn (n:1) | Thousand Tons | 0 | 0 | 0 | 0 | 0 | 0 | 0
IL Fac. Spec. - NOX Rate Summer v3.1, Unit 787 and retrofits | 576 | 1797 | Rate Constraint in lbs/MMBtu | FALSE | L | Annual | Net Emissions Allowance Position | Thousand Tons | 0.0079955 | 0.0015729 | 0.0015729 | 0.0015729 | 0.0015729 | 0 | 0
IL Fac. Spec. - NOX Rate Summer v3.1, Unit 787 and retrofits | 576 | 1797 | Rate Constraint in lbs/MMBtu | FALSE | L | Annual | Fuel Consumed | TBtu | 0.13161 | 0.025891 | 0.025891 | 0.025891 | 0.025891 | 0 | 0
IL Fac. Spec. - NOX Rate Summer v3.1, Unit 787 and retrofits | 576 | 1797 | Rate Constraint in lbs/MMBtu | FALSE | L | Annual | Rate | lb/MMBtu | 0.1215 | 0.1215 | 0.1215 | 0.1215 | 0.1215 | 0 | 0
IL Fac. Spec. - NOX Rate Summer v3.1, Unit 787 and retrofits | 576 | 1797 | Rate Constraint in lbs/MMBtu | FALSE | L | Annual | Generation | TWh | 0.0093203 | 0.0018335 | 0.0018335 | 0.0018335 | 0.0018335 | 0 | 0
IL Fac. Spec. - NOX Rate Summer v3.1, Unit 787 and retrofits | 576 | 1797 | Rate Constraint in lbs/MMBtu | FALSE | L | Annual | Qualifying Generation | TWh | 0.0093203 | 0.0018335 | 0.0018335 | 0.0018335 | 0.0018335 | 0 | 0
IL Fac. Spec. - NOX Rate Summer v3.1, Unit 787 and retrofits | 576 | 1797 | Rate Constraint in lbs/MMBtu | FALSE | L | Annual | Rate | lb/MWh | 0.85785 | 0.85785 | 0.85785 | 0.85785 | 0.85785 | 0 | 0
IL Fac. Spec. - NOX Rate Summer v3.1, Unit 787 and retrofits | 576 | 1797 | Rate Constraint in lbs/MMBtu | FALSE | L | Annual | Constraint Shadow Price | US2011$/Ton | 0 | 0 | 0 | 0 | 0 | 0 | 0
IL Fac. Spec. - NOX Rate Summer v3.1, Unit 788 and retrofits | 577 | 1797 | Rate Constraint in lbs/MMBtu | FALSE | L | Annual | Seasons Included | Seasons | Summer | Summer | Summer | Summer | Summer | Summer | Summer
IL Fac. Spec. - NOX Rate Summer v3.1, Unit 788 and retrofits | 577 | 1797 | Rate Constraint in lbs/MMBtu | FALSE | L | Annual | Standard | lb/MMBtu | 0.25 | 0.25 | 0.25 | 0.25 | 0.25 | 0.25 | 0.25
IL Fac. Spec. - NOX Rate Summer v3.1, Unit 788 and retrofits | 577 | 1797 | Rate Constraint in lbs/MMBtu | FALSE | L | Annual | Emissions at Affected Plants NOX | Thousand Tons | 0.0015813 | 0.0015522 | 0.0015522 | 0.0015522 | 0.0015522 | 0 | 0
IL Fac. Spec. - NOX Rate Summer v3.1, Unit 788 and retrofits | 577 | 1797 | Rate Constraint in lbs/MMBtu | FALSE | L | Annual | Allowances Purchased NOX | Thousand Tons | 0 | 0 | 0 | 0 | 0 | 0 | 0
IL Fac. Spec. - NOX Rate Summer v3.1, Unit 788 and retrofits | 577 | 1797 | Rate Constraint in lbs/MMBtu | FALSE | L | Annual | Allowances Sold NOX | Thousand Tons | 0 | 0 | 0 | 0 | 0 | 0 | 0
IL Fac. Spec. - NOX Rate Summer v3.1, Unit 788 and retrofits | 577 | 1797 | Rate Constraint in lbs/MMBtu | FALSE | L | Annual | Allowances Banked | Thousand Tons | 0 | 0 | 0 | 0 | 0 | 0 | 0
IL Fac. Spec. - NOX Rate Summer v3.1, Unit 788 and retrofits | 577 | 1797 | Rate Constraint in lbs/MMBtu | FALSE | L | Annual | Allowances Withdrawn (1:1) | Thousand Tons | 0 | 0 | 0 | 0 | 0 | 0 | 0
IL Fac. Spec. - NOX Rate Summer v3.1, Unit 788 and retrofits | 577 | 1797 | Rate Constraint in lbs/MMBtu | FALSE | L | Annual | Allowances Withdrawn (n:1) | Thousand Tons | 0 | 0 | 0 | 0 | 0 | 0 | 0
IL Fac. Spec. - NOX Rate Summer v3.1, Unit 788 and retrofits | 577 | 1797 | Rate Constraint in lbs/MMBtu | FALSE | L | Annual | Net Emissions Allowance Position | Thousand Tons | 0.0015813 | 0.0015522 | 0.0015522 | 0.0015522 | 0.0015522 | 0 | 0
IL Fac. Spec. - NOX Rate Summer v3.1, Unit 788 and retrofits | 577 | 1797 | Rate Constraint in lbs/MMBtu | FALSE | L | Annual | Fuel Consumed | TBtu | 0.026377 | 0.025891 | 0.025891 | 0.025891 | 0.025891 | 0 | 0
IL Fac. Spec. - NOX Rate Summer v3.1, Unit 788 and retrofits | 577 | 1797 | Rate Constraint in lbs/MMBtu | FALSE | L | Annual | Rate | lb/MMBtu | 0.1199 | 0.1199 | 0.1199 | 0.1199 | 0.1199 | 0 | 0
IL Fac. Spec. - NOX Rate Summer v3.1, Unit 788 and retrofits | 577 | 1797 | Rate Constraint in lbs/MMBtu | FALSE | L | Annual | Generation | TWh | 0.0018679 | 0.0018335 | 0.0018335 | 0.0018335 | 0.0018335 | 0 | 0
IL Fac. Spec. - NOX Rate Summer v3.1, Unit 788 and retrofits | 577 | 1797 | Rate Constraint in lbs/MMBtu | FALSE | L | Annual | Qualifying Generation | TWh | 0.0018679 | 0.0018335 | 0.0018335 | 0.0018335 | 0.0018335 | 0 | 0
IL Fac. Spec. - NOX Rate Summer v3.1, Unit 788 and retrofits | 577 | 1797 | Rate Constraint in lbs/MMBtu | FALSE | L | Annual | Rate | lb/MWh | 0.84655 | 0.84655 | 0.84655 | 0.84655 | 0.84655 | 0 | 0
IL Fac. Spec. - NOX Rate Summer v3.1, Unit 788 and retrofits | 577 | 1797 | Rate Constraint in lbs/MMBtu | FALSE | L | Annual | Constraint Shadow Price | US2011$/Ton | 0 | 0 | 0 | 0 | 0 | 0 | 0
IL Fac. Spec. - NOX Rate Summer v3.1, Unit 790 and retrofits | 578 | 1797 | Rate Constraint in lbs/MMBtu | FALSE | L | Annual | Seasons Included | Seasons | Summer | Summer | Summer | Summer | Summer | Summer | Summer
IL Fac. Spec. - NOX Rate Summer v3.1, Unit 790 and retrofits | 578 | 1797 | Rate Constraint in lbs/MMBtu | FALSE | L | Annual | Standard | lb/MMBtu | 0.25 | 0.25 | 0.25 | 0.25 | 0.25 | 0.25 | 0.25
IL Fac. Spec. - NOX Rate Summer v3.1, Unit 790 and retrofits | 578 | 1797 | Rate Constraint in lbs/MMBtu | FALSE | L | Annual | Emissions at Affected Plants NOX | Thousand Tons | 0.00051777 | 0.00051777 | 0.00051777 | 0.00051777 | 0.00051777 | 0 | 0
IL Fac. Spec. - NOX Rate Summer v3.1, Unit 790 and retrofits | 578 | 1797 | Rate Constraint in lbs/MMBtu | FALSE | L | Annual | Allowances Purchased NOX | Thousand Tons | 0 | 0 | 0 | 0 | 0 | 0 | 0
IL Fac. Spec. - NOX Rate Summer v3.1, Unit 790 and retrofits | 578 | 1797 | Rate Constraint in lbs/MMBtu | FALSE | L | Annual | Allowances Sold NOX | Thousand Tons | 0 | 0 | 0 | 0 | 0 | 0 | 0
IL Fac. Spec. - NOX Rate Summer v3.1, Unit 790 and retrofits | 578 | 1797 | Rate Constraint in lbs/MMBtu | FALSE | L | Annual | Allowances Banked | Thousand Tons | 0 | 0 | 0 | 0 | 0 | 0 | 0
IL Fac. Spec. - NOX Rate Summer v3.1, Unit 790 and retrofits | 578 | 1797 | Rate Constraint in lbs/MMBtu | FALSE | L | Annual | Allowances Withdrawn (1:1) | Thousand Tons | 0 | 0 | 0 | 0 | 0 | 0 | 0
IL Fac. Spec. - NOX Rate Summer v3.1, Unit 790 and retrofits | 578 | 1797 | Rate Constraint in lbs/MMBtu | FALSE | L | Annual | Allowances Withdrawn (n:1) | Thousand Tons | 0 | 0 | 0 | 0 | 0 | 0 | 0
IL Fac. Spec. - NOX Rate Summer v3.1, Unit 790 and retrofits | 578 | 1797 | Rate Constraint in lbs/MMBtu | FALSE | L | Annual | Net Emissions Allowance Position | Thousand Tons | 0.00051777 | 0.00051777 | 0.00051777 | 0.00051777 | 0.00051777 | 0 | 0
IL Fac. Spec. - NOX Rate Summer v3.1, Unit 790 and retrofits | 578 | 1797 | Rate Constraint in lbs/MMBtu | FALSE | L | Annual | Fuel Consumed | TBtu | 0.037314 | 0.037314 | 0.037314 | 0.037314 | 0.037314 | 0 | 0
IL Fac. Spec. - NOX Rate Summer v3.1, Unit 790 and retrofits | 578 | 1797 | Rate Constraint in lbs/MMBtu | FALSE | L | Annual | Rate | lb/MMBtu | 0.027752 | 0.027752 | 0.027752 | 0.027752 | 0.027752 | 0 | 0
IL Fac. Spec. - NOX Rate Summer v3.1, Unit 790 and retrofits | 578 | 1797 | Rate Constraint in lbs/MMBtu | FALSE | L | Annual | Generation | TWh | 0.0023336 | 0.0023336 | 0.0023336 | 0.0023336 | 0.0023336 | 0 | 0
IL Fac. Spec. - NOX Rate Summer v3.1, Unit 790 and retrofits | 578 | 1797 | Rate Constraint in lbs/MMBtu | FALSE | L | Annual | Qualifying Generation | TWh | 0.0023336 | 0.0023336 | 0.0023336 | 0.0023336 | 0.0023336 | 0 | 0
IL Fac. Spec. - NOX Rate Summer v3.1, Unit 790 and retrofits | 578 | 1797 | Rate Constraint in lbs/MMBtu | FALSE | L | Annual | Rate | lb/MWh | 0.22188 | 0.22188 | 0.22188 | 0.22188 | 0.22188 | 0 | 0
IL Fac. Spec. - NOX Rate Summer v3.1, Unit 790 and retrofits | 578 | 1797 | Rate Constraint in lbs/MMBtu | FALSE | L | Annual | Constraint Shadow Price | US2011$/Ton | 0 | 0 | 0 | 0 | 0 | 0 | 0
IL Fac. Spec. - NOX Rate Summer v3.1, Unit 791 and retrofits | 579 | 1797 | Rate Constraint in lbs/MMBtu | FALSE | L | Annual | Seasons Included | Seasons | Summer | Summer | Summer | Summer | Summer | Summer | Summer
IL Fac. Spec. - NOX Rate Summer v3.1, Unit 791 and retrofits | 579 | 1797 | Rate Constraint in lbs/MMBtu | FALSE | L | Annual | Standard | lb/MMBtu | 0.25 | 0.25 | 0.25 | 0.25 | 0.25 | 0.25 | 0.25
IL Fac. Spec. - NOX Rate Summer v3.1, Unit 791 and retrofits | 579 | 1797 | Rate Constraint in lbs/MMBtu | FALSE | L | Annual | Emissions at Affected Plants NOX | Thousand Tons | 0.0006459 | 0.0006459 | 0.0006459 | 0.0006459 | 0.0006459 | 0 | 0
IL Fac. Spec. - NOX Rate Summer v3.1, Unit 791 and retrofits | 579 | 1797 | Rate Constraint in lbs/MMBtu | FALSE | L | Annual | Allowances Purchased NOX | Thousand Tons | 0 | 0 | 0 | 0 | 0 | 0 | 0
IL Fac. Spec. - NOX Rate Summer v3.1, Unit 791 and retrofits | 579 | 1797 | Rate Constraint in lbs/MMBtu | FALSE | L | Annual | Allowances Sold NOX | Thousand Tons | 0 | 0 | 0 | 0 | 0 | 0 | 0
IL Fac. Spec. - NOX Rate Summer v3.1, Unit 791 and retrofits | 579 | 1797 | Rate Constraint in lbs/MMBtu | FALSE | L | Annual | Allowances Banked | Thousand Tons | 0 | 0 | 0 | 0 | 0 | 0 | 0
IL Fac. Spec. - NOX Rate Summer v3.1, Unit 791 and retrofits | 579 | 1797 | Rate Constraint in lbs/MMBtu | FALSE | L | Annual | Allowances Withdrawn (1:1) | Thousand Tons | 0 | 0 | 0 | 0 | 0 | 0 | 0
IL Fac. Spec. - NOX Rate Summer v3.1, Unit 791 and retrofits | 579 | 1797 | Rate Constraint in lbs/MMBtu | FALSE | L | Annual | Allowances Withdrawn (n:1) | Thousand Tons | 0 | 0 | 0 | 0 | 0 | 0 | 0
IL Fac. Spec. - NOX Rate Summer v3.1, Unit 791 and retrofits | 579 | 1797 | Rate Constraint in lbs/MMBtu | FALSE | L | Annual | Net Emissions Allowance Position | Thousand Tons | 0.0006459 | 0.0006459 | 0.0006459 | 0.0006459 | 0.0006459 | 0 | 0
IL Fac. Spec. - NOX Rate Summer v3.1, Unit 791 and retrofits | 579 | 1797 | Rate Constraint in lbs/MMBtu | FALSE | L | Annual | Fuel Consumed | TBtu | 0.037316 | 0.037316 | 0.037316 | 0.037316 | 0.037316 | 0 | 0
IL Fac. Spec. - NOX Rate Summer v3.1, Unit 791 and retrofits | 579 | 1797 | Rate Constraint in lbs/MMBtu | FALSE | L | Annual | Rate | lb/MMBtu | 0.034618 | 0.034618 | 0.034618 | 0.034618 | 0.034618 | 0 | 0
IL Fac. Spec. - NOX Rate Summer v3.1, Unit 791 and retrofits | 579 | 1797 | Rate Constraint in lbs/MMBtu | FALSE | L | Annual | Generation | TWh | 0.0023336 | 0.0023336 | 0.0023336 | 0.0023336 | 0.0023336 | 0 | 0
IL Fac. Spec. - NOX Rate Summer v3.1, Unit 791 and retrofits | 579 | 1797 | Rate Constraint in lbs/MMBtu | FALSE | L | Annual | Qualifying Generation | TWh | 0.0023336 | 0.0023336 | 0.0023336 | 0.0023336 | 0.0023336 | 0 | 0
IL Fac. Spec. - NOX Rate Summer v3.1, Unit 791 and retrofits | 579 | 1797 | Rate Constraint in lbs/MMBtu | FALSE | L | Annual | Rate | lb/MWh | 0.27679 | 0.27679 | 0.27679 | 0.27679 | 0.27679 | 0 | 0
IL Fac. Spec. - NOX Rate Summer v3.1, Unit 791 and retrofits | 579 | 1797 | Rate Constraint in lbs/MMBtu | FALSE | L | Annual | Constraint Shadow Price | US2011$/Ton | 0 | 0 | 0 | 0 | 0 | 0 | 0
IL Fac. Spec. - NOX Rate Summer v3.1, Unit 811 and retrofits | 580 | 1797 | Rate Constraint in lbs/MMBtu | FALSE | L | Annual | Seasons Included | Seasons | Summer | Summer | Summer | Summer | Summer | Summer | Summer
IL Fac. Spec. - NOX Rate Summer v3.1, Unit 811 and retrofits | 580 | 1797 | Rate Constraint in lbs/MMBtu | FALSE | L | Annual | Standard | lb/MMBtu | 0.25 | 0.25 | 0.25 | 0.25 | 0.25 | 0.25 | 0.25
IL Fac. Spec. - NOX Rate Summer v3.1, Unit 811 and retrofits | 580 | 1797 | Rate Constraint in lbs/MMBtu | FALSE | L | Annual | Emissions at Affected Plants NOX | Thousand Tons | 0.0023586 | 0.0023586 | 0.0023586 | 0.0023586 | 0.0023586 | 0.0023586 | 0.0023586
IL Fac. Spec. - NOX Rate Summer v3.1, Unit 811 and retrofits | 580 | 1797 | Rate Constraint in lbs/MMBtu | FALSE | L | Annual | Allowances Purchased NOX | Thousand Tons | 0 | 0 | 0 | 0 | 0 | 0 | 0
IL Fac. Spec. - NOX Rate Summer v3.1, Unit 811 and retrofits | 580 | 1797 | Rate Constraint in lbs/MMBtu | FALSE | L | Annual | Allowances Sold NOX | Thousand Tons | 0 | 0 | 0 | 0 | 0 | 0 | 0
IL Fac. Spec. - NOX Rate Summer v3.1, Unit 811 and retrofits | 580 | 1797 | Rate Constraint in lbs/MMBtu | FALSE | L | Annual | Allowances Banked | Thousand Tons | 0 | 0 | 0 | 0 | 0 | 0 | 0
IL Fac. Spec. - NOX Rate Summer v3.1, Unit 811 and retrofits | 580 | 1797 | Rate Constraint in lbs/MMBtu | FALSE | L | Annual | Allowances Withdrawn (1:1) | Thousand Tons | 0 | 0 | 0 | 0 | 0 | 0 | 0
IL Fac. Spec. - NOX Rate Summer v3.1, Unit 811 and retrofits | 580 | 1797 | Rate Constraint in lbs/MMBtu | FALSE | L | Annual | Allowances Withdrawn (n:1) | Thousand Tons | 0 | 0 | 0 | 0 | 0 | 0 | 0
IL Fac. Spec. - NOX Rate Summer v3.1, Unit 811 and retrofits | 580 | 1797 | Rate Constraint in lbs/MMBtu | FALSE | L | Annual | Net Emissions Allowance Position | Thousand Tons | 0.0023586 | 0.0023586 | 0.0023586 | 0.0023586 | 0.0023586 | 0.0023586 | 0.0023586
IL Fac. Spec. - NOX Rate Summer v3.1, Unit 811 and retrofits | 580 | 1797 | Rate Constraint in lbs/MMBtu | FALSE | L | Annual | Fuel Consumed | TBtu | 0.16423 | 0.16423 | 0.16423 | 0.16423 | 0.16423 | 0.16423 | 0.16423
IL Fac. Spec. - NOX Rate Summer v3.1, Unit 811 and retrofits | 580 | 1797 | Rate Constraint in lbs/MMBtu | FALSE | L | Annual | Rate | lb/MMBtu | 0.028723 | 0.028723 | 0.028723 | 0.028723 | 0.028723 | 0.028723 | 0.028723
IL Fac. Spec. - NOX Rate Summer v3.1, Unit 811 and retrofits | 580 | 1797 | Rate Constraint in lbs/MMBtu | FALSE | L | Annual | Generation | TWh | 0.012371 | 0.012371 | 0.012371 | 0.012371 | 0.012371 | 0.012371 | 0.012371
IL Fac. Spec. - NOX Rate Summer v3.1, Unit 811 and retrofits | 580 | 1797 | Rate Constraint in lbs/MMBtu | FALSE | L | Annual | Qualifying Generation | TWh | 0.012371 | 0.012371 | 0.012371 | 0.012371 | 0.012371 | 0.012371 | 0.012371
IL Fac. Spec. - NOX Rate Summer v3.1, Unit 811 and retrofits | 580 | 1797 | Rate Constraint in lbs/MMBtu | FALSE | L | Annual | Rate | lb/MWh | 0.19066 | 0.19066 | 0.19066 | 0.19066 | 0.19066 | 0.19066 | 0.19066
IL Fac. Spec. - NOX Rate Summer v3.1, Unit 811 and retrofits | 580 | 1797 | Rate Constraint in lbs/MMBtu | FALSE | L | Annual | Constraint Shadow Price | US2011$/Ton | 0 | 0 | 0 | 0 | 0 | 0 | 0
IL Fac. Spec. - NOX Rate Summer v3.1, Unit 812 and retrofits | 581 | 1797 | Rate Constraint in lbs/MMBtu | FALSE | L | Annual | Seasons Included | Seasons | Summer | Summer | Summer | Summer | Summer | Summer | Summer
IL Fac. Spec. - NOX Rate Summer v3.1, Unit 812 and retrofits | 581 | 1797 | Rate Constraint in lbs/MMBtu | FALSE | L | Annual | Standard | lb/MMBtu | 0.25 | 0.25 | 0.25 | 0.25 | 0.25 | 0.25 | 0.25
IL Fac. Spec. - NOX Rate Summer v3.1, Unit 812 and retrofits | 581 | 1797 | Rate Constraint in lbs/MMBtu | FALSE | L | Annual | Emissions at Affected Plants NOX | Thousand Tons | 0.0021962 | 0.0021962 | 0.0021962 | 0.0021962 | 0.0021962 | 0.0021962 | 0.0021962
IL Fac. Spec. - NOX Rate Summer v3.1, Unit 812 and retrofits | 581 | 1797 | Rate Constraint in lbs/MMBtu | FALSE | L | Annual | Allowances Purchased NOX | Thousand Tons | 0 | 0 | 0 | 0 | 0 | 0 | 0
IL Fac. Spec. - NOX Rate Summer v3.1, Unit 812 and retrofits | 581 | 1797 | Rate Constraint in lbs/MMBtu | FALSE | L | Annual | Allowances Sold NOX | Thousand Tons | 0 | 0 | 0 | 0 | 0 | 0 | 0
IL Fac. Spec. - NOX Rate Summer v3.1, Unit 812 and retrofits | 581 | 1797 | Rate Constraint in lbs/MMBtu | FALSE | L | Annual | Allowances Banked | Thousand Tons | 0 | 0 | 0 | 0 | 0 | 0 | 0
IL Fac. Spec. - NOX Rate Summer v3.1, Unit 812 and retrofits | 581 | 1797 | Rate Constraint in lbs/MMBtu | FALSE | L | Annual | Allowances Withdrawn (1:1) | Thousand Tons | 0 | 0 | 0 | 0 | 0 | 0 | 0
IL Fac. Spec. - NOX Rate Summer v3.1, Unit 812 and retrofits | 581 | 1797 | Rate Constraint in lbs/MMBtu | FALSE | L | Annual | Allowances Withdrawn (n:1) | Thousand Tons | 0 | 0 | 0 | 0 | 0 | 0 | 0
IL Fac. Spec. - NOX Rate Summer v3.1, Unit 812 and retrofits | 581 | 1797 | Rate Constraint in lbs/MMBtu | FALSE | L | Annual | Net Emissions Allowance Position | Thousand Tons | 0.0021962 | 0.0021962 | 0.0021962 | 0.0021962 | 0.0021962 | 0.0021962 | 0.0021962
IL Fac. Spec. - NOX Rate Summer v3.1, Unit 812 and retrofits | 581 | 1797 | Rate Constraint in lbs/MMBtu | FALSE | L | Annual | Fuel Consumed | TBtu | 0.16424 | 0.16424 | 0.16424 | 0.16424 | 0.16424 | 0.16424 | 0.16424
IL Fac. Spec. - NOX Rate Summer v3.1, Unit 812 and retrofits | 581 | 1797 | Rate Constraint in lbs/MMBtu | FALSE | L | Annual | Rate | lb/MMBtu | 0.026743 | 0.026743 | 0.026743 | 0.026743 | 0.026743 | 0.026743 | 0.026743
IL Fac. Spec. - NOX Rate Summer v3.1, Unit 812 and retrofits | 581 | 1797 | Rate Constraint in lbs/MMBtu | FALSE | L | Annual | Generation | TWh | 0.012371 | 0.012371 | 0.012371 | 0.012371 | 0.012371 | 0.012371 | 0.012371
IL Fac. Spec. - NOX Rate Summer v3.1, Unit 812 and retrofits | 581 | 1797 | Rate Constraint in lbs/MMBtu | FALSE | L | Annual | Qualifying Generation | TWh | 0.012371 | 0.012371 | 0.012371 | 0.012371 | 0.012371 | 0.012371 | 0.012371
IL Fac. Spec. - NOX Rate Summer v3.1, Unit 812 and retrofits | 581 | 1797 | Rate Constraint in lbs/MMBtu | FALSE | L | Annual | Rate | lb/MWh | 0.17753 | 0.17753 | 0.17753 | 0.17753 | 0.17753 | 0.17753 | 0.17753
IL Fac. Spec. - NOX Rate Summer v3.1, Unit 812 and retrofits | 581 | 1797 | Rate Constraint in lbs/MMBtu | FALSE | L | Annual | Constraint Shadow Price | US2011$/Ton | 0 | 0 | 0 | 0 | 0 | 0 | 0
IL Fac. Spec. - NOX Rate Summer v3.1, Unit 813 and retrofits | 582 | 1797 | Rate Constraint in lbs/MMBtu | FALSE | L | Annual | Seasons Included | Seasons | Summer | Summer | Summer | Summer | Summer | Summer | Summer
IL Fac. Spec. - NOX Rate Summer v3.1, Unit 813 and retrofits | 582 | 1797 | Rate Constraint in lbs/MMBtu | FALSE | L | Annual | Standard | lb/MMBtu | 0.25 | 0.25 | 0.25 | 0.25 | 0.25 | 0.25 | 0.25
IL Fac. Spec. - NOX Rate Summer v3.1, Unit 813 and retrofits | 582 | 1797 | Rate Constraint in lbs/MMBtu | FALSE | L | Annual | Emissions at Affected Plants NOX | Thousand Tons | 0.0022304 | 0.0022304 | 0.00043878 | 0.0022304 | 0.0022304 | 0.0022304 | 0.0022304
IL Fac. Spec. - NOX Rate Summer v3.1, Unit 813 and retrofits | 582 | 1797 | Rate Constraint in lbs/MMBtu | FALSE | L | Annual | Allowances Purchased NOX | Thousand Tons | 0 | 0 | 0 | 0 | 0 | 0 | 0
IL Fac. Spec. - NOX Rate Summer v3.1, Unit 813 and retrofits | 582 | 1797 | Rate Constraint in lbs/MMBtu | FALSE | L | Annual | Allowances Sold NOX | Thousand Tons | 0 | 0 | 0 | 0 | 0 | 0 | 0
IL Fac. Spec. - NOX Rate Summer v3.1, Unit 813 and retrofits | 582 | 1797 | Rate Constraint in lbs/MMBtu | FALSE | L | Annual | Allowances Banked | Thousand Tons | 0 | 0 | 0 | 0 | 0 | 0 | 0
IL Fac. Spec. - NOX Rate Summer v3.1, Unit 813 and retrofits | 582 | 1797 | Rate Constraint in lbs/MMBtu | FALSE | L | Annual | Allowances Withdrawn (1:1) | Thousand Tons | 0 | 0 | 0 | 0 | 0 | 0 | 0
IL Fac. Spec. - NOX Rate Summer v3.1, Unit 813 and retrofits | 582 | 1797 | Rate Constraint in lbs/MMBtu | FALSE | L | Annual | Allowances Withdrawn (n:1) | Thousand Tons | 0 | 0 | 0 | 0 | 0 | 0 | 0
IL Fac. Spec. - NOX Rate Summer v3.1, Unit 813 and retrofits | 582 | 1797 | Rate Constraint in lbs/MMBtu | FALSE | L | Annual | Net Emissions Allowance Position | Thousand Tons | 0.0022304 | 0.0022304 | 0.00043878 | 0.0022304 | 0.0022304 | 0.0022304 | 0.0022304
IL Fac. Spec. - NOX Rate Summer v3.1, Unit 813 and retrofits | 582 | 1797 | Rate Constraint in lbs/MMBtu | FALSE | L | Annual | Fuel Consumed | TBtu | 0.16424 | 0.16424 | 0.03231 | 0.16424 | 0.16424 | 0.16424 | 0.16424
IL Fac. Spec. - NOX Rate Summer v3.1, Unit 813 and retrofits | 582 | 1797 | Rate Constraint in lbs/MMBtu | FALSE | L | Annual | Rate | lb/MMBtu | 0.02716 | 0.02716 | 0.02716 | 0.02716 | 0.02716 | 0.02716 | 0.02716
IL Fac. Spec. - NOX Rate Summer v3.1, Unit 813 and retrofits | 582 | 1797 | Rate Constraint in lbs/MMBtu | FALSE | L | Annual | Generation | TWh | 0.012371 | 0.012371 | 0.0024336 | 0.012371 | 0.012371 | 0.012371 | 0.012371
IL Fac. Spec. - NOX Rate Summer v3.1, Unit 813 and retrofits | 582 | 1797 | Rate Constraint in lbs/MMBtu | FALSE | L | Annual | Qualifying Generation | TWh | 0.012371 | 0.012371 | 0.0024336 | 0.012371 | 0.012371 | 0.012371 | 0.012371
IL Fac. Spec. - NOX Rate Summer v3.1, Unit 813 and retrofits | 582 | 1797 | Rate Constraint in lbs/MMBtu | FALSE | L | Annual | Rate | lb/MWh | 0.1803 | 0.1803 | 0.1803 | 0.1803 | 0.1803 | 0.1803 | 0.1803
IL Fac. Spec. - NOX Rate Summer v3.1, Unit 813 and retrofits | 582 | 1797 | Rate Constraint in lbs/MMBtu | FALSE | L | Annual | Constraint Shadow Price | US2011$/Ton | 0 | 0 | 0 | 0 | 0 | 0 | 0
IL Fac. Spec. - NOX Rate Summer v3.1, Unit 814 and retrofits | 583 | 1797 | Rate Constraint in lbs/MMBtu | FALSE | L | Annual | Seasons Included | Seasons | Summer | Summer | Summer | Summer | Summer | Summer | Summer
IL Fac. Spec. - NOX Rate Summer v3.1, Unit 814 and retrofits | 583 | 1797 | Rate Constraint in lbs/MMBtu | FALSE | L | Annual | Standard | lb/MMBtu | 0.25 | 0.25 | 0.25 | 0.25 | 0.25 | 0.25 | 0.25
IL Fac. Spec. - NOX Rate Summer v3.1, Unit 814 and retrofits | 583 | 1797 | Rate Constraint in lbs/MMBtu | FALSE | L | Annual | Emissions at Affected Plants NOX | Thousand Tons | 0.0022384 | 0.0022384 | 0.0020984 | 0.0022384 | 0.0022384 | 0.0022384 | 0.0022384
IL Fac. Spec. - NOX Rate Summer v3.1, Unit 814 and retrofits | 583 | 1797 | Rate Constraint in lbs/MMBtu | FALSE | L | Annual | Allowances Purchased NOX | Thousand Tons | 0 | 0 | 0 | 0 | 0 | 0 | 0
IL Fac. Spec. - NOX Rate Summer v3.1, Unit 814 and retrofits | 583 | 1797 | Rate Constraint in lbs/MMBtu | FALSE | L | Annual | Allowances Sold NOX | Thousand Tons | 0 | 0 | 0 | 0 | 0 | 0 | 0
IL Fac. Spec. - NOX Rate Summer v3.1, Unit 814 and retrofits | 583 | 1797 | Rate Constraint in lbs/MMBtu | FALSE | L | Annual | Allowances Banked | Thousand Tons | 0 | 0 | 0 | 0 | 0 | 0 | 0
IL Fac. Spec. - NOX Rate Summer v3.1, Unit 814 and retrofits | 583 | 1797 | Rate Constraint in lbs/MMBtu | FALSE | L | Annual | Allowances Withdrawn (1:1) | Thousand Tons | 0 | 0 | 0 | 0 | 0 | 0 | 0
IL Fac. Spec. - NOX Rate Summer v3.1, Unit 814 and retrofits | 583 | 1797 | Rate Constraint in lbs/MMBtu | FALSE | L | Annual | Allowances Withdrawn (n:1) | Thousand Tons | 0 | 0 | 0 | 0 | 0 | 0 | 0
IL Fac. Spec. - NOX Rate Summer v3.1, Unit 814 and retrofits | 583 | 1797 | Rate Constraint in lbs/MMBtu | FALSE | L | Annual | Net Emissions Allowance Position | Thousand Tons | 0.0022384 | 0.0022384 | 0.0020984 | 0.0022384 | 0.0022384 | 0.0022384 | 0.0022384
IL Fac. Spec. - NOX Rate Summer v3.1, Unit 814 and retrofits | 583 | 1797 | Rate Constraint in lbs/MMBtu | FALSE | L | Annual | Fuel Consumed | TBtu | 0.16424 | 0.16424 | 0.15397 | 0.16424 | 0.16424 | 0.16424 | 0.16424
IL Fac. Spec. - NOX Rate Summer v3.1, Unit 814 and retrofits | 583 | 1797 | Rate Constraint in lbs/MMBtu | FALSE | L | Annual | Rate | lb/MMBtu | 0.027256 | 0.027256 | 0.027256 | 0.027256 | 0.027256 | 0.027256 | 0.027256
IL Fac. Spec. - NOX Rate Summer v3.1, Unit 814 and retrofits | 583 | 1797 | Rate Constraint in lbs/MMBtu | FALSE | L | Annual | Generation | TWh | 0.012371 | 0.012371 | 0.011597 | 0.012371 | 0.012371 | 0.012371 | 0.012371
IL Fac. Spec. - NOX Rate Summer v3.1, Unit 814 and retrofits | 583 | 1797 | Rate Constraint in lbs/MMBtu | FALSE | L | Annual | Qualifying Generation | TWh | 0.012371 | 0.012371 | 0.011597 | 0.012371 | 0.012371 | 0.012371 | 0.012371
IL Fac. Spec. - NOX Rate Summer v3.1, Unit 814 and retrofits | 583 | 1797 | Rate Constraint in lbs/MMBtu | FALSE | L | Annual | Rate | lb/MWh | 0.18094 | 0.18094 | 0.18094 | 0.18094 | 0.18094 | 0.18094 | 0.18094
IL Fac. Spec. - NOX Rate Summer v3.1, Unit 814 and retrofits | 583 | 1797 | Rate Constraint in lbs/MMBtu | FALSE | L | Annual | Constraint Shadow Price | US2011$/Ton | 0 | 0 | 0 | 0 | 0 | 0 | 0
IL Fac. Spec. - NOX Rate Summer v3.1, Unit 815 and retrofits | 584 | 1797 | Rate Constraint in lbs/MMBtu | FALSE | L | Annual | Seasons Included | Seasons | Summer | Summer | Summer | Summer | Summer | Summer | Summer
IL Fac. Spec. - NOX Rate Summer v3.1, Unit 815 and retrofits | 584 | 1797 | Rate Constraint in lbs/MMBtu | FALSE | L | Annual | Standard | lb/MMBtu | 0.25 | 0.25 | 0.25 | 0.25 | 0.25 | 0.25 | 0.25
IL Fac. Spec. - NOX Rate Summer v3.1, Unit 815 and retrofits | 584 | 1797 | Rate Constraint in lbs/MMBtu | FALSE | L | Annual | Emissions at Affected Plants NOX | Thousand Tons | 0.002097 | 0.002097 | 0.002097 | 0.002097 | 0.002097 | 0.002097 | 0.002097
IL Fac. Spec. - NOX Rate Summer v3.1, Unit 815 and retrofits | 584 | 1797 | Rate Constraint in lbs/MMBtu | FALSE | L | Annual | Allowances Purchased NOX | Thousand Tons | 0 | 0 | 0 | 0 | 0 | 0 | 0
IL Fac. Spec. - NOX Rate Summer v3.1, Unit 815 and retrofits | 584 | 1797 | Rate Constraint in lbs/MMBtu | FALSE | L | Annual | Allowances Sold NOX | Thousand Tons | 0 | 0 | 0 | 0 | 0 | 0 | 0
IL Fac. Spec. - NOX Rate Summer v3.1, Unit 815 and retrofits | 584 | 1797 | Rate Constraint in lbs/MMBtu | FALSE | L | Annual | Allowances Banked | Thousand Tons | 0 | 0 | 0 | 0 | 0 | 0 | 0
IL Fac. Spec. - NOX Rate Summer v3.1, Unit 815 and retrofits | 584 | 1797 | Rate Constraint in lbs/MMBtu | FALSE | L | Annual | Allowances Withdrawn (1:1) | Thousand Tons | 0 | 0 | 0 | 0 | 0 | 0 | 0
IL Fac. Spec. - NOX Rate Summer v3.1, Unit 815 and retrofits | 584 | 1797 | Rate Constraint in lbs/MMBtu | FALSE | L | Annual | Allowances Withdrawn (n:1) | Thousand Tons | 0 | 0 | 0 | 0 | 0 | 0 | 0
IL Fac. Spec. - NOX Rate Summer v3.1, Unit 815 and retrofits | 584 | 1797 | Rate Constraint in lbs/MMBtu | FALSE | L | Annual | Net Emissions Allowance Position | Thousand Tons | 0.002097 | 0.002097 | 0.002097 | 0.002097 | 0.002097 | 0.002097 | 0.002097
IL Fac. Spec. - NOX Rate Summer v3.1, Unit 815 and retrofits | 584 | 1797 | Rate Constraint in lbs/MMBtu | FALSE | L | Annual | Fuel Consumed | TBtu | 0.16424 | 0.16424 | 0.16424 | 0.16424 | 0.16424 | 0.16424 | 0.16424
IL Fac. Spec. - NOX Rate Summer v3.1, Unit 815 and retrofits | 584 | 1797 | Rate Constraint in lbs/MMBtu | FALSE | L | Annual | Rate | lb/MMBtu | 0.025535 | 0.025535 | 0.025535 | 0.025535 | 0.025535 | 0.025535 | 0.025535
IL Fac. Spec. - NOX Rate Summer v3.1, Unit 815 and retrofits | 584 | 1797 | Rate Constraint in lbs/MMBtu | FALSE | L | Annual | Generation | TWh | 0.012371 | 0.012371 | 0.012371 | 0.012371 | 0.012371 | 0.012371 | 0.012371
IL Fac. Spec. - NOX Rate Summer v3.1, Unit 815 and retrofits | 584 | 1797 | Rate Constraint in lbs/MMBtu | FALSE | L | Annual | Qualifying Generation | TWh | 0.012371 | 0.012371 | 0.012371 | 0.012371 | 0.012371 | 0.012371 | 0.012371
IL Fac. Spec. - NOX Rate Summer v3.1, Unit 815 and retrofits | 584 | 1797 | Rate Constraint in lbs/MMBtu | FALSE | L | Annual | Rate | lb/MWh | 0.16952 | 0.16952 | 0.16952 | 0.16952 | 0.16952 | 0.16952 | 0.16952
IL Fac. Spec. - NOX Rate Summer v3.1, Unit 815 and retrofits | 584 | 1797 | Rate Constraint in lbs/MMBtu | FALSE | L | Annual | Constraint Shadow Price | US2011$/Ton | 0 | 0 | 0 | 0 | 0 | 0 | 0
IL Fac. Spec. - NOX Rate Summer v3.1, Unit 816 and retrofits | 585 | 1797 | Rate Constraint in lbs/MMBtu | FALSE | L | Annual | Seasons Included | Seasons | Summer | Summer | Summer | Summer | Summer | Summer | Summer
IL Fac. Spec. - NOX Rate Summer v3.1, Unit 816 and retrofits | 585 | 1797 | Rate Constraint in lbs/MMBtu | FALSE | L | Annual | Standard | lb/MMBtu | 0.25 | 0.25 | 0.25 | 0.25 | 0.25 | 0.25 | 0.25
IL Fac. Spec. - NOX Rate Summer v3.1, Unit 816 and retrofits | 585 | 1797 | Rate Constraint in lbs/MMBtu | FALSE | L | Annual | Emissions at Affected Plants NOX | Thousand Tons | 0.0016161 | 0.0016161 | 0.0016161 | 0.0016161 | 0.0016161 | 0.0016161 | 0.0016161
IL Fac. Spec. - NOX Rate Summer v3.1, Unit 816 and retrofits | 585 | 1797 | Rate Constraint in lbs/MMBtu | FALSE | L | Annual | Allowances Purchased NOX | Thousand Tons | 0 | 0 | 0 | 0 | 0 | 0 | 0
IL Fac. Spec. - NOX Rate Summer v3.1, Unit 816 and retrofits | 585 | 1797 | Rate Constraint in lbs/MMBtu | FALSE | L | Annual | Allowances Sold NOX | Thousand Tons | 0 | 0 | 0 | 0 | 0 | 0 | 0
IL Fac. Spec. - NOX Rate Summer v3.1, Unit 816 and retrofits | 585 | 1797 | Rate Constraint in lbs/MMBtu | FALSE | L | Annual | Allowances Banked | Thousand Tons | 0 | 0 | 0 | 0 | 0 | 0 | 0
IL Fac. Spec. - NOX Rate Summer v3.1, Unit 816 and retrofits | 585 | 1797 | Rate Constraint in lbs/MMBtu | FALSE | L | Annual | Allowances Withdrawn (1:1) | Thousand Tons | 0 | 0 | 0 | 0 | 0 | 0 | 0
IL Fac. Spec. - NOX Rate Summer v3.1, Unit 816 and retrofits | 585 | 1797 | Rate Constraint in lbs/MMBtu | FALSE | L | Annual | Allowances Withdrawn (n:1) | Thousand Tons | 0 | 0 | 0 | 0 | 0 | 0 | 0
IL Fac. Spec. - NOX Rate Summer v3.1, Unit 816 and retrofits | 585 | 1797 | Rate Constraint in lbs/MMBtu | FALSE | L | Annual | Net Emissions Allowance Position | Thousand Tons | 0.0016161 | 0.0016161 | 0.0016161 | 0.0016161 | 0.0016161 | 0.0016161 | 0.0016161
IL Fac. Spec. - NOX Rate Summer v3.1, Unit 816 and retrofits | 585 | 1797 | Rate Constraint in lbs/MMBtu | FALSE | L | Annual | Fuel Consumed | TBtu | 0.16424 | 0.16424 | 0.16424 | 0.16424 | 0.16424 | 0.16424 | 0.16424
IL Fac. Spec. - NOX Rate Summer v3.1, Unit 816 and retrofits | 585 | 1797 | Rate Constraint in lbs/MMBtu | FALSE | L | Annual | Rate | lb/MMBtu | 0.019679 | 0.019679 | 0.019679 | 0.019679 | 0.019679 | 0.019679 | 0.019679
IL Fac. Spec. - NOX Rate Summer v3.1, Unit 816 and retrofits | 585 | 1797 | Rate Constraint in lbs/MMBtu | FALSE | L | Annual | Generation | TWh | 0.012371 | 0.012371 | 0.012371 | 0.012371 | 0.012371 | 0.012371 | 0.012371
IL Fac. Spec. - NOX Rate Summer v3.1, Unit 816 and retrofits | 585 | 1797 | Rate Constraint in lbs/MMBtu | FALSE | L | Annual | Qualifying Generation | TWh | 0.012371 | 0.012371 | 0.012371 | 0.012371 | 0.012371 | 0.012371 | 0.012371
IL Fac. Spec. - NOX Rate Summer v3.1, Unit 816 and retrofits | 585 | 1797 | Rate Constraint in lbs/MMBtu | FALSE | L | Annual | Rate | lb/MWh | 0.13064 | 0.13064 | 0.13064 | 0.13064 | 0.13064 | 0.13064 | 0.13064
IL Fac. Spec. - NOX Rate Summer v3.1, Unit 816 and retrofits | 585 | 1797 | Rate Constraint in lbs/MMBtu | FALSE | L | Annual | Constraint Shadow Price | US2011$/Ton | 0 | 0 | 0 | 0 | 0 | 0 | 0
IL Fac. Spec. - NOX Rate Summer v3.1, Unit 817 and retrofits | 586 | 1797 | Rate Constraint in lbs/MMBtu | FALSE | L | Annual | Seasons Included | Seasons | Summer | Summer | Summer | Summer | Summer | Summer | Summer
IL Fac. Spec. - NOX Rate Summer v3.1, Unit 817 and retrofits | 586 | 1797 | Rate Constraint in lbs/MMBtu | FALSE | L | Annual | Standard | lb/MMBtu | 0.25 | 0.25 | 0.25 | 0.25 | 0.25 | 0.25 | 0.25
IL Fac. Spec. - NOX Rate Summer v3.1, Unit 817 and retrofits | 586 | 1797 | Rate Constraint in lbs/MMBtu | FALSE | L | Annual | Emissions at Affected Plants NOX | Thousand Tons | 0.004913 | 0.0009665 | 0.0009665 | 0.0009665 | 0.004913 | 0.004913 | 0
IL Fac. Spec. - NOX Rate Summer v3.1, Unit 817 and retrofits | 586 | 1797 | Rate Constraint in lbs/MMBtu | FALSE | L | Annual | Allowances Purchased NOX | Thousand Tons | 0 | 0 | 0 | 0 | 0 | 0 | 0
IL Fac. Spec. - NOX Rate Summer v3.1, Unit 817 and retrofits | 586 | 1797 | Rate Constraint in lbs/MMBtu | FALSE | L | Annual | Allowances Sold NOX | Thousand Tons | 0 | 0 | 0 | 0 | 0 | 0 | 0
IL Fac. Spec. - NOX Rate Summer v3.1, Unit 817 and retrofits | 586 | 1797 | Rate Constraint in lbs/MMBtu | FALSE | L | Annual | Allowances Banked | Thousand Tons | 0 | 0 | 0 | 0 | 0 | 0 | 0
IL Fac. Spec. - NOX Rate Summer v3.1, Unit 817 and retrofits | 586 | 1797 | Rate Constraint in lbs/MMBtu | FALSE | L | Annual | Allowances Withdrawn (1:1) | Thousand Tons | 0 | 0 | 0 | 0 | 0 | 0 | 0
IL Fac. Spec. - NOX Rate Summer v3.1, Unit 817 and retrofits | 586 | 1797 | Rate Constraint in lbs/MMBtu | FALSE | L | Annual | Allowances Withdrawn (n:1) | Thousand Tons | 0 | 0 | 0 | 0 | 0 | 0 | 0
IL Fac. Spec. - NOX Rate Summer v3.1, Unit 817 and retrofits | 586 | 1797 | Rate Constraint in lbs/MMBtu | FALSE | L | Annual | Net Emissions Allowance Position | Thousand Tons | 0.004913 | 0.0009665 | 0.0009665 | 0.0009665 | 0.004913 | 0.004913 | 0
IL Fac. Spec. - NOX Rate Summer v3.1, Unit 817 and retrofits | 586 | 1797 | Rate Constraint in lbs/MMBtu | FALSE | L | Annual | Fuel Consumed | TBtu | 0.099455 | 0.019565 | 0.019565 | 0.019565 | 0.099455 | 0.099455 | 0
IL Fac. Spec. - NOX Rate Summer v3.1, Unit 817 and retrofits | 586 | 1797 | Rate Constraint in lbs/MMBtu | FALSE | L | Annual | Rate | lb/MMBtu | 0.098799 | 0.098799 | 0.098799 | 0.098799 | 0.098799 | 0.098799 | 0
IL Fac. Spec. - NOX Rate Summer v3.1, Unit 817 and retrofits | 586 | 1797 | Rate Constraint in lbs/MMBtu | FALSE | L | Annual | Generation | TWh | 0.0072442 | 0.0014251 | 0.0014251 | 0.0014251 | 0.0072442 | 0.0072442 | 0
IL Fac. Spec. - NOX Rate Summer v3.1, Unit 817 and retrofits | 586 | 1797 | Rate Constraint in lbs/MMBtu | FALSE | L | Annual | Qualifying Generation | TWh | 0.0072442 | 0.0014251 | 0.0014251 | 0.0014251 | 0.0072442 | 0.0072442 | 0
IL Fac. Spec. - NOX Rate Summer v3.1, Unit 817 and retrofits | 586 | 1797 | Rate Constraint in lbs/MMBtu | FALSE | L | Annual | Rate | lb/MWh | 0.6782 | 0.6782 | 0.6782 | 0.6782 | 0.6782 | 0.6782 | 0
IL Fac. Spec. - NOX Rate Summer v3.1, Unit 817 and retrofits | 586 | 1797 | Rate Constraint in lbs/MMBtu | FALSE | L | Annual | Constraint Shadow Price | US2011$/Ton | 0 | 0 | 0 | 0 | 0 | 0 | 0
IL Fac. Spec. - NOX Rate Summer v3.1, Unit 818 and retrofits | 587 | 1797 | Rate Constraint in lbs/MMBtu | FALSE | L | Annual | Seasons Included | Seasons | Summer | Summer | Summer | Summer | Summer | Summer | Summer
IL Fac. Spec. - NOX Rate Summer v3.1, Unit 818 and retrofits | 587 | 1797 | Rate Constraint in lbs/MMBtu | FALSE | L | Annual | Standard | lb/MMBtu | 0.25 | 0.25 | 0.25 | 0.25 | 0.25 | 0.25 | 0.25
IL Fac. Spec. - NOX Rate Summer v3.1, Unit 818 and retrofits | 587 | 1797 | Rate Constraint in lbs/MMBtu | FALSE | L | Annual | Emissions at Affected Plants NOX | Thousand Tons | 0.0045693 | 0.00089888 | 0.00089888 | 0.00089888 | 0.0045693 | 0.0045693 | 0
IL Fac. Spec. - NOX Rate Summer v3.1, Unit 818 and retrofits | 587 | 1797 | Rate Constraint in lbs/MMBtu | FALSE | L | Annual | Allowances Purchased NOX | Thousand Tons | 0 | 0 | 0 | 0 | 0 | 0 | 0
IL Fac. Spec. - NOX Rate Summer v3.1, Unit 818 and retrofits | 587 | 1797 | Rate Constraint in lbs/MMBtu | FALSE | L | Annual | Allowances Sold NOX | Thousand Tons | 0 | 0 | 0 | 0 | 0 | 0 | 0
IL Fac. Spec. - NOX Rate Summer v3.1, Unit 818 and retrofits | 587 | 1797 | Rate Constraint in lbs/MMBtu | FALSE | L | Annual | Allowances Banked | Thousand Tons | 0 | 0 | 0 | 0 | 0 | 0 | 0
IL Fac. Spec. - NOX Rate Summer v3.1, Unit 818 and retrofits | 587 | 1797 | Rate Constraint in lbs/MMBtu | FALSE | L | Annual | Allowances Withdrawn (1:1) | Thousand Tons | 0 | 0 | 0 | 0 | 0 | 0 | 0
IL Fac. Spec. - NOX Rate Summer v3.1, Unit 818 and retrofits | 587 | 1797 | Rate Constraint in lbs/MMBtu | FALSE | L | Annual | Allowances Withdrawn (n:1) | Thousand Tons | 0 | 0 | 0 | 0 | 0 | 0 | 0
IL Fac. Spec. - NOX Rate Summer v3.1, Unit 818 and retrofits | 587 | 1797 | Rate Constraint in lbs/MMBtu | FALSE | L | Annual | Net Emissions Allowance Position | Thousand Tons | 0.0045693 | 0.00089888 | 0.00089888 | 0.00089888 | 0.0045693 | 0.0045693 | 0
IL Fac. Spec. - NOX Rate Summer v3.1, Unit 818 and retrofits | 587 | 1797 | Rate Constraint in lbs/MMBtu | FALSE | L | Annual | Fuel Consumed | TBtu | 0.099462 | 0.019566 | 0.019566 | 0.019566 | 0.099462 | 0.099462 | 0
IL Fac. Spec. - NOX Rate Summer v3.1, Unit 818 and retrofits | 587 | 1797 | Rate Constraint in lbs/MMBtu | FALSE | L | Annual | Rate | lb/MMBtu | 0.09188 | 0.09188 | 0.09188 | 0.09188 | 0.09188 | 0.09188 | 0
IL Fac. Spec. - NOX Rate Summer v3.1, Unit 818 and retrofits | 587 | 1797 | Rate Constraint in lbs/MMBtu | FALSE | L | Annual | Generation | TWh | 0.0072442 | 0.0014251 | 0.0014251 | 0.0014251 | 0.0072442 | 0.0072442 | 0
IL Fac. Spec. - NOX Rate Summer v3.1, Unit 818 and retrofits | 587 | 1797 | Rate Constraint in lbs/MMBtu | FALSE | L | Annual | Qualifying Generation | TWh | 0.0072442 | 0.0014251 | 0.0014251 | 0.0014251 | 0.0072442 | 0.0072442 | 0
IL Fac. Spec. - NOX Rate Summer v3.1, Unit 818 and retrofits | 587 | 1797 | Rate Constraint in lbs/MMBtu | FALSE | L | Annual | Rate | lb/MWh | 0.63076 | 0.63076 | 0.63076 | 0.63076 | 0.63076 | 0.63076 | 0
IL Fac. Spec. - NOX Rate Summer v3.1, Unit 818 and retrofits | 587 | 1797 | Rate Constraint in lbs/MMBtu | FALSE | L | Annual | Constraint Shadow Price | US2011$/Ton | 0 | 0 | 0 | 0 | 0 | 0 | 0
IL Fac. Spec. - NOX Rate Summer v3.1, Unit 819 and retrofits | 588 | 1797 | Rate Constraint in lbs/MMBtu | FALSE | L | Annual | Seasons Included | Seasons | Summer | Summer | Summer | Summer | Summer | Summer | Summer
IL Fac. Spec. - NOX Rate Summer v3.1, Unit 819 and retrofits | 588 | 1797 | Rate Constraint in lbs/MMBtu | FALSE | L | Annual | Standard | lb/MMBtu | 0.25 | 0.25 | 0.25 | 0.25 | 0.25 | 0.25 | 0.25
IL Fac. Spec. - NOX Rate Summer v3.1, Unit 819 and retrofits | 588 | 1797 | Rate Constraint in lbs/MMBtu | FALSE | L | Annual | Emissions at Affected Plants NOX | Thousand Tons | 0.0045802 | 0.00090102 | 0.00090102 | 0.00090102 | 0.0045802 | 0.0010715 | 0
IL Fac. Spec. - NOX Rate Summer v3.1, Unit 819 and retrofits | 588 | 1797 | Rate Constraint in lbs/MMBtu | FALSE | L | Annual | Allowances Purchased NOX | Thousand Tons | 0 | 0 | 0 | 0 | 0 | 0 | 0
IL Fac. Spec. - NOX Rate Summer v3.1, Unit 819 and retrofits | 588 | 1797 | Rate Constraint in lbs/MMBtu | FALSE | L | Annual | Allowances Sold NOX | Thousand Tons | 0 | 0 | 0 | 0 | 0 | 0 | 0
IL Fac. Spec. - NOX Rate Summer v3.1, Unit 819 and retrofits | 588 | 1797 | Rate Constraint in lbs/MMBtu | FALSE | L | Annual | Allowances Banked | Thousand Tons | 0 | 0 | 0 | 0 | 0 | 0 | 0
IL Fac. Spec. - NOX Rate Summer v3.1, Unit 819 and retrofits | 588 | 1797 | Rate Constraint in lbs/MMBtu | FALSE | L | Annual | Allowances Withdrawn (1:1) | Thousand Tons | 0 | 0 | 0 | 0 | 0 | 0 | 0
IL Fac. Spec. - NOX Rate Summer v3.1, Unit 819 and retrofits | 588 | 1797 | Rate Constraint in lbs/MMBtu | FALSE | L | Annual | Allowances Withdrawn (n:1) | Thousand Tons | 0 | 0 | 0 | 0 | 0 | 0 | 0
IL Fac. Spec. - NOX Rate Summer v3.1, Unit 819 and retrofits | 588 | 1797 | Rate Constraint in lbs/MMBtu | FALSE | L | Annual | Net Emissions Allowance Position | Thousand Tons | 0.0045802 | 0.00090102 | 0.00090102 | 0.00090102 | 0.0045802 | 0.0010715 | 0
IL Fac. Spec. - NOX Rate Summer v3.1, Unit 819 and retrofits | 588 | 1797 | Rate Constraint in lbs/MMBtu | FALSE | L | Annual | Fuel Consumed | TBtu | 0.099462 | 0.019566 | 0.019566 | 0.019566 | 0.099462 | 0.023268 | 0
IL Fac. Spec. - NOX Rate Summer v3.1, Unit 819 and retrofits | 588 | 1797 | Rate Constraint in lbs/MMBtu | FALSE | L | Annual | Rate | lb/MMBtu | 0.092099 | 0.092099 | 0.092099 | 0.092099 | 0.092099 | 0.092099 | 0
IL Fac. Spec. - NOX Rate Summer v3.1, Unit 819 and retrofits | 588 | 1797 | Rate Constraint in lbs/MMBtu | FALSE | L | Annual | Generation | TWh | 0.0072442 | 0.0014251 | 0.0014251 | 0.0014251 | 0.0072442 | 0.0016947 | 0
IL Fac. Spec. - NOX Rate Summer v3.1, Unit 819 and retrofits | 588 | 1797 | Rate Constraint in lbs/MMBtu | FALSE | L | Annual | Qualifying Generation | TWh | 0.0072442 | 0.0014251 | 0.0014251 | 0.0014251 | 0.0072442 | 0.0016947 | 0
IL Fac. Spec. - NOX Rate Summer v3.1, Unit 819 and retrofits | 588 | 1797 | Rate Constraint in lbs/MMBtu | FALSE | L | Annual | Rate | lb/MWh | 0.63226 | 0.63226 | 0.63226 | 0.63226 | 0.63226 | 0.63226 | 0
IL Fac. Spec. - NOX Rate Summer v3.1, Unit 819 and retrofits | 588 | 1797 | Rate Constraint in lbs/MMBtu | FALSE | L | Annual | Constraint Shadow Price | US2011$/Ton | 0 | 0 | 0 | 0 | 0 | 0 | 0
IL Fac. Spec. - NOX Rate Summer v3.1, Unit 820 and retrofits | 589 | 1797 | Rate Constraint in lbs/MMBtu | FALSE | L | Annual | Seasons Included | Seasons | Summer | Summer | Summer | Summer | Summer | Summer | Summer
IL Fac. Spec. - NOX Rate Summer v3.1, Unit 820 and retrofits | 589 | 1797 | Rate Constraint in lbs/MMBtu | FALSE | L | Annual | Standard | lb/MMBtu | 0.25 | 0.25 | 0.25 | 0.25 | 0.25 | 0.25 | 0.25
IL Fac. Spec. - NOX Rate Summer v3.1, Unit 820 and retrofits | 589 | 1797 | Rate Constraint in lbs/MMBtu | FALSE | L | Annual | Emissions at Affected Plants NOX | Thousand Tons | 0.0047211 | 0.00092874 | 0.00092874 | 0.00092874 | 0.0047211 | 0.0047211 | 0
IL Fac. Spec. - NOX Rate Summer v3.1, Unit 820 and retrofits | 589 | 1797 | Rate Constraint in lbs/MMBtu | FALSE | L | Annual | Allowances Purchased NOX | Thousand Tons | 0 | 0 | 0 | 0 | 0 | 0 | 0
IL Fac. Spec. - NOX Rate Summer v3.1, Unit 820 and retrofits | 589 | 1797 | Rate Constraint in lbs/MMBtu | FALSE | L | Annual | Allowances Sold NOX | Thousand Tons | 0 | 0 | 0 | 0 | 0 | 0 | 0
IL Fac. Spec. - NOX Rate Summer v3.1, Unit 820 and retrofits | 589 | 1797 | Rate Constraint in lbs/MMBtu | FALSE | L | Annual | Allowances Banked | Thousand Tons | 0 | 0 | 0 | 0 | 0 | 0 | 0
IL Fac. Spec. - NOX Rate Summer v3.1, Unit 820 and retrofits | 589 | 1797 | Rate Constraint in lbs/MMBtu | FALSE | L | Annual | Allowances Withdrawn (1:1) | Thousand Tons | 0 | 0 | 0 | 0 | 0 | 0 | 0
IL Fac. Spec. - NOX Rate Summer v3.1, Unit 820 and retrofits | 589 | 1797 | Rate Constraint in lbs/MMBtu | FALSE | L | Annual | Allowances Withdrawn (n:1) | Thousand Tons | 0 | 0 | 0 | 0 | 0 | 0 | 0
IL Fac. Spec. - NOX Rate Summer v3.1, Unit 820 and retrofits | 589 | 1797 | Rate Constraint in lbs/MMBtu | FALSE | L | Annual | Net Emissions Allowance Position | Thousand Tons | 0.0047211 | 0.00092874 | 0.00092874 | 0.00092874 | 0.0047211 | 0.0047211 | 0
IL Fac. Spec. - NOX Rate Summer v3.1, Unit 820 and retrofits | 589 | 1797 | Rate Constraint in lbs/MMBtu | FALSE | L | Annual | Fuel Consumed | TBtu | 0.099462 | 0.019566 | 0.019566 | 0.019566 | 0.099462 | 0.099462 | 0
IL Fac. Spec. - NOX Rate Summer v3.1, Unit 820 and retrofits | 589 | 1797 | Rate Constraint in lbs/MMBtu | FALSE | L | Annual | Rate | lb/MMBtu | 0.094933 | 0.094933 | 0.094933 | 0.094933 | 0.094933 | 0.094933 | 0
IL Fac. Spec. - NOX Rate Summer v3.1, Unit 820 and retrofits | 589 | 1797 | Rate Constraint in lbs/MMBtu | FALSE | L | Annual | Generation | TWh | 0.0072442 | 0.0014251 | 0.0014251 | 0.0014251 | 0.0072442 | 0.0072442 | 0
IL Fac. Spec. - NOX Rate Summer v3.1, Unit 820 and retrofits | 589 | 1797 | Rate Constraint in lbs/MMBtu | FALSE | L | Annual | Qualifying Generation | TWh | 0.0072442 | 0.0014251 | 0.0014251 | 0.0014251 | 0.0072442 | 0.0072442 | 0
IL Fac. Spec. - NOX Rate Summer v3.1, Unit 820 and retrofits | 589 | 1797 | Rate Constraint in lbs/MMBtu | FALSE | L | Annual | Rate | lb/MWh | 0.65171 | 0.65171 | 0.65171 | 0.65171 | 0.65171 | 0.65171 | 0
IL Fac. Spec. - NOX Rate Summer v3.1, Unit 820 and retrofits | 589 | 1797 | Rate Constraint in lbs/MMBtu | FALSE | L | Annual | Constraint Shadow Price | US2011$/Ton | 0 | 0 | 0 | 0 | 0 | 0 | 0
IL Fac. Spec. - NOX Rate Summer v3.1, Unit 833 and retrofits | 590 | 1797 | Rate Constraint in lbs/MMBtu | FALSE | L | Annual | Seasons Included | Seasons | Summer | Summer | Summer | Summer | Summer | Summer | Summer
IL Fac. Spec. - NOX Rate Summer v3.1, Unit 833 and retrofits | 590 | 1797 | Rate Constraint in lbs/MMBtu | FALSE | L | Annual | Standard | lb/MMBtu | 0.25 | 0.25 | 0.25 | 0.25 | 0.25 | 0.25 | 0.25
IL Fac. Spec. - NOX Rate Summer v3.1, Unit 833 and retrofits | 590 | 1797 | Rate Constraint in lbs/MMBtu | FALSE | L | Annual | Emissions at Affected Plants NOX | Thousand Tons | 0.012293 | 0.012293 | 0.012293 | 0.012293 | 0.012293 | 0.012293 | 0.012293
IL Fac. Spec. - NOX Rate Summer v3.1, Unit 833 and retrofits | 590 | 1797 | Rate Constraint in lbs/MMBtu | FALSE | L | Annual | Allowances Purchased NOX | Thousand Tons | 0 | 0 | 0 | 0 | 0 | 0 | 0
IL Fac. Spec. - NOX Rate Summer v3.1, Unit 833 and retrofits | 590 | 1797 | Rate Constraint in lbs/MMBtu | FALSE | L | Annual | Allowances Sold NOX | Thousand Tons | 0 | 0 | 0 | 0 | 0 | 0 | 0
IL Fac. Spec. - NOX Rate Summer v3.1, Unit 833 and retrofits | 590 | 1797 | Rate Constraint in lbs/MMBtu | FALSE | L | Annual | Allowances Banked | Thousand Tons | 0 | 0 | 0 | 0 | 0 | 0 | 0
IL Fac. Spec. - NOX Rate Summer v3.1, Unit 833 and retrofits | 590 | 1797 | Rate Constraint in lbs/MMBtu | FALSE | L | Annual | Allowances Withdrawn (1:1) | Thousand Tons | 0 | 0 | 0 | 0 | 0 | 0 | 0
IL Fac. Spec. - NOX Rate Summer v3.1, Unit 833 and retrofits | 590 | 1797 | Rate Constraint in lbs/MMBtu | FALSE | L | Annual | Allowances Withdrawn (n:1) | Thousand Tons | 0 | 0 | 0 | 0 | 0 | 0 | 0
IL Fac. Spec. - NOX Rate Summer v3.1, Unit 833 and retrofits | 590 | 1797 | Rate Constraint in lbs/MMBtu | FALSE | L | Annual | Net Emissions Allowance Position | Thousand Tons | 0.012293 | 0.012293 | 0.012293 | 0.012293 | 0.012293 | 0.012293 | 0.012293
IL Fac. Spec. - NOX Rate Summer v3.1, Unit 833 and retrofits | 590 | 1797 | Rate Constraint in lbs/MMBtu | FALSE | L | Annual | Fuel Consumed | TBtu | 0.25124 | 0.25124 | 0.25124 | 0.25124 | 0.25124 | 0.25124 | 0.25124
IL Fac. Spec. - NOX Rate Summer v3.1, Unit 833 and retrofits | 590 | 1797 | Rate Constraint in lbs/MMBtu | FALSE | L | Annual | Rate | lb/MMBtu | 0.09786 | 0.09786 | 0.09786 | 0.09786 | 0.09786 | 0.09786 | 0.09786
IL Fac. Spec. - NOX Rate Summer v3.1, Unit 833 and retrofits | 590 | 1797 | Rate Constraint in lbs/MMBtu | FALSE | L | Annual | Generation | TWh | 0.019319 | 0.019319 | 0.019319 | 0.019319 | 0.019319 | 0.019319 | 0.019319
IL Fac. Spec. - NOX Rate Summer v3.1, Unit 833 and retrofits | 590 | 1797 | Rate Constraint in lbs/MMBtu | FALSE | L | Annual | Qualifying Generation | TWh | 0.019319 | 0.019319 | 0.019319 | 0.019319 | 0.019319 | 0.019319 | 0.019319
IL Fac. Spec. - NOX Rate Summer v3.1, Unit 833 and retrofits | 590 | 1797 | Rate Constraint in lbs/MMBtu | FALSE | L | Annual | Rate | lb/MWh | 0.63634 | 0.63634 | 0.63634 | 0.63634 | 0.63634 | 0.63634 | 0.63634
IL Fac. Spec. - NOX Rate Summer v3.1, Unit 833 and retrofits | 590 | 1797 | Rate Constraint in lbs/MMBtu | FALSE | L | Annual | Constraint Shadow Price | US2011$/Ton | 0 | 0 | 0 | 0 | 0 | 0 | 0
IL Fac. Spec. - NOX Rate Summer v3.1, Unit 834 and retrofits | 591 | 1797 | Rate Constraint in lbs/MMBtu | FALSE | L | Annual | Seasons Included | Seasons | Summer | Summer | Summer | Summer | Summer | Summer | Summer
IL Fac. Spec. - NOX Rate Summer v3.1, Unit 834 and retrofits | 591 | 1797 | Rate Constraint in lbs/MMBtu | FALSE | L | Annual | Standard | lb/MMBtu | 0.25 | 0.25 | 0.25 | 0.25 | 0.25 | 0.25 | 0.25
IL Fac. Spec. - NOX Rate Summer v3.1, Unit 834 and retrofits | 591 | 1797 | Rate Constraint in lbs/MMBtu | FALSE | L | Annual | Emissions at Affected Plants NOX | Thousand Tons | 0.0015819 | 0.0015819 | 0.0015819 | 0.0015819 | 0.0015819 | 0 | 0
IL Fac. Spec. - NOX Rate Summer v3.1, Unit 834 and retrofits | 591 | 1797 | Rate Constraint in lbs/MMBtu | FALSE | L | Annual | Allowances Purchased NOX | Thousand Tons | 0 | 0 | 0 | 0 | 0 | 0 | 0
IL Fac. Spec. - NOX Rate Summer v3.1, Unit 834 and retrofits | 591 | 1797 | Rate Constraint in lbs/MMBtu | FALSE | L | Annual | Allowances Sold NOX | Thousand Tons | 0 | 0 | 0 | 0 | 0 | 0 | 0
IL Fac. Spec. - NOX Rate Summer v3.1, Unit 834 and retrofits | 591 | 1797 | Rate Constraint in lbs/MMBtu | FALSE | L | Annual | Allowances Banked | Thousand Tons | 0 | 0 | 0 | 0 | 0 | 0 | 0
IL Fac. Spec. - NOX Rate Summer v3.1, Unit 834 and retrofits | 591 | 1797 | Rate Constraint in lbs/MMBtu | FALSE | L | Annual | Allowances Withdrawn (1:1) | Thousand Tons | 0 | 0 | 0 | 0 | 0 | 0 | 0
IL Fac. Spec. - NOX Rate Summer v3.1, Unit 834 and retrofits | 591 | 1797 | Rate Constraint in lbs/MMBtu | FALSE | L | Annual | Allowances Withdrawn (n:1) | Thousand Tons | 0 | 0 | 0 | 0 | 0 | 0 | 0
IL Fac. Spec. - NOX Rate Summer v3.1, Unit 834 and retrofits | 591 | 1797 | Rate Constraint in lbs/MMBtu | FALSE | L | Annual | Net Emissions Allowance Position | Thousand Tons | 0.0015819 | 0.0015819 | 0.0015819 | 0.0015819 | 0.0015819 | 0 | 0
IL Fac. Spec. - NOX Rate Summer v3.1, Unit 834 and retrofits | 591 | 1797 | Rate Constraint in lbs/MMBtu | FALSE | L | Annual | Fuel Consumed | TBtu | 0.01428 | 0.01428 | 0.01428 | 0.01428 | 0.01428 | 0 | 0
IL Fac. Spec. - NOX Rate Summer v3.1, Unit 834 and retrofits | 591 | 1797 | Rate Constraint in lbs/MMBtu | FALSE | L | Annual | Rate | lb/MMBtu | 0.22155 | 0.22155 | 0.22155 | 0.22155 | 0.22155 | 0 | 0
IL Fac. Spec. - NOX Rate Summer v3.1, Unit 834 and retrofits | 591 | 1797 | Rate Constraint in lbs/MMBtu | FALSE | L | Annual | Generation | TWh | 0.00097165 | 0.00097165 | 0.00097165 | 0.00097165 | 0.00097165 | 0 | 0
IL Fac. Spec. - NOX Rate Summer v3.1, Unit 834 and retrofits | 591 | 1797 | Rate Constraint in lbs/MMBtu | FALSE | L | Annual | Qualifying Generation | TWh | 0.00097165 | 0.00097165 | 0.00097165 | 0.00097165 | 0.00097165 | 0 | 0
IL Fac. Spec. - NOX Rate Summer v3.1, Unit 834 and retrofits | 591 | 1797 | Rate Constraint in lbs/MMBtu | FALSE | L | Annual | Rate | lb/MWh | 1.628 | 1.628 | 1.628 | 1.628 | 1.628 | 0 | 0
IL Fac. Spec. - NOX Rate Summer v3.1, Unit 834 and retrofits | 591 | 1797 | Rate Constraint in lbs/MMBtu | FALSE | L | Annual | Constraint Shadow Price | US2011$/Ton | 0 | 0 | 0 | 0 | 0 | 0 | 0
IL Fac. Spec. - NOX Rate Summer v3.1, Unit 835 and retrofits | 592 | 1797 | Rate Constraint in lbs/MMBtu | FALSE | L | Annual | Seasons Included | Seasons | Summer | Summer | Summer | Summer | Summer | Summer | Summer
IL Fac. Spec. - NOX Rate Summer v3.1, Unit 835 and retrofits | 592 | 1797 | Rate Constraint in lbs/MMBtu | FALSE | L | Annual | Standard | lb/MMBtu | 0.25 | 0.25 | 0.25 | 0.25 | 0.25 | 0.25 | 0.25
IL Fac. Spec. - NOX Rate Summer v3.1, Unit 835 and retrofits | 592 | 1797 | Rate Constraint in lbs/MMBtu | FALSE | L | Annual | Emissions at Affected Plants NOX | Thousand Tons | 0.0016846 | 0.0016846 | 0.0016846 | 0.0016846 | 0.0016846 | 0 | 0
IL Fac. Spec. - NOX Rate Summer v3.1, Unit 835 and retrofits | 592 | 1797 | Rate Constraint in lbs/MMBtu | FALSE | L | Annual | Allowances Purchased NOX | Thousand Tons | 0 | 0 | 0 | 0 | 0 | 0 | 0
IL Fac. Spec. - NOX Rate Summer v3.1, Unit 835 and retrofits | 592 | 1797 | Rate Constraint in lbs/MMBtu | FALSE | L | Annual | Allowances Sold NOX | Thousand Tons | 0 | 0 | 0 | 0 | 0 | 0 | 0
IL Fac. Spec. - NOX Rate Summer v3.1, Unit 835 and retrofits | 592 | 1797 | Rate Constraint in lbs/MMBtu | FALSE | L | Annual | Allowances Banked | Thousand Tons | 0 | 0 | 0 | 0 | 0 | 0 | 0
IL Fac. Spec. - NOX Rate Summer v3.1, Unit 835 and retrofits | 592 | 1797 | Rate Constraint in lbs/MMBtu | FALSE | L | Annual | Allowances Withdrawn (1:1) | Thousand Tons | 0 | 0 | 0 | 0 | 0 | 0 | 0
IL Fac. Spec. - NOX Rate Summer v3.1, Unit 835 and retrofits | 592 | 1797 | Rate Constraint in lbs/MMBtu | FALSE | L | Annual | Allowances Withdrawn (n:1) | Thousand Tons | 0 | 0 | 0 | 0 | 0 | 0 | 0
IL Fac. Spec. - NOX Rate Summer v3.1, Unit 835 and retrofits | 592 | 1797 | Rate Constraint in lbs/MMBtu | FALSE | L | Annual | Net Emissions Allowance Position | Thousand Tons | 0.0016846 | 0.0016846 | 0.0016846 | 0.0016846 | 0.0016846 | 0 | 0
IL Fac. Spec. - NOX Rate Summer v3.1, Unit 835 and retrofits | 592 | 1797 | Rate Constraint in lbs/MMBtu | FALSE | L | Annual | Fuel Consumed | TBtu | 0.014286 | 0.014286 | 0.014286 | 0.014286 | 0.014286 | 0 | 0
IL Fac. Spec. - NOX Rate Summer v3.1, Unit 835 and retrofits | 592 | 1797 | Rate Constraint in lbs/MMBtu | FALSE | L | Annual | Rate | lb/MMBtu | 0.23583 | 0.23583 | 0.23583 | 0.23583 | 0.23583 | 0 | 0
IL Fac. Spec. - NOX Rate Summer v3.1, Unit 835 and retrofits | 592 | 1797 | Rate Constraint in lbs/MMBtu | FALSE | L | Annual | Generation | TWh | 0.00097165 | 0.00097165 | 0.00097165 | 0.00097165 | 0.00097165 | 0 | 0
IL Fac. Spec. - NOX Rate Summer v3.1, Unit 835 and retrofits | 592 | 1797 | Rate Constraint in lbs/MMBtu | FALSE | L | Annual | Qualifying Generation | TWh | 0.00097165 | 0.00097165 | 0.00097165 | 0.00097165 | 0.00097165 | 0 | 0
IL Fac. Spec. - NOX Rate Summer v3.1, Unit 835 and retrofits | 592 | 1797 | Rate Constraint in lbs/MMBtu | FALSE | L | Annual | Rate | lb/MWh | 1.7337 | 1.7337 | 1.7337 | 1.7337 | 1.7337 | 0 | 0
IL Fac. Spec. - NOX Rate Summer v3.1, Unit 835 and retrofits | 592 | 1797 | Rate Constraint in lbs/MMBtu | FALSE | L | Annual | Constraint Shadow Price | US2011$/Ton | 0 | 0 | 0 | 0 | 0 | 0 | 0
IL Fac. Spec. - NOX Rate Summer v3.1, Unit 841 and retrofits | 593 | 1797 | Rate Constraint in lbs/MMBtu | FALSE | L | Annual | Seasons Included | Seasons | Summer | Summer | Summer | Summer | Summer | Summer | Summer
IL Fac. Spec. - NOX Rate Summer v3.1, Unit 841 and retrofits | 593 | 1797 | Rate Constraint in lbs/MMBtu | FALSE | L | Annual | Standard | lb/MMBtu | 0.25 | 0.25 | 0.25 | 0.25 | 0.25 | 0.25 | 0.25
IL Fac. Spec. - NOX Rate Summer v3.1, Unit 841 and retrofits | 593 | 1797 | Rate Constraint in lbs/MMBtu | FALSE | L | Annual | Emissions at Affected Plants NOX | Thousand Tons | 0.0080173 | 0.0025901 | 0.0015772 | 0.0048902 | 0.0080173 | 0.0080173 | 0
IL Fac. Spec. - NOX Rate Summer v3.1, Unit 841 and retrofits | 593 | 1797 | Rate Constraint in lbs/MMBtu | FALSE | L | Annual | Allowances Purchased NOX | Thousand Tons | 0 | 0 | 0 | 0 | 0 | 0 | 0
IL Fac. Spec. - NOX Rate Summer v3.1, Unit 841 and retrofits | 593 | 1797 | Rate Constraint in lbs/MMBtu | FALSE | L | Annual | Allowances Sold NOX | Thousand Tons | 0 | 0 | 0 | 0 | 0 | 0 | 0
IL Fac. Spec. - NOX Rate Summer v3.1, Unit 841 and retrofits | 593 | 1797 | Rate Constraint in lbs/MMBtu | FALSE | L | Annual | Allowances Banked | Thousand Tons | 0 | 0 | 0 | 0 | 0 | 0 | 0
IL Fac. Spec. - NOX Rate Summer v3.1, Unit 841 and retrofits | 593 | 1797 | Rate Constraint in lbs/MMBtu | FALSE | L | Annual | Allowances Withdrawn (1:1) | Thousand Tons | 0 | 0 | 0 | 0 | 0 | 0 | 0
IL Fac. Spec. - NOX Rate Summer v3.1, Unit 841 and retrofits | 593 | 1797 | Rate Constraint in lbs/MMBtu | FALSE | L | Annual | Allowances Withdrawn (n:1) | Thousand Tons | 0 | 0 | 0 | 0 | 0 | 0 | 0
IL Fac. Spec. - NOX Rate Summer v3.1, Unit 841 and retrofits | 593 | 1797 | Rate Constraint in lbs/MMBtu | FALSE | L | Annual | Net Emissions Allowance Position | Thousand Tons | 0.0080173 | 0.0025901 | 0.0015772 | 0.0048902 | 0.0080173 | 0.0080173 | 0
IL Fac. Spec. - NOX Rate Summer v3.1, Unit 841 and retrofits | 593 | 1797 | Rate Constraint in lbs/MMBtu | FALSE | L | Annual | Fuel Consumed | TBtu | 0.23933 | 0.077321 | 0.047082 | 0.14598 | 0.23933 | 0.23933 | 0
IL Fac. Spec. - NOX Rate Summer v3.1, Unit 841 and retrofits | 593 | 1797 | Rate Constraint in lbs/MMBtu | FALSE | L | Annual | Rate | lb/MMBtu | 0.066997 | 0.066997 | 0.066997 | 0.066997 | 0.066997 | 0.066997 | 0
IL Fac. Spec. - NOX Rate Summer v3.1, Unit 841 and retrofits | 593 | 1797 | Rate Constraint in lbs/MMBtu | FALSE | L | Annual | Generation | TWh | 0.017624 | 0.0056937 | 0.003467 | 0.01075 | 0.017624 | 0.017624 | 0
IL Fac. Spec. - NOX Rate Summer v3.1, Unit 841 and retrofits | 593 | 1797 | Rate Constraint in lbs/MMBtu | FALSE | L | Annual | Qualifying Generation | TWh | 0.017624 | 0.0056937 | 0.003467 | 0.01075 | 0.017624 | 0.017624 | 0
IL Fac. Spec. - NOX Rate Summer v3.1, Unit 841 and retrofits | 593 | 1797 | Rate Constraint in lbs/MMBtu | FALSE | L | Annual | Rate | lb/MWh | 0.45491 | 0.45491 | 0.45491 | 0.45491 | 0.45491 | 0.45491 | 0
IL Fac. Spec. - NOX Rate Summer v3.1, Unit 841 and retrofits | 593 | 1797 | Rate Constraint in lbs/MMBtu | FALSE | L | Annual | Constraint Shadow Price | US2011$/Ton | 0 | 0 | 0 | 0 | 0 | 0 | 0
IL Fac. Spec. - NOX Rate Summer v3.1, Unit 842 and retrofits | 594 | 1797 | Rate Constraint in lbs/MMBtu | FALSE | L | Annual | Seasons Included | Seasons | Summer | Summer | Summer | Summer | Summer | Summer | Summer
IL Fac. Spec. - NOX Rate Summer v3.1, Unit 842 and retrofits | 594 | 1797 | Rate Constraint in lbs/MMBtu | FALSE | L | Annual | Standard | lb/MMBtu | 0.25 | 0.25 | 0.25 | 0.25 | 0.25 | 0.25 | 0.25
IL Fac. Spec. - NOX Rate Summer v3.1, Unit 842 and retrofits | 594 | 1797 | Rate Constraint in lbs/MMBtu | FALSE | L | Annual | Emissions at Affected Plants NOX | Thousand Tons | 0.0079219 | 0.0015584 | 0.0015584 | 0.0079219 | 0.0079219 | 0.0079219 | 0
IL Fac. Spec. - NOX Rate Summer v3.1, Unit 842 and retrofits | 594 | 1797 | Rate Constraint in lbs/MMBtu | FALSE | L | Annual | Allowances Purchased NOX | Thousand Tons | 0 | 0 | 0 | 0 | 0 | 0 | 0
IL Fac. Spec. - NOX Rate Summer v3.1, Unit 842 and retrofits | 594 | 1797 | Rate Constraint in lbs/MMBtu | FALSE | L | Annual | Allowances Sold NOX | Thousand Tons | 0 | 0 | 0 | 0 | 0 | 0 | 0
IL Fac. Spec. - NOX Rate Summer v3.1, Unit 842 and retrofits | 594 | 1797 | Rate Constraint in lbs/MMBtu | FALSE | L | Annual | Allowances Banked | Thousand Tons | 0 | 0 | 0 | 0 | 0 | 0 | 0
IL Fac. Spec. - NOX Rate Summer v3.1, Unit 842 and retrofits | 594 | 1797 | Rate Constraint in lbs/MMBtu | FALSE | L | Annual | Allowances Withdrawn (1:1) | Thousand Tons | 0 | 0 | 0 | 0 | 0 | 0 | 0
IL Fac. Spec. - NOX Rate Summer v3.1, Unit 842 and retrofits | 594 | 1797 | Rate Constraint in lbs/MMBtu | FALSE | L | Annual | Allowances Withdrawn (n:1) | Thousand Tons | 0 | 0 | 0 | 0 | 0 | 0 | 0
IL Fac. Spec. - NOX Rate Summer v3.1, Unit 842 and retrofits | 594 | 1797 | Rate Constraint in lbs/MMBtu | FALSE | L | Annual | Net Emissions Allowance Position | Thousand Tons | 0.0079219 | 0.0015584 | 0.0015584 | 0.0079219 | 0.0079219 | 0.0079219 | 0
IL Fac. Spec. - NOX Rate Summer v3.1, Unit 842 and retrofits | 594 | 1797 | Rate Constraint in lbs/MMBtu | FALSE | L | Annual | Fuel Consumed | TBtu | 0.23933 | 0.047082 | 0.047082 | 0.23933 | 0.23933 | 0.23933 | 0
IL Fac. Spec. - NOX Rate Summer v3.1, Unit 842 and retrofits | 594 | 1797 | Rate Constraint in lbs/MMBtu | FALSE | L | Annual | Rate | lb/MMBtu | 0.0662 | 0.0662 | 0.0662 | 0.0662 | 0.0662 | 0.0662 | 0
IL Fac. Spec. - NOX Rate Summer v3.1, Unit 842 and retrofits | 594 | 1797 | Rate Constraint in lbs/MMBtu | FALSE | L | Annual | Generation | TWh | 0.017624 | 0.003467 | 0.003467 | 0.017624 | 0.017624 | 0.017624 | 0
IL Fac. Spec. - NOX Rate Summer v3.1, Unit 842 and retrofits | 594 | 1797 | Rate Constraint in lbs/MMBtu | FALSE | L | Annual | Qualifying Generation | TWh | 0.017624 | 0.003467 | 0.003467 | 0.017624 | 0.017624 | 0.017624 | 0
IL Fac. Spec. - NOX Rate Summer v3.1, Unit 842 and retrofits | 594 | 1797 | Rate Constraint in lbs/MMBtu | FALSE | L | Annual | Rate | lb/MWh | 0.4495 | 0.4495 | 0.4495 | 0.4495 | 0.4495 | 0.4495 | 0
IL Fac. Spec. - NOX Rate Summer v3.1, Unit 842 and retrofits | 594 | 1797 | Rate Constraint in lbs/MMBtu | FALSE | L | Annual | Constraint Shadow Price | US2011$/Ton | 0 | 0 | 0 | 0 | 0 | 0 | 0
IL Fac. Spec. - NOX Rate Summer v3.1, Unit 857 and retrofits | 595 | 1797 | Rate Constraint in lbs/MMBtu | FALSE | L | Annual | Seasons Included | Seasons | Summer | Summer | Summer | Summer | Summer | Summer | Summer
IL Fac. Spec. - NOX Rate Summer v3.1, Unit 857 and retrofits | 595 | 1797 | Rate Constraint in lbs/MMBtu | FALSE | L | Annual | Standard | lb/MMBtu | 0.25 | 0.25 | 0.25 | 0.25 | 0.25 | 0.25 | 0.25
IL Fac. Spec. - NOX Rate Summer v3.1, Unit 857 and retrofits | 595 | 1797 | Rate Constraint in lbs/MMBtu | FALSE | L | Annual | Emissions at Affected Plants NOX | Thousand Tons | 0.0098673 | 0.0019411 | 0.0019411 | 0.0019411 | 0.0019411 | 0 | 0
IL Fac. Spec. - NOX Rate Summer v3.1, Unit 857 and retrofits | 595 | 1797 | Rate Constraint in lbs/MMBtu | FALSE | L | Annual | Allowances Purchased NOX | Thousand Tons | 0 | 0 | 0 | 0 | 0 | 0 | 0
IL Fac. Spec. - NOX Rate Summer v3.1, Unit 857 and retrofits | 595 | 1797 | Rate Constraint in lbs/MMBtu | FALSE | L | Annual | Allowances Sold NOX | Thousand Tons | 0 | 0 | 0 | 0 | 0 | 0 | 0
IL Fac. Spec. - NOX Rate Summer v3.1, Unit 857 and retrofits | 595 | 1797 | Rate Constraint in lbs/MMBtu | FALSE | L | Annual | Allowances Banked | Thousand Tons | 0 | 0 | 0 | 0 | 0 | 0 | 0
IL Fac. Spec. - NOX Rate Summer v3.1, Unit 857 and retrofits | 595 | 1797 | Rate Constraint in lbs/MMBtu | FALSE | L | Annual | Allowances Withdrawn (1:1) | Thousand Tons | 0 | 0 | 0 | 0 | 0 | 0 | 0
IL Fac. Spec. - NOX Rate Summer v3.1, Unit 857 and retrofits | 595 | 1797 | Rate Constraint in lbs/MMBtu | FALSE | L | Annual | Allowances Withdrawn (n:1) | Thousand Tons | 0 | 0 | 0 | 0 | 0 | 0 | 0
IL Fac. Spec. - NOX Rate Summer v3.1, Unit 857 and retrofits | 595 | 1797 | Rate Constraint in lbs/MMBtu | FALSE | L | Annual | Net Emissions Allowance Position | Thousand Tons | 0.0098673 | 0.0019411 | 0.0019411 | 0.0019411 | 0.0019411 | 0 | 0
IL Fac. Spec. - NOX Rate Summer v3.1, Unit 857 and retrofits | 595 | 1797 | Rate Constraint in lbs/MMBtu | FALSE | L | Annual | Fuel Consumed | TBtu | 0.26667 | 0.05246 | 0.05246 | 0.05246 | 0.05246 | 0 | 0
IL Fac. Spec. - NOX Rate Summer v3.1, Unit 857 and retrofits | 595 | 1797 | Rate Constraint in lbs/MMBtu | FALSE | L | Annual | Rate | lb/MMBtu | 0.074003 | 0.074003 | 0.074003 | 0.074003 | 0.074003 | 0 | 0
IL Fac. Spec. - NOX Rate Summer v3.1, Unit 857 and retrofits | 595 | 1797 | Rate Constraint in lbs/MMBtu | FALSE | L | Annual | Generation | TWh | 0.019319 | 0.0038004 | 0.0038004 | 0.0038004 | 0.0038004 | 0 | 0
IL Fac. Spec. - NOX Rate Summer v3.1, Unit 857 and retrofits | 595 | 1797 | Rate Constraint in lbs/MMBtu | FALSE | L | Annual | Qualifying Generation | TWh | 0.019319 | 0.0038004 | 0.0038004 | 0.0038004 | 0.0038004 | 0 | 0
IL Fac. Spec. - NOX Rate Summer v3.1, Unit 857 and retrofits | 595 | 1797 | Rate Constraint in lbs/MMBtu | FALSE | L | Annual | Rate | lb/MWh | 0.51077 | 0.51077 | 0.51077 | 0.51077 | 0.51077 | 0 | 0
IL Fac. Spec. - NOX Rate Summer v3.1, Unit 857 and retrofits | 595 | 1797 | Rate Constraint in lbs/MMBtu | FALSE | L | Annual | Constraint Shadow Price | US2011$/Ton | 0 | 0 | 0 | 0 | 0 | 0 | 0
IL Fac. Spec. - NOX Rate Summer v3.1, Unit 858 and retrofits | 596 | 1797 | Rate Constraint in lbs/MMBtu | FALSE | L | Annual | Seasons Included | Seasons | Summer | Summer | Summer | Summer | Summer | Summer | Summer
IL Fac. Spec. - NOX Rate Summer v3.1, Unit 858 and retrofits | 596 | 1797 | Rate Constraint in lbs/MMBtu | FALSE | L | Annual | Standard | lb/MMBtu | 0.25 | 0.25 | 0.25 | 0.25 | 0.25 | 0.25 | 0.25
IL Fac. Spec. - NOX Rate Summer v3.1, Unit 858 and retrofits | 596 | 1797 | Rate Constraint in lbs/MMBtu | FALSE | L | Annual | Emissions at Affected Plants NOX | Thousand Tons | 0.008561 | 0.0016841 | 0.0016841 | 0.0016841 | 0.0016841 | 0 | 0
IL Fac. Spec. - NOX Rate Summer v3.1, Unit 858 and retrofits | 596 | 1797 | Rate Constraint in lbs/MMBtu | FALSE | L | Annual | Allowances Purchased NOX | Thousand Tons | 0 | 0 | 0 | 0 | 0 | 0 | 0
IL Fac. Spec. - NOX Rate Summer v3.1, Unit 858 and retrofits | 596 | 1797 | Rate Constraint in lbs/MMBtu | FALSE | L | Annual | Allowances Sold NOX | Thousand Tons | 0 | 0 | 0 | 0 | 0 | 0 | 0
IL Fac. Spec. - NOX Rate Summer v3.1, Unit 858 and retrofits | 596 | 1797 | Rate Constraint in lbs/MMBtu | FALSE | L | Annual | Allowances Banked | Thousand Tons | 0 | 0 | 0 | 0 | 0 | 0 | 0
IL Fac. Spec. - NOX Rate Summer v3.1, Unit 858 and retrofits | 596 | 1797 | Rate Constraint in lbs/MMBtu | FALSE | L | Annual | Allowances Withdrawn (1:1) | Thousand Tons | 0 | 0 | 0 | 0 | 0 | 0 | 0
IL Fac. Spec. - NOX Rate Summer v3.1, Unit 858 and retrofits | 596 | 1797 | Rate Constraint in lbs/MMBtu | FALSE | L | Annual | Allowances Withdrawn (n:1) | Thousand Tons | 0 | 0 | 0 | 0 | 0 | 0 | 0
IL Fac. Spec. - NOX Rate Summer v3.1, Unit 858 and retrofits | 596 | 1797 | Rate Constraint in lbs/MMBtu | FALSE | L | Annual | Net Emissions Allowance Position | Thousand Tons | 0.008561 | 0.0016841 | 0.0016841 | 0.0016841 | 0.0016841 | 0 | 0
IL Fac. Spec. - NOX Rate Summer v3.1, Unit 858 and retrofits | 596 | 1797 | Rate Constraint in lbs/MMBtu | FALSE | L | Annual | Fuel Consumed | TBtu | 0.26669 | 0.052464 | 0.052464 | 0.052464 | 0.052464 | 0 | 0
IL Fac. Spec. - NOX Rate Summer v3.1, Unit 858 and retrofits | 596 | 1797 | Rate Constraint in lbs/MMBtu | FALSE | L | Annual | Rate | lb/MMBtu | 0.064201 | 0.064201 | 0.064201 | 0.064201 | 0.064201 | 0 | 0
IL Fac. Spec. - NOX Rate Summer v3.1, Unit 858 and retrofits | 596 | 1797 | Rate Constraint in lbs/MMBtu | FALSE | L | Annual | Generation | TWh | 0.019319 | 0.0038004 | 0.0038004 | 0.0038004 | 0.0038004 | 0 | 0
IL Fac. Spec. - NOX Rate Summer v3.1, Unit 858 and retrofits | 596 | 1797 | Rate Constraint in lbs/MMBtu | FALSE | L | Annual | Qualifying Generation | TWh | 0.019319 | 0.0038004 | 0.0038004 | 0.0038004 | 0.0038004 | 0 | 0
IL Fac. Spec. - NOX Rate Summer v3.1, Unit 858 and retrofits | 596 | 1797 | Rate Constraint in lbs/MMBtu | FALSE | L | Annual | Rate | lb/MWh | 0.44315 | 0.44315 | 0.44315 | 0.44315 | 0.44315 | 0 | 0
IL Fac. Spec. - NOX Rate Summer v3.1, Unit 858 and retrofits | 596 | 1797 | Rate Constraint in lbs/MMBtu | FALSE | L | Annual | Constraint Shadow Price | US2011$/Ton | 0 | 0 | 0 | 0 | 0 | 0 | 0
IL Fac. Spec. - NOX Rate Summer v3.1, Unit 2001 and retrofits | 597 | 1797 | Rate Constraint in lbs/MMBtu | FALSE | L | Annual | Seasons Included | Seasons | Summer | Summer | Summer | Summer | Summer | Summer | Summer
IL Fac. Spec. - NOX Rate Summer v3.1, Unit 2001 and retrofits | 597 | 1797 | Rate Constraint in lbs/MMBtu | FALSE | L | Annual | Standard | lb/MMBtu | 0.25 | 0.25 | 0.25 | 0.25 | 0.25 | 0.25 | 0.25
IL Fac. Spec. - NOX Rate Summer v3.1, Unit 2001 and retrofits | 597 | 1797 | Rate Constraint in lbs/MMBtu | FALSE | L | Annual | Emissions at Affected Plants NOX | Thousand Tons | 0.018167 | 0.0060445 | 0.0060445 | 0.0060445 | 0.0060445 | 0.0060445 | 0.0060445
IL Fac. Spec. - NOX Rate Summer v3.1, Unit 2001 and retrofits | 597 | 1797 | Rate Constraint in lbs/MMBtu | FALSE | L | Annual | Allowances Purchased NOX | Thousand Tons | 0 | 0 | 0 | 0 | 0 | 0 | 0
IL Fac. Spec. - NOX Rate Summer v3.1, Unit 2001 and retrofits | 597 | 1797 | Rate Constraint in lbs/MMBtu | FALSE | L | Annual | Allowances Sold NOX | Thousand Tons | 0 | 0 | 0 | 0 | 0 | 0 | 0
IL Fac. Spec. - NOX Rate Summer v3.1, Unit 2001 and retrofits | 597 | 1797 | Rate Constraint in lbs/MMBtu | FALSE | L | Annual | Allowances Banked | Thousand Tons | 0 | 0 | 0 | 0 | 0 | 0 | 0
IL Fac. Spec. - NOX Rate Summer v3.1, Unit 2001 and retrofits | 597 | 1797 | Rate Constraint in lbs/MMBtu | FALSE | L | Annual | Allowances Withdrawn (1:1) | Thousand Tons | 0 | 0 | 0 | 0 | 0 | 0 | 0
IL Fac. Spec. - NOX Rate Summer v3.1, Unit 2001 and retrofits | 597 | 1797 | Rate Constraint in lbs/MMBtu | FALSE | L | Annual | Allowances Withdrawn (n:1) | Thousand Tons | 0 | 0 | 0 | 0 | 0 | 0 | 0
IL Fac. Spec. - NOX Rate Summer v3.1, Unit 2001 and retrofits | 597 | 1797 | Rate Constraint in lbs/MMBtu | FALSE | L | Annual | Net Emissions Allowance Position | Thousand Tons | 0.018167 | 0.0060445 | 0.0060445 | 0.0060445 | 0.0060445 | 0.0060445 | 0.0060445
IL Fac. Spec. - NOX Rate Summer v3.1, Unit 2001 and retrofits | 597 | 1797 | Rate Constraint in lbs/MMBtu | FALSE | L | Annual | Fuel Consumed | TBtu | 0.95113 | 0.31647 | 0.31647 | 0.31647 | 0.31647 | 0.31647 | 0.31647
IL Fac. Spec. - NOX Rate Summer v3.1, Unit 2001 and retrofits | 597 | 1797 | Rate Constraint in lbs/MMBtu | FALSE | L | Annual | Rate | lb/MMBtu | 0.0382 | 0.0382 | 0.0382 | 0.0382 | 0.0382 | 0.0382 | 0.0382
IL Fac. Spec. - NOX Rate Summer v3.1, Unit 2001 and retrofits | 597 | 1797 | Rate Constraint in lbs/MMBtu | FALSE | L | Annual | Generation | TWh | 0.085564 | 0.028469 | 0.028469 | 0.028469 | 0.028469 | 0.028469 | 0.028469
IL Fac. Spec. - NOX Rate Summer v3.1, Unit 2001 and retrofits | 597 | 1797 | Rate Constraint in lbs/MMBtu | FALSE | L | Annual | Qualifying Generation | TWh | 0.085564 | 0.028469 | 0.028469 | 0.028469 | 0.028469 | 0.028469 | 0.028469
IL Fac. Spec. - NOX Rate Summer v3.1, Unit 2001 and retrofits | 597 | 1797 | Rate Constraint in lbs/MMBtu | FALSE | L | Annual | Rate | lb/MWh | 0.21232 | 0.21232 | 0.21232 | 0.21232 | 0.21232 | 0.21232 | 0.21232
IL Fac. Spec. - NOX Rate Summer v3.1, Unit 2001 and retrofits | 597 | 1797 | Rate Constraint in lbs/MMBtu | FALSE | L | Annual | Constraint Shadow Price | US2011$/Ton | 0 | 0 | 0 | 0 | 0 | 0 | 0
IL Fac. Spec. - NOX Rate Summer v3.1, Unit 2002 and retrofits | 598 | 1797 | Rate Constraint in lbs/MMBtu | FALSE | L | Annual | Seasons Included | Seasons | Summer | Summer | Summer | Summer | Summer | Summer | Summer
IL Fac. Spec. - NOX Rate Summer v3.1, Unit 2002 and retrofits | 598 | 1797 | Rate Constraint in lbs/MMBtu | FALSE | L | Annual | Standard | lb/MMBtu | 0.25 | 0.25 | 0.25 | 0.25 | 0.25 | 0.25 | 0.25
IL Fac. Spec. - NOX Rate Summer v3.1, Unit 2002 and retrofits | 598 | 1797 | Rate Constraint in lbs/MMBtu | FALSE | L | Annual | Emissions at Affected Plants NOX | Thousand Tons | 0.010394 | 0.0060129 | 0.0060129 | 0.0060129 | 0.0060129 | 0.0060129 | 0.0060129
IL Fac. Spec. - NOX Rate Summer v3.1, Unit 2002 and retrofits | 598 | 1797 | Rate Constraint in lbs/MMBtu | FALSE | L | Annual | Allowances Purchased NOX | Thousand Tons | 0 | 0 | 0 | 0 | 0 | 0 | 0
IL Fac. Spec. - NOX Rate Summer v3.1, Unit 2002 and retrofits | 598 | 1797 | Rate Constraint in lbs/MMBtu | FALSE | L | Annual | Allowances Sold NOX | Thousand Tons | 0 | 0 | 0 | 0 | 0 | 0 | 0
IL Fac. Spec. - NOX Rate Summer v3.1, Unit 2002 and retrofits | 598 | 1797 | Rate Constraint in lbs/MMBtu | FALSE | L | Annual | Allowances Banked | Thousand Tons | 0 | 0 | 0 | 0 | 0 | 0 | 0
IL Fac. Spec. - NOX Rate Summer v3.1, Unit 2002 and retrofits | 598 | 1797 | Rate Constraint in lbs/MMBtu | FALSE | L | Annual | Allowances Withdrawn (1:1) | Thousand Tons | 0 | 0 | 0 | 0 | 0 | 0 | 0
IL Fac. Spec. - NOX Rate Summer v3.1, Unit 2002 and retrofits | 598 | 1797 | Rate Constraint in lbs/MMBtu | FALSE | L | Annual | Allowances Withdrawn (n:1) | Thousand Tons | 0 | 0 | 0 | 0 | 0 | 0 | 0
IL Fac. Spec. - NOX Rate Summer v3.1, Unit 2002 and retrofits | 598 | 1797 | Rate Constraint in lbs/MMBtu | FALSE | L | Annual | Net Emissions Allowance Position | Thousand Tons | 0.010394 | 0.0060129 | 0.0060129 | 0.0060129 | 0.0060129 | 0.0060129 | 0.0060129
IL Fac. Spec. - NOX Rate Summer v3.1, Unit 2002 and retrofits | 598 | 1797 | Rate Constraint in lbs/MMBtu | FALSE | L | Annual | Fuel Consumed | TBtu | 0.54706 | 0.31647 | 0.31647 | 0.31647 | 0.31647 | 0.31647 | 0.31647
IL Fac. Spec. - NOX Rate Summer v3.1, Unit 2002 and retrofits | 598 | 1797 | Rate Constraint in lbs/MMBtu | FALSE | L | Annual | Rate | lb/MMBtu | 0.038 | 0.038 | 0.038 | 0.038 | 0.038 | 0.038 | 0.038
IL Fac. Spec. - NOX Rate Summer v3.1, Unit 2002 and retrofits | 598 | 1797 | Rate Constraint in lbs/MMBtu | FALSE | L | Annual | Generation | TWh | 0.049214 | 0.028469 | 0.028469 | 0.028469 | 0.028469 | 0.028469 | 0.028469
IL Fac. Spec. - NOX Rate Summer v3.1, Unit 2002 and retrofits | 598 | 1797 | Rate Constraint in lbs/MMBtu | FALSE | L | Annual | Qualifying Generation | TWh | 0.049214 | 0.028469 | 0.028469 | 0.028469 | 0.028469 | 0.028469 | 0.028469
IL Fac. Spec. - NOX Rate Summer v3.1, Unit 2002 and retrofits | 598 | 1797 | Rate Constraint in lbs/MMBtu | FALSE | L | Annual | Rate | lb/MWh | 0.2112 | 0.2112 | 0.2112 | 0.2112 | 0.2112 | 0.2112 | 0.2112
IL Fac. Spec. - NOX Rate Summer v3.1, Unit 2002 and retrofits | 598 | 1797 | Rate Constraint in lbs/MMBtu | FALSE | L | Annual | Constraint Shadow Price | US2011$/Ton | 0 | 0 | 0 | 0 | 0 | 0 | 0
IL Fac. Spec. - NOX Rate Summer v3.1, Unit 2003 and retrofits | 599 | 1797 | Rate Constraint in lbs/MMBtu | FALSE | L | Annual | Seasons Included | Seasons | Summer | Summer | Summer | Summer | Summer | Summer | Summer
IL Fac. Spec. - NOX Rate Summer v3.1, Unit 2003 and retrofits | 599 | 1797 | Rate Constraint in lbs/MMBtu | FALSE | L | Annual | Standard | lb/MMBtu | 0.25 | 0.25 | 0.25 | 0.25 | 0.25 | 0.25 | 0.25
IL Fac. Spec. - NOX Rate Summer v3.1, Unit 2003 and retrofits | 599 | 1797 | Rate Constraint in lbs/MMBtu | FALSE | L | Annual | Emissions at Affected Plants NOX | Thousand Tons | 0.0041303 | 0.0041303 | 0.0041303 | 0.0041303 | 0.0041303 | 0.0041303 | 0.0041303
IL Fac. Spec. - NOX Rate Summer v3.1, Unit 2003 and retrofits | 599 | 1797 | Rate Constraint in lbs/MMBtu | FALSE | L | Annual | Allowances Purchased NOX | Thousand Tons | 0 | 0 | 0 | 0 | 0 | 0 | 0
IL Fac. Spec. - NOX Rate Summer v3.1, Unit 2003 and retrofits | 599 | 1797 | Rate Constraint in lbs/MMBtu | FALSE | L | Annual | Allowances Sold NOX | Thousand Tons | 0 | 0 | 0 | 0 | 0 | 0 | 0
IL Fac. Spec. - NOX Rate Summer v3.1, Unit 2003 and retrofits | 599 | 1797 | Rate Constraint in lbs/MMBtu | FALSE | L | Annual | Allowances Banked | Thousand Tons | 0 | 0 | 0 | 0 | 0 | 0 | 0
IL Fac. Spec. - NOX Rate Summer v3.1, Unit 2003 and retrofits | 599 | 1797 | Rate Constraint in lbs/MMBtu | FALSE | L | Annual | Allowances Withdrawn (1:1) | Thousand Tons | 0 | 0 | 0 | 0 | 0 | 0 | 0
IL Fac. Spec. - NOX Rate Summer v3.1, Unit 2003 and retrofits | 599 | 1797 | Rate Constraint in lbs/MMBtu | FALSE | L | Annual | Allowances Withdrawn (n:1) | Thousand Tons | 0 | 0 | 0 | 0 | 0 | 0 | 0
IL Fac. Spec. - NOX Rate Summer v3.1, Unit 2003 and retrofits | 599 | 1797 | Rate Constraint in lbs/MMBtu | FALSE | L | Annual | Net Emissions Allowance Position | Thousand Tons | 0.0041303 | 0.0041303 | 0.0041303 | 0.0041303 | 0.0041303 | 0.0041303 | 0.0041303
IL Fac. Spec. - NOX Rate Summer v3.1, Unit 2003 and retrofits | 599 | 1797 | Rate Constraint in lbs/MMBtu | FALSE | L | Annual | Fuel Consumed | TBtu | 0.21853 | 0.21853 | 0.21853 | 0.21853 | 0.21853 | 0.21853 | 0.21853
IL Fac. Spec. - NOX Rate Summer v3.1, Unit 2003 and retrofits | 599 | 1797 | Rate Constraint in lbs/MMBtu | FALSE | L | Annual | Rate | lb/MMBtu | 0.0378 | 0.0378 | 0.0378 | 0.0378 | 0.0378 | 0.0378 | 0.0378
IL Fac. Spec. - NOX Rate Summer v3.1, Unit 2003 and retrofits | 599 | 1797 | Rate Constraint in lbs/MMBtu | FALSE | L | Annual | Generation | TWh | 0.019657 | 0.019657 | 0.019657 | 0.019657 | 0.019657 | 0.019657 | 0.019657
IL Fac. Spec. - NOX Rate Summer v3.1, Unit 2003 and retrofits | 599 | 1797 | Rate Constraint in lbs/MMBtu | FALSE | L | Annual | Qualifying Generation | TWh | 0.019657 | 0.019657 | 0.019657 | 0.019657 | 0.019657 | 0.019657 | 0.019657
IL Fac. Spec. - NOX Rate Summer v3.1, Unit 2003 and retrofits | 599 | 1797 | Rate Constraint in lbs/MMBtu | FALSE | L | Annual | Rate | lb/MWh | 0.21011 | 0.21011 | 0.21011 | 0.21011 | 0.21011 | 0.21011 | 0.21011
IL Fac. Spec. - NOX Rate Summer v3.1, Unit 2003 and retrofits | 599 | 1797 | Rate Constraint in lbs/MMBtu | FALSE | L | Annual | Constraint Shadow Price | US2011$/Ton | 0 | 0 | 0 | 0 | 0 | 0 | 0
IL Fac. Spec. - NOX Rate Summer v3.1, Unit 2004 and retrofits | 600 | 1797 | Rate Constraint in lbs/MMBtu | FALSE | L | Annual | Seasons Included | Seasons | Summer | Summer | Summer | Summer | Summer | Summer | Summer
IL Fac. Spec. - NOX Rate Summer v3.1, Unit 2004 and retrofits | 600 | 1797 | Rate Constraint in lbs/MMBtu | FALSE | L | Annual | Standard | lb/MMBtu | 0.25 | 0.25 | 0.25 | 0.25 | 0.25 | 0.25 | 0.25
IL Fac. Spec. - NOX Rate Summer v3.1, Unit 2004 and retrofits | 600 | 1797 | Rate Constraint in lbs/MMBtu | FALSE | L | Annual | Emissions at Affected Plants NOX | Thousand Tons | 0.0036694 | 0.0036694 | 0.0036694 | 0.0036694 | 0.0036694 | 0.0036694 | 0.0036694
IL Fac. Spec. - NOX Rate Summer v3.1, Unit 2004 and retrofits | 600 | 1797 | Rate Constraint in lbs/MMBtu | FALSE | L | Annual | Allowances Purchased NOX | Thousand Tons | 0 | 0 | 0 | 0 | 0 | 0 | 0
IL Fac. Spec. - NOX Rate Summer v3.1, Unit 2004 and retrofits | 600 | 1797 | Rate Constraint in lbs/MMBtu | FALSE | L | Annual | Allowances Sold NOX | Thousand Tons | 0 | 0 | 0 | 0 | 0 | 0 | 0
IL Fac. Spec. - NOX Rate Summer v3.1, Unit 2004 and retrofits | 600 | 1797 | Rate Constraint in lbs/MMBtu | FALSE | L | Annual | Allowances Banked | Thousand Tons | 0 | 0 | 0 | 0 | 0 | 0 | 0
IL Fac. Spec. - NOX Rate Summer v3.1, Unit 2004 and retrofits | 600 | 1797 | Rate Constraint in lbs/MMBtu | FALSE | L | Annual | Allowances Withdrawn (1:1) | Thousand Tons | 0 | 0 | 0 | 0 | 0 | 0 | 0
IL Fac. Spec. - NOX Rate Summer v3.1, Unit 2004 and retrofits | 600 | 1797 | Rate Constraint in lbs/MMBtu | FALSE | L | Annual | Allowances Withdrawn (n:1) | Thousand Tons | 0 | 0 | 0 | 0 | 0 | 0 | 0
IL Fac. Spec. - NOX Rate Summer v3.1, Unit 2004 and retrofits | 600 | 1797 | Rate Constraint in lbs/MMBtu | FALSE | L | Annual | Net Emissions Allowance Position | Thousand Tons | 0.0036694 | 0.0036694 | 0.0036694 | 0.0036694 | 0.0036694 | 0.0036694 | 0.0036694
IL Fac. Spec. - NOX Rate Summer v3.1, Unit 2004 and retrofits | 600 | 1797 | Rate Constraint in lbs/MMBtu | FALSE | L | Annual | Fuel Consumed | TBtu | 0.087847 | 0.087847 | 0.087847 | 0.087847 | 0.087847 | 0.087847 | 0.087847
IL Fac. Spec. - NOX Rate Summer v3.1, Unit 2004 and retrofits | 600 | 1797 | Rate Constraint in lbs/MMBtu | FALSE | L | Annual | Rate | lb/MMBtu | 0.083541 | 0.083541 | 0.083541 | 0.083541 | 0.083541 | 0.083541 | 0.083541
IL Fac. Spec. - NOX Rate Summer v3.1, Unit 2004 and retrofits | 600 | 1797 | Rate Constraint in lbs/MMBtu | FALSE | L | Annual | Generation | TWh | 0.0079027 | 0.0079027 | 0.0079027 | 0.0079027 | 0.0079027 | 0.0079027 | 0.0079027
IL Fac. Spec. - NOX Rate Summer v3.1, Unit 2004 and retrofits | 600 | 1797 | Rate Constraint in lbs/MMBtu | FALSE | L | Annual | Qualifying Generation | TWh | 0.0079027 | 0.0079027 | 0.0079027 | 0.0079027 | 0.0079027 | 0.0079027 | 0.0079027
IL Fac. Spec. - NOX Rate Summer v3.1, Unit 2004 and retrofits | 600 | 1797 | Rate Constraint in lbs/MMBtu | FALSE | L | Annual | Rate | lb/MWh | 0.46432 | 0.46432 | 0.46432 | 0.46432 | 0.46432 | 0.46432 | 0.46432
IL Fac. Spec. - NOX Rate Summer v3.1, Unit 2004 and retrofits | 600 | 1797 | Rate Constraint in lbs/MMBtu | FALSE | L | Annual | Constraint Shadow Price | US2011$/Ton | 0 | 0 | 0 | 0 | 0 | 0 | 0
IL Fac. Spec. - NOX Rate Summer v3.1, Unit 2779 and retrofits | 601 | 1797 | Rate Constraint in lbs/MMBtu | FALSE | L | Annual | Seasons Included | Seasons | Summer | Summer | Summer | Summer | Summer | Summer | Summer
IL Fac. Spec. - NOX Rate Summer v3.1, Unit 2779 and retrofits | 601 | 1797 | Rate Constraint in lbs/MMBtu | FALSE | L | Annual | Standard | lb/MMBtu | 0.25 | 0.25 | 0.25 | 0.25 | 0.25 | 0.25 | 0.25
IL Fac. Spec. - NOX Rate Summer v3.1, Unit 2779 and retrofits | 601 | 1797 | Rate Constraint in lbs/MMBtu | FALSE | L | Annual | Emissions at Affected Plants NOX | Thousand Tons | 0.082841 | 0.082841 | 0.082841 | 0.082841 | 0.082841 | 0.082841 | 0.082841
IL Fac. Spec. - NOX Rate Summer v3.1, Unit 2779 and retrofits | 601 | 1797 | Rate Constraint in lbs/MMBtu | FALSE | L | Annual | Allowances Purchased NOX | Thousand Tons | 0 | 0 | 0 | 0 | 0 | 0 | 0
IL Fac. Spec. - NOX Rate Summer v3.1, Unit 2779 and retrofits | 601 | 1797 | Rate Constraint in lbs/MMBtu | FALSE | L | Annual | Allowances Sold NOX | Thousand Tons | 0 | 0 | 0 | 0 | 0 | 0 | 0
IL Fac. Spec. - NOX Rate Summer v3.1, Unit 2779 and retrofits | 601 | 1797 | Rate Constraint in lbs/MMBtu | FALSE | L | Annual | Allowances Banked | Thousand Tons | 0 | 0 | 0 | 0 | 0 | 0 | 0
IL Fac. Spec. - NOX Rate Summer v3.1, Unit 2779 and retrofits | 601 | 1797 | Rate Constraint in lbs/MMBtu | FALSE | L | Annual | Allowances Withdrawn (1:1) | Thousand Tons | 0 | 0 | 0 | 0 | 0 | 0 | 0
IL Fac. Spec. - NOX Rate Summer v3.1, Unit 2779 and retrofits | 601 | 1797 | Rate Constraint in lbs/MMBtu | FALSE | L | Annual | Allowances Withdrawn (n:1) | Thousand Tons | 0 | 0 | 0 | 0 | 0 | 0 | 0
IL Fac. Spec. - NOX Rate Summer v3.1, Unit 2779 and retrofits | 601 | 1797 | Rate Constraint in lbs/MMBtu | FALSE | L | Annual | Net Emissions Allowance Position | Thousand Tons | 0.082841 | 0.082841 | 0.082841 | 0.082841 | 0.082841 | 0.082841 | 0.082841
IL Fac. Spec. - NOX Rate Summer v3.1, Unit 2779 and retrofits | 601 | 1797 | Rate Constraint in lbs/MMBtu | FALSE | L | Annual | Fuel Consumed | TBtu | 3.3136 | 3.3136 | 3.3136 | 3.3136 | 3.3136 | 3.3136 | 3.3136
IL Fac. Spec. - NOX Rate Summer v3.1, Unit 2779 and retrofits | 601 | 1797 | Rate Constraint in lbs/MMBtu | FALSE | L | Annual | Rate | lb/MMBtu | 0.05 | 0.05 | 0.05 | 0.05 | 0.05 | 0.05 | 0.05
IL Fac. Spec. - NOX Rate Summer v3.1, Unit 2779 and retrofits | 601 | 1797 | Rate Constraint in lbs/MMBtu | FALSE | L | Annual | Generation | TWh | 0.51534 | 0.51534 | 0.51534 | 0.51534 | 0.51534 | 0.51534 | 0.51534
IL Fac. Spec. - NOX Rate Summer v3.1, Unit 2779 and retrofits | 601 | 1797 | Rate Constraint in lbs/MMBtu | FALSE | L | Annual | Qualifying Generation | TWh | 0.51534 | 0.51534 | 0.51534 | 0.51534 | 0.51534 | 0.51534 | 0.51534
IL Fac. Spec. - NOX Rate Summer v3.1, Unit 2779 and retrofits | 601 | 1797 | Rate Constraint in lbs/MMBtu | FALSE | L | Annual | Rate | lb/MWh | 0.16075 | 0.16075 | 0.16075 | 0.16075 | 0.16075 | 0.16075 | 0.16075
IL Fac. Spec. - NOX Rate Summer v3.1, Unit 2779 and retrofits | 601 | 1797 | Rate Constraint in lbs/MMBtu | FALSE | L | Annual | Constraint Shadow Price | US2011$/Ton | 0 | 0 | 0 | 0 | 0 | 0 | 0
IL Fac. Spec. - NOX Rate Summer v3.1, Unit 2780 and retrofits | 602 | 1797 | Rate Constraint in lbs/MMBtu | FALSE | L | Annual | Seasons Included | Seasons | Summer | Summer | Summer | Summer | Summer | Summer | Summer
IL Fac. Spec. - NOX Rate Summer v3.1, Unit 2780 and retrofits | 602 | 1797 | Rate Constraint in lbs/MMBtu | FALSE | L | Annual | Standard | lb/MMBtu | 0.25 | 0.25 | 0.25 | 0.25 | 0.25 | 0.25 | 0.25
IL Fac. Spec. - NOX Rate Summer v3.1, Unit 2780 and retrofits | 602 | 1797 | Rate Constraint in lbs/MMBtu | FALSE | L | Annual | Emissions at Affected Plants NOX | Thousand Tons | 0.082841 | 0.082841 | 0.082841 | 0.082841 | 0.082841 | 0.082841 | 0.082841
IL Fac. Spec. - NOX Rate Summer v3.1, Unit 2780 and retrofits | 602 | 1797 | Rate Constraint in lbs/MMBtu | FALSE | L | Annual | Allowances Purchased NOX | Thousand Tons | 0 | 0 | 0 | 0 | 0 | 0 | 0
IL Fac. Spec. - NOX Rate Summer v3.1, Unit 2780 and retrofits | 602 | 1797 | Rate Constraint in lbs/MMBtu | FALSE | L | Annual | Allowances Sold NOX | Thousand Tons | 0 | 0 | 0 | 0 | 0 | 0 | 0
IL Fac. Spec. - NOX Rate Summer v3.1, Unit 2780 and retrofits | 602 | 1797 | Rate Constraint in lbs/MMBtu | FALSE | L | Annual | Allowances Banked | Thousand Tons | 0 | 0 | 0 | 0 | 0 | 0 | 0
IL Fac. Spec. - NOX Rate Summer v3.1, Unit 2780 and retrofits | 602 | 1797 | Rate Constraint in lbs/MMBtu | FALSE | L | Annual | Allowances Withdrawn (1:1) | Thousand Tons | 0 | 0 | 0 | 0 | 0 | 0 | 0
IL Fac. Spec. - NOX Rate Summer v3.1, Unit 2780 and retrofits | 602 | 1797 | Rate Constraint in lbs/MMBtu | FALSE | L | Annual | Allowances Withdrawn (n:1) | Thousand Tons | 0 | 0 | 0 | 0 | 0 | 0 | 0
IL Fac. Spec. - NOX Rate Summer v3.1, Unit 2780 and retrofits | 602 | 1797 | Rate Constraint in lbs/MMBtu | FALSE | L | Annual | Net Emissions Allowance Position | Thousand Tons | 0.082841 | 0.082841 | 0.082841 | 0.082841 | 0.082841 | 0.082841 | 0.082841
IL Fac. Spec. - NOX Rate Summer v3.1, Unit 2780 and retrofits | 602 | 1797 | Rate Constraint in lbs/MMBtu | FALSE | L | Annual | Fuel Consumed | TBtu | 3.3136 | 3.3136 | 3.3136 | 3.3136 | 3.3136 | 3.3136 | 3.3136
IL Fac. Spec. - NOX Rate Summer v3.1, Unit 2780 and retrofits | 602 | 1797 | Rate Constraint in lbs/MMBtu | FALSE | L | Annual | Rate | lb/MMBtu | 0.05 | 0.05 | 0.05 | 0.05 | 0.05 | 0.05 | 0.05
IL Fac. Spec. - NOX Rate Summer v3.1, Unit 2780 and retrofits | 602 | 1797 | Rate Constraint in lbs/MMBtu | FALSE | L | Annual | Generation | TWh | 0.51534 | 0.51534 | 0.51534 | 0.51534 | 0.51534 | 0.51534 | 0.51534
IL Fac. Spec. - NOX Rate Summer v3.1, Unit 2780 and retrofits | 602 | 1797 | Rate Constraint in lbs/MMBtu | FALSE | L | Annual | Qualifying Generation | TWh | 0.51534 | 0.51534 | 0.51534 | 0.51534 | 0.51534 | 0.51534 | 0.51534
IL Fac. Spec. - NOX Rate Summer v3.1, Unit 2780 and retrofits | 602 | 1797 | Rate Constraint in lbs/MMBtu | FALSE | L | Annual | Rate | lb/MWh | 0.16075 | 0.16075 | 0.16075 | 0.16075 | 0.16075 | 0.16075 | 0.16075
IL Fac. Spec. - NOX Rate Summer v3.1, Unit 2780 and retrofits | 602 | 1797 | Rate Constraint in lbs/MMBtu | FALSE | L | Annual | Constraint Shadow Price | US2011$/Ton | 0 | 0 | 0 | 0 | 0 | 0 | 0
IL Fac. Spec. - NOX Rate Summer v3.1, Unit 2781 and retrofits | 603 | 1797 | Rate Constraint in lbs/MMBtu | FALSE | L | Annual | Seasons Included | Seasons | Summer | Summer | Summer | Summer | Summer | Summer | Summer
IL Fac. Spec. - NOX Rate Summer v3.1, Unit 2781 and retrofits | 603 | 1797 | Rate Constraint in lbs/MMBtu | FALSE | L | Annual | Standard | lb/MMBtu | 0.25 | 0.25 | 0.25 | 0.25 | 0.25 | 0.25 | 0.25
IL Fac. Spec. - NOX Rate Summer v3.1, Unit 2781 and retrofits | 603 | 1797 | Rate Constraint in lbs/MMBtu | FALSE | L | Annual | Emissions at Affected Plants NOX | Thousand Tons | 0.30359 | 0.30359 | 0.30359 | 0.30359 | 0.30359 | 0.30359 | 0.30359
IL Fac. Spec. - NOX Rate Summer v3.1, Unit 2781 and retrofits | 603 | 1797 | Rate Constraint in lbs/MMBtu | FALSE | L | Annual | Allowances Purchased NOX | Thousand Tons | 0 | 0 | 0 | 0 | 0 | 0 | 0
IL Fac. Spec. - NOX Rate Summer v3.1, Unit 2781 and retrofits | 603 | 1797 | Rate Constraint in lbs/MMBtu | FALSE | L | Annual | Allowances Sold NOX | Thousand Tons | 0 | 0 | 0 | 0 | 0 | 0 | 0
IL Fac. Spec. - NOX Rate Summer v3.1, Unit 2781 and retrofits | 603 | 1797 | Rate Constraint in lbs/MMBtu | FALSE | L | Annual | Allowances Banked | Thousand Tons | 0 | 0 | 0 | 0 | 0 | 0 | 0
IL Fac. Spec. - NOX Rate Summer v3.1, Unit 2781 and retrofits | 603 | 1797 | Rate Constraint in lbs/MMBtu | FALSE | L | Annual | Allowances Withdrawn (1:1) | Thousand Tons | 0 | 0 | 0 | 0 | 0 | 0 | 0
IL Fac. Spec. - NOX Rate Summer v3.1, Unit 2781 and retrofits | 603 | 1797 | Rate Constraint in lbs/MMBtu | FALSE | L | Annual | Allowances Withdrawn (n:1) | Thousand Tons | 0 | 0 | 0 | 0 | 0 | 0 | 0
IL Fac. Spec. - NOX Rate Summer v3.1, Unit 2781 and retrofits | 603 | 1797 | Rate Constraint in lbs/MMBtu | FALSE | L | Annual | Net Emissions Allowance Position | Thousand Tons | 0.30359 | 0.30359 | 0.30359 | 0.30359 | 0.30359 | 0.30359 | 0.30359
IL Fac. Spec. - NOX Rate Summer v3.1, Unit 2781 and retrofits | 603 | 1797 | Rate Constraint in lbs/MMBtu | FALSE | L | Annual | Fuel Consumed | TBtu | 12.1436 | 12.1436 | 12.1436 | 12.1436 | 12.1436 | 12.1436 | 12.1436
IL Fac. Spec. - NOX Rate Summer v3.1, Unit 2781 and retrofits | 603 | 1797 | Rate Constraint in lbs/MMBtu | FALSE | L | Annual | Rate | lb/MMBtu | 0.05 | 0.05 | 0.05 | 0.05 | 0.05 | 0.05 | 0.05
IL Fac. Spec. - NOX Rate Summer v3.1, Unit 2781 and retrofits | 603 | 1797 | Rate Constraint in lbs/MMBtu | FALSE | L | Annual | Generation | TWh | 1.8886 | 1.8886 | 1.8886 | 1.8886 | 1.8886 | 1.8886 | 1.8886
IL Fac. Spec. - NOX Rate Summer v3.1, Unit 2781 and retrofits | 603 | 1797 | Rate Constraint in lbs/MMBtu | FALSE | L | Annual | Qualifying Generation | TWh | 1.8886 | 1.8886 | 1.8886 | 1.8886 | 1.8886 | 1.8886 | 1.8886
IL Fac. Spec. - NOX Rate Summer v3.1, Unit 2781 and retrofits | 603 | 1797 | Rate Constraint in lbs/MMBtu | FALSE | L | Annual | Rate | lb/MWh | 0.16075 | 0.16075 | 0.16075 | 0.16075 | 0.16075 | 0.16075 | 0.16075
IL Fac. Spec. - NOX Rate Summer v3.1, Unit 2781 and retrofits | 603 | 1797 | Rate Constraint in lbs/MMBtu | FALSE | L | Annual | Constraint Shadow Price | US2011$/Ton | 0 | 0 | 0 | 0 | 0 | 0 | 0
IL Fac. Spec. - NOX Rate Summer v3.1, Unit 2782 and retrofits | 604 | 1797 | Rate Constraint in lbs/MMBtu | FALSE | L | Annual | Seasons Included | Seasons | Summer | Summer | Summer | Summer | Summer | Summer | Summer
IL Fac. Spec. - NOX Rate Summer v3.1, Unit 2782 and retrofits | 604 | 1797 | Rate Constraint in lbs/MMBtu | FALSE | L | Annual | Standard | lb/MMBtu | 0.25 | 0.25 | 0.25 | 0.25 | 0.25 | 0.25 | 0.25
IL Fac. Spec. - NOX Rate Summer v3.1, Unit 2782 and retrofits | 604 | 1797 | Rate Constraint in lbs/MMBtu | FALSE | L | Annual | Emissions at Affected Plants NOX | Thousand Tons | 0.037876 | 0.02272 | 0.02272 | 0.02272 | 0.02272 | 0.02272 | 0.02272
IL Fac. Spec. - NOX Rate Summer v3.1, Unit 2782 and retrofits | 604 | 1797 | Rate Constraint in lbs/MMBtu | FALSE | L | Annual | Allowances Purchased NOX | Thousand Tons | 0 | 0 | 0 | 0 | 0 | 0 | 0
IL Fac. Spec. - NOX Rate Summer v3.1, Unit 2782 and retrofits | 604 | 1797 | Rate Constraint in lbs/MMBtu | FALSE | L | Annual | Allowances Sold NOX | Thousand Tons | 0 | 0 | 0 | 0 | 0 | 0 | 0
IL Fac. Spec. - NOX Rate Summer v3.1, Unit 2782 and retrofits | 604 | 1797 | Rate Constraint in lbs/MMBtu | FALSE | L | Annual | Allowances Banked | Thousand Tons | 0 | 0 | 0 | 0 | 0 | 0 | 0
IL Fac. Spec. - NOX Rate Summer v3.1, Unit 2782 and retrofits | 604 | 1797 | Rate Constraint in lbs/MMBtu | FALSE | L | Annual | Allowances Withdrawn (1:1) | Thousand Tons | 0 | 0 | 0 | 0 | 0 | 0 | 0
IL Fac. Spec. - NOX Rate Summer v3.1, Unit 2782 and retrofits | 604 | 1797 | Rate Constraint in lbs/MMBtu | FALSE | L | Annual | Allowances Withdrawn (n:1) | Thousand Tons | 0 | 0 | 0 | 0 | 0 | 0 | 0
IL Fac. Spec. - NOX Rate Summer v3.1, Unit 2782 and retrofits | 604 | 1797 | Rate Constraint in lbs/MMBtu | FALSE | L | Annual | Net Emissions Allowance Position | Thousand Tons | 0.037876 | 0.02272 | 0.02272 | 0.02272 | 0.02272 | 0.02272 | 0.02272
IL Fac. Spec. - NOX Rate Summer v3.1, Unit 2782 and retrofits | 604 | 1797 | Rate Constraint in lbs/MMBtu | FALSE | L | Annual | Fuel Consumed | TBtu | 2.9627 | 1.7772 | 1.7772 | 1.7772 | 1.7772 | 1.7772 | 1.7772
IL Fac. Spec. - NOX Rate Summer v3.1, Unit 2782 and retrofits | 604 | 1797 | Rate Constraint in lbs/MMBtu | FALSE | L | Annual | Rate | lb/MMBtu | 0.025569 | 0.025569 | 0.025569 | 0.025569 | 0.025569 | 0.025569 | 0.025569
IL Fac. Spec. - NOX Rate Summer v3.1, Unit 2782 and retrofits | 604 | 1797 | Rate Constraint in lbs/MMBtu | FALSE | L | Annual | Generation | TWh | 0.39719 | 0.23826 | 0.23826 | 0.23826 | 0.23826 | 0.23826 | 0.23826
IL Fac. Spec. - NOX Rate Summer v3.1, Unit 2782 and retrofits | 604 | 1797 | Rate Constraint in lbs/MMBtu | FALSE | L | Annual | Qualifying Generation | TWh | 0.39719 | 0.23826 | 0.23826 | 0.23826 | 0.23826 | 0.23826 | 0.23826
IL Fac. Spec. - NOX Rate Summer v3.1, Unit 2782 and retrofits | 604 | 1797 | Rate Constraint in lbs/MMBtu | FALSE | L | Annual | Rate | lb/MWh | 0.095359 | 0.095359 | 0.095359 | 0.095359 | 0.095359 | 0.095359 | 0.095359
IL Fac. Spec. - NOX Rate Summer v3.1, Unit 2782 and retrofits | 604 | 1797 | Rate Constraint in lbs/MMBtu | FALSE | L | Annual | Constraint Shadow Price | US2011$/Ton | 0 | 0 | 0 | 0 | 0 | 0 | 0
IL Fac. Spec. - NOX Rate Summer v3.1, Unit 2783 and retrofits | 605 | 1797 | Rate Constraint in lbs/MMBtu | FALSE | L | Annual | Seasons Included | Seasons | Summer | Summer | Summer | Summer | Summer | Summer | Summer
IL Fac. Spec. - NOX Rate Summer v3.1, Unit 2783 and retrofits | 605 | 1797 | Rate Constraint in lbs/MMBtu | FALSE | L | Annual | Standard | lb/MMBtu | 0.25 | 0.25 | 0.25 | 0.25 | 0.25 | 0.25 | 0.25
IL Fac. Spec. - NOX Rate Summer v3.1, Unit 2783 and retrofits | 605 | 1797 | Rate Constraint in lbs/MMBtu | FALSE | L | Annual | Emissions at Affected Plants NOX | Thousand Tons | 0.022037 | 0.022037 | 0.022037 | 0.022037 | 0.022037 | 0.022037 | 0.022037
IL Fac. Spec. - NOX Rate Summer v3.1, Unit 2783 and retrofits | 605 | 1797 | Rate Constraint in lbs/MMBtu | FALSE | L | Annual | Allowances Purchased NOX | Thousand Tons | 0 | 0 | 0 | 0 | 0 | 0 | 0
IL Fac. Spec. - NOX Rate Summer v3.1, Unit 2783 and retrofits | 605 | 1797 | Rate Constraint in lbs/MMBtu | FALSE | L | Annual | Allowances Sold NOX | Thousand Tons | 0 | 0 | 0 | 0 | 0 | 0 | 0
IL Fac. Spec. - NOX Rate Summer v3.1, Unit 2783 and retrofits | 605 | 1797 | Rate Constraint in lbs/MMBtu | FALSE | L | Annual | Allowances Banked | Thousand Tons | 0 | 0 | 0 | 0 | 0 | 0 | 0
IL Fac. Spec. - NOX Rate Summer v3.1, Unit 2783 and retrofits | 605 | 1797 | Rate Constraint in lbs/MMBtu | FALSE | L | Annual | Allowances Withdrawn (1:1) | Thousand Tons | 0 | 0 | 0 | 0 | 0 | 0 | 0
IL Fac. Spec. - NOX Rate Summer v3.1, Unit 2783 and retrofits | 605 | 1797 | Rate Constraint in lbs/MMBtu | FALSE | L | Annual | Allowances Withdrawn (n:1) | Thousand Tons | 0 | 0 | 0 | 0 | 0 | 0 | 0
IL Fac. Spec. - NOX Rate Summer v3.1, Unit 2783 and retrofits | 605 | 1797 | Rate Constraint in lbs/MMBtu | FALSE | L | Annual | Net Emissions Allowance Position | Thousand Tons | 0.022037 | 0.022037 | 0.022037 | 0.022037 | 0.022037 | 0.022037 | 0.022037
IL Fac. Spec. - NOX Rate Summer v3.1, Unit 2783 and retrofits | 605 | 1797 | Rate Constraint in lbs/MMBtu | FALSE | L | Annual | Fuel Consumed | TBtu | 1.7772 | 1.7772 | 1.7772 | 1.7772 | 1.7772 | 1.7772 | 1.7772
IL Fac. Spec. - NOX Rate Summer v3.1, Unit 2783 and retrofits | 605 | 1797 | Rate Constraint in lbs/MMBtu | FALSE | L | Annual | Rate | lb/MMBtu | 0.0248 | 0.0248 | 0.0248 | 0.0248 | 0.0248 | 0.0248 | 0.0248
IL Fac. Spec. - NOX Rate Summer v3.1, Unit 2783 and retrofits | 605 | 1797 | Rate Constraint in lbs/MMBtu | FALSE | L | Annual | Generation | TWh | 0.23826 | 0.23826 | 0.23826 | 0.23826 | 0.23826 | 0.23826 | 0.23826
IL Fac. Spec. - NOX Rate Summer v3.1, Unit 2783 and retrofits | 605 | 1797 | Rate Constraint in lbs/MMBtu | FALSE | L | Annual | Qualifying Generation | TWh | 0.23826 | 0.23826 | 0.23826 | 0.23826 | 0.23826 | 0.23826 | 0.23826
IL Fac. Spec. - NOX Rate Summer v3.1, Unit 2783 and retrofits | 605 | 1797 | Rate Constraint in lbs/MMBtu | FALSE | L | Annual | Rate | lb/MWh | 0.092492 | 0.092492 | 0.092492 | 0.092492 | 0.092492 | 0.092492 | 0.092492
IL Fac. Spec. - NOX Rate Summer v3.1, Unit 2783 and retrofits | 605 | 1797 | Rate Constraint in lbs/MMBtu | FALSE | L | Annual | Constraint Shadow Price | US2011$/Ton | 0 | 0 | 0 | 0 | 0 | 0 | 0
IL Fac. Spec. - NOX Rate Summer v3.1, Unit 2784 and retrofits | 606 | 1797 | Rate Constraint in lbs/MMBtu | FALSE | L | Annual | Seasons Included | Seasons | Summer | Summer | Summer | Summer | Summer | Summer | Summer
IL Fac. Spec. - NOX Rate Summer v3.1, Unit 2784 and retrofits | 606 | 1797 | Rate Constraint in lbs/MMBtu | FALSE | L | Annual | Standard | lb/MMBtu | 0.25 | 0.25 | 0.25 | 0.25 | 0.25 | 0.25 | 0.25
IL Fac. Spec. - NOX Rate Summer v3.1, Unit 2784 and retrofits | 606 | 1797 | Rate Constraint in lbs/MMBtu | FALSE | L | Annual | Emissions at Affected Plants NOX | Thousand Tons | 0.041429 | 0.024851 | 0.024851 | 0.024851 | 0.024851 | 0.024851 | 0.024851
IL Fac. Spec. - NOX Rate Summer v3.1, Unit 2784 and retrofits | 606 | 1797 | Rate Constraint in lbs/MMBtu | FALSE | L | Annual | Allowances Purchased NOX | Thousand Tons | 0 | 0 | 0 | 0 | 0 | 0 | 0
IL Fac. Spec. - NOX Rate Summer v3.1, Unit 2784 and retrofits | 606 | 1797 | Rate Constraint in lbs/MMBtu | FALSE | L | Annual | Allowances Sold NOX | Thousand Tons | 0 | 0 | 0 | 0 | 0 | 0 | 0
IL Fac. Spec. - NOX Rate Summer v3.1, Unit 2784 and retrofits | 606 | 1797 | Rate Constraint in lbs/MMBtu | FALSE | L | Annual | Allowances Banked | Thousand Tons | 0 | 0 | 0 | 0 | 0 | 0 | 0
IL Fac. Spec. - NOX Rate Summer v3.1, Unit 2784 and retrofits | 606 | 1797 | Rate Constraint in lbs/MMBtu | FALSE | L | Annual | Allowances Withdrawn (1:1) | Thousand Tons | 0 | 0 | 0 | 0 | 0 | 0 | 0
IL Fac. Spec. - NOX Rate Summer v3.1, Unit 2784 and retrofits | 606 | 1797 | Rate Constraint in lbs/MMBtu | FALSE | L | Annual | Allowances Withdrawn (n:1) | Thousand Tons | 0 | 0 | 0 | 0 | 0 | 0 | 0
IL Fac. Spec. - NOX Rate Summer v3.1, Unit 2784 and retrofits | 606 | 1797 | Rate Constraint in lbs/MMBtu | FALSE | L | Annual | Net Emissions Allowance Position | Thousand Tons | 0.041429 | 0.024851 | 0.024851 | 0.024851 | 0.024851 | 0.024851 | 0.024851
IL Fac. Spec. - NOX Rate Summer v3.1, Unit 2784 and retrofits | 606 | 1797 | Rate Constraint in lbs/MMBtu | FALSE | L | Annual | Fuel Consumed | TBtu | 2.9627 | 1.7772 | 1.7772 | 1.7772 | 1.7772 | 1.7772 | 1.7772
IL Fac. Spec. - NOX Rate Summer v3.1, Unit 2784 and retrofits | 606 | 1797 | Rate Constraint in lbs/MMBtu | FALSE | L | Annual | Rate | lb/MMBtu | 0.027967 | 0.027967 | 0.027967 | 0.027967 | 0.027967 | 0.027967 | 0.027967
IL Fac. Spec. - NOX Rate Summer v3.1, Unit 2784 and retrofits | 606 | 1797 | Rate Constraint in lbs/MMBtu | FALSE | L | Annual | Generation | TWh | 0.39719 | 0.23826 | 0.23826 | 0.23826 | 0.23826 | 0.23826 | 0.23826
IL Fac. Spec. - NOX Rate Summer v3.1, Unit 2784 and retrofits | 606 | 1797 | Rate Constraint in lbs/MMBtu | FALSE | L | Annual | Qualifying Generation | TWh | 0.39719 | 0.23826 | 0.23826 | 0.23826 | 0.23826 | 0.23826 | 0.23826
IL Fac. Spec. - NOX Rate Summer v3.1, Unit 2784 and retrofits | 606 | 1797 | Rate Constraint in lbs/MMBtu | FALSE | L | Annual | Rate | lb/MWh | 0.1043 | 0.1043 | 0.1043 | 0.1043 | 0.1043 | 0.1043 | 0.1043
IL Fac. Spec. - NOX Rate Summer v3.1, Unit 2784 and retrofits | 606 | 1797 | Rate Constraint in lbs/MMBtu | FALSE | L | Annual | Constraint Shadow Price | US2011$/Ton | 0 | 0 | 0 | 0 | 0 | 0 | 0
IL Fac. Spec. - NOX Rate Summer v3.1, Unit 2785 and retrofits | 607 | 1797 | Rate Constraint in lbs/MMBtu | FALSE | L | Annual | Seasons Included | Seasons | Summer | Summer | Summer | Summer | Summer | Summer | Summer
IL Fac. Spec. - NOX Rate Summer v3.1, Unit 2785 and retrofits | 607 | 1797 | Rate Constraint in lbs/MMBtu | FALSE | L | Annual | Standard | lb/MMBtu | 0.25 | 0.25 | 0.25 | 0.25 | 0.25 | 0.25 | 0.25
IL Fac. Spec. - NOX Rate Summer v3.1, Unit 2785 and retrofits | 607 | 1797 | Rate Constraint in lbs/MMBtu | FALSE | L | Annual | Emissions at Affected Plants NOX | Thousand Tons | 0.021587 | 0.021587 | 0.021587 | 0.021587 | 0.021587 | 0.021587 | 0.021587
IL Fac. Spec. - NOX Rate Summer v3.1, Unit 2785 and retrofits | 607 | 1797 | Rate Constraint in lbs/MMBtu | FALSE | L | Annual | Allowances Purchased NOX | Thousand Tons | 0 | 0 | 0 | 0 | 0 | 0 | 0
IL Fac. Spec. - NOX Rate Summer v3.1, Unit 2785 and retrofits | 607 | 1797 | Rate Constraint in lbs/MMBtu | FALSE | L | Annual | Allowances Sold NOX | Thousand Tons | 0 | 0 | 0 | 0 | 0 | 0 | 0
IL Fac. Spec. - NOX Rate Summer v3.1, Unit 2785 and retrofits | 607 | 1797 | Rate Constraint in lbs/MMBtu | FALSE | L | Annual | Allowances Banked | Thousand Tons | 0 | 0 | 0 | 0 | 0 | 0 | 0
IL Fac. Spec. - NOX Rate Summer v3.1, Unit 2785 and retrofits | 607 | 1797 | Rate Constraint in lbs/MMBtu | FALSE | L | Annual | Allowances Withdrawn (1:1) | Thousand Tons | 0 | 0 | 0 | 0 | 0 | 0 | 0
IL Fac. Spec. - NOX Rate Summer v3.1, Unit 2785 and retrofits | 607 | 1797 | Rate Constraint in lbs/MMBtu | FALSE | L | Annual | Allowances Withdrawn (n:1) | Thousand Tons | 0 | 0 | 0 | 0 | 0 | 0 | 0
IL Fac. Spec. - NOX Rate Summer v3.1, Unit 2785 and retrofits | 607 | 1797 | Rate Constraint in lbs/MMBtu | FALSE | L | Annual | Net Emissions Allowance Position | Thousand Tons | 0.021587 | 0.021587 | 0.021587 | 0.021587 | 0.021587 | 0.021587 | 0.021587
IL Fac. Spec. - NOX Rate Summer v3.1, Unit 2785 and retrofits | 607 | 1797 | Rate Constraint in lbs/MMBtu | FALSE | L | Annual | Fuel Consumed | TBtu | 1.7772 | 1.7772 | 1.7772 | 1.7772 | 1.7772 | 1.7772 | 1.7772
IL Fac. Spec. - NOX Rate Summer v3.1, Unit 2785 and retrofits | 607 | 1797 | Rate Constraint in lbs/MMBtu | FALSE | L | Annual | Rate | lb/MMBtu | 0.024293 | 0.024293 | 0.024293 | 0.024293 | 0.024293 | 0.024293 | 0.024293
IL Fac. Spec. - NOX Rate Summer v3.1, Unit 2785 and retrofits | 607 | 1797 | Rate Constraint in lbs/MMBtu | FALSE | L | Annual | Generation | TWh | 0.23826 | 0.23826 | 0.23826 | 0.23826 | 0.23826 | 0.23826 | 0.23826
IL Fac. Spec. - NOX Rate Summer v3.1, Unit 2785 and retrofits | 607 | 1797 | Rate Constraint in lbs/MMBtu | FALSE | L | Annual | Qualifying Generation | TWh | 0.23826 | 0.23826 | 0.23826 | 0.23826 | 0.23826 | 0.23826 | 0.23826
IL Fac. Spec. - NOX Rate Summer v3.1, Unit 2785 and retrofits | 607 | 1797 | Rate Constraint in lbs/MMBtu | FALSE | L | Annual | Rate | lb/MWh | 0.090602 | 0.090602 | 0.090602 | 0.090602 | 0.090602 | 0.090602 | 0.090602
IL Fac. Spec. - NOX Rate Summer v3.1, Unit 2785 and retrofits | 607 | 1797 | Rate Constraint in lbs/MMBtu | FALSE | L | Annual | Constraint Shadow Price | US2011$/Ton | 0 | 0 | 0 | 0 | 0 | 0 | 0
IL Fac. Spec. - NOX Rate Summer v3.1, Unit 2786 and retrofits | 608 | 1797 | Rate Constraint in lbs/MMBtu | FALSE | L | Annual | Seasons Included | Seasons | Summer | Summer | Summer | Summer | Summer | Summer | Summer
IL Fac. Spec. - NOX Rate Summer v3.1, Unit 2786 and retrofits | 608 | 1797 | Rate Constraint in lbs/MMBtu | FALSE | L | Annual | Standard | lb/MMBtu | 0.25 | 0.25 | 0.25 | 0.25 | 0.25 | 0.25 | 0.25
IL Fac. Spec. - NOX Rate Summer v3.1, Unit 2786 and retrofits | 608 | 1797 | Rate Constraint in lbs/MMBtu | FALSE | L | Annual | Emissions at Affected Plants NOX | Thousand Tons | 0.029591 | 0.01775 | 0.01775 | 0.01775 | 0.01775 | 0.01775 | 0.01775
IL Fac. Spec. - NOX Rate Summer v3.1, Unit 2786 and retrofits | 608 | 1797 | Rate Constraint in lbs/MMBtu | FALSE | L | Annual | Allowances Purchased NOX | Thousand Tons | 0 | 0 | 0 | 0 | 0 | 0 | 0
IL Fac. Spec. - NOX Rate Summer v3.1, Unit 2786 and retrofits | 608 | 1797 | Rate Constraint in lbs/MMBtu | FALSE | L | Annual | Allowances Sold NOX | Thousand Tons | 0 | 0 | 0 | 0 | 0 | 0 | 0
IL Fac. Spec. - NOX Rate Summer v3.1, Unit 2786 and retrofits | 608 | 1797 | Rate Constraint in lbs/MMBtu | FALSE | L | Annual | Allowances Banked | Thousand Tons | 0 | 0 | 0 | 0 | 0 | 0 | 0
IL Fac. Spec. - NOX Rate Summer v3.1, Unit 2786 and retrofits | 608 | 1797 | Rate Constraint in lbs/MMBtu | FALSE | L | Annual | Allowances Withdrawn (1:1) | Thousand Tons | 0 | 0 | 0 | 0 | 0 | 0 | 0
IL Fac. Spec. - NOX Rate Summer v3.1, Unit 2786 and retrofits | 608 | 1797 | Rate Constraint in lbs/MMBtu | FALSE | L | Annual | Allowances Withdrawn (n:1) | Thousand Tons | 0 | 0 | 0 | 0 | 0 | 0 | 0
IL Fac. Spec. - NOX Rate Summer v3.1, Unit 2786 and retrofits | 608 | 1797 | Rate Constraint in lbs/MMBtu | FALSE | L | Annual | Net Emissions Allowance Position | Thousand Tons | 0.029591 | 0.01775 | 0.01775 | 0.01775 | 0.01775 | 0.01775 | 0.01775
IL Fac. Spec. - NOX Rate Summer v3.1, Unit 2786 and retrofits | 608 | 1797 | Rate Constraint in lbs/MMBtu | FALSE | L | Annual | Fuel Consumed | TBtu | 2.3146 | 1.3884 | 1.3884 | 1.3884 | 1.3884 | 1.3884 | 1.3884
IL Fac. Spec. - NOX Rate Summer v3.1, Unit 2786 and retrofits | 608 | 1797 | Rate Constraint in lbs/MMBtu | FALSE | L | Annual | Rate | lb/MMBtu | 0.025569 | 0.025569 | 0.025569 | 0.025569 | 0.025569 | 0.025569 | 0.025569
IL Fac. Spec. - NOX Rate Summer v3.1, Unit 2786 and retrofits | 608 | 1797 | Rate Constraint in lbs/MMBtu | FALSE | L | Annual | Generation | TWh | 0.31031 | 0.18614 | 0.18614 | 0.18614 | 0.18614 | 0.18614 | 0.18614
IL Fac. Spec. - NOX Rate Summer v3.1, Unit 2786 and retrofits | 608 | 1797 | Rate Constraint in lbs/MMBtu | FALSE | L | Annual | Qualifying Generation | TWh | 0.31031 | 0.18614 | 0.18614 | 0.18614 | 0.18614 | 0.18614 | 0.18614
IL Fac. Spec. - NOX Rate Summer v3.1, Unit 2786 and retrofits | 608 | 1797 | Rate Constraint in lbs/MMBtu | FALSE | L | Annual | Rate | lb/MWh | 0.095359 | 0.095359 | 0.095359 | 0.095359 | 0.095359 | 0.095359 | 0.095359
IL Fac. Spec. - NOX Rate Summer v3.1, Unit 2786 and retrofits | 608 | 1797 | Rate Constraint in lbs/MMBtu | FALSE | L | Annual | Constraint Shadow Price | US2011$/Ton | 0 | 0 | 0 | 0 | 0 | 0 | 0
IL Fac. Spec. - NOX Rate Summer v3.1, Unit 2787 and retrofits | 609 | 1797 | Rate Constraint in lbs/MMBtu | FALSE | L | Annual | Seasons Included | Seasons | Summer | Summer | Summer | Summer | Summer | Summer | Summer
IL Fac. Spec. - NOX Rate Summer v3.1, Unit 2787 and retrofits | 609 | 1797 | Rate Constraint in lbs/MMBtu | FALSE | L | Annual | Standard | lb/MMBtu | 0.25 | 0.25 | 0.25 | 0.25 | 0.25 | 0.25 | 0.25
IL Fac. Spec. - NOX Rate Summer v3.1, Unit 2787 and retrofits | 609 | 1797 | Rate Constraint in lbs/MMBtu | FALSE | L | Annual | Emissions at Affected Plants NOX | Thousand Tons | 0.017216 | 0.017216 | 0.017216 | 0.017216 | 0.017216 | 0.017216 | 0.017216
IL Fac. Spec. - NOX Rate Summer v3.1, Unit 2787 and retrofits | 609 | 1797 | Rate Constraint in lbs/MMBtu | FALSE | L | Annual | Allowances Purchased NOX | Thousand Tons | 0 | 0 | 0 | 0 | 0 | 0 | 0
IL Fac. Spec. - NOX Rate Summer v3.1, Unit 2787 and retrofits | 609 | 1797 | Rate Constraint in lbs/MMBtu | FALSE | L | Annual | Allowances Sold NOX | Thousand Tons | 0 | 0 | 0 | 0 | 0 | 0 | 0
IL Fac. Spec. - NOX Rate Summer v3.1, Unit 2787 and retrofits | 609 | 1797 | Rate Constraint in lbs/MMBtu | FALSE | L | Annual | Allowances Banked | Thousand Tons | 0 | 0 | 0 | 0 | 0 | 0 | 0
IL Fac. Spec. - NOX Rate Summer v3.1, Unit 2787 and retrofits | 609 | 1797 | Rate Constraint in lbs/MMBtu | FALSE | L | Annual | Allowances Withdrawn (1:1) | Thousand Tons | 0 | 0 | 0 | 0 | 0 | 0 | 0
IL Fac. Spec. - NOX Rate Summer v3.1, Unit 2787 and retrofits | 609 | 1797 | Rate Constraint in lbs/MMBtu | FALSE | L | Annual | Allowances Withdrawn (n:1) | Thousand Tons | 0 | 0 | 0 | 0 | 0 | 0 | 0
IL Fac. Spec. - NOX Rate Summer v3.1, Unit 2787 and retrofits | 609 | 1797 | Rate Constraint in lbs/MMBtu | FALSE | L | Annual | Net Emissions Allowance Position | Thousand Tons | 0.017216 | 0.017216 | 0.017216 | 0.017216 | 0.017216 | 0.017216 | 0.017216
IL Fac. Spec. - NOX Rate Summer v3.1, Unit 2787 and retrofits | 609 | 1797 | Rate Constraint in lbs/MMBtu | FALSE | L | Annual | Fuel Consumed | TBtu | 1.3884 | 1.3884 | 1.3884 | 1.3884 | 1.3884 | 1.3884 | 1.3884
IL Fac. Spec. - NOX Rate Summer v3.1, Unit 2787 and retrofits | 609 | 1797 | Rate Constraint in lbs/MMBtu | FALSE | L | Annual | Rate | lb/MMBtu | 0.0248 | 0.0248 | 0.0248 | 0.0248 | 0.0248 | 0.0248 | 0.0248
IL Fac. Spec. - NOX Rate Summer v3.1, Unit 2787 and retrofits | 609 | 1797 | Rate Constraint in lbs/MMBtu | FALSE | L | Annual | Generation | TWh | 0.18614 | 0.18614 | 0.18614 | 0.18614 | 0.18614 | 0.18614 | 0.18614
IL Fac. Spec. - NOX Rate Summer v3.1, Unit 2787 and retrofits | 609 | 1797 | Rate Constraint in lbs/MMBtu | FALSE | L | Annual | Qualifying Generation | TWh | 0.18614 | 0.18614 | 0.18614 | 0.18614 | 0.18614 | 0.18614 | 0.18614
IL Fac. Spec. - NOX Rate Summer v3.1, Unit 2787 and retrofits | 609 | 1797 | Rate Constraint in lbs/MMBtu | FALSE | L | Annual | Rate | lb/MWh | 0.092492 | 0.092492 | 0.092492 | 0.092492 | 0.092492 | 0.092492 | 0.092492
IL Fac. Spec. - NOX Rate Summer v3.1, Unit 2787 and retrofits | 609 | 1797 | Rate Constraint in lbs/MMBtu | FALSE | L | Annual | Constraint Shadow Price | US2011$/Ton | 0 | 0 | 0 | 0 | 0 | 0 | 0
IL Fac. Spec. - NOX Rate Summer v3.1, Unit 2788 and retrofits | 610 | 1797 | Rate Constraint in lbs/MMBtu | FALSE | L | Annual | Seasons Included | Seasons | Summer | Summer | Summer | Summer | Summer | Summer | Summer
IL Fac. Spec. - NOX Rate Summer v3.1, Unit 2788 and retrofits | 610 | 1797 | Rate Constraint in lbs/MMBtu | FALSE | L | Annual | Standard | lb/MMBtu | 0.25 | 0.25 | 0.25 | 0.25 | 0.25 | 0.25 | 0.25
IL Fac. Spec. - NOX Rate Summer v3.1, Unit 2788 and retrofits | 610 | 1797 | Rate Constraint in lbs/MMBtu | FALSE | L | Annual | Emissions at Affected Plants NOX | Thousand Tons | 0.020289 | 0.019415 | 0.019415 | 0.019415 | 0.019415 | 0.019415 | 0.019415
IL Fac. Spec. - NOX Rate Summer v3.1, Unit 2788 and retrofits | 610 | 1797 | Rate Constraint in lbs/MMBtu | FALSE | L | Annual | Allowances Purchased NOX | Thousand Tons | 0 | 0 | 0 | 0 | 0 | 0 | 0
IL Fac. Spec. - NOX Rate Summer v3.1, Unit 2788 and retrofits | 610 | 1797 | Rate Constraint in lbs/MMBtu | FALSE | L | Annual | Allowances Sold NOX | Thousand Tons | 0 | 0 | 0 | 0 | 0 | 0 | 0
IL Fac. Spec. - NOX Rate Summer v3.1, Unit 2788 and retrofits | 610 | 1797 | Rate Constraint in lbs/MMBtu | FALSE | L | Annual | Allowances Banked | Thousand Tons | 0 | 0 | 0 | 0 | 0 | 0 | 0
IL Fac. Spec. - NOX Rate Summer v3.1, Unit 2788 and retrofits | 610 | 1797 | Rate Constraint in lbs/MMBtu | FALSE | L | Annual | Allowances Withdrawn (1:1) | Thousand Tons | 0 | 0 | 0 | 0 | 0 | 0 | 0
IL Fac. Spec. - NOX Rate Summer v3.1, Unit 2788 and retrofits | 610 | 1797 | Rate Constraint in lbs/MMBtu | FALSE | L | Annual | Allowances Withdrawn (n:1) | Thousand Tons | 0 | 0 | 0 | 0 | 0 | 0 | 0
IL Fac. Spec. - NOX Rate Summer v3.1, Unit 2788 and retrofits | 610 | 1797 | Rate Constraint in lbs/MMBtu | FALSE | L | Annual | Net Emissions Allowance Position | Thousand Tons | 0.020289 | 0.019415 | 0.019415 | 0.019415 | 0.019415 | 0.019415 | 0.019415
IL Fac. Spec. - NOX Rate Summer v3.1, Unit 2788 and retrofits | 610 | 1797 | Rate Constraint in lbs/MMBtu | FALSE | L | Annual | Fuel Consumed | TBtu | 1.4509 | 1.3884 | 1.3884 | 1.3884 | 1.3884 | 1.3884 | 1.3884
IL Fac. Spec. - NOX Rate Summer v3.1, Unit 2788 and retrofits | 610 | 1797 | Rate Constraint in lbs/MMBtu | FALSE | L | Annual | Rate | lb/MMBtu | 0.027967 | 0.027967 | 0.027967 | 0.027967 | 0.027967 | 0.027967 | 0.027967
IL Fac. Spec. - NOX Rate Summer v3.1, Unit 2788 and retrofits | 610 | 1797 | Rate Constraint in lbs/MMBtu | FALSE | L | Annual | Generation | TWh | 0.19451 | 0.18614 | 0.18614 | 0.18614 | 0.18614 | 0.18614 | 0.18614
IL Fac. Spec. - NOX Rate Summer v3.1, Unit 2788 and retrofits | 610 | 1797 | Rate Constraint in lbs/MMBtu | FALSE | L | Annual | Qualifying Generation | TWh | 0.19451 | 0.18614 | 0.18614 | 0.18614 | 0.18614 | 0.18614 | 0.18614
IL Fac. Spec. - NOX Rate Summer v3.1, Unit 2788 and retrofits | 610 | 1797 | Rate Constraint in lbs/MMBtu | FALSE | L | Annual | Rate | lb/MWh | 0.1043 | 0.1043 | 0.1043 | 0.1043 | 0.1043 | 0.1043 | 0.1043
IL Fac. Spec. - NOX Rate Summer v3.1, Unit 2788 and retrofits | 610 | 1797 | Rate Constraint in lbs/MMBtu | FALSE | L | Annual | Constraint Shadow Price | US2011$/Ton | 0 | 0 | 0 | 0 | 0 | 0 | 0
IL Fac. Spec. - NOX Rate Summer v3.1, Unit 2789 and retrofits | 611 | 1797 | Rate Constraint in lbs/MMBtu | FALSE | L | Annual | Seasons Included | Seasons | Summer | Summer | Summer | Summer | Summer | Summer | Summer
IL Fac. Spec. - NOX Rate Summer v3.1, Unit 2789 and retrofits | 611 | 1797 | Rate Constraint in lbs/MMBtu | FALSE | L | Annual | Standard | lb/MMBtu | 0.25 | 0.25 | 0.25 | 0.25 | 0.25 | 0.25 | 0.25
IL Fac. Spec. - NOX Rate Summer v3.1, Unit 2789 and retrofits | 611 | 1797 | Rate Constraint in lbs/MMBtu | FALSE | L | Annual | Emissions at Affected Plants NOX | Thousand Tons | 0.028115 | 0.016865 | 0.016865 | 0.016865 | 0.016865 | 0.016865 | 0.016865
IL Fac. Spec. - NOX Rate Summer v3.1, Unit 2789 and retrofits | 611 | 1797 | Rate Constraint in lbs/MMBtu | FALSE | L | Annual | Allowances Purchased NOX | Thousand Tons | 0 | 0 | 0 | 0 | 0 | 0 | 0
IL Fac. Spec. - NOX Rate Summer v3.1, Unit 2789 and retrofits | 611 | 1797 | Rate Constraint in lbs/MMBtu | FALSE | L | Annual | Allowances Sold NOX | Thousand Tons | 0 | 0 | 0 | 0 | 0 | 0 | 0
IL Fac. Spec. - NOX Rate Summer v3.1, Unit 2789 and retrofits | 611 | 1797 | Rate Constraint in lbs/MMBtu | FALSE | L | Annual | Allowances Banked | Thousand Tons | 0 | 0 | 0 | 0 | 0 | 0 | 0
IL Fac. Spec. - NOX Rate Summer v3.1, Unit 2789 and retrofits | 611 | 1797 | Rate Constraint in lbs/MMBtu | FALSE | L | Annual | Allowances Withdrawn (1:1) | Thousand Tons | 0 | 0 | 0 | 0 | 0 | 0 | 0
IL Fac. Spec. - NOX Rate Summer v3.1, Unit 2789 and retrofits | 611 | 1797 | Rate Constraint in lbs/MMBtu | FALSE | L | Annual | Allowances Withdrawn (n:1) | Thousand Tons | 0 | 0 | 0 | 0 | 0 | 0 | 0
IL Fac. Spec. - NOX Rate Summer v3.1, Unit 2789 and retrofits | 611 | 1797 | Rate Constraint in lbs/MMBtu | FALSE | L | Annual | Net Emissions Allowance Position | Thousand Tons | 0.028115 | 0.016865 | 0.016865 | 0.016865 | 0.016865 | 0.016865 | 0.016865
IL Fac. Spec. - NOX Rate Summer v3.1, Unit 2789 and retrofits | 611 | 1797 | Rate Constraint in lbs/MMBtu | FALSE | L | Annual | Fuel Consumed | TBtu | 2.3146 | 1.3884 | 1.3884 | 1.3884 | 1.3884 | 1.3884 | 1.3884
IL Fac. Spec. - NOX Rate Summer v3.1, Unit 2789 and retrofits | 611 | 1797 | Rate Constraint in lbs/MMBtu | FALSE | L | Annual | Rate | lb/MMBtu | 0.024293 | 0.024293 | 0.024293 | 0.024293 | 0.024293 | 0.024293 | 0.024293
IL Fac. Spec. - NOX Rate Summer v3.1, Unit 2789 and retrofits | 611 | 1797 | Rate Constraint in lbs/MMBtu | FALSE | L | Annual | Generation | TWh | 0.31031 | 0.18614 | 0.18614 | 0.18614 | 0.18614 | 0.18614 | 0.18614
IL Fac. Spec. - NOX Rate Summer v3.1, Unit 2789 and retrofits | 611 | 1797 | Rate Constraint in lbs/MMBtu | FALSE | L | Annual | Qualifying Generation | TWh | 0.31031 | 0.18614 | 0.18614 | 0.18614 | 0.18614 | 0.18614 | 0.18614
IL Fac. Spec. - NOX Rate Summer v3.1, Unit 2789 and retrofits | 611 | 1797 | Rate Constraint in lbs/MMBtu | FALSE | L | Annual | Rate | lb/MWh | 0.090602 | 0.090602 | 0.090602 | 0.090602 | 0.090602 | 0.090602 | 0.090602
IL Fac. Spec. - NOX Rate Summer v3.1, Unit 2789 and retrofits | 611 | 1797 | Rate Constraint in lbs/MMBtu | FALSE | L | Annual | Constraint Shadow Price | US2011$/Ton | 0 | 0 | 0 | 0 | 0 | 0 | 0
IL Fac. Spec. - NOX Rate Summer v3.1, Unit 2791 and retrofits | 612 | 1797 | Rate Constraint in lbs/MMBtu | FALSE | L | Annual | Seasons Included | Seasons | Summer | Summer | Summer | Summer | Summer | Summer | Summer
IL Fac. Spec. - NOX Rate Summer v3.1, Unit 2791 and retrofits | 612 | 1797 | Rate Constraint in lbs/MMBtu | FALSE | L | Annual | Standard | lb/MMBtu | 0.25 | 0.25 | 0.25 | 0.25 | 0.25 | 0.25 | 0.25
IL Fac. Spec. - NOX Rate Summer v3.1, Unit 2791 and retrofits | 612 | 1797 | Rate Constraint in lbs/MMBtu | FALSE | L | Annual | Emissions at Affected Plants NOX | Thousand Tons | 0.029182 | 0.029182 | 0.029182 | 0.029182 | 0.029182 | 0.029182 | 0.029182
IL Fac. Spec. - NOX Rate Summer v3.1, Unit 2791 and retrofits | 612 | 1797 | Rate Constraint in lbs/MMBtu | FALSE | L | Annual | Allowances Purchased NOX | Thousand Tons | 0 | 0 | 0 | 0 | 0 | 0 | 0
IL Fac. Spec. - NOX Rate Summer v3.1, Unit 2791 and retrofits | 612 | 1797 | Rate Constraint in lbs/MMBtu | FALSE | L | Annual | Allowances Sold NOX | Thousand Tons | 0 | 0 | 0 | 0 | 0 | 0 | 0
IL Fac. Spec. - NOX Rate Summer v3.1, Unit 2791 and retrofits | 612 | 1797 | Rate Constraint in lbs/MMBtu | FALSE | L | Annual | Allowances Banked | Thousand Tons | 0 | 0 | 0 | 0 | 0 | 0 | 0
IL Fac. Spec. - NOX Rate Summer v3.1, Unit 2791 and retrofits | 612 | 1797 | Rate Constraint in lbs/MMBtu | FALSE | L | Annual | Allowances Withdrawn (1:1) | Thousand Tons | 0 | 0 | 0 | 0 | 0 | 0 | 0
IL Fac. Spec. - NOX Rate Summer v3.1, Unit 2791 and retrofits | 612 | 1797 | Rate Constraint in lbs/MMBtu | FALSE | L | Annual | Allowances Withdrawn (n:1) | Thousand Tons | 0 | 0 | 0 | 0 | 0 | 0 | 0
IL Fac. Spec. - NOX Rate Summer v3.1, Unit 2791 and retrofits | 612 | 1797 | Rate Constraint in lbs/MMBtu | FALSE | L | Annual | Net Emissions Allowance Position | Thousand Tons | 0.029182 | 0.029182 | 0.029182 | 0.029182 | 0.029182 | 0.029182 | 0.029182
IL Fac. Spec. - NOX Rate Summer v3.1, Unit 2791 and retrofits | 612 | 1797 | Rate Constraint in lbs/MMBtu | FALSE | L | Annual | Fuel Consumed | TBtu | 0.74171 | 0.74171 | 0.74171 | 0.74171 | 0.74171 | 0.74171 | 0.74171
IL Fac. Spec. - NOX Rate Summer v3.1, Unit 2791 and retrofits | 612 | 1797 | Rate Constraint in lbs/MMBtu | FALSE | L | Annual | Rate | lb/MMBtu | 0.078687 | 0.078687 | 0.078687 | 0.078687 | 0.078687 | 0.078687 | 0.078687
IL Fac. Spec. - NOX Rate Summer v3.1, Unit 2791 and retrofits | 612 | 1797 | Rate Constraint in lbs/MMBtu | FALSE | L | Annual | Generation | TWh | 0.12578 | 0.12578 | 0.12578 | 0.12578 | 0.12578 | 0.12578 | 0.12578
IL Fac. Spec. - NOX Rate Summer v3.1, Unit 2791 and retrofits | 612 | 1797 | Rate Constraint in lbs/MMBtu | FALSE | L | Annual | Qualifying Generation | TWh | 0.12578 | 0.12578 | 0.12578 | 0.12578 | 0.12578 | 0.12578 | 0.12578
IL Fac. Spec. - NOX Rate Summer v3.1, Unit 2791 and retrofits | 612 | 1797 | Rate Constraint in lbs/MMBtu | FALSE | L | Annual | Rate | lb/MWh | 0.23201 | 0.23201 | 0.23201 | 0.23201 | 0.23201 | 0.23201 | 0.23201
IL Fac. Spec. - NOX Rate Summer v3.1, Unit 2791 and retrofits | 612 | 1797 | Rate Constraint in lbs/MMBtu | FALSE | L | Annual | Constraint Shadow Price | US2011$/Ton | 0 | 0 | 0 | 0 | 0 | 0 | 0
IL Fac. Spec. - NOX Rate Summer v3.1, Unit 2792 and retrofits | 613 | 1797 | Rate Constraint in lbs/MMBtu | FALSE | L | Annual | Seasons Included | Seasons | Summer | Summer | Summer | Summer | Summer | Summer | Summer
IL Fac. Spec. - NOX Rate Summer v3.1, Unit 2792 and retrofits | 613 | 1797 | Rate Constraint in lbs/MMBtu | FALSE | L | Annual | Standard | lb/MMBtu | 0.25 | 0.25 | 0.25 | 0.25 | 0.25 | 0.25 | 0.25
IL Fac. Spec. - NOX Rate Summer v3.1, Unit 2792 and retrofits | 613 | 1797 | Rate Constraint in lbs/MMBtu | FALSE | L | Annual | Emissions at Affected Plants NOX | Thousand Tons | 0.029182 | 0.029182 | 0.029182 | 0.029182 | 0.029182 | 0.029182 | 0.029182
IL Fac. Spec. - NOX Rate Summer v3.1, Unit 2792 and retrofits | 613 | 1797 | Rate Constraint in lbs/MMBtu | FALSE | L | Annual | Allowances Purchased NOX | Thousand Tons | 0 | 0 | 0 | 0 | 0 | 0 | 0
IL Fac. Spec. - NOX Rate Summer v3.1, Unit 2792 and retrofits | 613 | 1797 | Rate Constraint in lbs/MMBtu | FALSE | L | Annual | Allowances Sold NOX | Thousand Tons | 0 | 0 | 0 | 0 | 0 | 0 | 0
IL Fac. Spec. - NOX Rate Summer v3.1, Unit 2792 and retrofits | 613 | 1797 | Rate Constraint in lbs/MMBtu | FALSE | L | Annual | Allowances Banked | Thousand Tons | 0 | 0 | 0 | 0 | 0 | 0 | 0
IL Fac. Spec. - NOX Rate Summer v3.1, Unit 2792 and retrofits | 613 | 1797 | Rate Constraint in lbs/MMBtu | FALSE | L | Annual | Allowances Withdrawn (1:1) | Thousand Tons | 0 | 0 | 0 | 0 | 0 | 0 | 0
IL Fac. Spec. - NOX Rate Summer v3.1, Unit 2792 and retrofits | 613 | 1797 | Rate Constraint in lbs/MMBtu | FALSE | L | Annual | Allowances Withdrawn (n:1) | Thousand Tons | 0 | 0 | 0 | 0 | 0 | 0 | 0
IL Fac. Spec. - NOX Rate Summer v3.1, Unit 2792 and retrofits | 613 | 1797 | Rate Constraint in lbs/MMBtu | FALSE | L | Annual | Net Emissions Allowance Position | Thousand Tons | 0.029182 | 0.029182 | 0.029182 | 0.029182 | 0.029182 | 0.029182 | 0.029182
IL Fac. Spec. - NOX Rate Summer v3.1, Unit 2792 and retrofits | 613 | 1797 | Rate Constraint in lbs/MMBtu | FALSE | L | Annual | Fuel Consumed | TBtu | 0.74171 | 0.74171 | 0.74171 | 0.74171 | 0.74171 | 0.74171 | 0.74171
IL Fac. Spec. - NOX Rate Summer v3.1, Unit 2792 and retrofits | 613 | 1797 | Rate Constraint in lbs/MMBtu | FALSE | L | Annual | Rate | lb/MMBtu | 0.078687 | 0.078687 | 0.078687 | 0.078687 | 0.078687 | 0.078687 | 0.078687
IL Fac. Spec. - NOX Rate Summer v3.1, Unit 2792 and retrofits | 613 | 1797 | Rate Constraint in lbs/MMBtu | FALSE | L | Annual | Generation | TWh | 0.12578 | 0.12578 | 0.12578 | 0.12578 | 0.12578 | 0.12578 | 0.12578
IL Fac. Spec. - NOX Rate Summer v3.1, Unit 2792 and retrofits | 613 | 1797 | Rate Constraint in lbs/MMBtu | FALSE | L | Annual | Qualifying Generation | TWh | 0.12578 | 0.12578 | 0.12578 | 0.12578 | 0.12578 | 0.12578 | 0.12578
IL Fac. Spec. - NOX Rate Summer v3.1, Unit 2792 and retrofits | 613 | 1797 | Rate Constraint in lbs/MMBtu | FALSE | L | Annual | Rate | lb/MWh | 0.23201 | 0.23201 | 0.23201 | 0.23201 | 0.23201 | 0.23201 | 0.23201
IL Fac. Spec. - NOX Rate Summer v3.1, Unit 2792 and retrofits | 613 | 1797 | Rate Constraint in lbs/MMBtu | FALSE | L | Annual | Constraint Shadow Price | US2011$/Ton | 0 | 0 | 0 | 0 | 0 | 0 | 0
IL Fac. Spec. - NOX Rate Summer v3.1, Unit 2793 and retrofits | 614 | 1797 | Rate Constraint in lbs/MMBtu | FALSE | L | Annual | Seasons Included | Seasons | Summer | Summer | Summer | Summer | Summer | Summer | Summer
IL Fac. Spec. - NOX Rate Summer v3.1, Unit 2793 and retrofits | 614 | 1797 | Rate Constraint in lbs/MMBtu | FALSE | L | Annual | Standard | lb/MMBtu | 0.25 | 0.25 | 0.25 | 0.25 | 0.25 | 0.25 | 0.25
IL Fac. Spec. - NOX Rate Summer v3.1, Unit 2793 and retrofits | 614 | 1797 | Rate Constraint in lbs/MMBtu | FALSE | L | Annual | Emissions at Affected Plants NOX | Thousand Tons | 0.029182 | 0.029182 | 0.029182 | 0.029182 | 0.029182 | 0.029182 | 0.029182
IL Fac. Spec. - NOX Rate Summer v3.1, Unit 2793 and retrofits | 614 | 1797 | Rate Constraint in lbs/MMBtu | FALSE | L | Annual | Allowances Purchased NOX | Thousand Tons | 0 | 0 | 0 | 0 | 0 | 0 | 0
IL Fac. Spec. - NOX Rate Summer v3.1, Unit 2793 and retrofits | 614 | 1797 | Rate Constraint in lbs/MMBtu | FALSE | L | Annual | Allowances Sold NOX | Thousand Tons | 0 | 0 | 0 | 0 | 0 | 0 | 0
IL Fac. Spec. - NOX Rate Summer v3.1, Unit 2793 and retrofits | 614 | 1797 | Rate Constraint in lbs/MMBtu | FALSE | L | Annual | Allowances Banked | Thousand Tons | 0 | 0 | 0 | 0 | 0 | 0 | 0
IL Fac. Spec. - NOX Rate Summer v3.1, Unit 2793 and retrofits | 614 | 1797 | Rate Constraint in lbs/MMBtu | FALSE | L | Annual | Allowances Withdrawn (1:1) | Thousand Tons | 0 | 0 | 0 | 0 | 0 | 0 | 0
IL Fac. Spec. - NOX Rate Summer v3.1, Unit 2793 and retrofits | 614 | 1797 | Rate Constraint in lbs/MMBtu | FALSE | L | Annual | Allowances Withdrawn (n:1) | Thousand Tons | 0 | 0 | 0 | 0 | 0 | 0 | 0
IL Fac. Spec. - NOX Rate Summer v3.1, Unit 2793 and retrofits | 614 | 1797 | Rate Constraint in lbs/MMBtu | FALSE | L | Annual | Net Emissions Allowance Position | Thousand Tons | 0.029182 | 0.029182 | 0.029182 | 0.029182 | 0.029182 | 0.029182 | 0.029182
IL Fac. Spec. - NOX Rate Summer v3.1, Unit 2793 and retrofits | 614 | 1797 | Rate Constraint in lbs/MMBtu | FALSE | L | Annual | Fuel Consumed | TBtu | 0.74171 | 0.74171 | 0.74171 | 0.74171 | 0.74171 | 0.74171 | 0.74171
IL Fac. Spec. - NOX Rate Summer v3.1, Unit 2793 and retrofits | 614 | 1797 | Rate Constraint in lbs/MMBtu | FALSE | L | Annual | Rate | lb/MMBtu | 0.078687 | 0.078687 | 0.078687 | 0.078687 | 0.078687 | 0.078687 | 0.078687
IL Fac. Spec. - NOX Rate Summer v3.1, Unit 2793 and retrofits | 614 | 1797 | Rate Constraint in lbs/MMBtu | FALSE | L | Annual | Generation | TWh | 0.12578 | 0.12578 | 0.12578 | 0.12578 | 0.12578 | 0.12578 | 0.12578
IL Fac. Spec. - NOX Rate Summer v3.1, Unit 2793 and retrofits | 614 | 1797 | Rate Constraint in lbs/MMBtu | FALSE | L | Annual | Qualifying Generation | TWh | 0.12578 | 0.12578 | 0.12578 | 0.12578 | 0.12578 | 0.12578 | 0.12578
IL Fac. Spec. - NOX Rate Summer v3.1, Unit 2793 and retrofits | 614 | 1797 | Rate Constraint in lbs/MMBtu | FALSE | L | Annual | Rate | lb/MWh | 0.23201 | 0.23201 | 0.23201 | 0.23201 | 0.23201 | 0.23201 | 0.23201
IL Fac. Spec. - NOX Rate Summer v3.1, Unit 2793 and retrofits | 614 | 1797 | Rate Constraint in lbs/MMBtu | FALSE | L | Annual | Constraint Shadow Price | US2011$/Ton | 0 | 0 | 0 | 0 | 0 | 0 | 0
IL Fac. Spec. - NOX Rate Summer v3.1, Unit 2794 and retrofits | 615 | 1797 | Rate Constraint in lbs/MMBtu | FALSE | L | Annual | Seasons Included | Seasons | Summer | Summer | Summer | Summer | Summer | Summer | Summer
IL Fac. Spec. - NOX Rate Summer v3.1, Unit 2794 and retrofits | 615 | 1797 | Rate Constraint in lbs/MMBtu | FALSE | L | Annual | Standard | lb/MMBtu | 0.25 | 0.25 | 0.25 | 0.25 | 0.25 | 0.25 | 0.25
IL Fac. Spec. - NOX Rate Summer v3.1, Unit 2794 and retrofits | 615 | 1797 | Rate Constraint in lbs/MMBtu | FALSE | L | Annual | Emissions at Affected Plants NOX | Thousand Tons | 0.047612 | 0.047612 | 0.047612 | 0.047612 | 0.047612 | 0.047612 | 0.047612
IL Fac. Spec. - NOX Rate Summer v3.1, Unit 2794 and retrofits | 615 | 1797 | Rate Constraint in lbs/MMBtu | FALSE | L | Annual | Allowances Purchased NOX | Thousand Tons | 0 | 0 | 0 | 0 | 0 | 0 | 0
IL Fac. Spec. - NOX Rate Summer v3.1, Unit 2794 and retrofits | 615 | 1797 | Rate Constraint in lbs/MMBtu | FALSE | L | Annual | Allowances Sold NOX | Thousand Tons | 0 | 0 | 0 | 0 | 0 | 0 | 0
IL Fac. Spec. - NOX Rate Summer v3.1, Unit 2794 and retrofits | 615 | 1797 | Rate Constraint in lbs/MMBtu | FALSE | L | Annual | Allowances Banked | Thousand Tons | 0 | 0 | 0 | 0 | 0 | 0 | 0
IL Fac. Spec. - NOX Rate Summer v3.1, Unit 2794 and retrofits | 615 | 1797 | Rate Constraint in lbs/MMBtu | FALSE | L | Annual | Allowances Withdrawn (1:1) | Thousand Tons | 0 | 0 | 0 | 0 | 0 | 0 | 0
IL Fac. Spec. - NOX Rate Summer v3.1, Unit 2794 and retrofits | 615 | 1797 | Rate Constraint in lbs/MMBtu | FALSE | L | Annual | Allowances Withdrawn (n:1) | Thousand Tons | 0 | 0 | 0 | 0 | 0 | 0 | 0
IL Fac. Spec. - NOX Rate Summer v3.1, Unit 2794 and retrofits | 615 | 1797 | Rate Constraint in lbs/MMBtu | FALSE | L | Annual | Net Emissions Allowance Position | Thousand Tons | 0.047612 | 0.047612 | 0.047612 | 0.047612 | 0.047612 | 0.047612 | 0.047612
IL Fac. Spec. - NOX Rate Summer v3.1, Unit 2794 and retrofits | 615 | 1797 | Rate Constraint in lbs/MMBtu | FALSE | L | Annual | Fuel Consumed | TBtu | 1.2102 | 1.2102 | 1.2102 | 1.2102 | 1.2102 | 1.2102 | 1.2102
IL Fac. Spec. - NOX Rate Summer v3.1, Unit 2794 and retrofits | 615 | 1797 | Rate Constraint in lbs/MMBtu | FALSE | L | Annual | Rate | lb/MMBtu | 0.078687 | 0.078687 | 0.078687 | 0.078687 | 0.078687 | 0.078687 | 0.078687
IL Fac. Spec. - NOX Rate Summer v3.1, Unit 2794 and retrofits | 615 | 1797 | Rate Constraint in lbs/MMBtu | FALSE | L | Annual | Generation | TWh | 0.20522 | 0.20522 | 0.20522 | 0.20522 | 0.20522 | 0.20522 | 0.20522
IL Fac. Spec. - NOX Rate Summer v3.1, Unit 2794 and retrofits | 615 | 1797 | Rate Constraint in lbs/MMBtu | FALSE | L | Annual | Qualifying Generation | TWh | 0.20522 | 0.20522 | 0.20522 | 0.20522 | 0.20522 | 0.20522 | 0.20522
IL Fac. Spec. - NOX Rate Summer v3.1, Unit 2794 and retrofits | 615 | 1797 | Rate Constraint in lbs/MMBtu | FALSE | L | Annual | Rate | lb/MWh | 0.23201 | 0.23201 | 0.23201 | 0.23201 | 0.23201 | 0.23201 | 0.23201
IL Fac. Spec. - NOX Rate Summer v3.1, Unit 2794 and retrofits | 615 | 1797 | Rate Constraint in lbs/MMBtu | FALSE | L | Annual | Constraint Shadow Price | US2011$/Ton | 0 | 0 | 0 | 0 | 0 | 0 | 0
IL Fac. Spec. - NOX Rate Summer v3.1, Unit 2950 and retrofits | 616 | 1797 | Rate Constraint in lbs/MMBtu | FALSE | L | Annual | Seasons Included | Seasons | Summer | Summer | Summer | Summer | Summer | Summer | Summer
IL Fac. Spec. - NOX Rate Summer v3.1, Unit 2950 and retrofits | 616 | 1797 | Rate Constraint in lbs/MMBtu | FALSE | L | Annual | Standard | lb/MMBtu | 0.25 | 0.25 | 0.25 | 0.25 | 0.25 | 0.25 | 0.25
IL Fac. Spec. - NOX Rate Summer v3.1, Unit 2950 and retrofits | 616 | 1797 | Rate Constraint in lbs/MMBtu | FALSE | L | Annual | Emissions at Affected Plants NOX | Thousand Tons | 0.039871 | 0.039871 | 0.013274 | 0.013274 | 0.013274 | 0.039871 | 0.039871
IL Fac. Spec. - NOX Rate Summer v3.1, Unit 2950 and retrofits | 616 | 1797 | Rate Constraint in lbs/MMBtu | FALSE | L | Annual | Allowances Purchased NOX | Thousand Tons | 0 | 0 | 0 | 0 | 0 | 0 | 0
IL Fac. Spec. - NOX Rate Summer v3.1, Unit 2950 and retrofits | 616 | 1797 | Rate Constraint in lbs/MMBtu | FALSE | L | Annual | Allowances Sold NOX | Thousand Tons | 0 | 0 | 0 | 0 | 0 | 0 | 0
IL Fac. Spec. - NOX Rate Summer v3.1, Unit 2950 and retrofits | 616 | 1797 | Rate Constraint in lbs/MMBtu | FALSE | L | Annual | Allowances Banked | Thousand Tons | 0 | 0 | 0 | 0 | 0 | 0 | 0
IL Fac. Spec. - NOX Rate Summer v3.1, Unit 2950 and retrofits | 616 | 1797 | Rate Constraint in lbs/MMBtu | FALSE | L | Annual | Allowances Withdrawn (1:1) | Thousand Tons | 0 | 0 | 0 | 0 | 0 | 0 | 0
IL Fac. Spec. - NOX Rate Summer v3.1, Unit 2950 and retrofits | 616 | 1797 | Rate Constraint in lbs/MMBtu | FALSE | L | Annual | Allowances Withdrawn (n:1) | Thousand Tons | 0 | 0 | 0 | 0 | 0 | 0 | 0
IL Fac. Spec. - NOX Rate Summer v3.1, Unit 2950 and retrofits | 616 | 1797 | Rate Constraint in lbs/MMBtu | FALSE | L | Annual | Net Emissions Allowance Position | Thousand Tons | 0.039871 | 0.039871 | 0.013274 | 0.013274 | 0.013274 | 0.039871 | 0.039871
IL Fac. Spec. - NOX Rate Summer v3.1, Unit 2950 and retrofits | 616 | 1797 | Rate Constraint in lbs/MMBtu | FALSE | L | Annual | Fuel Consumed | TBtu | 4.0369 | 4.0369 | 1.344 | 1.344 | 1.344 | 4.0369 | 4.0369
IL Fac. Spec. - NOX Rate Summer v3.1, Unit 2950 and retrofits | 616 | 1797 | Rate Constraint in lbs/MMBtu | FALSE | L | Annual | Rate | lb/MMBtu | 0.019753 | 0.019753 | 0.019753 | 0.019753 | 0.019753 | 0.019753 | 0.019753
IL Fac. Spec. - NOX Rate Summer v3.1, Unit 2950 and retrofits | 616 | 1797 | Rate Constraint in lbs/MMBtu | FALSE | L | Annual | Generation | TWh | 0.49587 | 0.49587 | 0.16509 | 0.16509 | 0.16509 | 0.49587 | 0.49587
IL Fac. Spec. - NOX Rate Summer v3.1, Unit 2950 and retrofits | 616 | 1797 | Rate Constraint in lbs/MMBtu | FALSE | L | Annual | Qualifying Generation | TWh | 0.49587 | 0.49587 | 0.16509 | 0.16509 | 0.16509 | 0.49587 | 0.49587
IL Fac. Spec. - NOX Rate Summer v3.1, Unit 2950 and retrofits | 616 | 1797 | Rate Constraint in lbs/MMBtu | FALSE | L | Annual | Rate | lb/MWh | 0.080405 | 0.080405 | 0.080405 | 0.080405 | 0.080405 | 0.080405 | 0.080405
IL Fac. Spec. - NOX Rate Summer v3.1, Unit 2950 and retrofits | 616 | 1797 | Rate Constraint in lbs/MMBtu | FALSE | L | Annual | Constraint Shadow Price | US2011$/Ton | 0 | 0 | 0 | 0 | 0 | 0 | 0
IL Fac. Spec. - NOX Rate Summer v3.1, Unit 2951 and retrofits | 617 | 1797 | Rate Constraint in lbs/MMBtu | FALSE | L | Annual | Seasons Included | Seasons | Summer | Summer | Summer | Summer | Summer | Summer | Summer
IL Fac. Spec. - NOX Rate Summer v3.1, Unit 2951 and retrofits | 617 | 1797 | Rate Constraint in lbs/MMBtu | FALSE | L | Annual | Standard | lb/MMBtu | 0.25 | 0.25 | 0.25 | 0.25 | 0.25 | 0.25 | 0.25
IL Fac. Spec. - NOX Rate Summer v3.1, Unit 2951 and retrofits | 617 | 1797 | Rate Constraint in lbs/MMBtu | FALSE | L | Annual | Emissions at Affected Plants NOX | Thousand Tons | 0.018558 | 0.018558 | 0.0061786 | 0.0061786 | 0.0061786 | 0.018558 | 0.018558
IL Fac. Spec. - NOX Rate Summer v3.1, Unit 2951 and retrofits | 617 | 1797 | Rate Constraint in lbs/MMBtu | FALSE | L | Annual | Allowances Purchased NOX | Thousand Tons | 0 | 0 | 0 | 0 | 0 | 0 | 0
IL Fac. Spec. - NOX Rate Summer v3.1, Unit 2951 and retrofits | 617 | 1797 | Rate Constraint in lbs/MMBtu | FALSE | L | Annual | Allowances Sold NOX | Thousand Tons | 0 | 0 | 0 | 0 | 0 | 0 | 0
IL Fac. Spec. - NOX Rate Summer v3.1, Unit 2951 and retrofits | 617 | 1797 | Rate Constraint in lbs/MMBtu | FALSE | L | Annual | Allowances Banked | Thousand Tons | 0 | 0 | 0 | 0 | 0 | 0 | 0
IL Fac. Spec. - NOX Rate Summer v3.1, Unit 2951 and retrofits | 617 | 1797 | Rate Constraint in lbs/MMBtu | FALSE | L | Annual | Allowances Withdrawn (1:1) | Thousand Tons | 0 | 0 | 0 | 0 | 0 | 0 | 0
IL Fac. Spec. - NOX Rate Summer v3.1, Unit 2951 and retrofits | 617 | 1797 | Rate Constraint in lbs/MMBtu | FALSE | L | Annual | Allowances Withdrawn (n:1) | Thousand Tons | 0 | 0 | 0 | 0 | 0 | 0 | 0
IL Fac. Spec. - NOX Rate Summer v3.1, Unit 2951 and retrofits | 617 | 1797 | Rate Constraint in lbs/MMBtu | FALSE | L | Annual | Net Emissions Allowance Position | Thousand Tons | 0.018558 | 0.018558 | 0.0061786 | 0.0061786 | 0.0061786 | 0.018558 | 0.018558
IL Fac. Spec. - NOX Rate Summer v3.1, Unit 2951 and retrofits | 617 | 1797 | Rate Constraint in lbs/MMBtu | FALSE | L | Annual | Fuel Consumed | TBtu | 1.879 | 1.879 | 0.62559 | 0.62559 | 0.62559 | 1.879 | 1.879
IL Fac. Spec. - NOX Rate Summer v3.1, Unit 2951 and retrofits | 617 | 1797 | Rate Constraint in lbs/MMBtu | FALSE | L | Annual | Rate | lb/MMBtu | 0.019753 | 0.019753 | 0.019753 | 0.019753 | 0.019753 | 0.019753 | 0.019753
IL Fac. Spec. - NOX Rate Summer v3.1, Unit 2951 and retrofits | 617 | 1797 | Rate Constraint in lbs/MMBtu | FALSE | L | Annual | Generation | TWh | 0.23081 | 0.23081 | 0.076844 | 0.076844 | 0.076844 | 0.23081 | 0.23081
IL Fac. Spec. - NOX Rate Summer v3.1, Unit 2951 and retrofits | 617 | 1797 | Rate Constraint in lbs/MMBtu | FALSE | L | Annual | Qualifying Generation | TWh | 0.23081 | 0.23081 | 0.076844 | 0.076844 | 0.076844 | 0.23081 | 0.23081
IL Fac. Spec. - NOX Rate Summer v3.1, Unit 2951 and retrofits | 617 | 1797 | Rate Constraint in lbs/MMBtu | FALSE | L | Annual | Rate | lb/MWh | 0.080405 | 0.080405 | 0.080405 | 0.080405 | 0.080405 | 0.080405 | 0.080405
IL Fac. Spec. - NOX Rate Summer v3.1, Unit 2951 and retrofits | 617 | 1797 | Rate Constraint in lbs/MMBtu | FALSE | L | Annual | Constraint Shadow Price | US2011$/Ton | 0 | 0 | 0 | 0 | 0 | 0 | 0
IL Fac. Spec. - NOX Rate Summer v3.1, Unit 2952 and retrofits | 618 | 1797 | Rate Constraint in lbs/MMBtu | FALSE | L | Annual | Seasons Included | Seasons | Summer | Summer | Summer | Summer | Summer | Summer | Summer
IL Fac. Spec. - NOX Rate Summer v3.1, Unit 2952 and retrofits | 618 | 1797 | Rate Constraint in lbs/MMBtu | FALSE | L | Annual | Standard | lb/MMBtu | 0.25 | 0.25 | 0.25 | 0.25 | 0.25 | 0.25 | 0.25
IL Fac. Spec. - NOX Rate Summer v3.1, Unit 2952 and retrofits | 618 | 1797 | Rate Constraint in lbs/MMBtu | FALSE | L | Annual | Emissions at Affected Plants NOX | Thousand Tons | 0.018558 | 0.018558 | 0.0061786 | 0.0061786 | 0.0061786 | 0.018558 | 0.018558
IL Fac. Spec. - NOX Rate Summer v3.1, Unit 2952 and retrofits | 618 | 1797 | Rate Constraint in lbs/MMBtu | FALSE | L | Annual | Allowances Purchased NOX | Thousand Tons | 0 | 0 | 0 | 0 | 0 | 0 | 0
IL Fac. Spec. - NOX Rate Summer v3.1, Unit 2952 and retrofits | 618 | 1797 | Rate Constraint in lbs/MMBtu | FALSE | L | Annual | Allowances Sold NOX | Thousand Tons | 0 | 0 | 0 | 0 | 0 | 0 | 0
IL Fac. Spec. - NOX Rate Summer v3.1, Unit 2952 and retrofits | 618 | 1797 | Rate Constraint in lbs/MMBtu | FALSE | L | Annual | Allowances Banked | Thousand Tons | 0 | 0 | 0 | 0 | 0 | 0 | 0
IL Fac. Spec. - NOX Rate Summer v3.1, Unit 2952 and retrofits | 618 | 1797 | Rate Constraint in lbs/MMBtu | FALSE | L | Annual | Allowances Withdrawn (1:1) | Thousand Tons | 0 | 0 | 0 | 0 | 0 | 0 | 0
IL Fac. Spec. - NOX Rate Summer v3.1, Unit 2952 and retrofits | 618 | 1797 | Rate Constraint in lbs/MMBtu | FALSE | L | Annual | Allowances Withdrawn (n:1) | Thousand Tons | 0 | 0 | 0 | 0 | 0 | 0 | 0
IL Fac. Spec. - NOX Rate Summer v3.1, Unit 2952 and retrofits | 618 | 1797 | Rate Constraint in lbs/MMBtu | FALSE | L | Annual | Net Emissions Allowance Position | Thousand Tons | 0.018558 | 0.018558 | 0.0061786 | 0.0061786 | 0.0061786 | 0.018558 | 0.018558
IL Fac. Spec. - NOX Rate Summer v3.1, Unit 2952 and retrofits | 618 | 1797 | Rate Constraint in lbs/MMBtu | FALSE | L | Annual | Fuel Consumed | TBtu | 1.879 | 1.879 | 0.62559 | 0.62559 | 0.62559 | 1.879 | 1.879
IL Fac. Spec. - NOX Rate Summer v3.1, Unit 2952 and retrofits | 618 | 1797 | Rate Constraint in lbs/MMBtu | FALSE | L | Annual | Rate | lb/MMBtu | 0.019753 | 0.019753 | 0.019753 | 0.019753 | 0.019753 | 0.019753 | 0.019753
IL Fac. Spec. - NOX Rate Summer v3.1, Unit 2952 and retrofits | 618 | 1797 | Rate Constraint in lbs/MMBtu | FALSE | L | Annual | Generation | TWh | 0.23081 | 0.23081 | 0.076844 | 0.076844 | 0.076844 | 0.23081 | 0.23081
IL Fac. Spec. - NOX Rate Summer v3.1, Unit 2952 and retrofits | 618 | 1797 | Rate Constraint in lbs/MMBtu | FALSE | L | Annual | Qualifying Generation | TWh | 0.23081 | 0.23081 | 0.076844 | 0.076844 | 0.076844 | 0.23081 | 0.23081
IL Fac. Spec. - NOX Rate Summer v3.1, Unit 2952 and retrofits | 618 | 1797 | Rate Constraint in lbs/MMBtu | FALSE | L | Annual | Rate | lb/MWh | 0.080405 | 0.080405 | 0.080405 | 0.080405 | 0.080405 | 0.080405 | 0.080405
IL Fac. Spec. - NOX Rate Summer v3.1, Unit 2952 and retrofits | 618 | 1797 | Rate Constraint in lbs/MMBtu | FALSE | L | Annual | Constraint Shadow Price | US2011$/Ton | 0 | 0 | 0 | 0 | 0 | 0 | 0
IL Fac. Spec. - NOX Rate Summer v3.1, Unit 2953 and retrofits | 619 | 1797 | Rate Constraint in lbs/MMBtu | FALSE | L | Annual | Seasons Included | Seasons | Summer | Summer | Summer | Summer | Summer | Summer | Summer
IL Fac. Spec. - NOX Rate Summer v3.1, Unit 2953 and retrofits | 619 | 1797 | Rate Constraint in lbs/MMBtu | FALSE | L | Annual | Standard | lb/MMBtu | 0.25 | 0.25 | 0.25 | 0.25 | 0.25 | 0.25 | 0.25
IL Fac. Spec. - NOX Rate Summer v3.1, Unit 2953 and retrofits | 619 | 1797 | Rate Constraint in lbs/MMBtu | FALSE | L | Annual | Emissions at Affected Plants NOX | Thousand Tons | 0.064804 | 0.064804 | 0.021575 | 0.021575 | 0.021575 | 0.064804 | 0.064804
IL Fac. Spec. - NOX Rate Summer v3.1, Unit 2953 and retrofits | 619 | 1797 | Rate Constraint in lbs/MMBtu | FALSE | L | Annual | Allowances Purchased NOX | Thousand Tons | 0 | 0 | 0 | 0 | 0 | 0 | 0
IL Fac. Spec. - NOX Rate Summer v3.1, Unit 2953 and retrofits | 619 | 1797 | Rate Constraint in lbs/MMBtu | FALSE | L | Annual | Allowances Sold NOX | Thousand Tons | 0 | 0 | 0 | 0 | 0 | 0 | 0
IL Fac. Spec. - NOX Rate Summer v3.1, Unit 2953 and retrofits | 619 | 1797 | Rate Constraint in lbs/MMBtu | FALSE | L | Annual | Allowances Banked | Thousand Tons | 0 | 0 | 0 | 0 | 0 | 0 | 0
IL Fac. Spec. - NOX Rate Summer v3.1, Unit 2953 and retrofits | 619 | 1797 | Rate Constraint in lbs/MMBtu | FALSE | L | Annual | Allowances Withdrawn (1:1) | Thousand Tons | 0 | 0 | 0 | 0 | 0 | 0 | 0
IL Fac. Spec. - NOX Rate Summer v3.1, Unit 2953 and retrofits | 619 | 1797 | Rate Constraint in lbs/MMBtu | FALSE | L | Annual | Allowances Withdrawn (n:1) | Thousand Tons | 0 | 0 | 0 | 0 | 0 | 0 | 0
IL Fac. Spec. - NOX Rate Summer v3.1, Unit 2953 and retrofits | 619 | 1797 | Rate Constraint in lbs/MMBtu | FALSE | L | Annual | Net Emissions Allowance Position | Thousand Tons | 0.064804 | 0.064804 | 0.021575 | 0.021575 | 0.021575 | 0.064804 | 0.064804
IL Fac. Spec. - NOX Rate Summer v3.1, Unit 2953 and retrofits | 619 | 1797 | Rate Constraint in lbs/MMBtu | FALSE | L | Annual | Fuel Consumed | TBtu | 1.0711 | 1.0711 | 0.35661 | 0.35661 | 0.35661 | 1.0711 | 1.0711
IL Fac. Spec. - NOX Rate Summer v3.1, Unit 2953 and retrofits | 619 | 1797 | Rate Constraint in lbs/MMBtu | FALSE | L | Annual | Rate | lb/MMBtu | 0.121 | 0.121 | 0.121 | 0.121 | 0.121 | 0.121 | 0.121
IL Fac. Spec. - NOX Rate Summer v3.1, Unit 2953 and retrofits | 619 | 1797 | Rate Constraint in lbs/MMBtu | FALSE | L | Annual | Generation | TWh | 0.12806 | 0.12806 | 0.042636 | 0.042636 | 0.042636 | 0.12806 | 0.12806
IL Fac. Spec. - NOX Rate Summer v3.1, Unit 2953 and retrofits | 619 | 1797 | Rate Constraint in lbs/MMBtu | FALSE | L | Annual | Qualifying Generation | TWh | 0.12806 | 0.12806 | 0.042636 | 0.042636 | 0.042636 | 0.12806 | 0.12806
IL Fac. Spec. - NOX Rate Summer v3.1, Unit 2953 and retrofits | 619 | 1797 | Rate Constraint in lbs/MMBtu | FALSE | L | Annual | Rate | lb/MWh | 0.50603 | 0.50603 | 0.50603 | 0.50603 | 0.50603 | 0.50603 | 0.50603
IL Fac. Spec. - NOX Rate Summer v3.1, Unit 2953 and retrofits | 619 | 1797 | Rate Constraint in lbs/MMBtu | FALSE | L | Annual | Constraint Shadow Price | US2011$/Ton | 0 | 0 | 0 | 0 | 0 | 0 | 0
IL Fac. Spec. - NOX Rate Summer v3.1, Unit 2954 and retrofits | 620 | 1797 | Rate Constraint in lbs/MMBtu | FALSE | L | Annual | Seasons Included | Seasons | Summer | Summer | Summer | Summer | Summer | Summer | Summer
IL Fac. Spec. - NOX Rate Summer v3.1, Unit 2954 and retrofits | 620 | 1797 | Rate Constraint in lbs/MMBtu | FALSE | L | Annual | Standard | lb/MMBtu | 0.25 | 0.25 | 0.25 | 0.25 | 0.25 | 0.25 | 0.25
IL Fac. Spec. - NOX Rate Summer v3.1, Unit 2954 and retrofits | 620 | 1797 | Rate Constraint in lbs/MMBtu | FALSE | L | Annual | Emissions at Affected Plants NOX | Thousand Tons | 0.079121 | 0.079121 | 0.026342 | 0.026342 | 0.026342 | 0.079121 | 0.079121
IL Fac. Spec. - NOX Rate Summer v3.1, Unit 2954 and retrofits | 620 | 1797 | Rate Constraint in lbs/MMBtu | FALSE | L | Annual | Allowances Purchased NOX | Thousand Tons | 0 | 0 | 0 | 0 | 0 | 0 | 0
IL Fac. Spec. - NOX Rate Summer v3.1, Unit 2954 and retrofits | 620 | 1797 | Rate Constraint in lbs/MMBtu | FALSE | L | Annual | Allowances Sold NOX | Thousand Tons | 0 | 0 | 0 | 0 | 0 | 0 | 0
IL Fac. Spec. - NOX Rate Summer v3.1, Unit 2954 and retrofits | 620 | 1797 | Rate Constraint in lbs/MMBtu | FALSE | L | Annual | Allowances Banked | Thousand Tons | 0 | 0 | 0 | 0 | 0 | 0 | 0
IL Fac. Spec. - NOX Rate Summer v3.1, Unit 2954 and retrofits | 620 | 1797 | Rate Constraint in lbs/MMBtu | FALSE | L | Annual | Allowances Withdrawn (1:1) | Thousand Tons | 0 | 0 | 0 | 0 | 0 | 0 | 0
IL Fac. Spec. - NOX Rate Summer v3.1, Unit 2954 and retrofits | 620 | 1797 | Rate Constraint in lbs/MMBtu | FALSE | L | Annual | Allowances Withdrawn (n:1) | Thousand Tons | 0 | 0 | 0 | 0 | 0 | 0 | 0
IL Fac. Spec. - NOX Rate Summer v3.1, Unit 2954 and retrofits | 620 | 1797 | Rate Constraint in lbs/MMBtu | FALSE | L | Annual | Net Emissions Allowance Position | Thousand Tons | 0.079121 | 0.079121 | 0.026342 | 0.026342 | 0.026342 | 0.079121 | 0.079121
IL Fac. Spec. - NOX Rate Summer v3.1, Unit 2954 and retrofits | 620 | 1797 | Rate Constraint in lbs/MMBtu | FALSE | L | Annual | Fuel Consumed | TBtu | 1.3078 | 1.3078 | 0.4354 | 0.4354 | 0.4354 | 1.3078 | 1.3078
IL Fac. Spec. - NOX Rate Summer v3.1, Unit 2954 and retrofits | 620 | 1797 | Rate Constraint in lbs/MMBtu | FALSE | L | Annual | Rate | lb/MMBtu | 0.121 | 0.121 | 0.121 | 0.121 | 0.121 | 0.121 | 0.121
IL Fac. Spec. - NOX Rate Summer v3.1, Unit 2954 and retrofits | 620 | 1797 | Rate Constraint in lbs/MMBtu | FALSE | L | Annual | Generation | TWh | 0.15636 | 0.15636 | 0.052056 | 0.052056 | 0.052056 | 0.15636 | 0.15636
IL Fac. Spec. - NOX Rate Summer v3.1, Unit 2954 and retrofits | 620 | 1797 | Rate Constraint in lbs/MMBtu | FALSE | L | Annual | Qualifying Generation | TWh | 0.15636 | 0.15636 | 0.052056 | 0.052056 | 0.052056 | 0.15636 | 0.15636
IL Fac. Spec. - NOX Rate Summer v3.1, Unit 2954 and retrofits | 620 | 1797 | Rate Constraint in lbs/MMBtu | FALSE | L | Annual | Rate | lb/MWh | 0.50603 | 0.50603 | 0.50603 | 0.50603 | 0.50603 | 0.50603 | 0.50603
IL Fac. Spec. - NOX Rate Summer v3.1, Unit 2954 and retrofits | 620 | 1797 | Rate Constraint in lbs/MMBtu | FALSE | L | Annual | Constraint Shadow Price | US2011$/Ton | 0 | 0 | 0 | 0 | 0 | 0 | 0
IL Fac. Spec. - NOX Rate Summer v3.1, Unit 2955 and retrofits | 621 | 1797 | Rate Constraint in lbs/MMBtu | FALSE | L | Annual | Seasons Included | Seasons | Summer | Summer | Summer | Summer | Summer | Summer | Summer
IL Fac. Spec. - NOX Rate Summer v3.1, Unit 2955 and retrofits | 621 | 1797 | Rate Constraint in lbs/MMBtu | FALSE | L | Annual | Standard | lb/MMBtu | 0.25 | 0.25 | 0.25 | 0.25 | 0.25 | 0.25 | 0.25
IL Fac. Spec. - NOX Rate Summer v3.1, Unit 2955 and retrofits | 621 | 1797 | Rate Constraint in lbs/MMBtu | FALSE | L | Annual | Emissions at Affected Plants NOX | Thousand Tons | 0.12207 | 0.12207 | 0.040642 | 0.040642 | 0.040642 | 0.12207 | 0.12207
IL Fac. Spec. - NOX Rate Summer v3.1, Unit 2955 and retrofits | 621 | 1797 | Rate Constraint in lbs/MMBtu | FALSE | L | Annual | Allowances Purchased NOX | Thousand Tons | 0 | 0 | 0 | 0 | 0 | 0 | 0
IL Fac. Spec. - NOX Rate Summer v3.1, Unit 2955 and retrofits | 621 | 1797 | Rate Constraint in lbs/MMBtu | FALSE | L | Annual | Allowances Sold NOX | Thousand Tons | 0 | 0 | 0 | 0 | 0 | 0 | 0
IL Fac. Spec. - NOX Rate Summer v3.1, Unit 2955 and retrofits | 621 | 1797 | Rate Constraint in lbs/MMBtu | FALSE | L | Annual | Allowances Banked | Thousand Tons | 0 | 0 | 0 | 0 | 0 | 0 | 0
IL Fac. Spec. - NOX Rate Summer v3.1, Unit 2955 and retrofits | 621 | 1797 | Rate Constraint in lbs/MMBtu | FALSE | L | Annual | Allowances Withdrawn (1:1) | Thousand Tons | 0 | 0 | 0 | 0 | 0 | 0 | 0
IL Fac. Spec. - NOX Rate Summer v3.1, Unit 2955 and retrofits | 621 | 1797 | Rate Constraint in lbs/MMBtu | FALSE | L | Annual | Allowances Withdrawn (n:1) | Thousand Tons | 0 | 0 | 0 | 0 | 0 | 0 | 0
IL Fac. Spec. - NOX Rate Summer v3.1, Unit 2955 and retrofits | 621 | 1797 | Rate Constraint in lbs/MMBtu | FALSE | L | Annual | Net Emissions Allowance Position | Thousand Tons | 0.12207 | 0.12207 | 0.040642 | 0.040642 | 0.040642 | 0.12207 | 0.12207
IL Fac. Spec. - NOX Rate Summer v3.1, Unit 2955 and retrofits | 621 | 1797 | Rate Constraint in lbs/MMBtu | FALSE | L | Annual | Fuel Consumed | TBtu | 2.0177 | 2.0177 | 0.67175 | 0.67175 | 0.67175 | 2.0177 | 2.0177
IL Fac. Spec. - NOX Rate Summer v3.1, Unit 2955 and retrofits | 621 | 1797 | Rate Constraint in lbs/MMBtu | FALSE | L | Annual | Rate | lb/MMBtu | 0.121 | 0.121 | 0.121 | 0.121 | 0.121 | 0.121 | 0.121
IL Fac. Spec. - NOX Rate Summer v3.1, Unit 2955 and retrofits | 621 | 1797 | Rate Constraint in lbs/MMBtu | FALSE | L | Annual | Generation | TWh | 0.24124 | 0.24124 | 0.080315 | 0.080315 | 0.080315 | 0.24124 | 0.24124
IL Fac. Spec. - NOX Rate Summer v3.1, Unit 2955 and retrofits | 621 | 1797 | Rate Constraint in lbs/MMBtu | FALSE | L | Annual | Qualifying Generation | TWh | 0.24124 | 0.24124 | 0.080315 | 0.080315 | 0.080315 | 0.24124 | 0.24124
IL Fac. Spec. - NOX Rate Summer v3.1, Unit 2955 and retrofits | 621 | 1797 | Rate Constraint in lbs/MMBtu | FALSE | L | Annual | Rate | lb/MWh | 0.50603 | 0.50603 | 0.50603 | 0.50603 | 0.50603 | 0.50603 | 0.50603
IL Fac. Spec. - NOX Rate Summer v3.1, Unit 2955 and retrofits | 621 | 1797 | Rate Constraint in lbs/MMBtu | FALSE | L | Annual | Constraint Shadow Price | US2011$/Ton | 0 | 0 | 0 | 0 | 0 | 0 | 0
IL Fac. Spec. - NOX Rate Summer v3.1, Unit 2956 and retrofits | 622 | 1797 | Rate Constraint in lbs/MMBtu | FALSE | L | Annual | Seasons Included | Seasons | Summer | Summer | Summer | Summer | Summer | Summer | Summer
IL Fac. Spec. - NOX Rate Summer v3.1, Unit 2956 and retrofits | 622 | 1797 | Rate Constraint in lbs/MMBtu | FALSE | L | Annual | Standard | lb/MMBtu | 0.25 | 0.25 | 0.25 | 0.25 | 0.25 | 0.25 | 0.25
IL Fac. Spec. - NOX Rate Summer v3.1, Unit 2956 and retrofits | 622 | 1797 | Rate Constraint in lbs/MMBtu | FALSE | L | Annual | Emissions at Affected Plants NOX | Thousand Tons | 0.12057 | 0.12057 | 0.04014 | 0.04014 | 0.04014 | 0.12057 | 0.12057
IL Fac. Spec. - NOX Rate Summer v3.1, Unit 2956 and retrofits | 622 | 1797 | Rate Constraint in lbs/MMBtu | FALSE | L | Annual | Allowances Purchased NOX | Thousand Tons | 0 | 0 | 0 | 0 | 0 | 0 | 0
IL Fac. Spec. - NOX Rate Summer v3.1, Unit 2956 and retrofits | 622 | 1797 | Rate Constraint in lbs/MMBtu | FALSE | L | Annual | Allowances Sold NOX | Thousand Tons | 0 | 0 | 0 | 0 | 0 | 0 | 0
IL Fac. Spec. - NOX Rate Summer v3.1, Unit 2956 and retrofits | 622 | 1797 | Rate Constraint in lbs/MMBtu | FALSE | L | Annual | Allowances Banked | Thousand Tons | 0 | 0 | 0 | 0 | 0 | 0 | 0
IL Fac. Spec. - NOX Rate Summer v3.1, Unit 2956 and retrofits | 622 | 1797 | Rate Constraint in lbs/MMBtu | FALSE | L | Annual | Allowances Withdrawn (1:1) | Thousand Tons | 0 | 0 | 0 | 0 | 0 | 0 | 0
IL Fac. Spec. - NOX Rate Summer v3.1, Unit 2956 and retrofits | 622 | 1797 | Rate Constraint in lbs/MMBtu | FALSE | L | Annual | Allowances Withdrawn (n:1) | Thousand Tons | 0 | 0 | 0 | 0 | 0 | 0 | 0
IL Fac. Spec. - NOX Rate Summer v3.1, Unit 2956 and retrofits | 622 | 1797 | Rate Constraint in lbs/MMBtu | FALSE | L | Annual | Net Emissions Allowance Position | Thousand Tons | 0.12057 | 0.12057 | 0.04014 | 0.04014 | 0.04014 | 0.12057 | 0.12057
IL Fac. Spec. - NOX Rate Summer v3.1, Unit 2956 and retrofits | 622 | 1797 | Rate Constraint in lbs/MMBtu | FALSE | L | Annual | Fuel Consumed | TBtu | 1.9928 | 1.9928 | 0.66346 | 0.66346 | 0.66346 | 1.9928 | 1.9928
IL Fac. Spec. - NOX Rate Summer v3.1, Unit 2956 and retrofits | 622 | 1797 | Rate Constraint in lbs/MMBtu | FALSE | L | Annual | Rate | lb/MMBtu | 0.121 | 0.121 | 0.121 | 0.121 | 0.121 | 0.121 | 0.121
IL Fac. Spec. - NOX Rate Summer v3.1, Unit 2956 and retrofits | 622 | 1797 | Rate Constraint in lbs/MMBtu | FALSE | L | Annual | Generation | TWh | 0.23826 | 0.23826 | 0.079323 | 0.079323 | 0.079323 | 0.23826 | 0.23826
IL Fac. Spec. - NOX Rate Summer v3.1, Unit 2956 and retrofits | 622 | 1797 | Rate Constraint in lbs/MMBtu | FALSE | L | Annual | Qualifying Generation | TWh | 0.23826 | 0.23826 | 0.079323 | 0.079323 | 0.079323 | 0.23826 | 0.23826
IL Fac. Spec. - NOX Rate Summer v3.1, Unit 2956 and retrofits | 622 | 1797 | Rate Constraint in lbs/MMBtu | FALSE | L | Annual | Rate | lb/MWh | 0.50603 | 0.50603 | 0.50603 | 0.50603 | 0.50603 | 0.50603 | 0.50603
IL Fac. Spec. - NOX Rate Summer v3.1, Unit 2956 and retrofits | 622 | 1797 | Rate Constraint in lbs/MMBtu | FALSE | L | Annual | Constraint Shadow Price | US2011$/Ton | 0 | 0 | 0 | 0 | 0 | 0 | 0
IL Fac. Spec. - NOX Rate Summer v3.1, Unit 3402 and retrofits | 623 | 1797 | Rate Constraint in lbs/MMBtu | FALSE | L | Annual | Seasons Included | Seasons | Summer | Summer | Summer | Summer | Summer | Summer | Summer
IL Fac. Spec. - NOX Rate Summer v3.1, Unit 3402 and retrofits | 623 | 1797 | Rate Constraint in lbs/MMBtu | FALSE | L | Annual | Standard | lb/MMBtu | 0.25 | 0.25 | 0.25 | 0.25 | 0.25 | 0.25 | 0.25
IL Fac. Spec. - NOX Rate Summer v3.1, Unit 3402 and retrofits | 623 | 1797 | Rate Constraint in lbs/MMBtu | FALSE | L | Annual | Emissions at Affected Plants NOX | Thousand Tons | 0.028299 | 0.012732 | 0.012732 | 0.012732 | 0.012732 | 0.021224 | 0.021224
IL Fac. Spec. - NOX Rate Summer v3.1, Unit 3402 and retrofits | 623 | 1797 | Rate Constraint in lbs/MMBtu | FALSE | L | Annual | Allowances Purchased NOX | Thousand Tons | 0 | 0 | 0 | 0 | 0 | 0 | 0
IL Fac. Spec. - NOX Rate Summer v3.1, Unit 3402 and retrofits | 623 | 1797 | Rate Constraint in lbs/MMBtu | FALSE | L | Annual | Allowances Sold NOX | Thousand Tons | 0 | 0 | 0 | 0 | 0 | 0 | 0
IL Fac. Spec. - NOX Rate Summer v3.1, Unit 3402 and retrofits | 623 | 1797 | Rate Constraint in lbs/MMBtu | FALSE | L | Annual | Allowances Banked | Thousand Tons | 0 | 0 | 0 | 0 | 0 | 0 | 0
IL Fac. Spec. - NOX Rate Summer v3.1, Unit 3402 and retrofits | 623 | 1797 | Rate Constraint in lbs/MMBtu | FALSE | L | Annual | Allowances Withdrawn (1:1) | Thousand Tons | 0 | 0 | 0 | 0 | 0 | 0 | 0
IL Fac. Spec. - NOX Rate Summer v3.1, Unit 3402 and retrofits | 623 | 1797 | Rate Constraint in lbs/MMBtu | FALSE | L | Annual | Allowances Withdrawn (n:1) | Thousand Tons | 0 | 0 | 0 | 0 | 0 | 0 | 0
IL Fac. Spec. - NOX Rate Summer v3.1, Unit 3402 and retrofits | 623 | 1797 | Rate Constraint in lbs/MMBtu | FALSE | L | Annual | Net Emissions Allowance Position | Thousand Tons | 0.028299 | 0.012732 | 0.012732 | 0.012732 | 0.012732 | 0.021224 | 0.021224
IL Fac. Spec. - NOX Rate Summer v3.1, Unit 3402 and retrofits | 623 | 1797 | Rate Constraint in lbs/MMBtu | FALSE | L | Annual | Fuel Consumed | TBtu | 3.8503 | 1.7322 | 1.7322 | 1.7322 | 1.7322 | 2.8877 | 2.8877
IL Fac. Spec. - NOX Rate Summer v3.1, Unit 3402 and retrofits | 623 | 1797 | Rate Constraint in lbs/MMBtu | FALSE | L | Annual | Rate | lb/MMBtu | 0.0147 | 0.0147 | 0.0147 | 0.0147 | 0.0147 | 0.0147 | 0.0147
IL Fac. Spec. - NOX Rate Summer v3.1, Unit 3402 and retrofits | 623 | 1797 | Rate Constraint in lbs/MMBtu | FALSE | L | Annual | Generation | TWh | 0.54614 | 0.2457 | 0.2457 | 0.2457 | 0.2457 | 0.40961 | 0.40961
IL Fac. Spec. - NOX Rate Summer v3.1, Unit 3402 and retrofits | 623 | 1797 | Rate Constraint in lbs/MMBtu | FALSE | L | Annual | Qualifying Generation | TWh | 0.54614 | 0.2457 | 0.2457 | 0.2457 | 0.2457 | 0.40961 | 0.40961
IL Fac. Spec. - NOX Rate Summer v3.1, Unit 3402 and retrofits | 623 | 1797 | Rate Constraint in lbs/MMBtu | FALSE | L | Annual | Rate | lb/MWh | 0.051817 | 0.051817 | 0.051817 | 0.051817 | 0.051817 | 0.051817 | 0.051817
IL Fac. Spec. - NOX Rate Summer v3.1, Unit 3402 and retrofits | 623 | 1797 | Rate Constraint in lbs/MMBtu | FALSE | L | Annual | Constraint Shadow Price | US2011$/Ton | 0 | 0 | 0 | 0 | 0 | 0 | 0
IL Fac. Spec. - NOX Rate Summer v3.1, Unit 3403 and retrofits | 624 | 1797 | Rate Constraint in lbs/MMBtu | FALSE | L | Annual | Seasons Included | Seasons | Summer | Summer | Summer | Summer | Summer | Summer | Summer
IL Fac. Spec. - NOX Rate Summer v3.1, Unit 3403 and retrofits | 624 | 1797 | Rate Constraint in lbs/MMBtu | FALSE | L | Annual | Standard | lb/MMBtu | 0.25 | 0.25 | 0.25 | 0.25 | 0.25 | 0.25 | 0.25
IL Fac. Spec. - NOX Rate Summer v3.1, Unit 3403 and retrofits | 624 | 1797 | Rate Constraint in lbs/MMBtu | FALSE | L | Annual | Emissions at Affected Plants NOX | Thousand Tons | 0.028299 | 0.012732 | 0.012732 | 0.012732 | 0.012732 | 0.021224 | 0.021224
IL Fac. Spec. - NOX Rate Summer v3.1, Unit 3403 and retrofits | 624 | 1797 | Rate Constraint in lbs/MMBtu | FALSE | L | Annual | Allowances Purchased NOX | Thousand Tons | 0 | 0 | 0 | 0 | 0 | 0 | 0
IL Fac. Spec. - NOX Rate Summer v3.1, Unit 3403 and retrofits | 624 | 1797 | Rate Constraint in lbs/MMBtu | FALSE | L | Annual | Allowances Sold NOX | Thousand Tons | 0 | 0 | 0 | 0 | 0 | 0 | 0
IL Fac. Spec. - NOX Rate Summer v3.1, Unit 3403 and retrofits | 624 | 1797 | Rate Constraint in lbs/MMBtu | FALSE | L | Annual | Allowances Banked | Thousand Tons | 0 | 0 | 0 | 0 | 0 | 0 | 0
IL Fac. Spec. - NOX Rate Summer v3.1, Unit 3403 and retrofits | 624 | 1797 | Rate Constraint in lbs/MMBtu | FALSE | L | Annual | Allowances Withdrawn (1:1) | Thousand Tons | 0 | 0 | 0 | 0 | 0 | 0 | 0
IL Fac. Spec. - NOX Rate Summer v3.1, Unit 3403 and retrofits | 624 | 1797 | Rate Constraint in lbs/MMBtu | FALSE | L | Annual | Allowances Withdrawn (n:1) | Thousand Tons | 0 | 0 | 0 | 0 | 0 | 0 | 0
IL Fac. Spec. - NOX Rate Summer v3.1, Unit 3403 and retrofits | 624 | 1797 | Rate Constraint in lbs/MMBtu | FALSE | L | Annual | Net Emissions Allowance Position | Thousand Tons | 0.028299 | 0.012732 | 0.012732 | 0.012732 | 0.012732 | 0.021224 | 0.021224
IL Fac. Spec. - NOX Rate Summer v3.1, Unit 3403 and retrofits | 624 | 1797 | Rate Constraint in lbs/MMBtu | FALSE | L | Annual | Fuel Consumed | TBtu | 3.8503 | 1.7322 | 1.7322 | 1.7322 | 1.7322 | 2.8877 | 2.8877
IL Fac. Spec. - NOX Rate Summer v3.1, Unit 3403 and retrofits | 624 | 1797 | Rate Constraint in lbs/MMBtu | FALSE | L | Annual | Rate | lb/MMBtu | 0.0147 | 0.0147 | 0.0147 | 0.0147 | 0.0147 | 0.0147 | 0.0147
IL Fac. Spec. - NOX Rate Summer v3.1, Unit 3403 and retrofits | 624 | 1797 | Rate Constraint in lbs/MMBtu | FALSE | L | Annual | Generation | TWh | 0.54614 | 0.2457 | 0.2457 | 0.2457 | 0.2457 | 0.40961 | 0.40961
IL Fac. Spec. - NOX Rate Summer v3.1, Unit 3403 and retrofits | 624 | 1797 | Rate Constraint in lbs/MMBtu | FALSE | L | Annual | Qualifying Generation | TWh | 0.54614 | 0.2457 | 0.2457 | 0.2457 | 0.2457 | 0.40961 | 0.40961
IL Fac. Spec. - NOX Rate Summer v3.1, Unit 3403 and retrofits | 624 | 1797 | Rate Constraint in lbs/MMBtu | FALSE | L | Annual | Rate | lb/MWh | 0.051817 | 0.051817 | 0.051817 | 0.051817 | 0.051817 | 0.051817 | 0.051817
IL Fac. Spec. - NOX Rate Summer v3.1, Unit 3403 and retrofits | 624 | 1797 | Rate Constraint in lbs/MMBtu | FALSE | L | Annual | Constraint Shadow Price | US2011$/Ton | 0 | 0 | 0 | 0 | 0 | 0 | 0
IL Fac. Spec. - NOX Rate Summer v3.1, Unit 3404 and retrofits | 625 | 1797 | Rate Constraint in lbs/MMBtu | FALSE | L | Annual | Seasons Included | Seasons | Summer | Summer | Summer | Summer | Summer | Summer | Summer
IL Fac. Spec. - NOX Rate Summer v3.1, Unit 3404 and retrofits | 625 | 1797 | Rate Constraint in lbs/MMBtu | FALSE | L | Annual | Standard | lb/MMBtu | 0.25 | 0.25 | 0.25 | 0.25 | 0.25 | 0.25 | 0.25
IL Fac. Spec. - NOX Rate Summer v3.1, Unit 3404 and retrofits | 625 | 1797 | Rate Constraint in lbs/MMBtu | FALSE | L | Annual | Emissions at Affected Plants NOX | Thousand Tons | 0.032759 | 0.014738 | 0.014738 | 0.014738 | 0.014738 | 0.024569 | 0.024569
IL Fac. Spec. - NOX Rate Summer v3.1, Unit 3404 and retrofits | 625 | 1797 | Rate Constraint in lbs/MMBtu | FALSE | L | Annual | Allowances Purchased NOX | Thousand Tons | 0 | 0 | 0 | 0 | 0 | 0 | 0
IL Fac. Spec. - NOX Rate Summer v3.1, Unit 3404 and retrofits | 625 | 1797 | Rate Constraint in lbs/MMBtu | FALSE | L | Annual | Allowances Sold NOX | Thousand Tons | 0 | 0 | 0 | 0 | 0 | 0 | 0
IL Fac. Spec. - NOX Rate Summer v3.1, Unit 3404 and retrofits | 625 | 1797 | Rate Constraint in lbs/MMBtu | FALSE | L | Annual | Allowances Banked | Thousand Tons | 0 | 0 | 0 | 0 | 0 | 0 | 0
IL Fac. Spec. - NOX Rate Summer v3.1, Unit 3404 and retrofits | 625 | 1797 | Rate Constraint in lbs/MMBtu | FALSE | L | Annual | Allowances Withdrawn (1:1) | Thousand Tons | 0 | 0 | 0 | 0 | 0 | 0 | 0
IL Fac. Spec. - NOX Rate Summer v3.1, Unit 3404 and retrofits | 625 | 1797 | Rate Constraint in lbs/MMBtu | FALSE | L | Annual | Allowances Withdrawn (n:1) | Thousand Tons | 0 | 0 | 0 | 0 | 0 | 0 | 0
IL Fac. Spec. - NOX Rate Summer v3.1, Unit 3404 and retrofits | 625 | 1797 | Rate Constraint in lbs/MMBtu | FALSE | L | Annual | Net Emissions Allowance Position | Thousand Tons | 0.032759 | 0.014738 | 0.014738 | 0.014738 | 0.014738 | 0.024569 | 0.024569
IL Fac. Spec. - NOX Rate Summer v3.1, Unit 3404 and retrofits | 625 | 1797 | Rate Constraint in lbs/MMBtu | FALSE | L | Annual | Fuel Consumed | TBtu | 4.457 | 2.0052 | 2.0052 | 2.0052 | 2.0052 | 3.3428 | 3.3428
IL Fac. Spec. - NOX Rate Summer v3.1, Unit 3404 and retrofits | 625 | 1797 | Rate Constraint in lbs/MMBtu | FALSE | L | Annual | Rate | lb/MMBtu | 0.0147 | 0.0147 | 0.0147 | 0.0147 | 0.0147 | 0.0147 | 0.0147
IL Fac. Spec. - NOX Rate Summer v3.1, Unit 3404 and retrofits | 625 | 1797 | Rate Constraint in lbs/MMBtu | FALSE | L | Annual | Generation | TWh | 0.6322 | 0.28442 | 0.28442 | 0.28442 | 0.28442 | 0.47415 | 0.47415
IL Fac. Spec. - NOX Rate Summer v3.1, Unit 3404 and retrofits | 625 | 1797 | Rate Constraint in lbs/MMBtu | FALSE | L | Annual | Qualifying Generation | TWh | 0.6322 | 0.28442 | 0.28442 | 0.28442 | 0.28442 | 0.47415 | 0.47415
IL Fac. Spec. - NOX Rate Summer v3.1, Unit 3404 and retrofits | 625 | 1797 | Rate Constraint in lbs/MMBtu | FALSE | L | Annual | Rate | lb/MWh | 0.051817 | 0.051817 | 0.051817 | 0.051817 | 0.051817 | 0.051817 | 0.051817
IL Fac. Spec. - NOX Rate Summer v3.1, Unit 3404 and retrofits | 625 | 1797 | Rate Constraint in lbs/MMBtu | FALSE | L | Annual | Constraint Shadow Price | US2011$/Ton | 0 | 0 | 0 | 0 | 0 | 0 | 0
IL Fac. Spec. - NOX Rate Summer v3.1, Unit 3526 and retrofits | 626 | 1797 | Rate Constraint in lbs/MMBtu | FALSE | L | Annual | Seasons Included | Seasons | Summer | Summer | Summer | Summer | Summer | Summer | Summer
IL Fac. Spec. - NOX Rate Summer v3.1, Unit 3526 and retrofits | 626 | 1797 | Rate Constraint in lbs/MMBtu | FALSE | L | Annual | Standard | lb/MMBtu | 0.25 | 0.25 | 0.25 | 0.25 | 0.25 | 0.25 | 0.25
IL Fac. Spec. - NOX Rate Summer v3.1, Unit 3526 and retrofits | 626 | 1797 | Rate Constraint in lbs/MMBtu | FALSE | L | Annual | Emissions at Affected Plants NOX | Thousand Tons | 0 | 0 | 0 | 0 | 0 | 0 | 0
IL Fac. Spec. - NOX Rate Summer v3.1, Unit 3526 and retrofits | 626 | 1797 | Rate Constraint in lbs/MMBtu | FALSE | L | Annual | Allowances Purchased NOX | Thousand Tons | 0 | 0 | 0 | 0 | 0 | 0 | 0
IL Fac. Spec. - NOX Rate Summer v3.1, Unit 3526 and retrofits | 626 | 1797 | Rate Constraint in lbs/MMBtu | FALSE | L | Annual | Allowances Sold NOX | Thousand Tons | 0 | 0 | 0 | 0 | 0 | 0 | 0
IL Fac. Spec. - NOX Rate Summer v3.1, Unit 3526 and retrofits | 626 | 1797 | Rate Constraint in lbs/MMBtu | FALSE | L | Annual | Allowances Banked | Thousand Tons | 0 | 0 | 0 | 0 | 0 | 0 | 0
IL Fac. Spec. - NOX Rate Summer v3.1, Unit 3526 and retrofits | 626 | 1797 | Rate Constraint in lbs/MMBtu | FALSE | L | Annual | Allowances Withdrawn (1:1) | Thousand Tons | 0 | 0 | 0 | 0 | 0 | 0 | 0
IL Fac. Spec. - NOX Rate Summer v3.1, Unit 3526 and retrofits | 626 | 1797 | Rate Constraint in lbs/MMBtu | FALSE | L | Annual | Allowances Withdrawn (n:1) | Thousand Tons | 0 | 0 | 0 | 0 | 0 | 0 | 0
IL Fac. Spec. - NOX Rate Summer v3.1, Unit 3526 and retrofits | 626 | 1797 | Rate Constraint in lbs/MMBtu | FALSE | L | Annual | Net Emissions Allowance Position | Thousand Tons | 0 | 0 | 0 | 0 | 0 | 0 | 0
IL Fac. Spec. - NOX Rate Summer v3.1, Unit 3526 and retrofits | 626 | 1797 | Rate Constraint in lbs/MMBtu | FALSE | L | Annual | Fuel Consumed | TBtu | 0 | 0 | 0 | 0 | 0 | 0 | 0
IL Fac. Spec. - NOX Rate Summer v3.1, Unit 3526 and retrofits | 626 | 1797 | Rate Constraint in lbs/MMBtu | FALSE | L | Annual | Rate | lb/MMBtu | 0 | 0 | 0 | 0 | 0 | 0 | 0
IL Fac. Spec. - NOX Rate Summer v3.1, Unit 3526 and retrofits | 626 | 1797 | Rate Constraint in lbs/MMBtu | FALSE | L | Annual | Generation | TWh | 0 | 0 | 0 | 0 | 0 | 0 | 0
IL Fac. Spec. - NOX Rate Summer v3.1, Unit 3526 and retrofits | 626 | 1797 | Rate Constraint in lbs/MMBtu | FALSE | L | Annual | Qualifying Generation | TWh | 0 | 0 | 0 | 0 | 0 | 0 | 0
IL Fac. Spec. - NOX Rate Summer v3.1, Unit 3526 and retrofits | 626 | 1797 | Rate Constraint in lbs/MMBtu | FALSE | L | Annual | Rate | lb/MWh | 0 | 0 | 0 | 0 | 0 | 0 | 0
IL Fac. Spec. - NOX Rate Summer v3.1, Unit 3526 and retrofits | 626 | 1797 | Rate Constraint in lbs/MMBtu | FALSE | L | Annual | Constraint Shadow Price | US2011$/Ton | 0 | 0 | 0 | 0 | 0 | 0 | 0
IL Fac. Spec. - NOX Rate Summer v3.1, Unit 3806 and retrofits | 627 | 1797 | Rate Constraint in lbs/MMBtu | FALSE | L | Annual | Seasons Included | Seasons | Summer | Summer | Summer | Summer | Summer | Summer | Summer
IL Fac. Spec. - NOX Rate Summer v3.1, Unit 3806 and retrofits | 627 | 1797 | Rate Constraint in lbs/MMBtu | FALSE | L | Annual | Standard | lb/MMBtu | 0.25 | 0.25 | 0.25 | 0.25 | 0.25 | 0.25 | 0.25
IL Fac. Spec. - NOX Rate Summer v3.1, Unit 3806 and retrofits | 627 | 1797 | Rate Constraint in lbs/MMBtu | FALSE | L | Annual | Emissions at Affected Plants NOX | Thousand Tons | 0.22649 | 0.22649 | 0.22629 | 0.22649 | 0.22649 | 0.22649 | 0.22649
IL Fac. Spec. - NOX Rate Summer v3.1, Unit 3806 and retrofits | 627 | 1797 | Rate Constraint in lbs/MMBtu | FALSE | L | Annual | Allowances Purchased NOX | Thousand Tons | 0 | 0 | 0 | 0 | 0 | 0 | 0
IL Fac. Spec. - NOX Rate Summer v3.1, Unit 3806 and retrofits | 627 | 1797 | Rate Constraint in lbs/MMBtu | FALSE | L | Annual | Allowances Sold NOX | Thousand Tons | 0 | 0 | 0 | 0 | 0 | 0 | 0
IL Fac. Spec. - NOX Rate Summer v3.1, Unit 3806 and retrofits | 627 | 1797 | Rate Constraint in lbs/MMBtu | FALSE | L | Annual | Allowances Banked | Thousand Tons | 0 | 0 | 0 | 0 | 0 | 0 | 0
IL Fac. Spec. - NOX Rate Summer v3.1, Unit 3806 and retrofits | 627 | 1797 | Rate Constraint in lbs/MMBtu | FALSE | L | Annual | Allowances Withdrawn (1:1) | Thousand Tons | 0 | 0 | 0 | 0 | 0 | 0 | 0
IL Fac. Spec. - NOX Rate Summer v3.1, Unit 3806 and retrofits | 627 | 1797 | Rate Constraint in lbs/MMBtu | FALSE | L | Annual | Allowances Withdrawn (n:1) | Thousand Tons | 0 | 0 | 0 | 0 | 0 | 0 | 0
IL Fac. Spec. - NOX Rate Summer v3.1, Unit 3806 and retrofits | 627 | 1797 | Rate Constraint in lbs/MMBtu | FALSE | L | Annual | Net Emissions Allowance Position | Thousand Tons | 0.22649 | 0.22649 | 0.22629 | 0.22649 | 0.22649 | 0.22649 | 0.22649
IL Fac. Spec. - NOX Rate Summer v3.1, Unit 3806 and retrofits | 627 | 1797 | Rate Constraint in lbs/MMBtu | FALSE | L | Annual | Fuel Consumed | TBtu | 4.5732 | 4.5732 | 4.5693 | 4.5732 | 4.5732 | 4.5732 | 4.5732
IL Fac. Spec. - NOX Rate Summer v3.1, Unit 3806 and retrofits | 627 | 1797 | Rate Constraint in lbs/MMBtu | FALSE | L | Annual | Rate | lb/MMBtu | 0.099048 | 0.099048 | 0.099048 | 0.099048 | 0.099048 | 0.099048 | 0.099048
IL Fac. Spec. - NOX Rate Summer v3.1, Unit 3806 and retrofits | 627 | 1797 | Rate Constraint in lbs/MMBtu | FALSE | L | Annual | Generation | TWh | 0.38868 | 0.38868 | 0.38834 | 0.38868 | 0.38868 | 0.38868 | 0.38868
IL Fac. Spec. - NOX Rate Summer v3.1, Unit 3806 and retrofits | 627 | 1797 | Rate Constraint in lbs/MMBtu | FALSE | L | Annual | Qualifying Generation | TWh | 0.38868 | 0.38868 | 0.38834 | 0.38868 | 0.38868 | 0.38868 | 0.38868
IL Fac. Spec. - NOX Rate Summer v3.1, Unit 3806 and retrofits | 627 | 1797 | Rate Constraint in lbs/MMBtu | FALSE | L | Annual | Rate | lb/MWh | 0.5827 | 0.5827 | 0.5827 | 0.5827 | 0.5827 | 0.5827 | 0.5827
IL Fac. Spec. - NOX Rate Summer v3.1, Unit 3806 and retrofits | 627 | 1797 | Rate Constraint in lbs/MMBtu | FALSE | L | Annual | Constraint Shadow Price | US2011$/Ton | 0 | 0 | 0 | 0 | 0 | 0 | 0
IL Fac. Spec. - NOX Rate Summer v3.1, Unit 3867 and retrofits | 628 | 1797 | Rate Constraint in lbs/MMBtu | FALSE | L | Annual | Seasons Included | Seasons | Summer | Summer | Summer | Summer | Summer | Summer | Summer
IL Fac. Spec. - NOX Rate Summer v3.1, Unit 3867 and retrofits | 628 | 1797 | Rate Constraint in lbs/MMBtu | FALSE | L | Annual | Standard | lb/MMBtu | 0.25 | 0.25 | 0.25 | 0.25 | 0.25 | 0.25 | 0.25
IL Fac. Spec. - NOX Rate Summer v3.1, Unit 3867 and retrofits | 628 | 1797 | Rate Constraint in lbs/MMBtu | FALSE | L | Annual | Emissions at Affected Plants NOX | Thousand Tons | 0 | 0 | 0 | 0 | 0 | 0 | 0
IL Fac. Spec. - NOX Rate Summer v3.1, Unit 3867 and retrofits | 628 | 1797 | Rate Constraint in lbs/MMBtu | FALSE | L | Annual | Allowances Purchased NOX | Thousand Tons | 0 | 0 | 0 | 0 | 0 | 0 | 0
IL Fac. Spec. - NOX Rate Summer v3.1, Unit 3867 and retrofits | 628 | 1797 | Rate Constraint in lbs/MMBtu | FALSE | L | Annual | Allowances Sold NOX | Thousand Tons | 0 | 0 | 0 | 0 | 0 | 0 | 0
IL Fac. Spec. - NOX Rate Summer v3.1, Unit 3867 and retrofits | 628 | 1797 | Rate Constraint in lbs/MMBtu | FALSE | L | Annual | Allowances Banked | Thousand Tons | 0 | 0 | 0 | 0 | 0 | 0 | 0
IL Fac. Spec. - NOX Rate Summer v3.1, Unit 3867 and retrofits | 628 | 1797 | Rate Constraint in lbs/MMBtu | FALSE | L | Annual | Allowances Withdrawn (1:1) | Thousand Tons | 0 | 0 | 0 | 0 | 0 | 0 | 0
IL Fac. Spec. - NOX Rate Summer v3.1, Unit 3867 and retrofits | 628 | 1797 | Rate Constraint in lbs/MMBtu | FALSE | L | Annual | Allowances Withdrawn (n:1) | Thousand Tons | 0 | 0 | 0 | 0 | 0 | 0 | 0
IL Fac. Spec. - NOX Rate Summer v3.1, Unit 3867 and retrofits | 628 | 1797 | Rate Constraint in lbs/MMBtu | FALSE | L | Annual | Net Emissions Allowance Position | Thousand Tons | 0 | 0 | 0 | 0 | 0 | 0 | 0
IL Fac. Spec. - NOX Rate Summer v3.1, Unit 3867 and retrofits | 628 | 1797 | Rate Constraint in lbs/MMBtu | FALSE | L | Annual | Fuel Consumed | TBtu | 0 | 0 | 0 | 0 | 0 | 0 | 0
IL Fac. Spec. - NOX Rate Summer v3.1, Unit 3867 and retrofits | 628 | 1797 | Rate Constraint in lbs/MMBtu | FALSE | L | Annual | Rate | lb/MMBtu | 0 | 0 | 0 | 0 | 0 | 0 | 0
IL Fac. Spec. - NOX Rate Summer v3.1, Unit 3867 and retrofits | 628 | 1797 | Rate Constraint in lbs/MMBtu | FALSE | L | Annual | Generation | TWh | 0 | 0 | 0 | 0 | 0 | 0 | 0
IL Fac. Spec. - NOX Rate Summer v3.1, Unit 3867 and retrofits | 628 | 1797 | Rate Constraint in lbs/MMBtu | FALSE | L | Annual | Qualifying Generation | TWh | 0 | 0 | 0 | 0 | 0 | 0 | 0
IL Fac. Spec. - NOX Rate Summer v3.1, Unit 3867 and retrofits | 628 | 1797 | Rate Constraint in lbs/MMBtu | FALSE | L | Annual | Rate | lb/MWh | 0 | 0 | 0 | 0 | 0 | 0 | 0
IL Fac. Spec. - NOX Rate Summer v3.1, Unit 3867 and retrofits | 628 | 1797 | Rate Constraint in lbs/MMBtu | FALSE | L | Annual | Constraint Shadow Price | US2011$/Ton | 0 | 0 | 0 | 0 | 0 | 0 | 0
IL Fac. Spec. - NOX Rate Summer v3.1, Unit 3868 and retrofits | 629 | 1797 | Rate Constraint in lbs/MMBtu | FALSE | L | Annual | Seasons Included | Seasons | Summer | Summer | Summer | Summer | Summer | Summer | Summer
IL Fac. Spec. - NOX Rate Summer v3.1, Unit 3868 and retrofits | 629 | 1797 | Rate Constraint in lbs/MMBtu | FALSE | L | Annual | Standard | lb/MMBtu | 0.25 | 0.25 | 0.25 | 0.25 | 0.25 | 0.25 | 0.25
IL Fac. Spec. - NOX Rate Summer v3.1, Unit 3868 and retrofits | 629 | 1797 | Rate Constraint in lbs/MMBtu | FALSE | L | Annual | Emissions at Affected Plants NOX | Thousand Tons | 0 | 0 | 0 | 0 | 0 | 0 | 0
IL Fac. Spec. - NOX Rate Summer v3.1, Unit 3868 and retrofits | 629 | 1797 | Rate Constraint in lbs/MMBtu | FALSE | L | Annual | Allowances Purchased NOX | Thousand Tons | 0 | 0 | 0 | 0 | 0 | 0 | 0
IL Fac. Spec. - NOX Rate Summer v3.1, Unit 3868 and retrofits | 629 | 1797 | Rate Constraint in lbs/MMBtu | FALSE | L | Annual | Allowances Sold NOX | Thousand Tons | 0 | 0 | 0 | 0 | 0 | 0 | 0
IL Fac. Spec. - NOX Rate Summer v3.1, Unit 3868 and retrofits | 629 | 1797 | Rate Constraint in lbs/MMBtu | FALSE | L | Annual | Allowances Banked | Thousand Tons | 0 | 0 | 0 | 0 | 0 | 0 | 0
IL Fac. Spec. - NOX Rate Summer v3.1, Unit 3868 and retrofits | 629 | 1797 | Rate Constraint in lbs/MMBtu | FALSE | L | Annual | Allowances Withdrawn (1:1) | Thousand Tons | 0 | 0 | 0 | 0 | 0 | 0 | 0
IL Fac. Spec. - NOX Rate Summer v3.1, Unit 3868 and retrofits | 629 | 1797 | Rate Constraint in lbs/MMBtu | FALSE | L | Annual | Allowances Withdrawn (n:1) | Thousand Tons | 0 | 0 | 0 | 0 | 0 | 0 | 0
IL Fac. Spec. - NOX Rate Summer v3.1, Unit 3868 and retrofits | 629 | 1797 | Rate Constraint in lbs/MMBtu | FALSE | L | Annual | Net Emissions Allowance Position | Thousand Tons | 0 | 0 | 0 | 0 | 0 | 0 | 0
IL Fac. Spec. - NOX Rate Summer v3.1, Unit 3868 and retrofits | 629 | 1797 | Rate Constraint in lbs/MMBtu | FALSE | L | Annual | Fuel Consumed | TBtu | 0 | 0 | 0 | 0 | 0 | 0 | 0
IL Fac. Spec. - NOX Rate Summer v3.1, Unit 3868 and retrofits | 629 | 1797 | Rate Constraint in lbs/MMBtu | FALSE | L | Annual | Rate | lb/MMBtu | 0 | 0 | 0 | 0 | 0 | 0 | 0
IL Fac. Spec. - NOX Rate Summer v3.1, Unit 3868 and retrofits | 629 | 1797 | Rate Constraint in lbs/MMBtu | FALSE | L | Annual | Generation | TWh | 0 | 0 | 0 | 0 | 0 | 0 | 0
IL Fac. Spec. - NOX Rate Summer v3.1, Unit 3868 and retrofits | 629 | 1797 | Rate Constraint in lbs/MMBtu | FALSE | L | Annual | Qualifying Generation | TWh | 0 | 0 | 0 | 0 | 0 | 0 | 0
IL Fac. Spec. - NOX Rate Summer v3.1, Unit 3868 and retrofits | 629 | 1797 | Rate Constraint in lbs/MMBtu | FALSE | L | Annual | Rate | lb/MWh | 0 | 0 | 0 | 0 | 0 | 0 | 0
IL Fac. Spec. - NOX Rate Summer v3.1, Unit 3868 and retrofits | 629 | 1797 | Rate Constraint in lbs/MMBtu | FALSE | L | Annual | Constraint Shadow Price | US2011$/Ton | 0 | 0 | 0 | 0 | 0 | 0 | 0
IL Fac. Spec. - NOX Rate Summer v3.1, Unit 4183 and retrofits | 630 | 1797 | Rate Constraint in lbs/MMBtu | FALSE | L | Annual | Seasons Included | Seasons | Summer | Summer | Summer | Summer | Summer | Summer | Summer
IL Fac. Spec. - NOX Rate Summer v3.1, Unit 4183 and retrofits | 630 | 1797 | Rate Constraint in lbs/MMBtu | FALSE | L | Annual | Standard | lb/MMBtu | 0.25 | 0.25 | 0.25 | 0.25 | 0.25 | 0.25 | 0.25
IL Fac. Spec. - NOX Rate Summer v3.1, Unit 4183 and retrofits | 630 | 1797 | Rate Constraint in lbs/MMBtu | FALSE | L | Annual | Emissions at Affected Plants NOX | Thousand Tons | 0.16918 | 0.16918 | 0.16903 | 0.16918 | 0.16918 | 0.16918 | 0.16918
IL Fac. Spec. - NOX Rate Summer v3.1, Unit 4183 and retrofits | 630 | 1797 | Rate Constraint in lbs/MMBtu | FALSE | L | Annual | Allowances Purchased NOX | Thousand Tons | 0 | 0 | 0 | 0 | 0 | 0 | 0
IL Fac. Spec. - NOX Rate Summer v3.1, Unit 4183 and retrofits | 630 | 1797 | Rate Constraint in lbs/MMBtu | FALSE | L | Annual | Allowances Sold NOX | Thousand Tons | 0 | 0 | 0 | 0 | 0 | 0 | 0
IL Fac. Spec. - NOX Rate Summer v3.1, Unit 4183 and retrofits | 630 | 1797 | Rate Constraint in lbs/MMBtu | FALSE | L | Annual | Allowances Banked | Thousand Tons | 0 | 0 | 0 | 0 | 0 | 0 | 0
IL Fac. Spec. - NOX Rate Summer v3.1, Unit 4183 and retrofits | 630 | 1797 | Rate Constraint in lbs/MMBtu | FALSE | L | Annual | Allowances Withdrawn (1:1) | Thousand Tons | 0 | 0 | 0 | 0 | 0 | 0 | 0
IL Fac. Spec. - NOX Rate Summer v3.1, Unit 4183 and retrofits | 630 | 1797 | Rate Constraint in lbs/MMBtu | FALSE | L | Annual | Allowances Withdrawn (n:1) | Thousand Tons | 0 | 0 | 0 | 0 | 0 | 0 | 0
IL Fac. Spec. - NOX Rate Summer v3.1, Unit 4183 and retrofits | 630 | 1797 | Rate Constraint in lbs/MMBtu | FALSE | L | Annual | Net Emissions Allowance Position | Thousand Tons | 0.16918 | 0.16918 | 0.16903 | 0.16918 | 0.16918 | 0.16918 | 0.16918
IL Fac. Spec. - NOX Rate Summer v3.1, Unit 4183 and retrofits | 630 | 1797 | Rate Constraint in lbs/MMBtu | FALSE | L | Annual | Fuel Consumed | TBtu | 7.7528 | 7.6633 | 7.6565 | 7.6633 | 7.6633 | 7.6633 | 7.6633
IL Fac. Spec. - NOX Rate Summer v3.1, Unit 4183 and retrofits | 630 | 1797 | Rate Constraint in lbs/MMBtu | FALSE | L | Annual | Rate | lb/MMBtu | 0.043643 | 0.044153 | 0.044153 | 0.044153 | 0.044153 | 0.044153 | 0.044153
IL Fac. Spec. - NOX Rate Summer v3.1, Unit 4183 and retrofits | 630 | 1797 | Rate Constraint in lbs/MMBtu | FALSE | L | Annual | Generation | TWh | 0.65972 | 0.65972 | 0.65913 | 0.65972 | 0.65972 | 0.65972 | 0.65972
IL Fac. Spec. - NOX Rate Summer v3.1, Unit 4183 and retrofits | 630 | 1797 | Rate Constraint in lbs/MMBtu | FALSE | L | Annual | Qualifying Generation | TWh | 0.65972 | 0.65972 | 0.65913 | 0.65972 | 0.65972 | 0.65972 | 0.65972
IL Fac. Spec. - NOX Rate Summer v3.1, Unit 4183 and retrofits | 630 | 1797 | Rate Constraint in lbs/MMBtu | FALSE | L | Annual | Rate | lb/MWh | 0.25644 | 0.25644 | 0.25644 | 0.25644 | 0.25644 | 0.25644 | 0.25644
IL Fac. Spec. - NOX Rate Summer v3.1, Unit 4183 and retrofits | 630 | 1797 | Rate Constraint in lbs/MMBtu | FALSE | L | Annual | Constraint Shadow Price | US2011$/Ton | 0 | 0 | 0 | 0 | 0 | 0 | 0
IL Fac. Spec. - NOX Rate Summer v3.1, Unit 4238 and retrofits | 631 | 1797 | Rate Constraint in lbs/MMBtu | FALSE | L | Annual | Seasons Included | Seasons | Summer | Summer | Summer | Summer | Summer | Summer | Summer
IL Fac. Spec. - NOX Rate Summer v3.1, Unit 4238 and retrofits | 631 | 1797 | Rate Constraint in lbs/MMBtu | FALSE | L | Annual | Standard | lb/MMBtu | 0.25 | 0.25 | 0.25 | 0.25 | 0.25 | 0.25 | 0.25
IL Fac. Spec. - NOX Rate Summer v3.1, Unit 4238 and retrofits | 631 | 1797 | Rate Constraint in lbs/MMBtu | FALSE | L | Annual | Emissions at Affected Plants NOX | Thousand Tons | 0.48505 | 0.39568 | 0.42369 | 0.42369 | 0.48505 | 0.35003 | 0.35003
IL Fac. Spec. - NOX Rate Summer v3.1, Unit 4238 and retrofits | 631 | 1797 | Rate Constraint in lbs/MMBtu | FALSE | L | Annual | Allowances Purchased NOX | Thousand Tons | 0 | 0 | 0 | 0 | 0 | 0 | 0
IL Fac. Spec. - NOX Rate Summer v3.1, Unit 4238 and retrofits | 631 | 1797 | Rate Constraint in lbs/MMBtu | FALSE | L | Annual | Allowances Sold NOX | Thousand Tons | 0 | 0 | 0 | 0 | 0 | 0 | 0
IL Fac. Spec. - NOX Rate Summer v3.1, Unit 4238 and retrofits | 631 | 1797 | Rate Constraint in lbs/MMBtu | FALSE | L | Annual | Allowances Banked | Thousand Tons | 0 | 0 | 0 | 0 | 0 | 0 | 0
IL Fac. Spec. - NOX Rate Summer v3.1, Unit 4238 and retrofits | 631 | 1797 | Rate Constraint in lbs/MMBtu | FALSE | L | Annual | Allowances Withdrawn (1:1) | Thousand Tons | 0 | 0 | 0 | 0 | 0 | 0 | 0
IL Fac. Spec. - NOX Rate Summer v3.1, Unit 4238 and retrofits | 631 | 1797 | Rate Constraint in lbs/MMBtu | FALSE | L | Annual | Allowances Withdrawn (n:1) | Thousand Tons | 0 | 0 | 0 | 0 | 0 | 0 | 0
IL Fac. Spec. - NOX Rate Summer v3.1, Unit 4238 and retrofits | 631 | 1797 | Rate Constraint in lbs/MMBtu | FALSE | L | Annual | Net Emissions Allowance Position | Thousand Tons | 0.48505 | 0.39568 | 0.42369 | 0.42369 | 0.48505 | 0.35003 | 0.35003
IL Fac. Spec. - NOX Rate Summer v3.1, Unit 4238 and retrofits | 631 | 1797 | Rate Constraint in lbs/MMBtu | FALSE | L | Annual | Fuel Consumed | TBtu | 15.5635 | 12.696 | 13.771 | 13.7538 | 15.5635 | 11.3769 | 11.3769
IL Fac. Spec. - NOX Rate Summer v3.1, Unit 4238 and retrofits | 631 | 1797 | Rate Constraint in lbs/MMBtu | FALSE | L | Annual | Rate | lb/MMBtu | 0.062332 | 0.062332 | 0.061534 | 0.061611 | 0.062332 | 0.061534 | 0.061534
IL Fac. Spec. - NOX Rate Summer v3.1, Unit 4238 and retrofits | 631 | 1797 | Rate Constraint in lbs/MMBtu | FALSE | L | Annual | Generation | TWh | 1.3453 | 1.0974 | 1.1751 | 1.1751 | 1.3453 | 0.97081 | 0.97081
IL Fac. Spec. - NOX Rate Summer v3.1, Unit 4238 and retrofits | 631 | 1797 | Rate Constraint in lbs/MMBtu | FALSE | L | Annual | Qualifying Generation | TWh | 1.3453 | 1.0974 | 1.1751 | 1.1751 | 1.3453 | 0.97081 | 0.97081
IL Fac. Spec. - NOX Rate Summer v3.1, Unit 4238 and retrofits | 631 | 1797 | Rate Constraint in lbs/MMBtu | FALSE | L | Annual | Rate | lb/MWh | 0.36056 | 0.36056 | 0.36056 | 0.36056 | 0.36056 | 0.36056 | 0.36056
IL Fac. Spec. - NOX Rate Summer v3.1, Unit 4238 and retrofits | 631 | 1797 | Rate Constraint in lbs/MMBtu | FALSE | L | Annual | Constraint Shadow Price | US2011$/Ton | 0 | 0 | 0 | 0 | 0 | 0 | 0
IL Fac. Spec. - NOX Rate Summer v3.1, Unit 4239 and retrofits | 632 | 1797 | Rate Constraint in lbs/MMBtu | FALSE | L | Annual | Seasons Included | Seasons | Summer | Summer | Summer | Summer | Summer | Summer | Summer
IL Fac. Spec. - NOX Rate Summer v3.1, Unit 4239 and retrofits | 632 | 1797 | Rate Constraint in lbs/MMBtu | FALSE | L | Annual | Standard | lb/MMBtu | 0.25 | 0.25 | 0.25 | 0.25 | 0.25 | 0.25 | 0.25
IL Fac. Spec. - NOX Rate Summer v3.1, Unit 4239 and retrofits | 632 | 1797 | Rate Constraint in lbs/MMBtu | FALSE | L | Annual | Emissions at Affected Plants NOX | Thousand Tons | 0.56389 | 0.49256 | 0.56389 | 0.49256 | 0.56389 | 0.51224 | 0.49256
IL Fac. Spec. - NOX Rate Summer v3.1, Unit 4239 and retrofits | 632 | 1797 | Rate Constraint in lbs/MMBtu | FALSE | L | Annual | Allowances Purchased NOX | Thousand Tons | 0 | 0 | 0 | 0 | 0 | 0 | 0
IL Fac. Spec. - NOX Rate Summer v3.1, Unit 4239 and retrofits | 632 | 1797 | Rate Constraint in lbs/MMBtu | FALSE | L | Annual | Allowances Sold NOX | Thousand Tons | 0 | 0 | 0 | 0 | 0 | 0 | 0
IL Fac. Spec. - NOX Rate Summer v3.1, Unit 4239 and retrofits | 632 | 1797 | Rate Constraint in lbs/MMBtu | FALSE | L | Annual | Allowances Banked | Thousand Tons | 0 | 0 | 0 | 0 | 0 | 0 | 0
IL Fac. Spec. - NOX Rate Summer v3.1, Unit 4239 and retrofits | 632 | 1797 | Rate Constraint in lbs/MMBtu | FALSE | L | Annual | Allowances Withdrawn (1:1) | Thousand Tons | 0 | 0 | 0 | 0 | 0 | 0 | 0
IL Fac. Spec. - NOX Rate Summer v3.1, Unit 4239 and retrofits | 632 | 1797 | Rate Constraint in lbs/MMBtu | FALSE | L | Annual | Allowances Withdrawn (n:1) | Thousand Tons | 0 | 0 | 0 | 0 | 0 | 0 | 0
IL Fac. Spec. - NOX Rate Summer v3.1, Unit 4239 and retrofits | 632 | 1797 | Rate Constraint in lbs/MMBtu | FALSE | L | Annual | Net Emissions Allowance Position | Thousand Tons | 0.56389 | 0.49256 | 0.56389 | 0.49256 | 0.56389 | 0.51224 | 0.49256
IL Fac. Spec. - NOX Rate Summer v3.1, Unit 4239 and retrofits | 632 | 1797 | Rate Constraint in lbs/MMBtu | FALSE | L | Annual | Fuel Consumed | TBtu | 18.8702 | 16.4831 | 18.8702 | 16.5475 | 18.8702 | 17.2021 | 16.5427
IL Fac. Spec. - NOX Rate Summer v3.1, Unit 4239 and retrofits | 632 | 1797 | Rate Constraint in lbs/MMBtu | FALSE | L | Annual | Rate | lb/MMBtu | 0.059766 | 0.059766 | 0.059766 | 0.059533 | 0.059766 | 0.059555 | 0.05955
IL Fac. Spec. - NOX Rate Summer v3.1, Unit 4239 and retrofits | 632 | 1797 | Rate Constraint in lbs/MMBtu | FALSE | L | Annual | Generation | TWh | 1.8462 | 1.6127 | 1.8462 | 1.6127 | 1.8462 | 1.6771 | 1.6127
IL Fac. Spec. - NOX Rate Summer v3.1, Unit 4239 and retrofits | 632 | 1797 | Rate Constraint in lbs/MMBtu | FALSE | L | Annual | Qualifying Generation | TWh | 1.8462 | 1.6127 | 1.8462 | 1.6127 | 1.8462 | 1.6771 | 1.6127
IL Fac. Spec. - NOX Rate Summer v3.1, Unit 4239 and retrofits | 632 | 1797 | Rate Constraint in lbs/MMBtu | FALSE | L | Annual | Rate | lb/MWh | 0.30543 | 0.30543 | 0.30543 | 0.30543 | 0.30543 | 0.30543 | 0.30543
IL Fac. Spec. - NOX Rate Summer v3.1, Unit 4239 and retrofits | 632 | 1797 | Rate Constraint in lbs/MMBtu | FALSE | L | Annual | Constraint Shadow Price | US2011$/Ton | 0 | 0 | 0 | 0 | 0 | 0 | 0
IL Fac. Spec. - NOX Rate Summer v3.1, Unit 4240 and retrofits | 633 | 1797 | Rate Constraint in lbs/MMBtu | FALSE | L | Annual | Seasons Included | Seasons | Summer | Summer | Summer | Summer | Summer | Summer | Summer
IL Fac. Spec. - NOX Rate Summer v3.1, Unit 4240 and retrofits | 633 | 1797 | Rate Constraint in lbs/MMBtu | FALSE | L | Annual | Standard | lb/MMBtu | 0.25 | 0.25 | 0.25 | 0.25 | 0.25 | 0.25 | 0.25
IL Fac. Spec. - NOX Rate Summer v3.1, Unit 4240 and retrofits | 633 | 1797 | Rate Constraint in lbs/MMBtu | FALSE | L | Annual | Emissions at Affected Plants NOX | Thousand Tons | 0.54591 | 0.53639 | 0.54591 | 0.53664 | 0.54591 | 0.54591 | 0.47685
IL Fac. Spec. - NOX Rate Summer v3.1, Unit 4240 and retrofits | 633 | 1797 | Rate Constraint in lbs/MMBtu | FALSE | L | Annual | Allowances Purchased NOX | Thousand Tons | 0 | 0 | 0 | 0 | 0 | 0 | 0
IL Fac. Spec. - NOX Rate Summer v3.1, Unit 4240 and retrofits | 633 | 1797 | Rate Constraint in lbs/MMBtu | FALSE | L | Annual | Allowances Sold NOX | Thousand Tons | 0 | 0 | 0 | 0 | 0 | 0 | 0
IL Fac. Spec. - NOX Rate Summer v3.1, Unit 4240 and retrofits | 633 | 1797 | Rate Constraint in lbs/MMBtu | FALSE | L | Annual | Allowances Banked | Thousand Tons | 0 | 0 | 0 | 0 | 0 | 0 | 0
IL Fac. Spec. - NOX Rate Summer v3.1, Unit 4240 and retrofits | 633 | 1797 | Rate Constraint in lbs/MMBtu | FALSE | L | Annual | Allowances Withdrawn (1:1) | Thousand Tons | 0 | 0 | 0 | 0 | 0 | 0 | 0
IL Fac. Spec. - NOX Rate Summer v3.1, Unit 4240 and retrofits | 633 | 1797 | Rate Constraint in lbs/MMBtu | FALSE | L | Annual | Allowances Withdrawn (n:1) | Thousand Tons | 0 | 0 | 0 | 0 | 0 | 0 | 0
IL Fac. Spec. - NOX Rate Summer v3.1, Unit 4240 and retrofits | 633 | 1797 | Rate Constraint in lbs/MMBtu | FALSE | L | Annual | Net Emissions Allowance Position | Thousand Tons | 0.54591 | 0.53639 | 0.54591 | 0.53664 | 0.54591 | 0.54591 | 0.47685
IL Fac. Spec. - NOX Rate Summer v3.1, Unit 4240 and retrofits | 633 | 1797 | Rate Constraint in lbs/MMBtu | FALSE | L | Annual | Fuel Consumed | TBtu | 18.9343 | 18.6043 | 18.9343 | 18.6808 | 18.9343 | 18.9343 | 16.599
IL Fac. Spec. - NOX Rate Summer v3.1, Unit 4240 and retrofits | 633 | 1797 | Rate Constraint in lbs/MMBtu | FALSE | L | Annual | Rate | lb/MMBtu | 0.057663 | 0.057663 | 0.057663 | 0.057454 | 0.057663 | 0.057663 | 0.057456
IL Fac. Spec. - NOX Rate Summer v3.1, Unit 4240 and retrofits | 633 | 1797 | Rate Constraint in lbs/MMBtu | FALSE | L | Annual | Generation | TWh | 1.862 | 1.8295 | 1.862 | 1.8304 | 1.862 | 1.862 | 1.6264
IL Fac. Spec. - NOX Rate Summer v3.1, Unit 4240 and retrofits | 633 | 1797 | Rate Constraint in lbs/MMBtu | FALSE | L | Annual | Qualifying Generation | TWh | 1.862 | 1.8295 | 1.862 | 1.8304 | 1.862 | 1.862 | 1.6264
IL Fac. Spec. - NOX Rate Summer v3.1, Unit 4240 and retrofits | 633 | 1797 | Rate Constraint in lbs/MMBtu | FALSE | L | Annual | Rate | lb/MWh | 0.29319 | 0.29319 | 0.29319 | 0.29319 | 0.29319 | 0.29319 | 0.29319
IL Fac. Spec. - NOX Rate Summer v3.1, Unit 4240 and retrofits | 633 | 1797 | Rate Constraint in lbs/MMBtu | FALSE | L | Annual | Constraint Shadow Price | US2011$/Ton | 0 | 0 | 0 | 0 | 0 | 0 | 0
IL Fac. Spec. - NOX Rate Summer v3.1, Unit 4267 and retrofits | 634 | 1797 | Rate Constraint in lbs/MMBtu | FALSE | L | Annual | Seasons Included | Seasons | Summer | Summer | Summer | Summer | Summer | Summer | Summer
IL Fac. Spec. - NOX Rate Summer v3.1, Unit 4267 and retrofits | 634 | 1797 | Rate Constraint in lbs/MMBtu | FALSE | L | Annual | Standard | lb/MMBtu | 0.25 | 0.25 | 0.25 | 0.25 | 0.25 | 0.25 | 0.25
IL Fac. Spec. - NOX Rate Summer v3.1, Unit 4267 and retrofits | 634 | 1797 | Rate Constraint in lbs/MMBtu | FALSE | L | Annual | Emissions at Affected Plants NOX | Thousand Tons | 0.90392 | 0.90392 | 0.89866 | 0.90392 | 0.90392 | 0.83997 | 0.76833
IL Fac. Spec. - NOX Rate Summer v3.1, Unit 4267 and retrofits | 634 | 1797 | Rate Constraint in lbs/MMBtu | FALSE | L | Annual | Allowances Purchased NOX | Thousand Tons | 0 | 0 | 0 | 0 | 0 | 0 | 0
IL Fac. Spec. - NOX Rate Summer v3.1, Unit 4267 and retrofits | 634 | 1797 | Rate Constraint in lbs/MMBtu | FALSE | L | Annual | Allowances Sold NOX | Thousand Tons | 0 | 0 | 0 | 0 | 0 | 0 | 0
IL Fac. Spec. - NOX Rate Summer v3.1, Unit 4267 and retrofits | 634 | 1797 | Rate Constraint in lbs/MMBtu | FALSE | L | Annual | Allowances Banked | Thousand Tons | 0 | 0 | 0 | 0 | 0 | 0 | 0
IL Fac. Spec. - NOX Rate Summer v3.1, Unit 4267 and retrofits | 634 | 1797 | Rate Constraint in lbs/MMBtu | FALSE | L | Annual | Allowances Withdrawn (1:1) | Thousand Tons | 0 | 0 | 0 | 0 | 0 | 0 | 0
IL Fac. Spec. - NOX Rate Summer v3.1, Unit 4267 and retrofits | 634 | 1797 | Rate Constraint in lbs/MMBtu | FALSE | L | Annual | Allowances Withdrawn (n:1) | Thousand Tons | 0 | 0 | 0 | 0 | 0 | 0 | 0
IL Fac. Spec. - NOX Rate Summer v3.1, Unit 4267 and retrofits | 634 | 1797 | Rate Constraint in lbs/MMBtu | FALSE | L | Annual | Net Emissions Allowance Position | Thousand Tons | 0.90392 | 0.90392 | 0.89866 | 0.90392 | 0.90392 | 0.83997 | 0.76833
IL Fac. Spec. - NOX Rate Summer v3.1, Unit 4267 and retrofits | 634 | 1797 | Rate Constraint in lbs/MMBtu | FALSE | L | Annual | Fuel Consumed | TBtu | 11.5884 | 11.5802 | 11.5128 | 11.5891 | 11.5891 | 10.7688 | 9.8508
IL Fac. Spec. - NOX Rate Summer v3.1, Unit 4267 and retrofits | 634 | 1797 | Rate Constraint in lbs/MMBtu | FALSE | L | Annual | Rate | lb/MMBtu | 0.156 | 0.15611 | 0.15611 | 0.156 | 0.156 | 0.156 | 0.15599
IL Fac. Spec. - NOX Rate Summer v3.1, Unit 4267 and retrofits | 634 | 1797 | Rate Constraint in lbs/MMBtu | FALSE | L | Annual | Generation | TWh | 1.0815 | 1.0815 | 1.0752 | 1.0815 | 1.0815 | 1.0049 | 0.91924
IL Fac. Spec. - NOX Rate Summer v3.1, Unit 4267 and retrofits | 634 | 1797 | Rate Constraint in lbs/MMBtu | FALSE | L | Annual | Qualifying Generation | TWh | 1.0815 | 1.0815 | 1.0752 | 1.0815 | 1.0815 | 1.0049 | 0.91924
IL Fac. Spec. - NOX Rate Summer v3.1, Unit 4267 and retrofits | 634 | 1797 | Rate Constraint in lbs/MMBtu | FALSE | L | Annual | Rate | lb/MWh | 0.83584 | 0.83584 | 0.83584 | 0.83584 | 0.83584 | 0.83584 | 0.83584
IL Fac. Spec. - NOX Rate Summer v3.1, Unit 4267 and retrofits | 634 | 1797 | Rate Constraint in lbs/MMBtu | FALSE | L | Annual | Constraint Shadow Price | US2011$/Ton | 0 | 0 | 0 | 0 | 0 | 0 | 0
IL Fac. Spec. - NOX Rate Summer v3.1, Unit 4268 and retrofits | 635 | 1797 | Rate Constraint in lbs/MMBtu | FALSE | L | Annual | Seasons Included | Seasons | Summer | Summer | Summer | Summer | Summer | Summer | Summer
IL Fac. Spec. - NOX Rate Summer v3.1, Unit 4268 and retrofits | 635 | 1797 | Rate Constraint in lbs/MMBtu | FALSE | L | Annual | Standard | lb/MMBtu | 0.25 | 0.25 | 0.25 | 0.25 | 0.25 | 0.25 | 0.25
IL Fac. Spec. - NOX Rate Summer v3.1, Unit 4268 and retrofits | 635 | 1797 | Rate Constraint in lbs/MMBtu | FALSE | L | Annual | Emissions at Affected Plants NOX | Thousand Tons | 0.90986 | 0.90986 | 0.90456 | 0.90986 | 0.90986 | 0.75168 | 0.75168
IL Fac. Spec. - NOX Rate Summer v3.1, Unit 4268 and retrofits | 635 | 1797 | Rate Constraint in lbs/MMBtu | FALSE | L | Annual | Allowances Purchased NOX | Thousand Tons | 0 | 0 | 0 | 0 | 0 | 0 | 0
IL Fac. Spec. - NOX Rate Summer v3.1, Unit 4268 and retrofits | 635 | 1797 | Rate Constraint in lbs/MMBtu | FALSE | L | Annual | Allowances Sold NOX | Thousand Tons | 0 | 0 | 0 | 0 | 0 | 0 | 0
IL Fac. Spec. - NOX Rate Summer v3.1, Unit 4268 and retrofits | 635 | 1797 | Rate Constraint in lbs/MMBtu | FALSE | L | Annual | Allowances Banked | Thousand Tons | 0 | 0 | 0 | 0 | 0 | 0 | 0
IL Fac. Spec. - NOX Rate Summer v3.1, Unit 4268 and retrofits | 635 | 1797 | Rate Constraint in lbs/MMBtu | FALSE | L | Annual | Allowances Withdrawn (1:1) | Thousand Tons | 0 | 0 | 0 | 0 | 0 | 0 | 0
IL Fac. Spec. - NOX Rate Summer v3.1, Unit 4268 and retrofits | 635 | 1797 | Rate Constraint in lbs/MMBtu | FALSE | L | Annual | Allowances Withdrawn (n:1) | Thousand Tons | 0 | 0 | 0 | 0 | 0 | 0 | 0
IL Fac. Spec. - NOX Rate Summer v3.1, Unit 4268 and retrofits | 635 | 1797 | Rate Constraint in lbs/MMBtu | FALSE | L | Annual | Net Emissions Allowance Position | Thousand Tons | 0.90986 | 0.90986 | 0.90456 | 0.90986 | 0.90986 | 0.75168 | 0.75168
IL Fac. Spec. - NOX Rate Summer v3.1, Unit 4268 and retrofits | 635 | 1797 | Rate Constraint in lbs/MMBtu | FALSE | L | Annual | Fuel Consumed | TBtu | 11.6403 | 11.6321 | 11.5644 | 11.6404 | 11.6404 | 9.6168 | 9.617
IL Fac. Spec. - NOX Rate Summer v3.1, Unit 4268 and retrofits | 635 | 1797 | Rate Constraint in lbs/MMBtu | FALSE | L | Annual | Rate | lb/MMBtu | 0.15633 | 0.15644 | 0.15644 | 0.15633 | 0.15633 | 0.15633 | 0.15632
IL Fac. Spec. - NOX Rate Summer v3.1, Unit 4268 and retrofits | 635 | 1797 | Rate Constraint in lbs/MMBtu | FALSE | L | Annual | Generation | TWh | 1.0815 | 1.0815 | 1.0752 | 1.0815 | 1.0815 | 0.89345 | 0.89345
IL Fac. Spec. - NOX Rate Summer v3.1, Unit 4268 and retrofits | 635 | 1797 | Rate Constraint in lbs/MMBtu | FALSE | L | Annual | Qualifying Generation | TWh | 1.0815 | 1.0815 | 1.0752 | 1.0815 | 1.0815 | 0.89345 | 0.89345
IL Fac. Spec. - NOX Rate Summer v3.1, Unit 4268 and retrofits | 635 | 1797 | Rate Constraint in lbs/MMBtu | FALSE | L | Annual | Rate | lb/MWh | 0.84133 | 0.84133 | 0.84133 | 0.84133 | 0.84133 | 0.84133 | 0.84133
IL Fac. Spec. - NOX Rate Summer v3.1, Unit 4268 and retrofits | 635 | 1797 | Rate Constraint in lbs/MMBtu | FALSE | L | Annual | Constraint Shadow Price | US2011$/Ton | 0 | 0 | 0 | 0 | 0 | 0 | 0
IL Fac. Spec. - NOX Rate Summer v3.1, Unit 4269 and retrofits | 636 | 1797 | Rate Constraint in lbs/MMBtu | FALSE | L | Annual | Seasons Included | Seasons | Summer | Summer | Summer | Summer | Summer | Summer | Summer
IL Fac. Spec. - NOX Rate Summer v3.1, Unit 4269 and retrofits | 636 | 1797 | Rate Constraint in lbs/MMBtu | FALSE | L | Annual | Standard | lb/MMBtu | 0.25 | 0.25 | 0.25 | 0.25 | 0.25 | 0.25 | 0.25
IL Fac. Spec. - NOX Rate Summer v3.1, Unit 4269 and retrofits | 636 | 1797 | Rate Constraint in lbs/MMBtu | FALSE | L | Annual | Emissions at Affected Plants NOX | Thousand Tons | 0.4886 | 0.46272 | 0.46002 | 0.46272 | 0.46272 | 0.39349 | 0.39349
IL Fac. Spec. - NOX Rate Summer v3.1, Unit 4269 and retrofits | 636 | 1797 | Rate Constraint in lbs/MMBtu | FALSE | L | Annual | Allowances Purchased NOX | Thousand Tons | 0 | 0 | 0 | 0 | 0 | 0 | 0
IL Fac. Spec. - NOX Rate Summer v3.1, Unit 4269 and retrofits | 636 | 1797 | Rate Constraint in lbs/MMBtu | FALSE | L | Annual | Allowances Sold NOX | Thousand Tons | 0 | 0 | 0 | 0 | 0 | 0 | 0
IL Fac. Spec. - NOX Rate Summer v3.1, Unit 4269 and retrofits | 636 | 1797 | Rate Constraint in lbs/MMBtu | FALSE | L | Annual | Allowances Banked | Thousand Tons | 0 | 0 | 0 | 0 | 0 | 0 | 0
IL Fac. Spec. - NOX Rate Summer v3.1, Unit 4269 and retrofits | 636 | 1797 | Rate Constraint in lbs/MMBtu | FALSE | L | Annual | Allowances Withdrawn (1:1) | Thousand Tons | 0 | 0 | 0 | 0 | 0 | 0 | 0
IL Fac. Spec. - NOX Rate Summer v3.1, Unit 4269 and retrofits | 636 | 1797 | Rate Constraint in lbs/MMBtu | FALSE | L | Annual | Allowances Withdrawn (n:1) | Thousand Tons | 0 | 0 | 0 | 0 | 0 | 0 | 0
IL Fac. Spec. - NOX Rate Summer v3.1, Unit 4269 and retrofits | 636 | 1797 | Rate Constraint in lbs/MMBtu | FALSE | L | Annual | Net Emissions Allowance Position | Thousand Tons | 0.4886 | 0.46272 | 0.46002 | 0.46272 | 0.46272 | 0.39349 | 0.39349
IL Fac. Spec. - NOX Rate Summer v3.1, Unit 4269 and retrofits | 636 | 1797 | Rate Constraint in lbs/MMBtu | FALSE | L | Annual | Fuel Consumed | TBtu | 12.7671 | 12.8384 | 12.7637 | 12.8406 | 12.8406 | 11.0854 | 11.0854
IL Fac. Spec. - NOX Rate Summer v3.1, Unit 4269 and retrofits | 636 | 1797 | Rate Constraint in lbs/MMBtu | FALSE | L | Annual | Rate | lb/MMBtu | 0.07654 | 0.072083 | 0.072083 | 0.072071 | 0.072071 | 0.070992 | 0.070992
IL Fac. Spec. - NOX Rate Summer v3.1, Unit 4269 and retrofits | 636 | 1797 | Rate Constraint in lbs/MMBtu | FALSE | L | Annual | Generation | TWh | 1.1869 | 1.1935 | 1.1865 | 1.1935 | 1.1935 | 1.0297 | 1.0297
IL Fac. Spec. - NOX Rate Summer v3.1, Unit 4269 and retrofits | 636 | 1797 | Rate Constraint in lbs/MMBtu | FALSE | L | Annual | Qualifying Generation | TWh | 1.1869 | 1.1935 | 1.1865 | 1.1935 | 1.1935 | 1.0297 | 1.0297
IL Fac. Spec. - NOX Rate Summer v3.1, Unit 4269 and retrofits | 636 | 1797 | Rate Constraint in lbs/MMBtu | FALSE | L | Annual | Rate | lb/MWh | 0.41165 | 0.3877 | 0.3877 | 0.3877 | 0.3877 | 0.38213 | 0.38213
IL Fac. Spec. - NOX Rate Summer v3.1, Unit 4269 and retrofits | 636 | 1797 | Rate Constraint in lbs/MMBtu | FALSE | L | Annual | Constraint Shadow Price | US2011$/Ton | 0 | 0 | 0 | 0 | 0 | 0 | 0
IL Fac. Spec. - NOX Rate Summer v3.1, Unit 4270 and retrofits | 637 | 1797 | Rate Constraint in lbs/MMBtu | FALSE | L | Annual | Seasons Included | Seasons | Summer | Summer | Summer | Summer | Summer | Summer | Summer
IL Fac. Spec. - NOX Rate Summer v3.1, Unit 4270 and retrofits | 637 | 1797 | Rate Constraint in lbs/MMBtu | FALSE | L | Annual | Standard | lb/MMBtu | 0.25 | 0.25 | 0.25 | 0.25 | 0.25 | 0.25 | 0.25
IL Fac. Spec. - NOX Rate Summer v3.1, Unit 4270 and retrofits | 637 | 1797 | Rate Constraint in lbs/MMBtu | FALSE | L | Annual | Emissions at Affected Plants NOX | Thousand Tons | 0.31706 | 0.31706 | 0.31522 | 0.31706 | 0.31706 | 0.27696 | 0.27696
IL Fac. Spec. - NOX Rate Summer v3.1, Unit 4270 and retrofits | 637 | 1797 | Rate Constraint in lbs/MMBtu | FALSE | L | Annual | Allowances Purchased NOX | Thousand Tons | 0 | 0 | 0 | 0 | 0 | 0 | 0
IL Fac. Spec. - NOX Rate Summer v3.1, Unit 4270 and retrofits | 637 | 1797 | Rate Constraint in lbs/MMBtu | FALSE | L | Annual | Allowances Sold NOX | Thousand Tons | 0 | 0 | 0 | 0 | 0 | 0 | 0
IL Fac. Spec. - NOX Rate Summer v3.1, Unit 4270 and retrofits | 637 | 1797 | Rate Constraint in lbs/MMBtu | FALSE | L | Annual | Allowances Banked | Thousand Tons | 0 | 0 | 0 | 0 | 0 | 0 | 0
IL Fac. Spec. - NOX Rate Summer v3.1, Unit 4270 and retrofits | 637 | 1797 | Rate Constraint in lbs/MMBtu | FALSE | L | Annual | Allowances Withdrawn (1:1) | Thousand Tons | 0 | 0 | 0 | 0 | 0 | 0 | 0
IL Fac. Spec. - NOX Rate Summer v3.1, Unit 4270 and retrofits | 637 | 1797 | Rate Constraint in lbs/MMBtu | FALSE | L | Annual | Allowances Withdrawn (n:1) | Thousand Tons | 0 | 0 | 0 | 0 | 0 | 0 | 0
IL Fac. Spec. - NOX Rate Summer v3.1, Unit 4270 and retrofits | 637 | 1797 | Rate Constraint in lbs/MMBtu | FALSE | L | Annual | Net Emissions Allowance Position | Thousand Tons | 0.31706 | 0.31706 | 0.31522 | 0.31706 | 0.31706 | 0.27696 | 0.27696
IL Fac. Spec. - NOX Rate Summer v3.1, Unit 4270 and retrofits | 637 | 1797 | Rate Constraint in lbs/MMBtu | FALSE | L | Annual | Fuel Consumed | TBtu | 13.3167 | 13.3167 | 13.2392 | 13.3167 | 13.3167 | 11.6403 | 11.6403
IL Fac. Spec. - NOX Rate Summer v3.1, Unit 4270 and retrofits | 637 | 1797 | Rate Constraint in lbs/MMBtu | FALSE | L | Annual | Rate | lb/MMBtu | 0.047619 | 0.047619 | 0.047619 | 0.047619 | 0.047619 | 0.047586 | 0.047586
IL Fac. Spec. - NOX Rate Summer v3.1, Unit 4270 and retrofits | 637 | 1797 | Rate Constraint in lbs/MMBtu | FALSE | L | Annual | Generation | TWh | 1.2308 | 1.2308 | 1.2236 | 1.2308 | 1.2308 | 1.0751 | 1.0751
IL Fac. Spec. - NOX Rate Summer v3.1, Unit 4270 and retrofits | 637 | 1797 | Rate Constraint in lbs/MMBtu | FALSE | L | Annual | Qualifying Generation | TWh | 1.2308 | 1.2308 | 1.2236 | 1.2308 | 1.2308 | 1.0751 | 1.0751
IL Fac. Spec. - NOX Rate Summer v3.1, Unit 4270 and retrofits | 637 | 1797 | Rate Constraint in lbs/MMBtu | FALSE | L | Annual | Rate | lb/MWh | 0.25762 | 0.25762 | 0.25762 | 0.25762 | 0.25762 | 0.25762 | 0.25762
IL Fac. Spec. - NOX Rate Summer v3.1, Unit 4270 and retrofits | 637 | 1797 | Rate Constraint in lbs/MMBtu | FALSE | L | Annual | Constraint Shadow Price | US2011$/Ton | 0 | 0 | 0 | 0 | 0 | 0 | 0
IL Fac. Spec. - NOX Rate Summer v3.1, Unit 4277 and retrofits | 638 | 1797 | Rate Constraint in lbs/MMBtu | FALSE | L | Annual | Seasons Included | Seasons | Summer | Summer | Summer | Summer | Summer | Summer | Summer
IL Fac. Spec. - NOX Rate Summer v3.1, Unit 4277 and retrofits | 638 | 1797 | Rate Constraint in lbs/MMBtu | FALSE | L | Annual | Standard | lb/MMBtu | 0.25 | 0.25 | 0.25 | 0.25 | 0.25 | 0.25 | 0.25
IL Fac. Spec. - NOX Rate Summer v3.1, Unit 4277 and retrofits | 638 | 1797 | Rate Constraint in lbs/MMBtu | FALSE | L | Annual | Emissions at Affected Plants NOX | Thousand Tons | 0.68227 | 0.68227 | 0.68227 | 0.68227 | 0.68227 | 0.59596 | 0.68227
IL Fac. Spec. - NOX Rate Summer v3.1, Unit 4277 and retrofits | 638 | 1797 | Rate Constraint in lbs/MMBtu | FALSE | L | Annual | Allowances Purchased NOX | Thousand Tons | 0 | 0 | 0 | 0 | 0 | 0 | 0
IL Fac. Spec. - NOX Rate Summer v3.1, Unit 4277 and retrofits | 638 | 1797 | Rate Constraint in lbs/MMBtu | FALSE | L | Annual | Allowances Sold NOX | Thousand Tons | 0 | 0 | 0 | 0 | 0 | 0 | 0
IL Fac. Spec. - NOX Rate Summer v3.1, Unit 4277 and retrofits | 638 | 1797 | Rate Constraint in lbs/MMBtu | FALSE | L | Annual | Allowances Banked | Thousand Tons | 0 | 0 | 0 | 0 | 0 | 0 | 0
IL Fac. Spec. - NOX Rate Summer v3.1, Unit 4277 and retrofits | 638 | 1797 | Rate Constraint in lbs/MMBtu | FALSE | L | Annual | Allowances Withdrawn (1:1) | Thousand Tons | 0 | 0 | 0 | 0 | 0 | 0 | 0
IL Fac. Spec. - NOX Rate Summer v3.1, Unit 4277 and retrofits | 638 | 1797 | Rate Constraint in lbs/MMBtu | FALSE | L | Annual | Allowances Withdrawn (n:1) | Thousand Tons | 0 | 0 | 0 | 0 | 0 | 0 | 0
IL Fac. Spec. - NOX Rate Summer v3.1, Unit 4277 and retrofits | 638 | 1797 | Rate Constraint in lbs/MMBtu | FALSE | L | Annual | Net Emissions Allowance Position | Thousand Tons | 0.68227 | 0.68227 | 0.68227 | 0.68227 | 0.68227 | 0.59596 | 0.68227
IL Fac. Spec. - NOX Rate Summer v3.1, Unit 4277 and retrofits | 638 | 1797 | Rate Constraint in lbs/MMBtu | FALSE | L | Annual | Fuel Consumed | TBtu | 10.9855 | 10.9855 | 10.9855 | 10.9855 | 10.9855 | 9.6122 | 10.9855
IL Fac. Spec. - NOX Rate Summer v3.1, Unit 4277 and retrofits | 638 | 1797 | Rate Constraint in lbs/MMBtu | FALSE | L | Annual | Rate | lb/MMBtu | 0.12421 | 0.12421 | 0.12421 | 0.12421 | 0.12421 | 0.124 | 0.12421
IL Fac. Spec. - NOX Rate Summer v3.1, Unit 4277 and retrofits | 638 | 1797 | Rate Constraint in lbs/MMBtu | FALSE | L | Annual | Generation | TWh | 1.0575 | 1.0575 | 1.0575 | 1.0575 | 1.0575 | 0.92374 | 1.0575
IL Fac. Spec. - NOX Rate Summer v3.1, Unit 4277 and retrofits | 638 | 1797 | Rate Constraint in lbs/MMBtu | FALSE | L | Annual | Qualifying Generation | TWh | 1.0575 | 1.0575 | 1.0575 | 1.0575 | 1.0575 | 0.92374 | 1.0575
IL Fac. Spec. - NOX Rate Summer v3.1, Unit 4277 and retrofits | 638 | 1797 | Rate Constraint in lbs/MMBtu | FALSE | L | Annual | Rate | lb/MWh | 0.64516 | 0.64516 | 0.64516 | 0.64516 | 0.64516 | 0.64516 | 0.64516
IL Fac. Spec. - NOX Rate Summer v3.1, Unit 4277 and retrofits | 638 | 1797 | Rate Constraint in lbs/MMBtu | FALSE | L | Annual | Constraint Shadow Price | US2011$/Ton | 0 | 0 | 0 | 0 | 0 | 0 | 0
IL Fac. Spec. - NOX Rate Summer v3.1, Unit 4278 and retrofits | 639 | 1797 | Rate Constraint in lbs/MMBtu | FALSE | L | Annual | Seasons Included | Seasons | Summer | Summer | Summer | Summer | Summer | Summer | Summer
IL Fac. Spec. - NOX Rate Summer v3.1, Unit 4278 and retrofits | 639 | 1797 | Rate Constraint in lbs/MMBtu | FALSE | L | Annual | Standard | lb/MMBtu | 0.25 | 0.25 | 0.25 | 0.25 | 0.25 | 0.25 | 0.25
IL Fac. Spec. - NOX Rate Summer v3.1, Unit 4278 and retrofits | 639 | 1797 | Rate Constraint in lbs/MMBtu | FALSE | L | Annual | Emissions at Affected Plants NOX | Thousand Tons | 0.69816 | 0.69816 | 0.69816 | 0.69816 | 0.69816 | 0.60984 | 0.60984
IL Fac. Spec. - NOX Rate Summer v3.1, Unit 4278 and retrofits | 639 | 1797 | Rate Constraint in lbs/MMBtu | FALSE | L | Annual | Allowances Purchased NOX | Thousand Tons | 0 | 0 | 0 | 0 | 0 | 0 | 0
IL Fac. Spec. - NOX Rate Summer v3.1, Unit 4278 and retrofits | 639 | 1797 | Rate Constraint in lbs/MMBtu | FALSE | L | Annual | Allowances Sold NOX | Thousand Tons | 0 | 0 | 0 | 0 | 0 | 0 | 0
IL Fac. Spec. - NOX Rate Summer v3.1, Unit 4278 and retrofits | 639 | 1797 | Rate Constraint in lbs/MMBtu | FALSE | L | Annual | Allowances Banked | Thousand Tons | 0 | 0 | 0 | 0 | 0 | 0 | 0
IL Fac. Spec. - NOX Rate Summer v3.1, Unit 4278 and retrofits | 639 | 1797 | Rate Constraint in lbs/MMBtu | FALSE | L | Annual | Allowances Withdrawn (1:1) | Thousand Tons | 0 | 0 | 0 | 0 | 0 | 0 | 0
IL Fac. Spec. - NOX Rate Summer v3.1, Unit 4278 and retrofits | 639 | 1797 | Rate Constraint in lbs/MMBtu | FALSE | L | Annual | Allowances Withdrawn (n:1) | Thousand Tons | 0 | 0 | 0 | 0 | 0 | 0 | 0
IL Fac. Spec. - NOX Rate Summer v3.1, Unit 4278 and retrofits | 639 | 1797 | Rate Constraint in lbs/MMBtu | FALSE | L | Annual | Net Emissions Allowance Position | Thousand Tons | 0.69816 | 0.69816 | 0.69816 | 0.69816 | 0.69816 | 0.60984 | 0.60984
IL Fac. Spec. - NOX Rate Summer v3.1, Unit 4278 and retrofits | 639 | 1797 | Rate Constraint in lbs/MMBtu | FALSE | L | Annual | Fuel Consumed | TBtu | 12.4143 | 12.4143 | 12.4143 | 12.4143 | 12.4143 | 10.8439 | 10.8439
IL Fac. Spec. - NOX Rate Summer v3.1, Unit 4278 and retrofits | 639 | 1797 | Rate Constraint in lbs/MMBtu | FALSE | L | Annual | Rate | lb/MMBtu | 0.11248 | 0.11248 | 0.11248 | 0.11248 | 0.11248 | 0.11248 | 0.11248
IL Fac. Spec. - NOX Rate Summer v3.1, Unit 4278 and retrofits | 639 | 1797 | Rate Constraint in lbs/MMBtu | FALSE | L | Annual | Generation | TWh | 1.1639 | 1.1639 | 1.1639 | 1.1639 | 1.1639 | 1.0167 | 1.0167
IL Fac. Spec. - NOX Rate Summer v3.1, Unit 4278 and retrofits | 639 | 1797 | Rate Constraint in lbs/MMBtu | FALSE | L | Annual | Qualifying Generation | TWh | 1.1639 | 1.1639 | 1.1639 | 1.1639 | 1.1639 | 1.0167 | 1.0167
IL Fac. Spec. - NOX Rate Summer v3.1, Unit 4278 and retrofits | 639 | 1797 | Rate Constraint in lbs/MMBtu | FALSE | L | Annual | Rate | lb/MWh | 0.59983 | 0.59983 | 0.59983 | 0.59983 | 0.59983 | 0.59983 | 0.59983
IL Fac. Spec. - NOX Rate Summer v3.1, Unit 4278 and retrofits | 639 | 1797 | Rate Constraint in lbs/MMBtu | FALSE | L | Annual | Constraint Shadow Price | US2011$/Ton | 0 | 0 | 0 | 0 | 0 | 0 | 0
IL Fac. Spec. - NOX Rate Summer v3.1, Unit 4279 and retrofits | 640 | 1797 | Rate Constraint in lbs/MMBtu | FALSE | L | Annual | Seasons Included | Seasons | Summer | Summer | Summer | Summer | Summer | Summer | Summer
IL Fac. Spec. - NOX Rate Summer v3.1, Unit 4279 and retrofits | 640 | 1797 | Rate Constraint in lbs/MMBtu | FALSE | L | Annual | Standard | lb/MMBtu | 0.25 | 0.25 | 0.25 | 0.25 | 0.25 | 0.25 | 0.25
IL Fac. Spec. - NOX Rate Summer v3.1, Unit 4279 and retrofits | 640 | 1797 | Rate Constraint in lbs/MMBtu | FALSE | L | Annual | Emissions at Affected Plants NOX | Thousand Tons | 0.49293 | 0.49293 | 0.49293 | 0.49293 | 0.49293 | 0.49293 | 0.49293
IL Fac. Spec. - NOX Rate Summer v3.1, Unit 4279 and retrofits | 640 | 1797 | Rate Constraint in lbs/MMBtu | FALSE | L | Annual | Allowances Purchased NOX | Thousand Tons | 0 | 0 | 0 | 0 | 0 | 0 | 0
IL Fac. Spec. - NOX Rate Summer v3.1, Unit 4279 and retrofits | 640 | 1797 | Rate Constraint in lbs/MMBtu | FALSE | L | Annual | Allowances Sold NOX | Thousand Tons | 0 | 0 | 0 | 0 | 0 | 0 | 0
IL Fac. Spec. - NOX Rate Summer v3.1, Unit 4279 and retrofits | 640 | 1797 | Rate Constraint in lbs/MMBtu | FALSE | L | Annual | Allowances Banked | Thousand Tons | 0 | 0 | 0 | 0 | 0 | 0 | 0
IL Fac. Spec. - NOX Rate Summer v3.1, Unit 4279 and retrofits | 640 | 1797 | Rate Constraint in lbs/MMBtu | FALSE | L | Annual | Allowances Withdrawn (1:1) | Thousand Tons | 0 | 0 | 0 | 0 | 0 | 0 | 0
IL Fac. Spec. - NOX Rate Summer v3.1, Unit 4279 and retrofits | 640 | 1797 | Rate Constraint in lbs/MMBtu | FALSE | L | Annual | Allowances Withdrawn (n:1) | Thousand Tons | 0 | 0 | 0 | 0 | 0 | 0 | 0
IL Fac. Spec. - NOX Rate Summer v3.1, Unit 4279 and retrofits | 640 | 1797 | Rate Constraint in lbs/MMBtu | FALSE | L | Annual | Net Emissions Allowance Position | Thousand Tons | 0.49293 | 0.49293 | 0.49293 | 0.49293 | 0.49293 | 0.49293 | 0.49293
IL Fac. Spec. - NOX Rate Summer v3.1, Unit 4279 and retrofits | 640 | 1797 | Rate Constraint in lbs/MMBtu | FALSE | L | Annual | Fuel Consumed | TBtu | 19.6899 | 19.6899 | 19.6899 | 19.6899 | 19.6899 | 19.758 | 19.6899
IL Fac. Spec. - NOX Rate Summer v3.1, Unit 4279 and retrofits | 640 | 1797 | Rate Constraint in lbs/MMBtu | FALSE | L | Annual | Rate | lb/MMBtu | 0.050069 | 0.050069 | 0.050069 | 0.050069 | 0.050069 | 0.049897 | 0.050069
IL Fac. Spec. - NOX Rate Summer v3.1, Unit 4279 and retrofits | 640 | 1797 | Rate Constraint in lbs/MMBtu | FALSE | L | Annual | Generation | TWh | 1.9381 | 1.9381 | 1.9381 | 1.9381 | 1.9381 | 1.9381 | 1.9381
IL Fac. Spec. - NOX Rate Summer v3.1, Unit 4279 and retrofits | 640 | 1797 | Rate Constraint in lbs/MMBtu | FALSE | L | Annual | Qualifying Generation | TWh | 1.9381 | 1.9381 | 1.9381 | 1.9381 | 1.9381 | 1.9381 | 1.9381
IL Fac. Spec. - NOX Rate Summer v3.1, Unit 4279 and retrofits | 640 | 1797 | Rate Constraint in lbs/MMBtu | FALSE | L | Annual | Rate | lb/MWh | 0.25433 | 0.25433 | 0.25433 | 0.25433 | 0.25433 | 0.25433 | 0.25433
IL Fac. Spec. - NOX Rate Summer v3.1, Unit 4279 and retrofits | 640 | 1797 | Rate Constraint in lbs/MMBtu | FALSE | L | Annual | Constraint Shadow Price | US2011$/Ton | 0 | 0 | 0 | 0 | 0 | 0 | 0
IL Fac. Spec. - NOX Rate Summer v3.1, Unit 4293 and retrofits | 641 | 1797 | Rate Constraint in lbs/MMBtu | FALSE | L | Annual | Seasons Included | Seasons | Summer | Summer | Summer | Summer | Summer | Summer | Summer
IL Fac. Spec. - NOX Rate Summer v3.1, Unit 4293 and retrofits | 641 | 1797 | Rate Constraint in lbs/MMBtu | FALSE | L | Annual | Standard | lb/MMBtu | 0.25 | 0.25 | 0.25 | 0.25 | 0.25 | 0.25 | 0.25
IL Fac. Spec. - NOX Rate Summer v3.1, Unit 4293 and retrofits | 641 | 1797 | Rate Constraint in lbs/MMBtu | FALSE | L | Annual | Emissions at Affected Plants NOX | Thousand Tons | 0 | 0 | 0 | 0 | 0 | 0 | 0
IL Fac. Spec. - NOX Rate Summer v3.1, Unit 4293 and retrofits | 641 | 1797 | Rate Constraint in lbs/MMBtu | FALSE | L | Annual | Allowances Purchased NOX | Thousand Tons | 0 | 0 | 0 | 0 | 0 | 0 | 0
IL Fac. Spec. - NOX Rate Summer v3.1, Unit 4293 and retrofits | 641 | 1797 | Rate Constraint in lbs/MMBtu | FALSE | L | Annual | Allowances Sold NOX | Thousand Tons | 0 | 0 | 0 | 0 | 0 | 0 | 0
IL Fac. Spec. - NOX Rate Summer v3.1, Unit 4293 and retrofits | 641 | 1797 | Rate Constraint in lbs/MMBtu | FALSE | L | Annual | Allowances Banked | Thousand Tons | 0 | 0 | 0 | 0 | 0 | 0 | 0
IL Fac. Spec. - NOX Rate Summer v3.1, Unit 4293 and retrofits | 641 | 1797 | Rate Constraint in lbs/MMBtu | FALSE | L | Annual | Allowances Withdrawn (1:1) | Thousand Tons | 0 | 0 | 0 | 0 | 0 | 0 | 0
IL Fac. Spec. - NOX Rate Summer v3.1, Unit 4293 and retrofits | 641 | 1797 | Rate Constraint in lbs/MMBtu | FALSE | L | Annual | Allowances Withdrawn (n:1) | Thousand Tons | 0 | 0 | 0 | 0 | 0 | 0 | 0
IL Fac. Spec. - NOX Rate Summer v3.1, Unit 4293 and retrofits | 641 | 1797 | Rate Constraint in lbs/MMBtu | FALSE | L | Annual | Net Emissions Allowance Position | Thousand Tons | 0 | 0 | 0 | 0 | 0 | 0 | 0
IL Fac. Spec. - NOX Rate Summer v3.1, Unit 4293 and retrofits | 641 | 1797 | Rate Constraint in lbs/MMBtu | FALSE | L | Annual | Fuel Consumed | TBtu | 0 | 0 | 0 | 0 | 0 | 0 | 0
IL Fac. Spec. - NOX Rate Summer v3.1, Unit 4293 and retrofits | 641 | 1797 | Rate Constraint in lbs/MMBtu | FALSE | L | Annual | Rate | lb/MMBtu | 0 | 0 | 0 | 0 | 0 | 0 | 0
IL Fac. Spec. - NOX Rate Summer v3.1, Unit 4293 and retrofits | 641 | 1797 | Rate Constraint in lbs/MMBtu | FALSE | L | Annual | Generation | TWh | 0 | 0 | 0 | 0 | 0 | 0 | 0
IL Fac. Spec. - NOX Rate Summer v3.1, Unit 4293 and retrofits | 641 | 1797 | Rate Constraint in lbs/MMBtu | FALSE | L | Annual | Qualifying Generation | TWh | 0 | 0 | 0 | 0 | 0 | 0 | 0
IL Fac. Spec. - NOX Rate Summer v3.1, Unit 4293 and retrofits | 641 | 1797 | Rate Constraint in lbs/MMBtu | FALSE | L | Annual | Rate | lb/MWh | 0 | 0 | 0 | 0 | 0 | 0 | 0
IL Fac. Spec. - NOX Rate Summer v3.1, Unit 4293 and retrofits | 641 | 1797 | Rate Constraint in lbs/MMBtu | FALSE | L | Annual | Constraint Shadow Price | US2011$/Ton | 0 | 0 | 0 | 0 | 0 | 0 | 0
IL Fac. Spec. - NOX Rate Summer v3.1, Unit 4298 and retrofits | 642 | 1797 | Rate Constraint in lbs/MMBtu | FALSE | L | Annual | Seasons Included | Seasons | Summer | Summer | Summer | Summer | Summer | Summer | Summer
IL Fac. Spec. - NOX Rate Summer v3.1, Unit 4298 and retrofits | 642 | 1797 | Rate Constraint in lbs/MMBtu | FALSE | L | Annual | Standard | lb/MMBtu | 0.25 | 0.25 | 0.25 | 0.25 | 0.25 | 0.25 | 0.25
IL Fac. Spec. - NOX Rate Summer v3.1, Unit 4298 and retrofits | 642 | 1797 | Rate Constraint in lbs/MMBtu | FALSE | L | Annual | Emissions at Affected Plants NOX | Thousand Tons | 0 | 0 | 0 | 0 | 0 | 0 | 0
IL Fac. Spec. - NOX Rate Summer v3.1, Unit 4298 and retrofits | 642 | 1797 | Rate Constraint in lbs/MMBtu | FALSE | L | Annual | Allowances Purchased NOX | Thousand Tons | 0 | 0 | 0 | 0 | 0 | 0 | 0
IL Fac. Spec. - NOX Rate Summer v3.1, Unit 4298 and retrofits | 642 | 1797 | Rate Constraint in lbs/MMBtu | FALSE | L | Annual | Allowances Sold NOX | Thousand Tons | 0 | 0 | 0 | 0 | 0 | 0 | 0
IL Fac. Spec. - NOX Rate Summer v3.1, Unit 4298 and retrofits | 642 | 1797 | Rate Constraint in lbs/MMBtu | FALSE | L | Annual | Allowances Banked | Thousand Tons | 0 | 0 | 0 | 0 | 0 | 0 | 0
IL Fac. Spec. - NOX Rate Summer v3.1, Unit 4298 and retrofits | 642 | 1797 | Rate Constraint in lbs/MMBtu | FALSE | L | Annual | Allowances Withdrawn (1:1) | Thousand Tons | 0 | 0 | 0 | 0 | 0 | 0 | 0
IL Fac. Spec. - NOX Rate Summer v3.1, Unit 4298 and retrofits | 642 | 1797 | Rate Constraint in lbs/MMBtu | FALSE | L | Annual | Allowances Withdrawn (n:1) | Thousand Tons | 0 | 0 | 0 | 0 | 0 | 0 | 0
IL Fac. Spec. - NOX Rate Summer v3.1, Unit 4298 and retrofits | 642 | 1797 | Rate Constraint in lbs/MMBtu | FALSE | L | Annual | Net Emissions Allowance Position | Thousand Tons | 0 | 0 | 0 | 0 | 0 | 0 | 0
IL Fac. Spec. - NOX Rate Summer v3.1, Unit 4298 and retrofits | 642 | 1797 | Rate Constraint in lbs/MMBtu | FALSE | L | Annual | Fuel Consumed | TBtu | 0 | 0 | 0 | 0 | 0 | 0 | 0
IL Fac. Spec. - NOX Rate Summer v3.1, Unit 4298 and retrofits | 642 | 1797 | Rate Constraint in lbs/MMBtu | FALSE | L | Annual | Rate | lb/MMBtu | 0 | 0 | 0 | 0 | 0 | 0 | 0
IL Fac. Spec. - NOX Rate Summer v3.1, Unit 4298 and retrofits | 642 | 1797 | Rate Constraint in lbs/MMBtu | FALSE | L | Annual | Generation | TWh | 0 | 0 | 0 | 0 | 0 | 0 | 0
IL Fac. Spec. - NOX Rate Summer v3.1, Unit 4298 and retrofits | 642 | 1797 | Rate Constraint in lbs/MMBtu | FALSE | L | Annual | Qualifying Generation | TWh | 0 | 0 | 0 | 0 | 0 | 0 | 0
IL Fac. Spec. - NOX Rate Summer v3.1, Unit 4298 and retrofits | 642 | 1797 | Rate Constraint in lbs/MMBtu | FALSE | L | Annual | Rate | lb/MWh | 0 | 0 | 0 | 0 | 0 | 0 | 0
IL Fac. Spec. - NOX Rate Summer v3.1, Unit 4298 and retrofits | 642 | 1797 | Rate Constraint in lbs/MMBtu | FALSE | L | Annual | Constraint Shadow Price | US2011$/Ton | 0 | 0 | 0 | 0 | 0 | 0 | 0
IL Fac. Spec. - NOX Rate Summer v3.1, Unit 4299 and retrofits | 643 | 1797 | Rate Constraint in lbs/MMBtu | FALSE | L | Annual | Seasons Included | Seasons | Summer | Summer | Summer | Summer | Summer | Summer | Summer
IL Fac. Spec. - NOX Rate Summer v3.1, Unit 4299 and retrofits | 643 | 1797 | Rate Constraint in lbs/MMBtu | FALSE | L | Annual | Standard | lb/MMBtu | 0.25 | 0.25 | 0.25 | 0.25 | 0.25 | 0.25 | 0.25
IL Fac. Spec. - NOX Rate Summer v3.1, Unit 4299 and retrofits | 643 | 1797 | Rate Constraint in lbs/MMBtu | FALSE | L | Annual | Emissions at Affected Plants NOX | Thousand Tons | 0 | 0 | 0 | 0 | 0 | 0 | 0
IL Fac. Spec. - NOX Rate Summer v3.1, Unit 4299 and retrofits | 643 | 1797 | Rate Constraint in lbs/MMBtu | FALSE | L | Annual | Allowances Purchased NOX | Thousand Tons | 0 | 0 | 0 | 0 | 0 | 0 | 0
IL Fac. Spec. - NOX Rate Summer v3.1, Unit 4299 and retrofits | 643 | 1797 | Rate Constraint in lbs/MMBtu | FALSE | L | Annual | Allowances Sold NOX | Thousand Tons | 0 | 0 | 0 | 0 | 0 | 0 | 0
IL Fac. Spec. - NOX Rate Summer v3.1, Unit 4299 and retrofits | 643 | 1797 | Rate Constraint in lbs/MMBtu | FALSE | L | Annual | Allowances Banked | Thousand Tons | 0 | 0 | 0 | 0 | 0 | 0 | 0
IL Fac. Spec. - NOX Rate Summer v3.1, Unit 4299 and retrofits | 643 | 1797 | Rate Constraint in lbs/MMBtu | FALSE | L | Annual | Allowances Withdrawn (1:1) | Thousand Tons | 0 | 0 | 0 | 0 | 0 | 0 | 0
IL Fac. Spec. - NOX Rate Summer v3.1, Unit 4299 and retrofits | 643 | 1797 | Rate Constraint in lbs/MMBtu | FALSE | L | Annual | Allowances Withdrawn (n:1) | Thousand Tons | 0 | 0 | 0 | 0 | 0 | 0 | 0
IL Fac. Spec. - NOX Rate Summer v3.1, Unit 4299 and retrofits | 643 | 1797 | Rate Constraint in lbs/MMBtu | FALSE | L | Annual | Net Emissions Allowance Position | Thousand Tons | 0 | 0 | 0 | 0 | 0 | 0 | 0
IL Fac. Spec. - NOX Rate Summer v3.1, Unit 4299 and retrofits | 643 | 1797 | Rate Constraint in lbs/MMBtu | FALSE | L | Annual | Fuel Consumed | TBtu | 0 | 0 | 0 | 0 | 0 | 0 | 0
IL Fac. Spec. - NOX Rate Summer v3.1, Unit 4299 and retrofits | 643 | 1797 | Rate Constraint in lbs/MMBtu | FALSE | L | Annual | Rate | lb/MMBtu | 0 | 0 | 0 | 0 | 0 | 0 | 0
IL Fac. Spec. - NOX Rate Summer v3.1, Unit 4299 and retrofits | 643 | 1797 | Rate Constraint in lbs/MMBtu | FALSE | L | Annual | Generation | TWh | 0 | 0 | 0 | 0 | 0 | 0 | 0
IL Fac. Spec. - NOX Rate Summer v3.1, Unit 4299 and retrofits | 643 | 1797 | Rate Constraint in lbs/MMBtu | FALSE | L | Annual | Qualifying Generation | TWh | 0 | 0 | 0 | 0 | 0 | 0 | 0
IL Fac. Spec. - NOX Rate Summer v3.1, Unit 4299 and retrofits | 643 | 1797 | Rate Constraint in lbs/MMBtu | FALSE | L | Annual | Rate | lb/MWh | 0 | 0 | 0 | 0 | 0 | 0 | 0
IL Fac. Spec. - NOX Rate Summer v3.1, Unit 4299 and retrofits | 643 | 1797 | Rate Constraint in lbs/MMBtu | FALSE | L | Annual | Constraint Shadow Price | US2011$/Ton | 0 | 0 | 0 | 0 | 0 | 0 | 0
IL Fac. Spec. - NOX Rate Summer v3.1, Unit 4306 and retrofits | 644 | 1797 | Rate Constraint in lbs/MMBtu | FALSE | L | Annual | Seasons Included | Seasons | Summer | Summer | Summer | Summer | Summer | Summer | Summer
IL Fac. Spec. - NOX Rate Summer v3.1, Unit 4306 and retrofits | 644 | 1797 | Rate Constraint in lbs/MMBtu | FALSE | L | Annual | Standard | lb/MMBtu | 0.25 | 0.25 | 0.25 | 0.25 | 0.25 | 0.25 | 0.25
IL Fac. Spec. - NOX Rate Summer v3.1, Unit 4306 and retrofits | 644 | 1797 | Rate Constraint in lbs/MMBtu | FALSE | L | Annual | Emissions at Affected Plants NOX | Thousand Tons | 0 | 0 | 0 | 0 | 0 | 0 | 0
IL Fac. Spec. - NOX Rate Summer v3.1, Unit 4306 and retrofits | 644 | 1797 | Rate Constraint in lbs/MMBtu | FALSE | L | Annual | Allowances Purchased NOX | Thousand Tons | 0 | 0 | 0 | 0 | 0 | 0 | 0
IL Fac. Spec. - NOX Rate Summer v3.1, Unit 4306 and retrofits | 644 | 1797 | Rate Constraint in lbs/MMBtu | FALSE | L | Annual | Allowances Sold NOX | Thousand Tons | 0 | 0 | 0 | 0 | 0 | 0 | 0
IL Fac. Spec. - NOX Rate Summer v3.1, Unit 4306 and retrofits | 644 | 1797 | Rate Constraint in lbs/MMBtu | FALSE | L | Annual | Allowances Banked | Thousand Tons | 0 | 0 | 0 | 0 | 0 | 0 | 0
IL Fac. Spec. - NOX Rate Summer v3.1, Unit 4306 and retrofits | 644 | 1797 | Rate Constraint in lbs/MMBtu | FALSE | L | Annual | Allowances Withdrawn (1:1) | Thousand Tons | 0 | 0 | 0 | 0 | 0 | 0 | 0
IL Fac. Spec. - NOX Rate Summer v3.1, Unit 4306 and retrofits | 644 | 1797 | Rate Constraint in lbs/MMBtu | FALSE | L | Annual | Allowances Withdrawn (n:1) | Thousand Tons | 0 | 0 | 0 | 0 | 0 | 0 | 0
IL Fac. Spec. - NOX Rate Summer v3.1, Unit 4306 and retrofits | 644 | 1797 | Rate Constraint in lbs/MMBtu | FALSE | L | Annual | Net Emissions Allowance Position | Thousand Tons | 0 | 0 | 0 | 0 | 0 | 0 | 0
IL Fac. Spec. - NOX Rate Summer v3.1, Unit 4306 and retrofits | 644 | 1797 | Rate Constraint in lbs/MMBtu | FALSE | L | Annual | Fuel Consumed | TBtu | 0 | 0 | 0 | 0 | 0 | 0 | 0
IL Fac. Spec. - NOX Rate Summer v3.1, Unit 4306 and retrofits | 644 | 1797 | Rate Constraint in lbs/MMBtu | FALSE | L | Annual | Rate | lb/MMBtu | 0 | 0 | 0 | 0 | 0 | 0 | 0
IL Fac. Spec. - NOX Rate Summer v3.1, Unit 4306 and retrofits | 644 | 1797 | Rate Constraint in lbs/MMBtu | FALSE | L | Annual | Generation | TWh | 0 | 0 | 0 | 0 | 0 | 0 | 0
IL Fac. Spec. - NOX Rate Summer v3.1, Unit 4306 and retrofits | 644 | 1797 | Rate Constraint in lbs/MMBtu | FALSE | L | Annual | Qualifying Generation | TWh | 0 | 0 | 0 | 0 | 0 | 0 | 0
IL Fac. Spec. - NOX Rate Summer v3.1, Unit 4306 and retrofits | 644 | 1797 | Rate Constraint in lbs/MMBtu | FALSE | L | Annual | Rate | lb/MWh | 0 | 0 | 0 | 0 | 0 | 0 | 0
IL Fac. Spec. - NOX Rate Summer v3.1, Unit 4306 and retrofits | 644 | 1797 | Rate Constraint in lbs/MMBtu | FALSE | L | Annual | Constraint Shadow Price | US2011$/Ton | 0 | 0 | 0 | 0 | 0 | 0 | 0
IL Fac. Spec. - NOX Rate Summer v3.1, Unit 4307 and retrofits | 645 | 1797 | Rate Constraint in lbs/MMBtu | FALSE | L | Annual | Seasons Included | Seasons | Summer | Summer | Summer | Summer | Summer | Summer | Summer
IL Fac. Spec. - NOX Rate Summer v3.1, Unit 4307 and retrofits | 645 | 1797 | Rate Constraint in lbs/MMBtu | FALSE | L | Annual | Standard | lb/MMBtu | 0.25 | 0.25 | 0.25 | 0.25 | 0.25 | 0.25 | 0.25
IL Fac. Spec. - NOX Rate Summer v3.1, Unit 4307 and retrofits | 645 | 1797 | Rate Constraint in lbs/MMBtu | FALSE | L | Annual | Emissions at Affected Plants NOX | Thousand Tons | 0 | 0 | 0 | 0 | 0 | 0 | 0
IL Fac. Spec. - NOX Rate Summer v3.1, Unit 4307 and retrofits | 645 | 1797 | Rate Constraint in lbs/MMBtu | FALSE | L | Annual | Allowances Purchased NOX | Thousand Tons | 0 | 0 | 0 | 0 | 0 | 0 | 0
IL Fac. Spec. - NOX Rate Summer v3.1, Unit 4307 and retrofits | 645 | 1797 | Rate Constraint in lbs/MMBtu | FALSE | L | Annual | Allowances Sold NOX | Thousand Tons | 0 | 0 | 0 | 0 | 0 | 0 | 0
IL Fac. Spec. - NOX Rate Summer v3.1, Unit 4307 and retrofits | 645 | 1797 | Rate Constraint in lbs/MMBtu | FALSE | L | Annual | Allowances Banked | Thousand Tons | 0 | 0 | 0 | 0 | 0 | 0 | 0
IL Fac. Spec. - NOX Rate Summer v3.1, Unit 4307 and retrofits | 645 | 1797 | Rate Constraint in lbs/MMBtu | FALSE | L | Annual | Allowances Withdrawn (1:1) | Thousand Tons | 0 | 0 | 0 | 0 | 0 | 0 | 0
IL Fac. Spec. - NOX Rate Summer v3.1, Unit 4307 and retrofits | 645 | 1797 | Rate Constraint in lbs/MMBtu | FALSE | L | Annual | Allowances Withdrawn (n:1) | Thousand Tons | 0 | 0 | 0 | 0 | 0 | 0 | 0
IL Fac. Spec. - NOX Rate Summer v3.1, Unit 4307 and retrofits | 645 | 1797 | Rate Constraint in lbs/MMBtu | FALSE | L | Annual | Net Emissions Allowance Position | Thousand Tons | 0 | 0 | 0 | 0 | 0 | 0 | 0
IL Fac. Spec. - NOX Rate Summer v3.1, Unit 4307 and retrofits | 645 | 1797 | Rate Constraint in lbs/MMBtu | FALSE | L | Annual | Fuel Consumed | TBtu | 0 | 0 | 0 | 0 | 0 | 0 | 0
IL Fac. Spec. - NOX Rate Summer v3.1, Unit 4307 and retrofits | 645 | 1797 | Rate Constraint in lbs/MMBtu | FALSE | L | Annual | Rate | lb/MMBtu | 0 | 0 | 0 | 0 | 0 | 0 | 0
IL Fac. Spec. - NOX Rate Summer v3.1, Unit 4307 and retrofits | 645 | 1797 | Rate Constraint in lbs/MMBtu | FALSE | L | Annual | Generation | TWh | 0 | 0 | 0 | 0 | 0 | 0 | 0
IL Fac. Spec. - NOX Rate Summer v3.1, Unit 4307 and retrofits | 645 | 1797 | Rate Constraint in lbs/MMBtu | FALSE | L | Annual | Qualifying Generation | TWh | 0 | 0 | 0 | 0 | 0 | 0 | 0
IL Fac. Spec. - NOX Rate Summer v3.1, Unit 4307 and retrofits | 645 | 1797 | Rate Constraint in lbs/MMBtu | FALSE | L | Annual | Rate | lb/MWh | 0 | 0 | 0 | 0 | 0 | 0 | 0
IL Fac. Spec. - NOX Rate Summer v3.1, Unit 4307 and retrofits | 645 | 1797 | Rate Constraint in lbs/MMBtu | FALSE | L | Annual | Constraint Shadow Price | US2011$/Ton | 0 | 0 | 0 | 0 | 0 | 0 | 0
IL Fac. Spec. - NOX Rate Summer v3.1, Unit 4308 and retrofits | 646 | 1797 | Rate Constraint in lbs/MMBtu | FALSE | L | Annual | Seasons Included | Seasons | Summer | Summer | Summer | Summer | Summer | Summer | Summer
IL Fac. Spec. - NOX Rate Summer v3.1, Unit 4308 and retrofits | 646 | 1797 | Rate Constraint in lbs/MMBtu | FALSE | L | Annual | Standard | lb/MMBtu | 0.25 | 0.25 | 0.25 | 0.25 | 0.25 | 0.25 | 0.25
IL Fac. Spec. - NOX Rate Summer v3.1, Unit 4308 and retrofits | 646 | 1797 | Rate Constraint in lbs/MMBtu | FALSE | L | Annual | Emissions at Affected Plants NOX | Thousand Tons | 0 | 0 | 0 | 0 | 0 | 0 | 0
IL Fac. Spec. - NOX Rate Summer v3.1, Unit 4308 and retrofits | 646 | 1797 | Rate Constraint in lbs/MMBtu | FALSE | L | Annual | Allowances Purchased NOX | Thousand Tons | 0 | 0 | 0 | 0 | 0 | 0 | 0
IL Fac. Spec. - NOX Rate Summer v3.1, Unit 4308 and retrofits | 646 | 1797 | Rate Constraint in lbs/MMBtu | FALSE | L | Annual | Allowances Sold NOX | Thousand Tons | 0 | 0 | 0 | 0 | 0 | 0 | 0
IL Fac. Spec. - NOX Rate Summer v3.1, Unit 4308 and retrofits | 646 | 1797 | Rate Constraint in lbs/MMBtu | FALSE | L | Annual | Allowances Banked | Thousand Tons | 0 | 0 | 0 | 0 | 0 | 0 | 0
IL Fac. Spec. - NOX Rate Summer v3.1, Unit 4308 and retrofits | 646 | 1797 | Rate Constraint in lbs/MMBtu | FALSE | L | Annual | Allowances Withdrawn (1:1) | Thousand Tons | 0 | 0 | 0 | 0 | 0 | 0 | 0
IL Fac. Spec. - NOX Rate Summer v3.1, Unit 4308 and retrofits | 646 | 1797 | Rate Constraint in lbs/MMBtu | FALSE | L | Annual | Allowances Withdrawn (n:1) | Thousand Tons | 0 | 0 | 0 | 0 | 0 | 0 | 0
IL Fac. Spec. - NOX Rate Summer v3.1, Unit 4308 and retrofits | 646 | 1797 | Rate Constraint in lbs/MMBtu | FALSE | L | Annual | Net Emissions Allowance Position | Thousand Tons | 0 | 0 | 0 | 0 | 0 | 0 | 0
IL Fac. Spec. - NOX Rate Summer v3.1, Unit 4308 and retrofits | 646 | 1797 | Rate Constraint in lbs/MMBtu | FALSE | L | Annual | Fuel Consumed | TBtu | 0 | 0 | 0 | 0 | 0 | 0 | 0
IL Fac. Spec. - NOX Rate Summer v3.1, Unit 4308 and retrofits | 646 | 1797 | Rate Constraint in lbs/MMBtu | FALSE | L | Annual | Rate | lb/MMBtu | 0 | 0 | 0 | 0 | 0 | 0 | 0
IL Fac. Spec. - NOX Rate Summer v3.1, Unit 4308 and retrofits | 646 | 1797 | Rate Constraint in lbs/MMBtu | FALSE | L | Annual | Generation | TWh | 0 | 0 | 0 | 0 | 0 | 0 | 0
IL Fac. Spec. - NOX Rate Summer v3.1, Unit 4308 and retrofits | 646 | 1797 | Rate Constraint in lbs/MMBtu | FALSE | L | Annual | Qualifying Generation | TWh | 0 | 0 | 0 | 0 | 0 | 0 | 0
IL Fac. Spec. - NOX Rate Summer v3.1, Unit 4308 and retrofits | 646 | 1797 | Rate Constraint in lbs/MMBtu | FALSE | L | Annual | Rate | lb/MWh | 0 | 0 | 0 | 0 | 0 | 0 | 0
IL Fac. Spec. - NOX Rate Summer v3.1, Unit 4308 and retrofits | 646 | 1797 | Rate Constraint in lbs/MMBtu | FALSE | L | Annual | Constraint Shadow Price | US2011$/Ton | 0 | 0 | 0 | 0 | 0 | 0 | 0
IL Fac. Spec. - NOX Rate Summer v3.1, Unit 4309 and retrofits | 647 | 1797 | Rate Constraint in lbs/MMBtu | FALSE | L | Annual | Seasons Included | Seasons | Summer | Summer | Summer | Summer | Summer | Summer | Summer
IL Fac. Spec. - NOX Rate Summer v3.1, Unit 4309 and retrofits | 647 | 1797 | Rate Constraint in lbs/MMBtu | FALSE | L | Annual | Standard | lb/MMBtu | 0.25 | 0.25 | 0.25 | 0.25 | 0.25 | 0.25 | 0.25
IL Fac. Spec. - NOX Rate Summer v3.1, Unit 4309 and retrofits | 647 | 1797 | Rate Constraint in lbs/MMBtu | FALSE | L | Annual | Emissions at Affected Plants NOX | Thousand Tons | 0 | 0 | 0 | 0 | 0 | 0 | 0
IL Fac. Spec. - NOX Rate Summer v3.1, Unit 4309 and retrofits | 647 | 1797 | Rate Constraint in lbs/MMBtu | FALSE | L | Annual | Allowances Purchased NOX | Thousand Tons | 0 | 0 | 0 | 0 | 0 | 0 | 0
IL Fac. Spec. - NOX Rate Summer v3.1, Unit 4309 and retrofits | 647 | 1797 | Rate Constraint in lbs/MMBtu | FALSE | L | Annual | Allowances Sold NOX | Thousand Tons | 0 | 0 | 0 | 0 | 0 | 0 | 0
IL Fac. Spec. - NOX Rate Summer v3.1, Unit 4309 and retrofits | 647 | 1797 | Rate Constraint in lbs/MMBtu | FALSE | L | Annual | Allowances Banked | Thousand Tons | 0 | 0 | 0 | 0 | 0 | 0 | 0
IL Fac. Spec. - NOX Rate Summer v3.1, Unit 4309 and retrofits | 647 | 1797 | Rate Constraint in lbs/MMBtu | FALSE | L | Annual | Allowances Withdrawn (1:1) | Thousand Tons | 0 | 0 | 0 | 0 | 0 | 0 | 0
IL Fac. Spec. - NOX Rate Summer v3.1, Unit 4309 and retrofits | 647 | 1797 | Rate Constraint in lbs/MMBtu | FALSE | L | Annual | Allowances Withdrawn (n:1) | Thousand Tons | 0 | 0 | 0 | 0 | 0 | 0 | 0
IL Fac. Spec. - NOX Rate Summer v3.1, Unit 4309 and retrofits | 647 | 1797 | Rate Constraint in lbs/MMBtu | FALSE | L | Annual | Net Emissions Allowance Position | Thousand Tons | 0 | 0 | 0 | 0 | 0 | 0 | 0
IL Fac. Spec. - NOX Rate Summer v3.1, Unit 4309 and retrofits | 647 | 1797 | Rate Constraint in lbs/MMBtu | FALSE | L | Annual | Fuel Consumed | TBtu | 0 | 0 | 0 | 0 | 0 | 0 | 0
IL Fac. Spec. - NOX Rate Summer v3.1, Unit 4309 and retrofits | 647 | 1797 | Rate Constraint in lbs/MMBtu | FALSE | L | Annual | Rate | lb/MMBtu | 0 | 0 | 0 | 0 | 0 | 0 | 0
IL Fac. Spec. - NOX Rate Summer v3.1, Unit 4309 and retrofits | 647 | 1797 | Rate Constraint in lbs/MMBtu | FALSE | L | Annual | Generation | TWh | 0 | 0 | 0 | 0 | 0 | 0 | 0
IL Fac. Spec. - NOX Rate Summer v3.1, Unit 4309 and retrofits | 647 | 1797 | Rate Constraint in lbs/MMBtu | FALSE | L | Annual | Qualifying Generation | TWh | 0 | 0 | 0 | 0 | 0 | 0 | 0
IL Fac. Spec. - NOX Rate Summer v3.1, Unit 4309 and retrofits | 647 | 1797 | Rate Constraint in lbs/MMBtu | FALSE | L | Annual | Rate | lb/MWh | 0 | 0 | 0 | 0 | 0 | 0 | 0
IL Fac. Spec. - NOX Rate Summer v3.1, Unit 4309 and retrofits | 647 | 1797 | Rate Constraint in lbs/MMBtu | FALSE | L | Annual | Constraint Shadow Price | US2011$/Ton | 0 | 0 | 0 | 0 | 0 | 0 | 0
IL Fac. Spec. - NOX Rate Summer v3.1, Unit 4310 and retrofits | 648 | 1797 | Rate Constraint in lbs/MMBtu | FALSE | L | Annual | Seasons Included | Seasons | Summer | Summer | Summer | Summer | Summer | Summer | Summer
IL Fac. Spec. - NOX Rate Summer v3.1, Unit 4310 and retrofits | 648 | 1797 | Rate Constraint in lbs/MMBtu | FALSE | L | Annual | Standard | lb/MMBtu | 0.25 | 0.25 | 0.25 | 0.25 | 0.25 | 0.25 | 0.25
IL Fac. Spec. - NOX Rate Summer v3.1, Unit 4310 and retrofits | 648 | 1797 | Rate Constraint in lbs/MMBtu | FALSE | L | Annual | Emissions at Affected Plants NOX | Thousand Tons | 0.0027964 | 0.0027964 | 0.0027964 | 0.0027964 | 0.0027964 | 0.0027964 | 0.0027964
IL Fac. Spec. - NOX Rate Summer v3.1, Unit 4310 and retrofits | 648 | 1797 | Rate Constraint in lbs/MMBtu | FALSE | L | Annual | Allowances Purchased NOX | Thousand Tons | 0 | 0 | 0 | 0 | 0 | 0 | 0
IL Fac. Spec. - NOX Rate Summer v3.1, Unit 4310 and retrofits | 648 | 1797 | Rate Constraint in lbs/MMBtu | FALSE | L | Annual | Allowances Sold NOX | Thousand Tons | 0 | 0 | 0 | 0 | 0 | 0 | 0
IL Fac. Spec. - NOX Rate Summer v3.1, Unit 4310 and retrofits | 648 | 1797 | Rate Constraint in lbs/MMBtu | FALSE | L | Annual | Allowances Banked | Thousand Tons | 0 | 0 | 0 | 0 | 0 | 0 | 0
IL Fac. Spec. - NOX Rate Summer v3.1, Unit 4310 and retrofits | 648 | 1797 | Rate Constraint in lbs/MMBtu | FALSE | L | Annual | Allowances Withdrawn (1:1) | Thousand Tons | 0 | 0 | 0 | 0 | 0 | 0 | 0
IL Fac. Spec. - NOX Rate Summer v3.1, Unit 4310 and retrofits | 648 | 1797 | Rate Constraint in lbs/MMBtu | FALSE | L | Annual | Allowances Withdrawn (n:1) | Thousand Tons | 0 | 0 | 0 | 0 | 0 | 0 | 0
IL Fac. Spec. - NOX Rate Summer v3.1, Unit 4310 and retrofits | 648 | 1797 | Rate Constraint in lbs/MMBtu | FALSE | L | Annual | Net Emissions Allowance Position | Thousand Tons | 0.0027964 | 0.0027964 | 0.0027964 | 0.0027964 | 0.0027964 | 0.0027964 | 0.0027964
IL Fac. Spec. - NOX Rate Summer v3.1, Unit 4310 and retrofits | 648 | 1797 | Rate Constraint in lbs/MMBtu | FALSE | L | Annual | Fuel Consumed | TBtu | 0.032674 | 0.032624 | 0.032624 | 0.032624 | 0.032624 | 0.032624 | 0.032624
IL Fac. Spec. - NOX Rate Summer v3.1, Unit 4310 and retrofits | 648 | 1797 | Rate Constraint in lbs/MMBtu | FALSE | L | Annual | Rate | lb/MMBtu | 0.17117 | 0.17143 | 0.17143 | 0.17143 | 0.17143 | 0.17143 | 0.17143
IL Fac. Spec. - NOX Rate Summer v3.1, Unit 4310 and retrofits | 648 | 1797 | Rate Constraint in lbs/MMBtu | FALSE | L | Annual | Generation | TWh | 0.0031601 | 0.0031601 | 0.0031601 | 0.0031601 | 0.0031601 | 0.0031601 | 0.0031601
IL Fac. Spec. - NOX Rate Summer v3.1, Unit 4310 and retrofits | 648 | 1797 | Rate Constraint in lbs/MMBtu | FALSE | L | Annual | Qualifying Generation | TWh | 0.0031601 | 0.0031601 | 0.0031601 | 0.0031601 | 0.0031601 | 0.0031601 | 0.0031601
IL Fac. Spec. - NOX Rate Summer v3.1, Unit 4310 and retrofits | 648 | 1797 | Rate Constraint in lbs/MMBtu | FALSE | L | Annual | Rate | lb/MWh | 0.88489 | 0.88489 | 0.88489 | 0.88489 | 0.88489 | 0.88489 | 0.88489
IL Fac. Spec. - NOX Rate Summer v3.1, Unit 4310 and retrofits | 648 | 1797 | Rate Constraint in lbs/MMBtu | FALSE | L | Annual | Constraint Shadow Price | US2011$/Ton | 0 | 0 | 0 | 0 | 0 | 0 | 0
IL Fac. Spec. - NOX Rate Summer v3.1, Unit 4311 and retrofits | 649 | 1797 | Rate Constraint in lbs/MMBtu | FALSE | L | Annual | Seasons Included | Seasons | Summer | Summer | Summer | Summer | Summer | Summer | Summer
IL Fac. Spec. - NOX Rate Summer v3.1, Unit 4311 and retrofits | 649 | 1797 | Rate Constraint in lbs/MMBtu | FALSE | L | Annual | Standard | lb/MMBtu | 0.25 | 0.25 | 0.25 | 0.25 | 0.25 | 0.25 | 0.25
IL Fac. Spec. - NOX Rate Summer v3.1, Unit 4311 and retrofits | 649 | 1797 | Rate Constraint in lbs/MMBtu | FALSE | L | Annual | Emissions at Affected Plants NOX | Thousand Tons | 0 | 0 | 0 | 0 | 0 | 0 | 0
IL Fac. Spec. - NOX Rate Summer v3.1, Unit 4311 and retrofits | 649 | 1797 | Rate Constraint in lbs/MMBtu | FALSE | L | Annual | Allowances Purchased NOX | Thousand Tons | 0 | 0 | 0 | 0 | 0 | 0 | 0
IL Fac. Spec. - NOX Rate Summer v3.1, Unit 4311 and retrofits | 649 | 1797 | Rate Constraint in lbs/MMBtu | FALSE | L | Annual | Allowances Sold NOX | Thousand Tons | 0 | 0 | 0 | 0 | 0 | 0 | 0
IL Fac. Spec. - NOX Rate Summer v3.1, Unit 4311 and retrofits | 649 | 1797 | Rate Constraint in lbs/MMBtu | FALSE | L | Annual | Allowances Banked | Thousand Tons | 0 | 0 | 0 | 0 | 0 | 0 | 0
IL Fac. Spec. - NOX Rate Summer v3.1, Unit 4311 and retrofits | 649 | 1797 | Rate Constraint in lbs/MMBtu | FALSE | L | Annual | Allowances Withdrawn (1:1) | Thousand Tons | 0 | 0 | 0 | 0 | 0 | 0 | 0
IL Fac. Spec. - NOX Rate Summer v3.1, Unit 4311 and retrofits | 649 | 1797 | Rate Constraint in lbs/MMBtu | FALSE | L | Annual | Allowances Withdrawn (n:1) | Thousand Tons | 0 | 0 | 0 | 0 | 0 | 0 | 0
IL Fac. Spec. - NOX Rate Summer v3.1, Unit 4311 and retrofits | 649 | 1797 | Rate Constraint in lbs/MMBtu | FALSE | L | Annual | Net Emissions Allowance Position | Thousand Tons | 0 | 0 | 0 | 0 | 0 | 0 | 0
IL Fac. Spec. - NOX Rate Summer v3.1, Unit 4311 and retrofits | 649 | 1797 | Rate Constraint in lbs/MMBtu | FALSE | L | Annual | Fuel Consumed | TBtu | 0 | 0 | 0 | 0 | 0 | 0 | 0
IL Fac. Spec. - NOX Rate Summer v3.1, Unit 4311 and retrofits | 649 | 1797 | Rate Constraint in lbs/MMBtu | FALSE | L | Annual | Rate | lb/MMBtu | 0 | 0 | 0 | 0 | 0 | 0 | 0
IL Fac. Spec. - NOX Rate Summer v3.1, Unit 4311 and retrofits | 649 | 1797 | Rate Constraint in lbs/MMBtu | FALSE | L | Annual | Generation | TWh | 0 | 0 | 0 | 0 | 0 | 0 | 0
IL Fac. Spec. - NOX Rate Summer v3.1, Unit 4311 and retrofits | 649 | 1797 | Rate Constraint in lbs/MMBtu | FALSE | L | Annual | Qualifying Generation | TWh | 0 | 0 | 0 | 0 | 0 | 0 | 0
IL Fac. Spec. - NOX Rate Summer v3.1, Unit 4311 and retrofits | 649 | 1797 | Rate Constraint in lbs/MMBtu | FALSE | L | Annual | Rate | lb/MWh | 0 | 0 | 0 | 0 | 0 | 0 | 0
IL Fac. Spec. - NOX Rate Summer v3.1, Unit 4311 and retrofits | 649 | 1797 | Rate Constraint in lbs/MMBtu | FALSE | L | Annual | Constraint Shadow Price | US2011$/Ton | 0 | 0 | 0 | 0 | 0 | 0 | 0
IL Fac. Spec. - NOX Rate Summer v3.1, Unit 4312 and retrofits | 650 | 1797 | Rate Constraint in lbs/MMBtu | FALSE | L | Annual | Seasons Included | Seasons | Summer | Summer | Summer | Summer | Summer | Summer | Summer
IL Fac. Spec. - NOX Rate Summer v3.1, Unit 4312 and retrofits | 650 | 1797 | Rate Constraint in lbs/MMBtu | FALSE | L | Annual | Standard | lb/MMBtu | 0.25 | 0.25 | 0.25 | 0.25 | 0.25 | 0.25 | 0.25
IL Fac. Spec. - NOX Rate Summer v3.1, Unit 4312 and retrofits | 650 | 1797 | Rate Constraint in lbs/MMBtu | FALSE | L | Annual | Emissions at Affected Plants NOX | Thousand Tons | 0.019687 | 0.017907 | 0.019687 | 0.019687 | 0.019687 | 0.019687 | 0.019687
IL Fac. Spec. - NOX Rate Summer v3.1, Unit 4312 and retrofits | 650 | 1797 | Rate Constraint in lbs/MMBtu | FALSE | L | Annual | Allowances Purchased NOX | Thousand Tons | 0 | 0 | 0 | 0 | 0 | 0 | 0
IL Fac. Spec. - NOX Rate Summer v3.1, Unit 4312 and retrofits | 650 | 1797 | Rate Constraint in lbs/MMBtu | FALSE | L | Annual | Allowances Sold NOX | Thousand Tons | 0 | 0 | 0 | 0 | 0 | 0 | 0
IL Fac. Spec. - NOX Rate Summer v3.1, Unit 4312 and retrofits | 650 | 1797 | Rate Constraint in lbs/MMBtu | FALSE | L | Annual | Allowances Banked | Thousand Tons | 0 | 0 | 0 | 0 | 0 | 0 | 0
IL Fac. Spec. - NOX Rate Summer v3.1, Unit 4312 and retrofits | 650 | 1797 | Rate Constraint in lbs/MMBtu | FALSE | L | Annual | Allowances Withdrawn (1:1) | Thousand Tons | 0 | 0 | 0 | 0 | 0 | 0 | 0
IL Fac. Spec. - NOX Rate Summer v3.1, Unit 4312 and retrofits | 650 | 1797 | Rate Constraint in lbs/MMBtu | FALSE | L | Annual | Allowances Withdrawn (n:1) | Thousand Tons | 0 | 0 | 0 | 0 | 0 | 0 | 0
IL Fac. Spec. - NOX Rate Summer v3.1, Unit 4312 and retrofits | 650 | 1797 | Rate Constraint in lbs/MMBtu | FALSE | L | Annual | Net Emissions Allowance Position | Thousand Tons | 0.019687 | 0.017907 | 0.019687 | 0.019687 | 0.019687 | 0.019687 | 0.019687
IL Fac. Spec. - NOX Rate Summer v3.1, Unit 4312 and retrofits | 650 | 1797 | Rate Constraint in lbs/MMBtu | FALSE | L | Annual | Fuel Consumed | TBtu | 0.58044 | 0.51163 | 0.58044 | 0.58044 | 0.58044 | 0.58044 | 0.58044
IL Fac. Spec. - NOX Rate Summer v3.1, Unit 4312 and retrofits | 650 | 1797 | Rate Constraint in lbs/MMBtu | FALSE | L | Annual | Rate | lb/MMBtu | 0.067835 | 0.07 | 0.067835 | 0.067835 | 0.067835 | 0.067835 | 0.067835
IL Fac. Spec. - NOX Rate Summer v3.1, Unit 4312 and retrofits | 650 | 1797 | Rate Constraint in lbs/MMBtu | FALSE | L | Annual | Generation | TWh | 0.057634 | 0.051076 | 0.057634 | 0.057634 | 0.057634 | 0.057634 | 0.057634
IL Fac. Spec. - NOX Rate Summer v3.1, Unit 4312 and retrofits | 650 | 1797 | Rate Constraint in lbs/MMBtu | FALSE | L | Annual | Qualifying Generation | TWh | 0.057634 | 0.051076 | 0.057634 | 0.057634 | 0.057634 | 0.057634 | 0.057634
IL Fac. Spec. - NOX Rate Summer v3.1, Unit 4312 and retrofits | 650 | 1797 | Rate Constraint in lbs/MMBtu | FALSE | L | Annual | Rate | lb/MWh | 0.34159 | 0.3506 | 0.34159 | 0.34159 | 0.34159 | 0.34159 | 0.34159
IL Fac. Spec. - NOX Rate Summer v3.1, Unit 4312 and retrofits | 650 | 1797 | Rate Constraint in lbs/MMBtu | FALSE | L | Annual | Constraint Shadow Price | US2011$/Ton | 0 | 0 | 0 | 0 | 0 | 0 | 0
IL Fac. Spec. - NOX Rate Summer v3.1, Unit 4313 and retrofits | 651 | 1797 | Rate Constraint in lbs/MMBtu | FALSE | L | Annual | Seasons Included | Seasons | Summer | Summer | Summer | Summer | Summer | Summer | Summer
IL Fac. Spec. - NOX Rate Summer v3.1, Unit 4313 and retrofits | 651 | 1797 | Rate Constraint in lbs/MMBtu | FALSE | L | Annual | Standard | lb/MMBtu | 0.25 | 0.25 | 0.25 | 0.25 | 0.25 | 0.25 | 0.25
IL Fac. Spec. - NOX Rate Summer v3.1, Unit 4313 and retrofits | 651 | 1797 | Rate Constraint in lbs/MMBtu | FALSE | L | Annual | Emissions at Affected Plants NOX | Thousand Tons | 0 | 0 | 0 | 0 | 0 | 0 | 0
IL Fac. Spec. - NOX Rate Summer v3.1, Unit 4313 and retrofits | 651 | 1797 | Rate Constraint in lbs/MMBtu | FALSE | L | Annual | Allowances Purchased NOX | Thousand Tons | 0 | 0 | 0 | 0 | 0 | 0 | 0
IL Fac. Spec. - NOX Rate Summer v3.1, Unit 4313 and retrofits | 651 | 1797 | Rate Constraint in lbs/MMBtu | FALSE | L | Annual | Allowances Sold NOX | Thousand Tons | 0 | 0 | 0 | 0 | 0 | 0 | 0
IL Fac. Spec. - NOX Rate Summer v3.1, Unit 4313 and retrofits | 651 | 1797 | Rate Constraint in lbs/MMBtu | FALSE | L | Annual | Allowances Banked | Thousand Tons | 0 | 0 | 0 | 0 | 0 | 0 | 0
IL Fac. Spec. - NOX Rate Summer v3.1, Unit 4313 and retrofits | 651 | 1797 | Rate Constraint in lbs/MMBtu | FALSE | L | Annual | Allowances Withdrawn (1:1) | Thousand Tons | 0 | 0 | 0 | 0 | 0 | 0 | 0
IL Fac. Spec. - NOX Rate Summer v3.1, Unit 4313 and retrofits | 651 | 1797 | Rate Constraint in lbs/MMBtu | FALSE | L | Annual | Allowances Withdrawn (n:1) | Thousand Tons | 0 | 0 | 0 | 0 | 0 | 0 | 0
IL Fac. Spec. - NOX Rate Summer v3.1, Unit 4313 and retrofits | 651 | 1797 | Rate Constraint in lbs/MMBtu | FALSE | L | Annual | Net Emissions Allowance Position | Thousand Tons | 0 | 0 | 0 | 0 | 0 | 0 | 0
IL Fac. Spec. - NOX Rate Summer v3.1, Unit 4313 and retrofits | 651 | 1797 | Rate Constraint in lbs/MMBtu | FALSE | L | Annual | Fuel Consumed | TBtu | 0 | 0 | 0 | 0 | 0 | 0 | 0
IL Fac. Spec. - NOX Rate Summer v3.1, Unit 4313 and retrofits | 651 | 1797 | Rate Constraint in lbs/MMBtu | FALSE | L | Annual | Rate | lb/MMBtu | 0 | 0 | 0 | 0 | 0 | 0 | 0
IL Fac. Spec. - NOX Rate Summer v3.1, Unit 4313 and retrofits | 651 | 1797 | Rate Constraint in lbs/MMBtu | FALSE | L | Annual | Generation | TWh | 0 | 0 | 0 | 0 | 0 | 0 | 0
IL Fac. Spec. - NOX Rate Summer v3.1, Unit 4313 and retrofits | 651 | 1797 | Rate Constraint in lbs/MMBtu | FALSE | L | Annual | Qualifying Generation | TWh | 0 | 0 | 0 | 0 | 0 | 0 | 0
IL Fac. Spec. - NOX Rate Summer v3.1, Unit 4313 and retrofits | 651 | 1797 | Rate Constraint in lbs/MMBtu | FALSE | L | Annual | Rate | lb/MWh | 0 | 0 | 0 | 0 | 0 | 0 | 0
IL Fac. Spec. - NOX Rate Summer v3.1, Unit 4313 and retrofits | 651 | 1797 | Rate Constraint in lbs/MMBtu | FALSE | L | Annual | Constraint Shadow Price | US2011$/Ton | 0 | 0 | 0 | 0 | 0 | 0 | 0
IL Fac. Spec. - NOX Rate Summer v3.1, Unit 4314 and retrofits | 652 | 1797 | Rate Constraint in lbs/MMBtu | FALSE | L | Annual | Seasons Included | Seasons | Summer | Summer | Summer | Summer | Summer | Summer | Summer
IL Fac. Spec. - NOX Rate Summer v3.1, Unit 4314 and retrofits | 652 | 1797 | Rate Constraint in lbs/MMBtu | FALSE | L | Annual | Standard | lb/MMBtu | 0.25 | 0.25 | 0.25 | 0.25 | 0.25 | 0.25 | 0.25
IL Fac. Spec. - NOX Rate Summer v3.1, Unit 4314 and retrofits | 652 | 1797 | Rate Constraint in lbs/MMBtu | FALSE | L | Annual | Emissions at Affected Plants NOX | Thousand Tons | 0 | 0 | 0 | 0 | 0 | 0 | 0
IL Fac. Spec. - NOX Rate Summer v3.1, Unit 4314 and retrofits | 652 | 1797 | Rate Constraint in lbs/MMBtu | FALSE | L | Annual | Allowances Purchased NOX | Thousand Tons | 0 | 0 | 0 | 0 | 0 | 0 | 0
IL Fac. Spec. - NOX Rate Summer v3.1, Unit 4314 and retrofits | 652 | 1797 | Rate Constraint in lbs/MMBtu | FALSE | L | Annual | Allowances Sold NOX | Thousand Tons | 0 | 0 | 0 | 0 | 0 | 0 | 0
IL Fac. Spec. - NOX Rate Summer v3.1, Unit 4314 and retrofits | 652 | 1797 | Rate Constraint in lbs/MMBtu | FALSE | L | Annual | Allowances Banked | Thousand Tons | 0 | 0 | 0 | 0 | 0 | 0 | 0
IL Fac. Spec. - NOX Rate Summer v3.1, Unit 4314 and retrofits | 652 | 1797 | Rate Constraint in lbs/MMBtu | FALSE | L | Annual | Allowances Withdrawn (1:1) | Thousand Tons | 0 | 0 | 0 | 0 | 0 | 0 | 0
IL Fac. Spec. - NOX Rate Summer v3.1, Unit 4314 and retrofits | 652 | 1797 | Rate Constraint in lbs/MMBtu | FALSE | L | Annual | Allowances Withdrawn (n:1) | Thousand Tons | 0 | 0 | 0 | 0 | 0 | 0 | 0
IL Fac. Spec. - NOX Rate Summer v3.1, Unit 4314 and retrofits | 652 | 1797 | Rate Constraint in lbs/MMBtu | FALSE | L | Annual | Net Emissions Allowance Position | Thousand Tons | 0 | 0 | 0 | 0 | 0 | 0 | 0
IL Fac. Spec. - NOX Rate Summer v3.1, Unit 4314 and retrofits | 652 | 1797 | Rate Constraint in lbs/MMBtu | FALSE | L | Annual | Fuel Consumed | TBtu | 0 | 0 | 0 | 0 | 0 | 0 | 0
IL Fac. Spec. - NOX Rate Summer v3.1, Unit 4314 and retrofits | 652 | 1797 | Rate Constraint in lbs/MMBtu | FALSE | L | Annual | Rate | lb/MMBtu | 0 | 0 | 0 | 0 | 0 | 0 | 0
IL Fac. Spec. - NOX Rate Summer v3.1, Unit 4314 and retrofits | 652 | 1797 | Rate Constraint in lbs/MMBtu | FALSE | L | Annual | Generation | TWh | 0 | 0 | 0 | 0 | 0 | 0 | 0
IL Fac. Spec. - NOX Rate Summer v3.1, Unit 4314 and retrofits | 652 | 1797 | Rate Constraint in lbs/MMBtu | FALSE | L | Annual | Qualifying Generation | TWh | 0 | 0 | 0 | 0 | 0 | 0 | 0
IL Fac. Spec. - NOX Rate Summer v3.1, Unit 4314 and retrofits | 652 | 1797 | Rate Constraint in lbs/MMBtu | FALSE | L | Annual | Rate | lb/MWh | 0 | 0 | 0 | 0 | 0 | 0 | 0
IL Fac. Spec. - NOX Rate Summer v3.1, Unit 4314 and retrofits | 652 | 1797 | Rate Constraint in lbs/MMBtu | FALSE | L | Annual | Constraint Shadow Price | US2011$/Ton | 0 | 0 | 0 | 0 | 0 | 0 | 0
IL Fac. Spec. - NOX Rate Summer v3.1, Unit 4315 and retrofits | 653 | 1797 | Rate Constraint in lbs/MMBtu | FALSE | L | Annual | Seasons Included | Seasons | Summer | Summer | Summer | Summer | Summer | Summer | Summer
IL Fac. Spec. - NOX Rate Summer v3.1, Unit 4315 and retrofits | 653 | 1797 | Rate Constraint in lbs/MMBtu | FALSE | L | Annual | Standard | lb/MMBtu | 0.25 | 0.25 | 0.25 | 0.25 | 0.25 | 0.25 | 0.25
IL Fac. Spec. - NOX Rate Summer v3.1, Unit 4315 and retrofits | 653 | 1797 | Rate Constraint in lbs/MMBtu | FALSE | L | Annual | Emissions at Affected Plants NOX | Thousand Tons | 0 | 0 | 0 | 0 | 0 | 0 | 0
IL Fac. Spec. - NOX Rate Summer v3.1, Unit 4315 and retrofits | 653 | 1797 | Rate Constraint in lbs/MMBtu | FALSE | L | Annual | Allowances Purchased NOX | Thousand Tons | 0 | 0 | 0 | 0 | 0 | 0 | 0
IL Fac. Spec. - NOX Rate Summer v3.1, Unit 4315 and retrofits | 653 | 1797 | Rate Constraint in lbs/MMBtu | FALSE | L | Annual | Allowances Sold NOX | Thousand Tons | 0 | 0 | 0 | 0 | 0 | 0 | 0
IL Fac. Spec. - NOX Rate Summer v3.1, Unit 4315 and retrofits | 653 | 1797 | Rate Constraint in lbs/MMBtu | FALSE | L | Annual | Allowances Banked | Thousand Tons | 0 | 0 | 0 | 0 | 0 | 0 | 0
IL Fac. Spec. - NOX Rate Summer v3.1, Unit 4315 and retrofits | 653 | 1797 | Rate Constraint in lbs/MMBtu | FALSE | L | Annual | Allowances Withdrawn (1:1) | Thousand Tons | 0 | 0 | 0 | 0 | 0 | 0 | 0
IL Fac. Spec. - NOX Rate Summer v3.1, Unit 4315 and retrofits | 653 | 1797 | Rate Constraint in lbs/MMBtu | FALSE | L | Annual | Allowances Withdrawn (n:1) | Thousand Tons | 0 | 0 | 0 | 0 | 0 | 0 | 0
IL Fac. Spec. - NOX Rate Summer v3.1, Unit 4315 and retrofits | 653 | 1797 | Rate Constraint in lbs/MMBtu | FALSE | L | Annual | Net Emissions Allowance Position | Thousand Tons | 0 | 0 | 0 | 0 | 0 | 0 | 0
IL Fac. Spec. - NOX Rate Summer v3.1, Unit 4315 and retrofits | 653 | 1797 | Rate Constraint in lbs/MMBtu | FALSE | L | Annual | Fuel Consumed | TBtu | 0 | 0 | 0 | 0 | 0 | 0 | 0
IL Fac. Spec. - NOX Rate Summer v3.1, Unit 4315 and retrofits | 653 | 1797 | Rate Constraint in lbs/MMBtu | FALSE | L | Annual | Rate | lb/MMBtu | 0 | 0 | 0 | 0 | 0 | 0 | 0
IL Fac. Spec. - NOX Rate Summer v3.1, Unit 4315 and retrofits | 653 | 1797 | Rate Constraint in lbs/MMBtu | FALSE | L | Annual | Generation | TWh | 0 | 0 | 0 | 0 | 0 | 0 | 0
IL Fac. Spec. - NOX Rate Summer v3.1, Unit 4315 and retrofits | 653 | 1797 | Rate Constraint in lbs/MMBtu | FALSE | L | Annual | Qualifying Generation | TWh | 0 | 0 | 0 | 0 | 0 | 0 | 0
IL Fac. Spec. - NOX Rate Summer v3.1, Unit 4315 and retrofits | 653 | 1797 | Rate Constraint in lbs/MMBtu | FALSE | L | Annual | Rate | lb/MWh | 0 | 0 | 0 | 0 | 0 | 0 | 0
IL Fac. Spec. - NOX Rate Summer v3.1, Unit 4315 and retrofits | 653 | 1797 | Rate Constraint in lbs/MMBtu | FALSE | L | Annual | Constraint Shadow Price | US2011$/Ton | 0 | 0 | 0 | 0 | 0 | 0 | 0
IL Fac. Spec. - NOX Rate Summer v3.1, Unit 4316 and retrofits | 654 | 1797 | Rate Constraint in lbs/MMBtu | FALSE | L | Annual | Seasons Included | Seasons | Summer | Summer | Summer | Summer | Summer | Summer | Summer
IL Fac. Spec. - NOX Rate Summer v3.1, Unit 4316 and retrofits | 654 | 1797 | Rate Constraint in lbs/MMBtu | FALSE | L | Annual | Standard | lb/MMBtu | 0.25 | 0.25 | 0.25 | 0.25 | 0.25 | 0.25 | 0.25
IL Fac. Spec. - NOX Rate Summer v3.1, Unit 4316 and retrofits | 654 | 1797 | Rate Constraint in lbs/MMBtu | FALSE | L | Annual | Emissions at Affected Plants NOX | Thousand Tons | 0 | 0 | 0 | 0 | 0 | 0 | 0
IL Fac. Spec. - NOX Rate Summer v3.1, Unit 4316 and retrofits | 654 | 1797 | Rate Constraint in lbs/MMBtu | FALSE | L | Annual | Allowances Purchased NOX | Thousand Tons | 0 | 0 | 0 | 0 | 0 | 0 | 0
IL Fac. Spec. - NOX Rate Summer v3.1, Unit 4316 and retrofits | 654 | 1797 | Rate Constraint in lbs/MMBtu | FALSE | L | Annual | Allowances Sold NOX | Thousand Tons | 0 | 0 | 0 | 0 | 0 | 0 | 0
IL Fac. Spec. - NOX Rate Summer v3.1, Unit 4316 and retrofits | 654 | 1797 | Rate Constraint in lbs/MMBtu | FALSE | L | Annual | Allowances Banked | Thousand Tons | 0 | 0 | 0 | 0 | 0 | 0 | 0
IL Fac. Spec. - NOX Rate Summer v3.1, Unit 4316 and retrofits | 654 | 1797 | Rate Constraint in lbs/MMBtu | FALSE | L | Annual | Allowances Withdrawn (1:1) | Thousand Tons | 0 | 0 | 0 | 0 | 0 | 0 | 0
IL Fac. Spec. - NOX Rate Summer v3.1, Unit 4316 and retrofits | 654 | 1797 | Rate Constraint in lbs/MMBtu | FALSE | L | Annual | Allowances Withdrawn (n:1) | Thousand Tons | 0 | 0 | 0 | 0 | 0 | 0 | 0
IL Fac. Spec. - NOX Rate Summer v3.1, Unit 4316 and retrofits | 654 | 1797 | Rate Constraint in lbs/MMBtu | FALSE | L | Annual | Net Emissions Allowance Position | Thousand Tons | 0 | 0 | 0 | 0 | 0 | 0 | 0
IL Fac. Spec. - NOX Rate Summer v3.1, Unit 4316 and retrofits | 654 | 1797 | Rate Constraint in lbs/MMBtu | FALSE | L | Annual | Fuel Consumed | TBtu | 0 | 0 | 0 | 0 | 0 | 0 | 0
IL Fac. Spec. - NOX Rate Summer v3.1, Unit 4316 and retrofits | 654 | 1797 | Rate Constraint in lbs/MMBtu | FALSE | L | Annual | Rate | lb/MMBtu | 0 | 0 | 0 | 0 | 0 | 0 | 0
IL Fac. Spec. - NOX Rate Summer v3.1, Unit 4316 and retrofits | 654 | 1797 | Rate Constraint in lbs/MMBtu | FALSE | L | Annual | Generation | TWh | 0 | 0 | 0 | 0 | 0 | 0 | 0
IL Fac. Spec. - NOX Rate Summer v3.1, Unit 4316 and retrofits | 654 | 1797 | Rate Constraint in lbs/MMBtu | FALSE | L | Annual | Qualifying Generation | TWh | 0 | 0 | 0 | 0 | 0 | 0 | 0
IL Fac. Spec. - NOX Rate Summer v3.1, Unit 4316 and retrofits | 654 | 1797 | Rate Constraint in lbs/MMBtu | FALSE | L | Annual | Rate | lb/MWh | 0 | 0 | 0 | 0 | 0 | 0 | 0
IL Fac. Spec. - NOX Rate Summer v3.1, Unit 4316 and retrofits | 654 | 1797 | Rate Constraint in lbs/MMBtu | FALSE | L | Annual | Constraint Shadow Price | US2011$/Ton | 0 | 0 | 0 | 0 | 0 | 0 | 0
IL Fac. Spec. - NOX Rate Summer v3.1, Unit 4320 and retrofits | 655 | 1797 | Rate Constraint in lbs/MMBtu | FALSE | L | Annual | Seasons Included | Seasons | Summer | Summer | Summer | Summer | Summer | Summer | Summer
IL Fac. Spec. - NOX Rate Summer v3.1, Unit 4320 and retrofits | 655 | 1797 | Rate Constraint in lbs/MMBtu | FALSE | L | Annual | Standard | lb/MMBtu | 0.25 | 0.25 | 0.25 | 0.25 | 0.25 | 0.25 | 0.25
IL Fac. Spec. - NOX Rate Summer v3.1, Unit 4320 and retrofits | 655 | 1797 | Rate Constraint in lbs/MMBtu | FALSE | L | Annual | Emissions at Affected Plants NOX | Thousand Tons | 0 | 0 | 0 | 0 | 0 | 0 | 0
IL Fac. Spec. - NOX Rate Summer v3.1, Unit 4320 and retrofits | 655 | 1797 | Rate Constraint in lbs/MMBtu | FALSE | L | Annual | Allowances Purchased NOX | Thousand Tons | 0 | 0 | 0 | 0 | 0 | 0 | 0
IL Fac. Spec. - NOX Rate Summer v3.1, Unit 4320 and retrofits | 655 | 1797 | Rate Constraint in lbs/MMBtu | FALSE | L | Annual | Allowances Sold NOX | Thousand Tons | 0 | 0 | 0 | 0 | 0 | 0 | 0
IL Fac. Spec. - NOX Rate Summer v3.1, Unit 4320 and retrofits | 655 | 1797 | Rate Constraint in lbs/MMBtu | FALSE | L | Annual | Allowances Banked | Thousand Tons | 0 | 0 | 0 | 0 | 0 | 0 | 0
IL Fac. Spec. - NOX Rate Summer v3.1, Unit 4320 and retrofits | 655 | 1797 | Rate Constraint in lbs/MMBtu | FALSE | L | Annual | Allowances Withdrawn (1:1) | Thousand Tons | 0 | 0 | 0 | 0 | 0 | 0 | 0
IL Fac. Spec. - NOX Rate Summer v3.1, Unit 4320 and retrofits | 655 | 1797 | Rate Constraint in lbs/MMBtu | FALSE | L | Annual | Allowances Withdrawn (n:1) | Thousand Tons | 0 | 0 | 0 | 0 | 0 | 0 | 0
IL Fac. Spec. - NOX Rate Summer v3.1, Unit 4320 and retrofits | 655 | 1797 | Rate Constraint in lbs/MMBtu | FALSE | L | Annual | Net Emissions Allowance Position | Thousand Tons | 0 | 0 | 0 | 0 | 0 | 0 | 0
IL Fac. Spec. - NOX Rate Summer v3.1, Unit 4320 and retrofits | 655 | 1797 | Rate Constraint in lbs/MMBtu | FALSE | L | Annual | Fuel Consumed | TBtu | 0 | 0 | 0 | 0 | 0 | 0 | 0
IL Fac. Spec. - NOX Rate Summer v3.1, Unit 4320 and retrofits | 655 | 1797 | Rate Constraint in lbs/MMBtu | FALSE | L | Annual | Rate | lb/MMBtu | 0 | 0 | 0 | 0 | 0 | 0 | 0
IL Fac. Spec. - NOX Rate Summer v3.1, Unit 4320 and retrofits | 655 | 1797 | Rate Constraint in lbs/MMBtu | FALSE | L | Annual | Generation | TWh | 0 | 0 | 0 | 0 | 0 | 0 | 0
IL Fac. Spec. - NOX Rate Summer v3.1, Unit 4320 and retrofits | 655 | 1797 | Rate Constraint in lbs/MMBtu | FALSE | L | Annual | Qualifying Generation | TWh | 0 | 0 | 0 | 0 | 0 | 0 | 0
IL Fac. Spec. - NOX Rate Summer v3.1, Unit 4320 and retrofits | 655 | 1797 | Rate Constraint in lbs/MMBtu | FALSE | L | Annual | Rate | lb/MWh | 0 | 0 | 0 | 0 | 0 | 0 | 0
IL Fac. Spec. - NOX Rate Summer v3.1, Unit 4320 and retrofits | 655 | 1797 | Rate Constraint in lbs/MMBtu | FALSE | L | Annual | Constraint Shadow Price | US2011$/Ton | 0 | 0 | 0 | 0 | 0 | 0 | 0
IL Fac. Spec. - NOX Rate Summer v3.1, Unit 4321 and retrofits | 656 | 1797 | Rate Constraint in lbs/MMBtu | FALSE | L | Annual | Seasons Included | Seasons | Summer | Summer | Summer | Summer | Summer | Summer | Summer
IL Fac. Spec. - NOX Rate Summer v3.1, Unit 4321 and retrofits | 656 | 1797 | Rate Constraint in lbs/MMBtu | FALSE | L | Annual | Standard | lb/MMBtu | 0.25 | 0.25 | 0.25 | 0.25 | 0.25 | 0.25 | 0.25
IL Fac. Spec. - NOX Rate Summer v3.1, Unit 4321 and retrofits | 656 | 1797 | Rate Constraint in lbs/MMBtu | FALSE | L | Annual | Emissions at Affected Plants NOX | Thousand Tons | 0 | 0 | 0 | 0 | 0 | 0 | 0
IL Fac. Spec. - NOX Rate Summer v3.1, Unit 4321 and retrofits | 656 | 1797 | Rate Constraint in lbs/MMBtu | FALSE | L | Annual | Allowances Purchased NOX | Thousand Tons | 0 | 0 | 0 | 0 | 0 | 0 | 0
IL Fac. Spec. - NOX Rate Summer v3.1, Unit 4321 and retrofits | 656 | 1797 | Rate Constraint in lbs/MMBtu | FALSE | L | Annual | Allowances Sold NOX | Thousand Tons | 0 | 0 | 0 | 0 | 0 | 0 | 0
IL Fac. Spec. - NOX Rate Summer v3.1, Unit 4321 and retrofits | 656 | 1797 | Rate Constraint in lbs/MMBtu | FALSE | L | Annual | Allowances Banked | Thousand Tons | 0 | 0 | 0 | 0 | 0 | 0 | 0
IL Fac. Spec. - NOX Rate Summer v3.1, Unit 4321 and retrofits | 656 | 1797 | Rate Constraint in lbs/MMBtu | FALSE | L | Annual | Allowances Withdrawn (1:1) | Thousand Tons | 0 | 0 | 0 | 0 | 0 | 0 | 0
IL Fac. Spec. - NOX Rate Summer v3.1, Unit 4321 and retrofits | 656 | 1797 | Rate Constraint in lbs/MMBtu | FALSE | L | Annual | Allowances Withdrawn (n:1) | Thousand Tons | 0 | 0 | 0 | 0 | 0 | 0 | 0
IL Fac. Spec. - NOX Rate Summer v3.1, Unit 4321 and retrofits | 656 | 1797 | Rate Constraint in lbs/MMBtu | FALSE | L | Annual | Net Emissions Allowance Position | Thousand Tons | 0 | 0 | 0 | 0 | 0 | 0 | 0
IL Fac. Spec. - NOX Rate Summer v3.1, Unit 4321 and retrofits | 656 | 1797 | Rate Constraint in lbs/MMBtu | FALSE | L | Annual | Fuel Consumed | TBtu | 0 | 0 | 0 | 0 | 0 | 0 | 0
IL Fac. Spec. - NOX Rate Summer v3.1, Unit 4321 and retrofits | 656 | 1797 | Rate Constraint in lbs/MMBtu | FALSE | L | Annual | Rate | lb/MMBtu | 0 | 0 | 0 | 0 | 0 | 0 | 0
IL Fac. Spec. - NOX Rate Summer v3.1, Unit 4321 and retrofits | 656 | 1797 | Rate Constraint in lbs/MMBtu | FALSE | L | Annual | Generation | TWh | 0 | 0 | 0 | 0 | 0 | 0 | 0
IL Fac. Spec. - NOX Rate Summer v3.1, Unit 4321 and retrofits | 656 | 1797 | Rate Constraint in lbs/MMBtu | FALSE | L | Annual | Qualifying Generation | TWh | 0 | 0 | 0 | 0 | 0 | 0 | 0
IL Fac. Spec. - NOX Rate Summer v3.1, Unit 4321 and retrofits | 656 | 1797 | Rate Constraint in lbs/MMBtu | FALSE | L | Annual | Rate | lb/MWh | 0 | 0 | 0 | 0 | 0 | 0 | 0
IL Fac. Spec. - NOX Rate Summer v3.1, Unit 4321 and retrofits | 656 | 1797 | Rate Constraint in lbs/MMBtu | FALSE | L | Annual | Constraint Shadow Price | US2011$/Ton | 0 | 0 | 0 | 0 | 0 | 0 | 0
IL Fac. Spec. - NOX Rate Summer v3.1, Unit 4322 and retrofits | 657 | 1797 | Rate Constraint in lbs/MMBtu | FALSE | L | Annual | Seasons Included | Seasons | Summer | Summer | Summer | Summer | Summer | Summer | Summer
IL Fac. Spec. - NOX Rate Summer v3.1, Unit 4322 and retrofits | 657 | 1797 | Rate Constraint in lbs/MMBtu | FALSE | L | Annual | Standard | lb/MMBtu | 0.25 | 0.25 | 0.25 | 0.25 | 0.25 | 0.25 | 0.25
IL Fac. Spec. - NOX Rate Summer v3.1, Unit 4322 and retrofits | 657 | 1797 | Rate Constraint in lbs/MMBtu | FALSE | L | Annual | Emissions at Affected Plants NOX | Thousand Tons | 0 | 0 | 0 | 0 | 0 | 0 | 0
IL Fac. Spec. - NOX Rate Summer v3.1, Unit 4322 and retrofits | 657 | 1797 | Rate Constraint in lbs/MMBtu | FALSE | L | Annual | Allowances Purchased NOX | Thousand Tons | 0 | 0 | 0 | 0 | 0 | 0 | 0
IL Fac. Spec. - NOX Rate Summer v3.1, Unit 4322 and retrofits | 657 | 1797 | Rate Constraint in lbs/MMBtu | FALSE | L | Annual | Allowances Sold NOX | Thousand Tons | 0 | 0 | 0 | 0 | 0 | 0 | 0
IL Fac. Spec. - NOX Rate Summer v3.1, Unit 4322 and retrofits | 657 | 1797 | Rate Constraint in lbs/MMBtu | FALSE | L | Annual | Allowances Banked | Thousand Tons | 0 | 0 | 0 | 0 | 0 | 0 | 0
IL Fac. Spec. - NOX Rate Summer v3.1, Unit 4322 and retrofits | 657 | 1797 | Rate Constraint in lbs/MMBtu | FALSE | L | Annual | Allowances Withdrawn (1:1) | Thousand Tons | 0 | 0 | 0 | 0 | 0 | 0 | 0
IL Fac. Spec. - NOX Rate Summer v3.1, Unit 4322 and retrofits | 657 | 1797 | Rate Constraint in lbs/MMBtu | FALSE | L | Annual | Allowances Withdrawn (n:1) | Thousand Tons | 0 | 0 | 0 | 0 | 0 | 0 | 0
IL Fac. Spec. - NOX Rate Summer v3.1, Unit 4322 and retrofits | 657 | 1797 | Rate Constraint in lbs/MMBtu | FALSE | L | Annual | Net Emissions Allowance Position | Thousand Tons | 0 | 0 | 0 | 0 | 0 | 0 | 0
IL Fac. Spec. - NOX Rate Summer v3.1, Unit 4322 and retrofits | 657 | 1797 | Rate Constraint in lbs/MMBtu | FALSE | L | Annual | Fuel Consumed | TBtu | 0 | 0 | 0 | 0 | 0 | 0 | 0
IL Fac. Spec. - NOX Rate Summer v3.1, Unit 4322 and retrofits | 657 | 1797 | Rate Constraint in lbs/MMBtu | FALSE | L | Annual | Rate | lb/MMBtu | 0 | 0 | 0 | 0 | 0 | 0 | 0
IL Fac. Spec. - NOX Rate Summer v3.1, Unit 4322 and retrofits | 657 | 1797 | Rate Constraint in lbs/MMBtu | FALSE | L | Annual | Generation | TWh | 0 | 0 | 0 | 0 | 0 | 0 | 0
IL Fac. Spec. - NOX Rate Summer v3.1, Unit 4322 and retrofits | 657 | 1797 | Rate Constraint in lbs/MMBtu | FALSE | L | Annual | Qualifying Generation | TWh | 0 | 0 | 0 | 0 | 0 | 0 | 0
IL Fac. Spec. - NOX Rate Summer v3.1, Unit 4322 and retrofits | 657 | 1797 | Rate Constraint in lbs/MMBtu | FALSE | L | Annual | Rate | lb/MWh | 0 | 0 | 0 | 0 | 0 | 0 | 0
IL Fac. Spec. - NOX Rate Summer v3.1, Unit 4322 and retrofits | 657 | 1797 | Rate Constraint in lbs/MMBtu | FALSE | L | Annual | Constraint Shadow Price | US2011$/Ton | 0 | 0 | 0 | 0 | 0 | 0 | 0
IL Fac. Spec. - NOX Rate Summer v3.1, Unit 4323 and retrofits | 658 | 1797 | Rate Constraint in lbs/MMBtu | FALSE | L | Annual | Seasons Included | Seasons | Summer | Summer | Summer | Summer | Summer | Summer | Summer
IL Fac. Spec. - NOX Rate Summer v3.1, Unit 4323 and retrofits | 658 | 1797 | Rate Constraint in lbs/MMBtu | FALSE | L | Annual | Standard | lb/MMBtu | 0.25 | 0.25 | 0.25 | 0.25 | 0.25 | 0.25 | 0.25
IL Fac. Spec. - NOX Rate Summer v3.1, Unit 4323 and retrofits | 658 | 1797 | Rate Constraint in lbs/MMBtu | FALSE | L | Annual | Emissions at Affected Plants NOX | Thousand Tons | 0 | 0 | 0 | 0 | 0 | 0 | 0
IL Fac. Spec. - NOX Rate Summer v3.1, Unit 4323 and retrofits | 658 | 1797 | Rate Constraint in lbs/MMBtu | FALSE | L | Annual | Allowances Purchased NOX | Thousand Tons | 0 | 0 | 0 | 0 | 0 | 0 | 0
IL Fac. Spec. - NOX Rate Summer v3.1, Unit 4323 and retrofits | 658 | 1797 | Rate Constraint in lbs/MMBtu | FALSE | L | Annual | Allowances Sold NOX | Thousand Tons | 0 | 0 | 0 | 0 | 0 | 0 | 0
IL Fac. Spec. - NOX Rate Summer v3.1, Unit 4323 and retrofits | 658 | 1797 | Rate Constraint in lbs/MMBtu | FALSE | L | Annual | Allowances Banked | Thousand Tons | 0 | 0 | 0 | 0 | 0 | 0 | 0
IL Fac. Spec. - NOX Rate Summer v3.1, Unit 4323 and retrofits | 658 | 1797 | Rate Constraint in lbs/MMBtu | FALSE | L | Annual | Allowances Withdrawn (1:1) | Thousand Tons | 0 | 0 | 0 | 0 | 0 | 0 | 0
IL Fac. Spec. - NOX Rate Summer v3.1, Unit 4323 and retrofits | 658 | 1797 | Rate Constraint in lbs/MMBtu | FALSE | L | Annual | Allowances Withdrawn (n:1) | Thousand Tons | 0 | 0 | 0 | 0 | 0 | 0 | 0
IL Fac. Spec. - NOX Rate Summer v3.1, Unit 4323 and retrofits | 658 | 1797 | Rate Constraint in lbs/MMBtu | FALSE | L | Annual | Net Emissions Allowance Position | Thousand Tons | 0 | 0 | 0 | 0 | 0 | 0 | 0
IL Fac. Spec. - NOX Rate Summer v3.1, Unit 4323 and retrofits | 658 | 1797 | Rate Constraint in lbs/MMBtu | FALSE | L | Annual | Fuel Consumed | TBtu | 0 | 0 | 0 | 0 | 0 | 0 | 0
IL Fac. Spec. - NOX Rate Summer v3.1, Unit 4323 and retrofits | 658 | 1797 | Rate Constraint in lbs/MMBtu | FALSE | L | Annual | Rate | lb/MMBtu | 0 | 0 | 0 | 0 | 0 | 0 | 0
IL Fac. Spec. - NOX Rate Summer v3.1, Unit 4323 and retrofits | 658 | 1797 | Rate Constraint in lbs/MMBtu | FALSE | L | Annual | Generation | TWh | 0 | 0 | 0 | 0 | 0 | 0 | 0
IL Fac. Spec. - NOX Rate Summer v3.1, Unit 4323 and retrofits | 658 | 1797 | Rate Constraint in lbs/MMBtu | FALSE | L | Annual | Qualifying Generation | TWh | 0 | 0 | 0 | 0 | 0 | 0 | 0
IL Fac. Spec. - NOX Rate Summer v3.1, Unit 4323 and retrofits | 658 | 1797 | Rate Constraint in lbs/MMBtu | FALSE | L | Annual | Rate | lb/MWh | 0 | 0 | 0 | 0 | 0 | 0 | 0
IL Fac. Spec. - NOX Rate Summer v3.1, Unit 4323 and retrofits | 658 | 1797 | Rate Constraint in lbs/MMBtu | FALSE | L | Annual | Constraint Shadow Price | US2011$/Ton | 0 | 0 | 0 | 0 | 0 | 0 | 0
IL Fac. Spec. - NOX Rate Summer v3.1, Unit 4324 and retrofits | 659 | 1797 | Rate Constraint in lbs/MMBtu | FALSE | L | Annual | Seasons Included | Seasons | Summer | Summer | Summer | Summer | Summer | Summer | Summer
IL Fac. Spec. - NOX Rate Summer v3.1, Unit 4324 and retrofits | 659 | 1797 | Rate Constraint in lbs/MMBtu | FALSE | L | Annual | Standard | lb/MMBtu | 0.25 | 0.25 | 0.25 | 0.25 | 0.25 | 0.25 | 0.25
IL Fac. Spec. - NOX Rate Summer v3.1, Unit 4324 and retrofits | 659 | 1797 | Rate Constraint in lbs/MMBtu | FALSE | L | Annual | Emissions at Affected Plants NOX | Thousand Tons | 0 | 0 | 0 | 0 | 0 | 0 | 0
IL Fac. Spec. - NOX Rate Summer v3.1, Unit 4324 and retrofits | 659 | 1797 | Rate Constraint in lbs/MMBtu | FALSE | L | Annual | Allowances Purchased NOX | Thousand Tons | 0 | 0 | 0 | 0 | 0 | 0 | 0
IL Fac. Spec. - NOX Rate Summer v3.1, Unit 4324 and retrofits | 659 | 1797 | Rate Constraint in lbs/MMBtu | FALSE | L | Annual | Allowances Sold NOX | Thousand Tons | 0 | 0 | 0 | 0 | 0 | 0 | 0
IL Fac. Spec. - NOX Rate Summer v3.1, Unit 4324 and retrofits | 659 | 1797 | Rate Constraint in lbs/MMBtu | FALSE | L | Annual | Allowances Banked | Thousand Tons | 0 | 0 | 0 | 0 | 0 | 0 | 0
IL Fac. Spec. - NOX Rate Summer v3.1, Unit 4324 and retrofits | 659 | 1797 | Rate Constraint in lbs/MMBtu | FALSE | L | Annual | Allowances Withdrawn (1:1) | Thousand Tons | 0 | 0 | 0 | 0 | 0 | 0 | 0
IL Fac. Spec. - NOX Rate Summer v3.1, Unit 4324 and retrofits | 659 | 1797 | Rate Constraint in lbs/MMBtu | FALSE | L | Annual | Allowances Withdrawn (n:1) | Thousand Tons | 0 | 0 | 0 | 0 | 0 | 0 | 0
IL Fac. Spec. - NOX Rate Summer v3.1, Unit 4324 and retrofits | 659 | 1797 | Rate Constraint in lbs/MMBtu | FALSE | L | Annual | Net Emissions Allowance Position | Thousand Tons | 0 | 0 | 0 | 0 | 0 | 0 | 0
IL Fac. Spec. - NOX Rate Summer v3.1, Unit 4324 and retrofits | 659 | 1797 | Rate Constraint in lbs/MMBtu | FALSE | L | Annual | Fuel Consumed | TBtu | 0 | 0 | 0 | 0 | 0 | 0 | 0
IL Fac. Spec. - NOX Rate Summer v3.1, Unit 4324 and retrofits | 659 | 1797 | Rate Constraint in lbs/MMBtu | FALSE | L | Annual | Rate | lb/MMBtu | 0 | 0 | 0 | 0 | 0 | 0 | 0
IL Fac. Spec. - NOX Rate Summer v3.1, Unit 4324 and retrofits | 659 | 1797 | Rate Constraint in lbs/MMBtu | FALSE | L | Annual | Generation | TWh | 0 | 0 | 0 | 0 | 0 | 0 | 0
IL Fac. Spec. - NOX Rate Summer v3.1, Unit 4324 and retrofits | 659 | 1797 | Rate Constraint in lbs/MMBtu | FALSE | L | Annual | Qualifying Generation | TWh | 0 | 0 | 0 | 0 | 0 | 0 | 0
IL Fac. Spec. - NOX Rate Summer v3.1, Unit 4324 and retrofits | 659 | 1797 | Rate Constraint in lbs/MMBtu | FALSE | L | Annual | Rate | lb/MWh | 0 | 0 | 0 | 0 | 0 | 0 | 0
IL Fac. Spec. - NOX Rate Summer v3.1, Unit 4324 and retrofits | 659 | 1797 | Rate Constraint in lbs/MMBtu | FALSE | L | Annual | Constraint Shadow Price | US2011$/Ton | 0 | 0 | 0 | 0 | 0 | 0 | 0
IL Fac. Spec. - NOX Rate Summer v3.1, Unit 4325 and retrofits | 660 | 1797 | Rate Constraint in lbs/MMBtu | FALSE | L | Annual | Seasons Included | Seasons | Summer | Summer | Summer | Summer | Summer | Summer | Summer
IL Fac. Spec. - NOX Rate Summer v3.1, Unit 4325 and retrofits | 660 | 1797 | Rate Constraint in lbs/MMBtu | FALSE | L | Annual | Standard | lb/MMBtu | 0.25 | 0.25 | 0.25 | 0.25 | 0.25 | 0.25 | 0.25
IL Fac. Spec. - NOX Rate Summer v3.1, Unit 4325 and retrofits | 660 | 1797 | Rate Constraint in lbs/MMBtu | FALSE | L | Annual | Emissions at Affected Plants NOX | Thousand Tons | 0 | 0 | 0 | 0 | 0 | 0 | 0
IL Fac. Spec. - NOX Rate Summer v3.1, Unit 4325 and retrofits | 660 | 1797 | Rate Constraint in lbs/MMBtu | FALSE | L | Annual | Allowances Purchased NOX | Thousand Tons | 0 | 0 | 0 | 0 | 0 | 0 | 0
IL Fac. Spec. - NOX Rate Summer v3.1, Unit 4325 and retrofits | 660 | 1797 | Rate Constraint in lbs/MMBtu | FALSE | L | Annual | Allowances Sold NOX | Thousand Tons | 0 | 0 | 0 | 0 | 0 | 0 | 0
IL Fac. Spec. - NOX Rate Summer v3.1, Unit 4325 and retrofits | 660 | 1797 | Rate Constraint in lbs/MMBtu | FALSE | L | Annual | Allowances Banked | Thousand Tons | 0 | 0 | 0 | 0 | 0 | 0 | 0
IL Fac. Spec. - NOX Rate Summer v3.1, Unit 4325 and retrofits | 660 | 1797 | Rate Constraint in lbs/MMBtu | FALSE | L | Annual | Allowances Withdrawn (1:1) | Thousand Tons | 0 | 0 | 0 | 0 | 0 | 0 | 0
IL Fac. Spec. - NOX Rate Summer v3.1, Unit 4325 and retrofits | 660 | 1797 | Rate Constraint in lbs/MMBtu | FALSE | L | Annual | Allowances Withdrawn (n:1) | Thousand Tons | 0 | 0 | 0 | 0 | 0 | 0 | 0
IL Fac. Spec. - NOX Rate Summer v3.1, Unit 4325 and retrofits | 660 | 1797 | Rate Constraint in lbs/MMBtu | FALSE | L | Annual | Net Emissions Allowance Position | Thousand Tons | 0 | 0 | 0 | 0 | 0 | 0 | 0
IL Fac. Spec. - NOX Rate Summer v3.1, Unit 4325 and retrofits | 660 | 1797 | Rate Constraint in lbs/MMBtu | FALSE | L | Annual | Fuel Consumed | TBtu | 0 | 0 | 0 | 0 | 0 | 0 | 0
IL Fac. Spec. - NOX Rate Summer v3.1, Unit 4325 and retrofits | 660 | 1797 | Rate Constraint in lbs/MMBtu | FALSE | L | Annual | Rate | lb/MMBtu | 0 | 0 | 0 | 0 | 0 | 0 | 0
IL Fac. Spec. - NOX Rate Summer v3.1, Unit 4325 and retrofits | 660 | 1797 | Rate Constraint in lbs/MMBtu | FALSE | L | Annual | Generation | TWh | 0 | 0 | 0 | 0 | 0 | 0 | 0
IL Fac. Spec. - NOX Rate Summer v3.1, Unit 4325 and retrofits | 660 | 1797 | Rate Constraint in lbs/MMBtu | FALSE | L | Annual | Qualifying Generation | TWh | 0 | 0 | 0 | 0 | 0 | 0 | 0
IL Fac. Spec. - NOX Rate Summer v3.1, Unit 4325 and retrofits | 660 | 1797 | Rate Constraint in lbs/MMBtu | FALSE | L | Annual | Rate | lb/MWh | 0 | 0 | 0 | 0 | 0 | 0 | 0
IL Fac. Spec. - NOX Rate Summer v3.1, Unit 4325 and retrofits | 660 | 1797 | Rate Constraint in lbs/MMBtu | FALSE | L | Annual | Constraint Shadow Price | US2011$/Ton | 0 | 0 | 0 | 0 | 0 | 0 | 0
IL Fac. Spec. - NOX Rate Summer v3.1, Unit 4397 and retrofits | 661 | 1797 | Rate Constraint in lbs/MMBtu | FALSE | L | Annual | Seasons Included | Seasons | Summer | Summer | Summer | Summer | Summer | Summer | Summer
IL Fac. Spec. - NOX Rate Summer v3.1, Unit 4397 and retrofits | 661 | 1797 | Rate Constraint in lbs/MMBtu | FALSE | L | Annual | Standard | lb/MMBtu | 0.25 | 0.25 | 0.25 | 0.25 | 0.25 | 0.25 | 0.25
IL Fac. Spec. - NOX Rate Summer v3.1, Unit 4397 and retrofits | 661 | 1797 | Rate Constraint in lbs/MMBtu | FALSE | L | Annual | Emissions at Affected Plants NOX | Thousand Tons | 0.064676 | 0.064676 | 0.064676 | 0.064676 | 0.064676 | 0.064676 | 0.064676
IL Fac. Spec. - NOX Rate Summer v3.1, Unit 4397 and retrofits | 661 | 1797 | Rate Constraint in lbs/MMBtu | FALSE | L | Annual | Allowances Purchased NOX | Thousand Tons | 0 | 0 | 0 | 0 | 0 | 0 | 0
IL Fac. Spec. - NOX Rate Summer v3.1, Unit 4397 and retrofits | 661 | 1797 | Rate Constraint in lbs/MMBtu | FALSE | L | Annual | Allowances Sold NOX | Thousand Tons | 0 | 0 | 0 | 0 | 0 | 0 | 0
IL Fac. Spec. - NOX Rate Summer v3.1, Unit 4397 and retrofits | 661 | 1797 | Rate Constraint in lbs/MMBtu | FALSE | L | Annual | Allowances Banked | Thousand Tons | 0 | 0 | 0 | 0 | 0 | 0 | 0
IL Fac. Spec. - NOX Rate Summer v3.1, Unit 4397 and retrofits | 661 | 1797 | Rate Constraint in lbs/MMBtu | FALSE | L | Annual | Allowances Withdrawn (1:1) | Thousand Tons | 0 | 0 | 0 | 0 | 0 | 0 | 0
IL Fac. Spec. - NOX Rate Summer v3.1, Unit 4397 and retrofits | 661 | 1797 | Rate Constraint in lbs/MMBtu | FALSE | L | Annual | Allowances Withdrawn (n:1) | Thousand Tons | 0 | 0 | 0 | 0 | 0 | 0 | 0
IL Fac. Spec. - NOX Rate Summer v3.1, Unit 4397 and retrofits | 661 | 1797 | Rate Constraint in lbs/MMBtu | FALSE | L | Annual | Net Emissions Allowance Position | Thousand Tons | 0.064676 | 0.064676 | 0.064676 | 0.064676 | 0.064676 | 0.064676 | 0.064676
IL Fac. Spec. - NOX Rate Summer v3.1, Unit 4397 and retrofits | 661 | 1797 | Rate Constraint in lbs/MMBtu | FALSE | L | Annual | Fuel Consumed | TBtu | 1.5111 | 1.5111 | 1.5111 | 1.5111 | 1.5111 | 1.5111 | 1.5111
IL Fac. Spec. - NOX Rate Summer v3.1, Unit 4397 and retrofits | 661 | 1797 | Rate Constraint in lbs/MMBtu | FALSE | L | Annual | Rate | lb/MMBtu | 0.085602 | 0.085602 | 0.085602 | 0.085602 | 0.085602 | 0.085602 | 0.085602
IL Fac. Spec. - NOX Rate Summer v3.1, Unit 4397 and retrofits | 661 | 1797 | Rate Constraint in lbs/MMBtu | FALSE | L | Annual | Generation | TWh | 0.077976 | 0.077976 | 0.077976 | 0.077976 | 0.077976 | 0.077976 | 0.077976
IL Fac. Spec. - NOX Rate Summer v3.1, Unit 4397 and retrofits | 661 | 1797 | Rate Constraint in lbs/MMBtu | FALSE | L | Annual | Qualifying Generation | TWh | 0.077976 | 0.077976 | 0.077976 | 0.077976 | 0.077976 | 0.077976 | 0.077976
IL Fac. Spec. - NOX Rate Summer v3.1, Unit 4397 and retrofits | 661 | 1797 | Rate Constraint in lbs/MMBtu | FALSE | L | Annual | Rate | lb/MWh | 0.82944 | 0.82944 | 0.82944 | 0.82944 | 0.82944 | 0.82944 | 0.82944
IL Fac. Spec. - NOX Rate Summer v3.1, Unit 4397 and retrofits | 661 | 1797 | Rate Constraint in lbs/MMBtu | FALSE | L | Annual | Constraint Shadow Price | US2011$/Ton | 0 | 0 | 0 | 0 | 0 | 0 | 0
IL Fac. Spec. - NOX Rate Summer v3.1, Unit 5708 and retrofits | 662 | 1797 | Rate Constraint in lbs/MMBtu | FALSE | L | Annual | Seasons Included | Seasons | Summer | Summer | Summer | Summer | Summer | Summer | Summer
IL Fac. Spec. - NOX Rate Summer v3.1, Unit 5708 and retrofits | 662 | 1797 | Rate Constraint in lbs/MMBtu | FALSE | L | Annual | Standard | lb/MMBtu | 0.25 | 0.25 | 0.25 | 0.25 | 0.25 | 0.25 | 0.25
IL Fac. Spec. - NOX Rate Summer v3.1, Unit 5708 and retrofits | 662 | 1797 | Rate Constraint in lbs/MMBtu | FALSE | L | Annual | Emissions at Affected Plants NOX | Thousand Tons | 0.56215 | 0.56215 | 0.64299 | 0.56215 | 0.64356 | 0.46442 | 0.46442
IL Fac. Spec. - NOX Rate Summer v3.1, Unit 5708 and retrofits | 662 | 1797 | Rate Constraint in lbs/MMBtu | FALSE | L | Annual | Allowances Purchased NOX | Thousand Tons | 0 | 0 | 0 | 0 | 0 | 0 | 0
IL Fac. Spec. - NOX Rate Summer v3.1, Unit 5708 and retrofits | 662 | 1797 | Rate Constraint in lbs/MMBtu | FALSE | L | Annual | Allowances Sold NOX | Thousand Tons | 0 | 0 | 0 | 0 | 0 | 0 | 0
IL Fac. Spec. - NOX Rate Summer v3.1, Unit 5708 and retrofits | 662 | 1797 | Rate Constraint in lbs/MMBtu | FALSE | L | Annual | Allowances Banked | Thousand Tons | 0 | 0 | 0 | 0 | 0 | 0 | 0
IL Fac. Spec. - NOX Rate Summer v3.1, Unit 5708 and retrofits | 662 | 1797 | Rate Constraint in lbs/MMBtu | FALSE | L | Annual | Allowances Withdrawn (1:1) | Thousand Tons | 0 | 0 | 0 | 0 | 0 | 0 | 0
IL Fac. Spec. - NOX Rate Summer v3.1, Unit 5708 and retrofits | 662 | 1797 | Rate Constraint in lbs/MMBtu | FALSE | L | Annual | Allowances Withdrawn (n:1) | Thousand Tons | 0 | 0 | 0 | 0 | 0 | 0 | 0
IL Fac. Spec. - NOX Rate Summer v3.1, Unit 5708 and retrofits | 662 | 1797 | Rate Constraint in lbs/MMBtu | FALSE | L | Annual | Net Emissions Allowance Position | Thousand Tons | 0.56215 | 0.56215 | 0.64299 | 0.56215 | 0.64356 | 0.46442 | 0.46442
IL Fac. Spec. - NOX Rate Summer v3.1, Unit 5708 and retrofits | 662 | 1797 | Rate Constraint in lbs/MMBtu | FALSE | L | Annual | Fuel Consumed | TBtu | 16.8802 | 16.8646 | 19.2897 | 16.8802 | 19.3069 | 13.9457 | 13.9457
IL Fac. Spec. - NOX Rate Summer v3.1, Unit 5708 and retrofits | 662 | 1797 | Rate Constraint in lbs/MMBtu | FALSE | L | Annual | Rate | lb/MMBtu | 0.066605 | 0.066667 | 0.066667 | 0.066605 | 0.066667 | 0.066605 | 0.066605
IL Fac. Spec. - NOX Rate Summer v3.1, Unit 5708 and retrofits | 662 | 1797 | Rate Constraint in lbs/MMBtu | FALSE | L | Annual | Generation | TWh | 1.5934 | 1.5934 | 1.8225 | 1.5934 | 1.8242 | 1.3164 | 1.3164
IL Fac. Spec. - NOX Rate Summer v3.1, Unit 5708 and retrofits | 662 | 1797 | Rate Constraint in lbs/MMBtu | FALSE | L | Annual | Qualifying Generation | TWh | 1.5934 | 1.5934 | 1.8225 | 1.5934 | 1.8242 | 1.3164 | 1.3164
IL Fac. Spec. - NOX Rate Summer v3.1, Unit 5708 and retrofits | 662 | 1797 | Rate Constraint in lbs/MMBtu | FALSE | L | Annual | Rate | lb/MWh | 0.3528 | 0.3528 | 0.3528 | 0.3528 | 0.3528 | 0.3528 | 0.3528
IL Fac. Spec. - NOX Rate Summer v3.1, Unit 5708 and retrofits | 662 | 1797 | Rate Constraint in lbs/MMBtu | FALSE | L | Annual | Constraint Shadow Price | US2011$/Ton | 0 | 0 | 0 | 0 | 0 | 0 | 0
IL Fac. Spec. - NOX Rate Summer v3.1, Unit 5709 and retrofits | 663 | 1797 | Rate Constraint in lbs/MMBtu | FALSE | L | Annual | Seasons Included | Seasons | Summer | Summer | Summer | Summer | Summer | Summer | Summer
IL Fac. Spec. - NOX Rate Summer v3.1, Unit 5709 and retrofits | 663 | 1797 | Rate Constraint in lbs/MMBtu | FALSE | L | Annual | Standard | lb/MMBtu | 0.25 | 0.25 | 0.25 | 0.25 | 0.25 | 0.25 | 0.25
IL Fac. Spec. - NOX Rate Summer v3.1, Unit 5709 and retrofits | 663 | 1797 | Rate Constraint in lbs/MMBtu | FALSE | L | Annual | Emissions at Affected Plants NOX | Thousand Tons | 0.55174 | 0.55174 | 0.63108 | 0.55174 | 0.63165 | 0.45582 | 0.55174
IL Fac. Spec. - NOX Rate Summer v3.1, Unit 5709 and retrofits | 663 | 1797 | Rate Constraint in lbs/MMBtu | FALSE | L | Annual | Allowances Purchased NOX | Thousand Tons | 0 | 0 | 0 | 0 | 0 | 0 | 0
IL Fac. Spec. - NOX Rate Summer v3.1, Unit 5709 and retrofits | 663 | 1797 | Rate Constraint in lbs/MMBtu | FALSE | L | Annual | Allowances Sold NOX | Thousand Tons | 0 | 0 | 0 | 0 | 0 | 0 | 0
IL Fac. Spec. - NOX Rate Summer v3.1, Unit 5709 and retrofits | 663 | 1797 | Rate Constraint in lbs/MMBtu | FALSE | L | Annual | Allowances Banked | Thousand Tons | 0 | 0 | 0 | 0 | 0 | 0 | 0
IL Fac. Spec. - NOX Rate Summer v3.1, Unit 5709 and retrofits | 663 | 1797 | Rate Constraint in lbs/MMBtu | FALSE | L | Annual | Allowances Withdrawn (1:1) | Thousand Tons | 0 | 0 | 0 | 0 | 0 | 0 | 0
IL Fac. Spec. - NOX Rate Summer v3.1, Unit 5709 and retrofits | 663 | 1797 | Rate Constraint in lbs/MMBtu | FALSE | L | Annual | Allowances Withdrawn (n:1) | Thousand Tons | 0 | 0 | 0 | 0 | 0 | 0 | 0
IL Fac. Spec. - NOX Rate Summer v3.1, Unit 5709 and retrofits | 663 | 1797 | Rate Constraint in lbs/MMBtu | FALSE | L | Annual | Net Emissions Allowance Position | Thousand Tons | 0.55174 | 0.55174 | 0.63108 | 0.55174 | 0.63165 | 0.45582 | 0.55174
IL Fac. Spec. - NOX Rate Summer v3.1, Unit 5709 and retrofits | 663 | 1797 | Rate Constraint in lbs/MMBtu | FALSE | L | Annual | Fuel Consumed | TBtu | 16.5676 | 16.5523 | 18.9324 | 16.5689 | 18.9494 | 13.6889 | 16.5676
IL Fac. Spec. - NOX Rate Summer v3.1, Unit 5709 and retrofits | 663 | 1797 | Rate Constraint in lbs/MMBtu | FALSE | L | Annual | Rate | lb/MMBtu | 0.066605 | 0.066667 | 0.066667 | 0.0666 | 0.066667 | 0.066598 | 0.066605
IL Fac. Spec. - NOX Rate Summer v3.1, Unit 5709 and retrofits | 663 | 1797 | Rate Constraint in lbs/MMBtu | FALSE | L | Annual | Generation | TWh | 1.5934 | 1.5934 | 1.8225 | 1.5934 | 1.8242 | 1.3164 | 1.5934
IL Fac. Spec. - NOX Rate Summer v3.1, Unit 5709 and retrofits | 663 | 1797 | Rate Constraint in lbs/MMBtu | FALSE | L | Annual | Qualifying Generation | TWh | 1.5934 | 1.5934 | 1.8225 | 1.5934 | 1.8242 | 1.3164 | 1.5934
IL Fac. Spec. - NOX Rate Summer v3.1, Unit 5709 and retrofits | 663 | 1797 | Rate Constraint in lbs/MMBtu | FALSE | L | Annual | Rate | lb/MWh | 0.34627 | 0.34627 | 0.34627 | 0.34627 | 0.34627 | 0.34627 | 0.34627
IL Fac. Spec. - NOX Rate Summer v3.1, Unit 5709 and retrofits | 663 | 1797 | Rate Constraint in lbs/MMBtu | FALSE | L | Annual | Constraint Shadow Price | US2011$/Ton | 0 | 0 | 0 | 0 | 0 | 0 | 0
IL Fac. Spec. - NOX Rate Summer v3.1, Unit 5714 and retrofits | 664 | 1797 | Rate Constraint in lbs/MMBtu | FALSE | L | Annual | Seasons Included | Seasons | Summer | Summer | Summer | Summer | Summer | Summer | Summer
IL Fac. Spec. - NOX Rate Summer v3.1, Unit 5714 and retrofits | 664 | 1797 | Rate Constraint in lbs/MMBtu | FALSE | L | Annual | Standard | lb/MMBtu | 0.25 | 0.25 | 0.25 | 0.25 | 0.25 | 0.25 | 0.25
IL Fac. Spec. - NOX Rate Summer v3.1, Unit 5714 and retrofits | 664 | 1797 | Rate Constraint in lbs/MMBtu | FALSE | L | Annual | Emissions at Affected Plants NOX | Thousand Tons | 0.4857 | 0.42426 | 0.42426 | 0.42426 | 0.4857 | 0.38307 | 0.3505
IL Fac. Spec. - NOX Rate Summer v3.1, Unit 5714 and retrofits | 664 | 1797 | Rate Constraint in lbs/MMBtu | FALSE | L | Annual | Allowances Purchased NOX | Thousand Tons | 0 | 0 | 0 | 0 | 0 | 0 | 0
IL Fac. Spec. - NOX Rate Summer v3.1, Unit 5714 and retrofits | 664 | 1797 | Rate Constraint in lbs/MMBtu | FALSE | L | Annual | Allowances Sold NOX | Thousand Tons | 0 | 0 | 0 | 0 | 0 | 0 | 0
IL Fac. Spec. - NOX Rate Summer v3.1, Unit 5714 and retrofits | 664 | 1797 | Rate Constraint in lbs/MMBtu | FALSE | L | Annual | Allowances Banked | Thousand Tons | 0 | 0 | 0 | 0 | 0 | 0 | 0
IL Fac. Spec. - NOX Rate Summer v3.1, Unit 5714 and retrofits | 664 | 1797 | Rate Constraint in lbs/MMBtu | FALSE | L | Annual | Allowances Withdrawn (1:1) | Thousand Tons | 0 | 0 | 0 | 0 | 0 | 0 | 0
IL Fac. Spec. - NOX Rate Summer v3.1, Unit 5714 and retrofits | 664 | 1797 | Rate Constraint in lbs/MMBtu | FALSE | L | Annual | Allowances Withdrawn (n:1) | Thousand Tons | 0 | 0 | 0 | 0 | 0 | 0 | 0
IL Fac. Spec. - NOX Rate Summer v3.1, Unit 5714 and retrofits | 664 | 1797 | Rate Constraint in lbs/MMBtu | FALSE | L | Annual | Net Emissions Allowance Position | Thousand Tons | 0.4857 | 0.42426 | 0.42426 | 0.42426 | 0.4857 | 0.38307 | 0.3505
IL Fac. Spec. - NOX Rate Summer v3.1, Unit 5714 and retrofits | 664 | 1797 | Rate Constraint in lbs/MMBtu | FALSE | L | Annual | Fuel Consumed | TBtu | 19.9172 | 17.3977 | 17.4197 | 17.3977 | 19.9172 | 15.7263 | 14.3731
IL Fac. Spec. - NOX Rate Summer v3.1, Unit 5714 and retrofits | 664 | 1797 | Rate Constraint in lbs/MMBtu | FALSE | L | Annual | Rate | lb/MMBtu | 0.048772 | 0.048772 | 0.04871 | 0.048772 | 0.048772 | 0.048718 | 0.048772
IL Fac. Spec. - NOX Rate Summer v3.1, Unit 5714 and retrofits | 664 | 1797 | Rate Constraint in lbs/MMBtu | FALSE | L | Annual | Generation | TWh | 1.8453 | 1.6118 | 1.6118 | 1.6118 | 1.8453 | 1.4554 | 1.3316
IL Fac. Spec. - NOX Rate Summer v3.1, Unit 5714 and retrofits | 664 | 1797 | Rate Constraint in lbs/MMBtu | FALSE | L | Annual | Qualifying Generation | TWh | 1.8453 | 1.6118 | 1.6118 | 1.6118 | 1.8453 | 1.4554 | 1.3316
IL Fac. Spec. - NOX Rate Summer v3.1, Unit 5714 and retrofits | 664 | 1797 | Rate Constraint in lbs/MMBtu | FALSE | L | Annual | Rate | lb/MWh | 0.26322 | 0.26322 | 0.26322 | 0.26322 | 0.26322 | 0.26322 | 0.26322
IL Fac. Spec. - NOX Rate Summer v3.1, Unit 5714 and retrofits | 664 | 1797 | Rate Constraint in lbs/MMBtu | FALSE | L | Annual | Constraint Shadow Price | US2011$/Ton | 0 | 0 | 0 | 0 | 0 | 0 | 0
IL Fac. Spec. - NOX Rate Summer v3.1, Unit 5715 and retrofits | 665 | 1797 | Rate Constraint in lbs/MMBtu | FALSE | L | Annual | Seasons Included | Seasons | Summer | Summer | Summer | Summer | Summer | Summer | Summer
IL Fac. Spec. - NOX Rate Summer v3.1, Unit 5715 and retrofits | 665 | 1797 | Rate Constraint in lbs/MMBtu | FALSE | L | Annual | Standard | lb/MMBtu | 0.25 | 0.25 | 0.25 | 0.25 | 0.25 | 0.25 | 0.25
IL Fac. Spec. - NOX Rate Summer v3.1, Unit 5715 and retrofits | 665 | 1797 | Rate Constraint in lbs/MMBtu | FALSE | L | Annual | Emissions at Affected Plants NOX | Thousand Tons | 0.2748 | 0.19831 | 0.24004 | 0.23541 | 0.27095 | 0.19831 | 0.19831
IL Fac. Spec. - NOX Rate Summer v3.1, Unit 5715 and retrofits | 665 | 1797 | Rate Constraint in lbs/MMBtu | FALSE | L | Annual | Allowances Purchased NOX | Thousand Tons | 0 | 0 | 0 | 0 | 0 | 0 | 0
IL Fac. Spec. - NOX Rate Summer v3.1, Unit 5715 and retrofits | 665 | 1797 | Rate Constraint in lbs/MMBtu | FALSE | L | Annual | Allowances Sold NOX | Thousand Tons | 0 | 0 | 0 | 0 | 0 | 0 | 0
IL Fac. Spec. - NOX Rate Summer v3.1, Unit 5715 and retrofits | 665 | 1797 | Rate Constraint in lbs/MMBtu | FALSE | L | Annual | Allowances Banked | Thousand Tons | 0 | 0 | 0 | 0 | 0 | 0 | 0
IL Fac. Spec. - NOX Rate Summer v3.1, Unit 5715 and retrofits | 665 | 1797 | Rate Constraint in lbs/MMBtu | FALSE | L | Annual | Allowances Withdrawn (1:1) | Thousand Tons | 0 | 0 | 0 | 0 | 0 | 0 | 0
IL Fac. Spec. - NOX Rate Summer v3.1, Unit 5715 and retrofits | 665 | 1797 | Rate Constraint in lbs/MMBtu | FALSE | L | Annual | Allowances Withdrawn (n:1) | Thousand Tons | 0 | 0 | 0 | 0 | 0 | 0 | 0
IL Fac. Spec. - NOX Rate Summer v3.1, Unit 5715 and retrofits | 665 | 1797 | Rate Constraint in lbs/MMBtu | FALSE | L | Annual | Net Emissions Allowance Position | Thousand Tons | 0.2748 | 0.19831 | 0.24004 | 0.23541 | 0.27095 | 0.19831 | 0.19831
IL Fac. Spec. - NOX Rate Summer v3.1, Unit 5715 and retrofits | 665 | 1797 | Rate Constraint in lbs/MMBtu | FALSE | L | Annual | Fuel Consumed | TBtu | 11.6276 | 8.391 | 10.1567 | 9.9788 | 11.479 | 8.4062 | 8.3973
IL Fac. Spec. - NOX Rate Summer v3.1, Unit 5715 and retrofits | 665 | 1797 | Rate Constraint in lbs/MMBtu | FALSE | L | Annual | Rate | lb/MMBtu | 0.047268 | 0.047268 | 0.047268 | 0.047182 | 0.047208 | 0.047182 | 0.047232
IL Fac. Spec. - NOX Rate Summer v3.1, Unit 5715 and retrofits | 665 | 1797 | Rate Constraint in lbs/MMBtu | FALSE | L | Annual | Generation | TWh | 1.0635 | 0.76745 | 0.92894 | 0.91102 | 1.0485 | 0.76745 | 0.76745
IL Fac. Spec. - NOX Rate Summer v3.1, Unit 5715 and retrofits | 665 | 1797 | Rate Constraint in lbs/MMBtu | FALSE | L | Annual | Qualifying Generation | TWh | 1.0635 | 0.76745 | 0.92894 | 0.91102 | 1.0485 | 0.76745 | 0.76745
IL Fac. Spec. - NOX Rate Summer v3.1, Unit 5715 and retrofits | 665 | 1797 | Rate Constraint in lbs/MMBtu | FALSE | L | Annual | Rate | lb/MWh | 0.2584 | 0.2584 | 0.2584 | 0.25841 | 0.25841 | 0.2584 | 0.2584
IL Fac. Spec. - NOX Rate Summer v3.1, Unit 5715 and retrofits | 665 | 1797 | Rate Constraint in lbs/MMBtu | FALSE | L | Annual | Constraint Shadow Price | US2011$/Ton | 0 | 0 | 0 | 0 | 0 | 0 | 0
IL Fac. Spec. - NOX Rate Summer v3.1, Unit 5716 and retrofits | 666 | 1797 | Rate Constraint in lbs/MMBtu | FALSE | L | Annual | Seasons Included | Seasons | Summer | Summer | Summer | Summer | Summer | Summer | Summer
IL Fac. Spec. - NOX Rate Summer v3.1, Unit 5716 and retrofits | 666 | 1797 | Rate Constraint in lbs/MMBtu | FALSE | L | Annual | Standard | lb/MMBtu | 0.25 | 0.25 | 0.25 | 0.25 | 0.25 | 0.25 | 0.25
IL Fac. Spec. - NOX Rate Summer v3.1, Unit 5716 and retrofits | 666 | 1797 | Rate Constraint in lbs/MMBtu | FALSE | L | Annual | Emissions at Affected Plants NOX | Thousand Tons | 0.62758 | 0.62758 | 0.62702 | 0.62758 | 0.62758 | 0.62758 | 0.62758
IL Fac. Spec. - NOX Rate Summer v3.1, Unit 5716 and retrofits | 666 | 1797 | Rate Constraint in lbs/MMBtu | FALSE | L | Annual | Allowances Purchased NOX | Thousand Tons | 0 | 0 | 0 | 0 | 0 | 0 | 0
IL Fac. Spec. - NOX Rate Summer v3.1, Unit 5716 and retrofits | 666 | 1797 | Rate Constraint in lbs/MMBtu | FALSE | L | Annual | Allowances Sold NOX | Thousand Tons | 0 | 0 | 0 | 0 | 0 | 0 | 0
IL Fac. Spec. - NOX Rate Summer v3.1, Unit 5716 and retrofits | 666 | 1797 | Rate Constraint in lbs/MMBtu | FALSE | L | Annual | Allowances Banked | Thousand Tons | 0 | 0 | 0 | 0 | 0 | 0 | 0
IL Fac. Spec. - NOX Rate Summer v3.1, Unit 5716 and retrofits | 666 | 1797 | Rate Constraint in lbs/MMBtu | FALSE | L | Annual | Allowances Withdrawn (1:1) | Thousand Tons | 0 | 0 | 0 | 0 | 0 | 0 | 0
IL Fac. Spec. - NOX Rate Summer v3.1, Unit 5716 and retrofits | 666 | 1797 | Rate Constraint in lbs/MMBtu | FALSE | L | Annual | Allowances Withdrawn (n:1) | Thousand Tons | 0 | 0 | 0 | 0 | 0 | 0 | 0
IL Fac. Spec. - NOX Rate Summer v3.1, Unit 5716 and retrofits | 666 | 1797 | Rate Constraint in lbs/MMBtu | FALSE | L | Annual | Net Emissions Allowance Position | Thousand Tons | 0.62758 | 0.62758 | 0.62702 | 0.62758 | 0.62758 | 0.62758 | 0.62758
IL Fac. Spec. - NOX Rate Summer v3.1, Unit 5716 and retrofits | 666 | 1797 | Rate Constraint in lbs/MMBtu | FALSE | L | Annual | Fuel Consumed | TBtu | 13.4756 | 13.4756 | 13.5405 | 13.4756 | 13.4756 | 13.4756 | 13.4756
IL Fac. Spec. - NOX Rate Summer v3.1, Unit 5716 and retrofits | 666 | 1797 | Rate Constraint in lbs/MMBtu | FALSE | L | Annual | Rate | lb/MMBtu | 0.093143 | 0.093143 | 0.092613 | 0.093143 | 0.093143 | 0.093143 | 0.093143
IL Fac. Spec. - NOX Rate Summer v3.1, Unit 5716 and retrofits | 666 | 1797 | Rate Constraint in lbs/MMBtu | FALSE | L | Annual | Generation | TWh | 1.2917 | 1.2917 | 1.2906 | 1.2917 | 1.2917 | 1.2917 | 1.2917
IL Fac. Spec. - NOX Rate Summer v3.1, Unit 5716 and retrofits | 666 | 1797 | Rate Constraint in lbs/MMBtu | FALSE | L | Annual | Qualifying Generation | TWh | 1.2917 | 1.2917 | 1.2906 | 1.2917 | 1.2917 | 1.2917 | 1.2917
IL Fac. Spec. - NOX Rate Summer v3.1, Unit 5716 and retrofits | 666 | 1797 | Rate Constraint in lbs/MMBtu | FALSE | L | Annual | Rate | lb/MWh | 0.48585 | 0.48585 | 0.48585 | 0.48585 | 0.48585 | 0.48585 | 0.48585
IL Fac. Spec. - NOX Rate Summer v3.1, Unit 5716 and retrofits | 666 | 1797 | Rate Constraint in lbs/MMBtu | FALSE | L | Annual | Constraint Shadow Price | US2011$/Ton | 0 | 0 | 0 | 0 | 0 | 0 | 0
IL Fac. Spec. - NOX Rate Summer v3.1, Unit 5740 and retrofits | 667 | 1797 | Rate Constraint in lbs/MMBtu | FALSE | L | Annual | Seasons Included | Seasons | Summer | Summer | Summer | Summer | Summer | Summer | Summer
IL Fac. Spec. - NOX Rate Summer v3.1, Unit 5740 and retrofits | 667 | 1797 | Rate Constraint in lbs/MMBtu | FALSE | L | Annual | Standard | lb/MMBtu | 0.25 | 0.25 | 0.25 | 0.25 | 0.25 | 0.25 | 0.25
IL Fac. Spec. - NOX Rate Summer v3.1, Unit 5740 and retrofits | 667 | 1797 | Rate Constraint in lbs/MMBtu | FALSE | L | Annual | Emissions at Affected Plants NOX | Thousand Tons | 0.15296 | 0.15296 | 0.15282 | 0.15296 | 0.15296 | 0.15296 | 0.15296
IL Fac. Spec. - NOX Rate Summer v3.1, Unit 5740 and retrofits | 667 | 1797 | Rate Constraint in lbs/MMBtu | FALSE | L | Annual | Allowances Purchased NOX | Thousand Tons | 0 | 0 | 0 | 0 | 0 | 0 | 0
IL Fac. Spec. - NOX Rate Summer v3.1, Unit 5740 and retrofits | 667 | 1797 | Rate Constraint in lbs/MMBtu | FALSE | L | Annual | Allowances Sold NOX | Thousand Tons | 0 | 0 | 0 | 0 | 0 | 0 | 0
IL Fac. Spec. - NOX Rate Summer v3.1, Unit 5740 and retrofits | 667 | 1797 | Rate Constraint in lbs/MMBtu | FALSE | L | Annual | Allowances Banked | Thousand Tons | 0 | 0 | 0 | 0 | 0 | 0 | 0
IL Fac. Spec. - NOX Rate Summer v3.1, Unit 5740 and retrofits | 667 | 1797 | Rate Constraint in lbs/MMBtu | FALSE | L | Annual | Allowances Withdrawn (1:1) | Thousand Tons | 0 | 0 | 0 | 0 | 0 | 0 | 0
IL Fac. Spec. - NOX Rate Summer v3.1, Unit 5740 and retrofits | 667 | 1797 | Rate Constraint in lbs/MMBtu | FALSE | L | Annual | Allowances Withdrawn (n:1) | Thousand Tons | 0 | 0 | 0 | 0 | 0 | 0 | 0
IL Fac. Spec. - NOX Rate Summer v3.1, Unit 5740 and retrofits | 667 | 1797 | Rate Constraint in lbs/MMBtu | FALSE | L | Annual | Net Emissions Allowance Position | Thousand Tons | 0.15296 | 0.15296 | 0.15282 | 0.15296 | 0.15296 | 0.15296 | 0.15296
IL Fac. Spec. - NOX Rate Summer v3.1, Unit 5740 and retrofits | 667 | 1797 | Rate Constraint in lbs/MMBtu | FALSE | L | Annual | Fuel Consumed | TBtu | 3.0492 | 3.0492 | 3.0465 | 3.0492 | 3.0492 | 3.0492 | 3.0492
IL Fac. Spec. - NOX Rate Summer v3.1, Unit 5740 and retrofits | 667 | 1797 | Rate Constraint in lbs/MMBtu | FALSE | L | Annual | Rate | lb/MMBtu | 0.10033 | 0.10033 | 0.10033 | 0.10033 | 0.10033 | 0.10033 | 0.10033
IL Fac. Spec. - NOX Rate Summer v3.1, Unit 5740 and retrofits | 667 | 1797 | Rate Constraint in lbs/MMBtu | FALSE | L | Annual | Generation | TWh | 0.26325 | 0.26325 | 0.26301 | 0.26325 | 0.26325 | 0.26325 | 0.26325
IL Fac. Spec. - NOX Rate Summer v3.1, Unit 5740 and retrofits | 667 | 1797 | Rate Constraint in lbs/MMBtu | FALSE | L | Annual | Qualifying Generation | TWh | 0.26325 | 0.26325 | 0.26301 | 0.26325 | 0.26325 | 0.26325 | 0.26325
IL Fac. Spec. - NOX Rate Summer v3.1, Unit 5740 and retrofits | 667 | 1797 | Rate Constraint in lbs/MMBtu | FALSE | L | Annual | Rate | lb/MWh | 0.58104 | 0.58104 | 0.58104 | 0.58104 | 0.58104 | 0.58104 | 0.58104
IL Fac. Spec. - NOX Rate Summer v3.1, Unit 5740 and retrofits | 667 | 1797 | Rate Constraint in lbs/MMBtu | FALSE | L | Annual | Constraint Shadow Price | US2011$/Ton | 0 | 0 | 0 | 0 | 0 | 0 | 0
IL Fac. Spec. - NOX Rate Summer v3.1, Unit 5741 and retrofits | 668 | 1797 | Rate Constraint in lbs/MMBtu | FALSE | L | Annual | Seasons Included | Seasons | Summer | Summer | Summer | Summer | Summer | Summer | Summer
IL Fac. Spec. - NOX Rate Summer v3.1, Unit 5741 and retrofits | 668 | 1797 | Rate Constraint in lbs/MMBtu | FALSE | L | Annual | Standard | lb/MMBtu | 0.25 | 0.25 | 0.25 | 0.25 | 0.25 | 0.25 | 0.25
IL Fac. Spec. - NOX Rate Summer v3.1, Unit 5741 and retrofits | 668 | 1797 | Rate Constraint in lbs/MMBtu | FALSE | L | Annual | Emissions at Affected Plants NOX | Thousand Tons | 0.16734 | 0.16734 | 0.16719 | 0.16734 | 0.16734 | 0.16734 | 0.16734
IL Fac. Spec. - NOX Rate Summer v3.1, Unit 5741 and retrofits | 668 | 1797 | Rate Constraint in lbs/MMBtu | FALSE | L | Annual | Allowances Purchased NOX | Thousand Tons | 0 | 0 | 0 | 0 | 0 | 0 | 0
IL Fac. Spec. - NOX Rate Summer v3.1, Unit 5741 and retrofits | 668 | 1797 | Rate Constraint in lbs/MMBtu | FALSE | L | Annual | Allowances Sold NOX | Thousand Tons | 0 | 0 | 0 | 0 | 0 | 0 | 0
IL Fac. Spec. - NOX Rate Summer v3.1, Unit 5741 and retrofits | 668 | 1797 | Rate Constraint in lbs/MMBtu | FALSE | L | Annual | Allowances Banked | Thousand Tons | 0 | 0 | 0 | 0 | 0 | 0 | 0
IL Fac. Spec. - NOX Rate Summer v3.1, Unit 5741 and retrofits | 668 | 1797 | Rate Constraint in lbs/MMBtu | FALSE | L | Annual | Allowances Withdrawn (1:1) | Thousand Tons | 0 | 0 | 0 | 0 | 0 | 0 | 0
IL Fac. Spec. - NOX Rate Summer v3.1, Unit 5741 and retrofits | 668 | 1797 | Rate Constraint in lbs/MMBtu | FALSE | L | Annual | Allowances Withdrawn (n:1) | Thousand Tons | 0 | 0 | 0 | 0 | 0 | 0 | 0
IL Fac. Spec. - NOX Rate Summer v3.1, Unit 5741 and retrofits | 668 | 1797 | Rate Constraint in lbs/MMBtu | FALSE | L | Annual | Net Emissions Allowance Position | Thousand Tons | 0.16734 | 0.16734 | 0.16719 | 0.16734 | 0.16734 | 0.16734 | 0.16734
IL Fac. Spec. - NOX Rate Summer v3.1, Unit 5741 and retrofits | 668 | 1797 | Rate Constraint in lbs/MMBtu | FALSE | L | Annual | Fuel Consumed | TBtu | 2.8102 | 2.8102 | 2.8077 | 2.8102 | 2.8102 | 2.8102 | 2.8102
IL Fac. Spec. - NOX Rate Summer v3.1, Unit 5741 and retrofits | 668 | 1797 | Rate Constraint in lbs/MMBtu | FALSE | L | Annual | Rate | lb/MMBtu | 0.11909 | 0.11909 | 0.11909 | 0.11909 | 0.11909 | 0.11909 | 0.11909
IL Fac. Spec. - NOX Rate Summer v3.1, Unit 5741 and retrofits | 668 | 1797 | Rate Constraint in lbs/MMBtu | FALSE | L | Annual | Generation | TWh | 0.24422 | 0.24422 | 0.244 | 0.24422 | 0.24422 | 0.24422 | 0.24422
IL Fac. Spec. - NOX Rate Summer v3.1, Unit 5741 and retrofits | 668 | 1797 | Rate Constraint in lbs/MMBtu | FALSE | L | Annual | Qualifying Generation | TWh | 0.24422 | 0.24422 | 0.244 | 0.24422 | 0.24422 | 0.24422 | 0.24422
IL Fac. Spec. - NOX Rate Summer v3.1, Unit 5741 and retrofits | 668 | 1797 | Rate Constraint in lbs/MMBtu | FALSE | L | Annual | Rate | lb/MWh | 0.6852 | 0.6852 | 0.6852 | 0.6852 | 0.6852 | 0.6852 | 0.6852
IL Fac. Spec. - NOX Rate Summer v3.1, Unit 5741 and retrofits | 668 | 1797 | Rate Constraint in lbs/MMBtu | FALSE | L | Annual | Constraint Shadow Price | US2011$/Ton | 0 | 0 | 0 | 0 | 0 | 0 | 0
IL Fac. Spec. - NOX Rate Summer v3.1, Unit 5742 and retrofits | 669 | 1797 | Rate Constraint in lbs/MMBtu | FALSE | L | Annual | Seasons Included | Seasons | Summer | Summer | Summer | Summer | Summer | Summer | Summer
IL Fac. Spec. - NOX Rate Summer v3.1, Unit 5742 and retrofits | 669 | 1797 | Rate Constraint in lbs/MMBtu | FALSE | L | Annual | Standard | lb/MMBtu | 0.25 | 0.25 | 0.25 | 0.25 | 0.25 | 0.25 | 0.25
IL Fac. Spec. - NOX Rate Summer v3.1, Unit 5742 and retrofits | 669 | 1797 | Rate Constraint in lbs/MMBtu | FALSE | L | Annual | Emissions at Affected Plants NOX | Thousand Tons | 0 | 0 | 0 | 0 | 0 | 0 | 0
IL Fac. Spec. - NOX Rate Summer v3.1, Unit 5742 and retrofits | 669 | 1797 | Rate Constraint in lbs/MMBtu | FALSE | L | Annual | Allowances Purchased NOX | Thousand Tons | 0 | 0 | 0 | 0 | 0 | 0 | 0
IL Fac. Spec. - NOX Rate Summer v3.1, Unit 5742 and retrofits | 669 | 1797 | Rate Constraint in lbs/MMBtu | FALSE | L | Annual | Allowances Sold NOX | Thousand Tons | 0 | 0 | 0 | 0 | 0 | 0 | 0
IL Fac. Spec. - NOX Rate Summer v3.1, Unit 5742 and retrofits | 669 | 1797 | Rate Constraint in lbs/MMBtu | FALSE | L | Annual | Allowances Banked | Thousand Tons | 0 | 0 | 0 | 0 | 0 | 0 | 0
IL Fac. Spec. - NOX Rate Summer v3.1, Unit 5742 and retrofits | 669 | 1797 | Rate Constraint in lbs/MMBtu | FALSE | L | Annual | Allowances Withdrawn (1:1) | Thousand Tons | 0 | 0 | 0 | 0 | 0 | 0 | 0
IL Fac. Spec. - NOX Rate Summer v3.1, Unit 5742 and retrofits | 669 | 1797 | Rate Constraint in lbs/MMBtu | FALSE | L | Annual | Allowances Withdrawn (n:1) | Thousand Tons | 0 | 0 | 0 | 0 | 0 | 0 | 0
IL Fac. Spec. - NOX Rate Summer v3.1, Unit 5742 and retrofits | 669 | 1797 | Rate Constraint in lbs/MMBtu | FALSE | L | Annual | Net Emissions Allowance Position | Thousand Tons | 0 | 0 | 0 | 0 | 0 | 0 | 0
IL Fac. Spec. - NOX Rate Summer v3.1, Unit 5742 and retrofits | 669 | 1797 | Rate Constraint in lbs/MMBtu | FALSE | L | Annual | Fuel Consumed | TBtu | 0 | 0 | 0 | 0 | 0 | 0 | 0
IL Fac. Spec. - NOX Rate Summer v3.1, Unit 5742 and retrofits | 669 | 1797 | Rate Constraint in lbs/MMBtu | FALSE | L | Annual | Rate | lb/MMBtu | 0 | 0 | 0 | 0 | 0 | 0 | 0
IL Fac. Spec. - NOX Rate Summer v3.1, Unit 5742 and retrofits | 669 | 1797 | Rate Constraint in lbs/MMBtu | FALSE | L | Annual | Generation | TWh | 0 | 0 | 0 | 0 | 0 | 0 | 0
IL Fac. Spec. - NOX Rate Summer v3.1, Unit 5742 and retrofits | 669 | 1797 | Rate Constraint in lbs/MMBtu | FALSE | L | Annual | Qualifying Generation | TWh | 0 | 0 | 0 | 0 | 0 | 0 | 0
IL Fac. Spec. - NOX Rate Summer v3.1, Unit 5742 and retrofits | 669 | 1797 | Rate Constraint in lbs/MMBtu | FALSE | L | Annual | Rate | lb/MWh | 0 | 0 | 0 | 0 | 0 | 0 | 0
IL Fac. Spec. - NOX Rate Summer v3.1, Unit 5742 and retrofits | 669 | 1797 | Rate Constraint in lbs/MMBtu | FALSE | L | Annual | Constraint Shadow Price | US2011$/Ton | 0 | 0 | 0 | 0 | 0 | 0 | 0
IL Fac. Spec. - NOX Rate Summer v3.1, Unit 5743 and retrofits | 670 | 1797 | Rate Constraint in lbs/MMBtu | FALSE | L | Annual | Seasons Included | Seasons | Summer | Summer | Summer | Summer | Summer | Summer | Summer
IL Fac. Spec. - NOX Rate Summer v3.1, Unit 5743 and retrofits | 670 | 1797 | Rate Constraint in lbs/MMBtu | FALSE | L | Annual | Standard | lb/MMBtu | 0.25 | 0.25 | 0.25 | 0.25 | 0.25 | 0.25 | 0.25
IL Fac. Spec. - NOX Rate Summer v3.1, Unit 5743 and retrofits | 670 | 1797 | Rate Constraint in lbs/MMBtu | FALSE | L | Annual | Emissions at Affected Plants NOX | Thousand Tons | 0.37481 | 0.37481 | 0.37448 | 0.37481 | 0.37481 | 0.37481 | 0.37481
IL Fac. Spec. - NOX Rate Summer v3.1, Unit 5743 and retrofits | 670 | 1797 | Rate Constraint in lbs/MMBtu | FALSE | L | Annual | Allowances Purchased NOX | Thousand Tons | 0 | 0 | 0 | 0 | 0 | 0 | 0
IL Fac. Spec. - NOX Rate Summer v3.1, Unit 5743 and retrofits | 670 | 1797 | Rate Constraint in lbs/MMBtu | FALSE | L | Annual | Allowances Sold NOX | Thousand Tons | 0 | 0 | 0 | 0 | 0 | 0 | 0
IL Fac. Spec. - NOX Rate Summer v3.1, Unit 5743 and retrofits | 670 | 1797 | Rate Constraint in lbs/MMBtu | FALSE | L | Annual | Allowances Banked | Thousand Tons | 0 | 0 | 0 | 0 | 0 | 0 | 0
IL Fac. Spec. - NOX Rate Summer v3.1, Unit 5743 and retrofits | 670 | 1797 | Rate Constraint in lbs/MMBtu | FALSE | L | Annual | Allowances Withdrawn (1:1) | Thousand Tons | 0 | 0 | 0 | 0 | 0 | 0 | 0
IL Fac. Spec. - NOX Rate Summer v3.1, Unit 5743 and retrofits | 670 | 1797 | Rate Constraint in lbs/MMBtu | FALSE | L | Annual | Allowances Withdrawn (n:1) | Thousand Tons | 0 | 0 | 0 | 0 | 0 | 0 | 0
IL Fac. Spec. - NOX Rate Summer v3.1, Unit 5743 and retrofits | 670 | 1797 | Rate Constraint in lbs/MMBtu | FALSE | L | Annual | Net Emissions Allowance Position | Thousand Tons | 0.37481 | 0.37481 | 0.37448 | 0.37481 | 0.37481 | 0.37481 | 0.37481
IL Fac. Spec. - NOX Rate Summer v3.1, Unit 5743 and retrofits | 670 | 1797 | Rate Constraint in lbs/MMBtu | FALSE | L | Annual | Fuel Consumed | TBtu | 5.3775 | 5.3775 | 5.3728 | 5.3775 | 5.3775 | 5.3775 | 5.3775
IL Fac. Spec. - NOX Rate Summer v3.1, Unit 5743 and retrofits | 670 | 1797 | Rate Constraint in lbs/MMBtu | FALSE | L | Annual | Rate | lb/MMBtu | 0.1394 | 0.1394 | 0.1394 | 0.1394 | 0.1394 | 0.1394 | 0.1394
IL Fac. Spec. - NOX Rate Summer v3.1, Unit 5743 and retrofits | 670 | 1797 | Rate Constraint in lbs/MMBtu | FALSE | L | Annual | Generation | TWh | 0.55063 | 0.55063 | 0.55015 | 0.55063 | 0.55063 | 0.55063 | 0.55063
IL Fac. Spec. - NOX Rate Summer v3.1, Unit 5743 and retrofits | 670 | 1797 | Rate Constraint in lbs/MMBtu | FALSE | L | Annual | Qualifying Generation | TWh | 0.55063 | 0.55063 | 0.55015 | 0.55063 | 0.55063 | 0.55063 | 0.55063
IL Fac. Spec. - NOX Rate Summer v3.1, Unit 5743 and retrofits | 670 | 1797 | Rate Constraint in lbs/MMBtu | FALSE | L | Annual | Rate | lb/MWh | 0.68069 | 0.68069 | 0.68069 | 0.68069 | 0.68069 | 0.68069 | 0.68069
IL Fac. Spec. - NOX Rate Summer v3.1, Unit 5743 and retrofits | 670 | 1797 | Rate Constraint in lbs/MMBtu | FALSE | L | Annual | Constraint Shadow Price | US2011$/Ton | 0 | 0 | 0 | 0 | 0 | 0 | 0
IL Facility Average - NOX Rate Summer v3.1 | 671 | 1796 | Rate Constraint in lbs/MMBtu | FALSE | L | Annual | Seasons Included | Seasons | Summer | Summer | Summer | Summer | Summer | Summer | Summer
IL Facility Average - NOX Rate Summer v3.1 | 671 | 1796 | Rate Constraint in lbs/MMBtu | FALSE | L | Annual | Standard | lb/MMBtu | 0.25 | 0.25 | 0.25 | 0.25 | 0.25 | 0.25 | 0.25
IL Facility Average - NOX Rate Summer v3.1 | 671 | 1796 | Rate Constraint in lbs/MMBtu | FALSE | L | Annual | Emissions at Affected Plants NOX | Thousand Tons | 13.233 | 12.6865 | 12.6767 | 12.4328 | 12.9087 | 11.8636 | 11.8273
IL Facility Average - NOX Rate Summer v3.1 | 671 | 1796 | Rate Constraint in lbs/MMBtu | FALSE | L | Annual | Allowances Purchased NOX | Thousand Tons | 0 | 0 | 0 | 0 | 0 | 0 | 0
IL Facility Average - NOX Rate Summer v3.1 | 671 | 1796 | Rate Constraint in lbs/MMBtu | FALSE | L | Annual | Allowances Sold NOX | Thousand Tons | 0 | 0 | 0 | 0 | 0 | 0 | 0
IL Facility Average - NOX Rate Summer v3.1 | 671 | 1796 | Rate Constraint in lbs/MMBtu | FALSE | L | Annual | Allowances Banked | Thousand Tons | 0 | 0 | 0 | 0 | 0 | 0 | 0
IL Facility Average - NOX Rate Summer v3.1 | 671 | 1796 | Rate Constraint in lbs/MMBtu | FALSE | L | Annual | Allowances Withdrawn (1:1) | Thousand Tons | 0 | 0 | 0 | 0 | 0 | 0 | 0
IL Facility Average - NOX Rate Summer v3.1 | 671 | 1796 | Rate Constraint in lbs/MMBtu | FALSE | L | Annual | Allowances Withdrawn (n:1) | Thousand Tons | 0 | 0 | 0 | 0 | 0 | 0 | 0
IL Facility Average - NOX Rate Summer v3.1 | 671 | 1796 | Rate Constraint in lbs/MMBtu | FALSE | L | Annual | Net Emissions Allowance Position | Thousand Tons | 13.233 | 12.6865 | 12.6767 | 12.4328 | 12.9087 | 11.8636 | 11.8273
IL Facility Average - NOX Rate Summer v3.1 | 671 | 1796 | Rate Constraint in lbs/MMBtu | FALSE | L | Annual | Fuel Consumed | TBtu | 378.6312 | 352.6772 | 353.382 | 345.6548 | 361.1646 | 337.7737 | 336.3856
IL Facility Average - NOX Rate Summer v3.1 | 671 | 1796 | Rate Constraint in lbs/MMBtu | FALSE | L | Annual | Rate | lb/MMBtu | 0.069899 | 0.071944 | 0.071745 | 0.071938 | 0.071484 | 0.070246 | 0.07032
IL Facility Average - NOX Rate Summer v3.1 | 671 | 1796 | Rate Constraint in lbs/MMBtu | FALSE | L | Annual | Generation | TWh | 39.4372 | 36.5857 | 36.3718 | 35.6152 | 37.0763 | 35.3392 | 35.2226
IL Facility Average - NOX Rate Summer v3.1 | 671 | 1796 | Rate Constraint in lbs/MMBtu | FALSE | L | Annual | Qualifying Generation | TWh | 39.4372 | 36.5857 | 36.3718 | 35.6152 | 37.0763 | 35.3392 | 35.2226
IL Facility Average - NOX Rate Summer v3.1 | 671 | 1796 | Rate Constraint in lbs/MMBtu | FALSE | L | Annual | Rate | lb/MWh | 0.33555 | 0.34676 | 0.34853 | 0.34909 | 0.34817 | 0.33571 | 0.33579
IL Facility Average - NOX Rate Summer v3.1 | 671 | 1796 | Rate Constraint in lbs/MMBtu | FALSE | L | Annual | Constraint Shadow Price | US2011$/Ton | 0 | 0 | 0 | 0 | 0 | 0 | 0
IL MPS- Ameren MER Rate Annual v5.12 | 672 | 5753 | MACT Fuel Choice Floor in lbs/MMBtu | FALSE | L | Annual | Seasons Included | Seasons | Winter, Summer | Winter, Summer | Winter, Summer | Winter, Summer | Winter, Summer | Winter, Summer | Winter, Summer
IL MPS- Ameren MER Rate Annual v5.12 | 672 | 5753 | MACT Fuel Choice Floor in lbs/MMBtu | FALSE | L | Annual | Emission Floor | lbs/MMBtu | 7.349e-07 | 7.349e-07 | 7.349e-07 | 7.349e-07 | 7.349e-07 | 7.349e-07 | 7.349e-07
IL MPS- Ameren MER Rate Annual v5.12 | 672 | 5753 | MACT Fuel Choice Floor in lbs/MMBtu | FALSE | L | Annual | Emissions at Affected Plants MER | lbs | 56.5521 | 48.6737 | 50.6166 | 45.7335 | 52.7672 | 44.3016 | 47.3561
IL MPS- Ameren MER Rate Annual v5.12 | 672 | 5753 | MACT Fuel Choice Floor in lbs/MMBtu | FALSE | L | Annual | Allowances Purchased MER | lbs | 0 | 0 | 0 | 0 | 0 | 0 | 0
IL MPS- Ameren MER Rate Annual v5.12 | 672 | 5753 | MACT Fuel Choice Floor in lbs/MMBtu | FALSE | L | Annual | Allowances Sold MER | lbs | 0 | 0 | 0 | 0 | 0 | 0 | 0
IL MPS- Ameren MER Rate Annual v5.12 | 672 | 5753 | MACT Fuel Choice Floor in lbs/MMBtu | FALSE | L | Annual | Allowances Banked | lbs | 0 | 0 | 0 | 0 | 0 | 0 | 0
IL MPS- Ameren MER Rate Annual v5.12 | 672 | 5753 | MACT Fuel Choice Floor in lbs/MMBtu | FALSE | L | Annual | Allowances Withdrawn (1:1) | lbs | 0 | 0 | 0 | 0 | 0 | 0 | 0
IL MPS- Ameren MER Rate Annual v5.12 | 672 | 5753 | MACT Fuel Choice Floor in lbs/MMBtu | FALSE | L | Annual | Allowances Withdrawn (n:1) | lbs | 0 | 0 | 0 | 0 | 0 | 0 | 0
IL MPS- Ameren MER Rate Annual v5.12 | 672 | 5753 | MACT Fuel Choice Floor in lbs/MMBtu | FALSE | L | Annual | Net Emissions Allowance Position | lbs | 56.5521 | 48.6737 | 50.6166 | 45.7335 | 52.7672 | 44.3016 | 47.3561
IL MPS- Ameren MER Rate Annual v5.12 | 672 | 5753 | MACT Fuel Choice Floor in lbs/MMBtu | FALSE | L | Annual | Fuel Consumed | TBtu | 104.322 | 91.1159 | 98.2733 | 88.8663 | 102.2611 | 85.5976 | 84.2613
IL MPS- Ameren MER Rate Annual v5.12 | 672 | 5753 | MACT Fuel Choice Floor in lbs/MMBtu | FALSE | L | Annual | Rate | lb/MMBtu | 5.4209e-07 | 5.342e-07 | 5.1506e-07 | 5.1463e-07 | 5.16e-07 | 5.1756e-07 | 5.6201e-07
IL MPS- Ameren MER Rate Annual v5.12 | 672 | 5753 | MACT Fuel Choice Floor in lbs/MMBtu | FALSE | L | Annual | Generation | TWh | 9.7211 | 8.5272 | 9.174 | 8.2963 | 9.5322 | 7.9962 | 7.8725
IL MPS- Ameren MER Rate Annual v5.12 | 672 | 5753 | MACT Fuel Choice Floor in lbs/MMBtu | FALSE | L | Annual | Qualifying Generation | TWh | 9.7211 | 8.5272 | 9.174 | 8.2963 | 9.5322 | 7.9962 | 7.8725
IL MPS- Ameren MER Rate Annual v5.12 | 672 | 5753 | MACT Fuel Choice Floor in lbs/MMBtu | FALSE | L | Annual | Constraint Shadow Price | US2011$/Lb | 0 | 0 | 0 | 0 | 0 | 0 | 0
IL MPS- Ameren NOX rate Annual v5.12 | 673 | 5754 | Rate Constraint in lbs/MMBtu | FALSE | L | Annual | Seasons Included | Seasons | Winter, Summer | Winter, Summer | Winter, Summer | Winter, Summer | Winter, Summer | Winter, Summer | Winter, Summer
IL MPS- Ameren NOX rate Annual v5.12 | 673 | 5754 | Rate Constraint in lbs/MMBtu | FALSE | L | Annual | Standard | lb/MMBtu | 0.11 | 0.11 | 0.11 | 0.11 | 0.11 | 0.11 | 0.11
IL MPS- Ameren NOX rate Annual v5.12 | 673 | 5754 | Rate Constraint in lbs/MMBtu | FALSE | L | Annual | Emissions at Affected Plants NOX | Thousand Tons | 3.2173 | 2.9062 | 3.0736 | 2.8449 | 3.1685 | 2.7666 | 2.734
IL MPS- Ameren NOX rate Annual v5.12 | 673 | 5754 | Rate Constraint in lbs/MMBtu | FALSE | L | Annual | Allowances Purchased NOX | Thousand Tons | 0 | 0 | 0 | 0 | 0 | 0 | 0
IL MPS- Ameren NOX rate Annual v5.12 | 673 | 5754 | Rate Constraint in lbs/MMBtu | FALSE | L | Annual | Allowances Sold NOX | Thousand Tons | 0 | 0 | 0 | 0 | 0 | 0 | 0
IL MPS- Ameren NOX rate Annual v5.12 | 673 | 5754 | Rate Constraint in lbs/MMBtu | FALSE | L | Annual | Allowances Banked | Thousand Tons | 0 | 0 | 0 | 0 | 0 | 0 | 0
IL MPS- Ameren NOX rate Annual v5.12 | 673 | 5754 | Rate Constraint in lbs/MMBtu | FALSE | L | Annual | Allowances Withdrawn (1:1) | Thousand Tons | 0 | 0 | 0 | 0 | 0 | 0 | 0
IL MPS- Ameren NOX rate Annual v5.12 | 673 | 5754 | Rate Constraint in lbs/MMBtu | FALSE | L | Annual | Allowances Withdrawn (n:1) | Thousand Tons | 0 | 0 | 0 | 0 | 0 | 0 | 0
IL MPS- Ameren NOX rate Annual v5.12 | 673 | 5754 | Rate Constraint in lbs/MMBtu | FALSE | L | Annual | Net Emissions Allowance Position | Thousand Tons | 3.2173 | 2.9062 | 3.0736 | 2.8449 | 3.1685 | 2.7666 | 2.734
IL MPS- Ameren NOX rate Annual v5.12 | 673 | 5754 | Rate Constraint in lbs/MMBtu | FALSE | L | Annual | Fuel Consumed | TBtu | 104.322 | 91.1159 | 98.2733 | 88.8663 | 102.2611 | 85.5976 | 84.2613
IL MPS- Ameren NOX rate Annual v5.12 | 673 | 5754 | Rate Constraint in lbs/MMBtu | FALSE | L | Annual | Rate | lb/MMBtu | 0.06168 | 0.063791 | 0.062553 | 0.064026 | 0.061969 | 0.064641 | 0.064893
IL MPS- Ameren NOX rate Annual v5.12 | 673 | 5754 | Rate Constraint in lbs/MMBtu | FALSE | L | Annual | Generation | TWh | 9.7211 | 8.5272 | 9.174 | 8.2963 | 9.5322 | 7.9962 | 7.8725
IL MPS- Ameren NOX rate Annual v5.12 | 673 | 5754 | Rate Constraint in lbs/MMBtu | FALSE | L | Annual | Qualifying Generation | TWh | 9.7211 | 8.5272 | 9.174 | 8.2963 | 9.5322 | 7.9962 | 7.8725
IL MPS- Ameren NOX rate Annual v5.12 | 673 | 5754 | Rate Constraint in lbs/MMBtu | FALSE | L | Annual | Rate | lb/MWh | 0.33096 | 0.34081 | 0.33504 | 0.34291 | 0.3324 | 0.34598 | 0.34728
IL MPS- Ameren NOX rate Annual v5.12 | 673 | 5754 | Rate Constraint in lbs/MMBtu | FALSE | L | Annual | Constraint Shadow Price | US2011$/Ton | 0 | 0 | 0 | 0 | 0 | 0 | 0
IL MPS- Ameren NOX rate Summer v5.12 | 674 | 5755 | Rate Constraint in lbs/MMBtu | FALSE | L | Annual | Seasons Included | Seasons | Summer | Summer | Summer | Summer | Summer | Summer | Summer
IL MPS- Ameren NOX rate Summer v5.12 | 674 | 5755 | Rate Constraint in lbs/MMBtu | FALSE | L | Annual | Standard | lb/MMBtu | 0.11 | 0.11 | 0.11 | 0.11 | 0.11 | 0.11 | 0.11
IL MPS- Ameren NOX rate Summer v5.12 | 674 | 5755 | Rate Constraint in lbs/MMBtu | FALSE | L | Annual | Emissions at Affected Plants NOX | Thousand Tons | 1.4106 | 1.2709 | 1.3138 | 1.3097 | 1.4067 | 1.2314 | 1.1989
IL MPS- Ameren NOX rate Summer v5.12 | 674 | 5755 | Rate Constraint in lbs/MMBtu | FALSE | L | Annual | Allowances Purchased NOX | Thousand Tons | 0 | 0 | 0 | 0 | 0 | 0 | 0
IL MPS- Ameren NOX rate Summer v5.12 | 674 | 5755 | Rate Constraint in lbs/MMBtu | FALSE | L | Annual | Allowances Sold NOX | Thousand Tons | 0 | 0 | 0 | 0 | 0 | 0 | 0
IL MPS- Ameren NOX rate Summer v5.12 | 674 | 5755 | Rate Constraint in lbs/MMBtu | FALSE | L | Annual | Allowances Banked | Thousand Tons | 0 | 0 | 0 | 0 | 0 | 0 | 0
IL MPS- Ameren NOX rate Summer v5.12 | 674 | 5755 | Rate Constraint in lbs/MMBtu | FALSE | L | Annual | Allowances Withdrawn (1:1) | Thousand Tons | 0 | 0 | 0 | 0 | 0 | 0 | 0
IL MPS- Ameren NOX rate Summer v5.12 | 674 | 5755 | Rate Constraint in lbs/MMBtu | FALSE | L | Annual | Allowances Withdrawn (n:1) | Thousand Tons | 0 | 0 | 0 | 0 | 0 | 0 | 0
IL MPS- Ameren NOX rate Summer v5.12 | 674 | 5755 | Rate Constraint in lbs/MMBtu | FALSE | L | Annual | Net Emissions Allowance Position | Thousand Tons | 1.4106 | 1.2709 | 1.3138 | 1.3097 | 1.4067 | 1.2314 | 1.1989
IL MPS- Ameren NOX rate Summer v5.12 | 674 | 5755 | Rate Constraint in lbs/MMBtu | FALSE | L | Annual | Fuel Consumed | TBtu | 45.6335 | 39.8085 | 41.73 | 41.4652 | 45.4849 | 38.2212 | 36.8592
IL MPS- Ameren NOX rate Summer v5.12 | 674 | 5755 | Rate Constraint in lbs/MMBtu | FALSE | L | Annual | Rate | lb/MMBtu | 0.061822 | 0.063848 | 0.062967 | 0.063173 | 0.061854 | 0.064438 | 0.065052
IL MPS- Ameren NOX rate Summer v5.12 | 674 | 5755 | Rate Constraint in lbs/MMBtu | FALSE | L | Annual | Generation | TWh | 4.2612 | 3.7252 | 3.8921 | 3.8754 | 4.2463 | 3.5753 | 3.4516
IL MPS- Ameren NOX rate Summer v5.12 | 674 | 5755 | Rate Constraint in lbs/MMBtu | FALSE | L | Annual | Qualifying Generation | TWh | 4.2612 | 3.7252 | 3.8921 | 3.8754 | 4.2463 | 3.5753 | 3.4516
IL MPS- Ameren NOX rate Summer v5.12 | 674 | 5755 | Rate Constraint in lbs/MMBtu | FALSE | L | Annual | Rate | lb/MWh | 0.33102 | 0.34115 | 0.33755 | 0.33796 | 0.33128 | 0.34443 | 0.34734
IL MPS- Ameren NOX rate Summer v5.12 | 674 | 5755 | Rate Constraint in lbs/MMBtu | FALSE | L | Annual | Constraint Shadow Price | US2011$/Ton | 0 | 0 | 0 | 0 | 0 | 0 | 0
IL MPS- Ameren SO2 Rate Annual v5.12 | 675 | 5756 | Rate Constraint in lbs/MMBtu | FALSE | L | Annual | Seasons Included | Seasons | Winter, Summer | Winter, Summer | Winter, Summer | Winter, Summer | Winter, Summer | Winter, Summer | Winter, Summer
IL MPS- Ameren SO2 Rate Annual v5.12 | 675 | 5756 | Rate Constraint in lbs/MMBtu | FALSE | L | Annual | Standard | lb/MMBtu | 0.24 | 0.23 | 0.23 | 0.23 | 0.23 | 0.23 | 0.23
IL MPS- Ameren SO2 Rate Annual v5.12 | 675 | 5756 | Rate Constraint in lbs/MMBtu | FALSE | L | Annual | Emissions at Affected Plants SO2 | Thousand Tons | 6.3598 | 7.6948 | 7.5904 | 7.1273 | 7.3827 | 7.065 | 7.0396
IL MPS- Ameren SO2 Rate Annual v5.12 | 675 | 5756 | Rate Constraint in lbs/MMBtu | FALSE | L | Annual | Allowances Purchased SO2 | Thousand Tons | 0 | 0 | 0 | 0 | 0 | 0 | 0
IL MPS- Ameren SO2 Rate Annual v5.12 | 675 | 5756 | Rate Constraint in lbs/MMBtu | FALSE | L | Annual | Allowances Sold SO2 | Thousand Tons | 0 | 0 | 0 | 0 | 0 | 0 | 0
IL MPS- Ameren SO2 Rate Annual v5.12 | 675 | 5756 | Rate Constraint in lbs/MMBtu | FALSE | L | Annual | Allowances Banked | Thousand Tons | 0 | 0 | 0 | 0 | 0 | 0 | 0
IL MPS- Ameren SO2 Rate Annual v5.12 | 675 | 5756 | Rate Constraint in lbs/MMBtu | FALSE | L | Annual | Allowances Withdrawn (1:1) | Thousand Tons | 0 | 0 | 0 | 0 | 0 | 0 | 0
IL MPS- Ameren SO2 Rate Annual v5.12 | 675 | 5756 | Rate Constraint in lbs/MMBtu | FALSE | L | Annual | Allowances Withdrawn (n:1) | Thousand Tons | 0 | 0 | 0 | 0 | 0 | 0 | 0
IL MPS- Ameren SO2 Rate Annual v5.12 | 675 | 5756 | Rate Constraint in lbs/MMBtu | FALSE | L | Annual | Net Emissions Allowance Position | Thousand Tons | 6.3598 | 7.6948 | 7.5904 | 7.1273 | 7.3827 | 7.065 | 7.0396
IL MPS- Ameren SO2 Rate Annual v5.12 | 675 | 5756 | Rate Constraint in lbs/MMBtu | FALSE | L | Annual | Fuel Consumed | TBtu | 104.322 | 91.1159 | 98.2733 | 88.8663 | 102.2611 | 85.5976 | 84.2613
IL MPS- Ameren SO2 Rate Annual v5.12 | 675 | 5756 | Rate Constraint in lbs/MMBtu | FALSE | L | Annual | Rate | lb/MMBtu | 0.12193 | 0.1689 | 0.15448 | 0.1604 | 0.14439 | 0.16508 | 0.16709
IL MPS- Ameren SO2 Rate Annual v5.12 | 675 | 5756 | Rate Constraint in lbs/MMBtu | FALSE | L | Annual | Generation | TWh | 9.7211 | 8.5272 | 9.174 | 8.2963 | 9.5322 | 7.9962 | 7.8725
IL MPS- Ameren SO2 Rate Annual v5.12 | 675 | 5756 | Rate Constraint in lbs/MMBtu | FALSE | L | Annual | Qualifying Generation | TWh | 9.7211 | 8.5272 | 9.174 | 8.2963 | 9.5322 | 7.9962 | 7.8725
IL MPS- Ameren SO2 Rate Annual v5.12 | 675 | 5756 | Rate Constraint in lbs/MMBtu | FALSE | L | Annual | Rate | lb/MWh | 0.65423 | 0.90238 | 0.82738 | 0.85909 | 0.7745 | 0.88354 | 0.8942
IL MPS- Ameren SO2 Rate Annual v5.12 | 675 | 5756 | Rate Constraint in lbs/MMBtu | FALSE | L | Annual | Constraint Shadow Price | US2011$/Ton | 0 | 0 | 0 | 0 | 0 | 0 | 0
IL MPS- Dynegy MER Rate Annual v5.12 | 676 | 5757 | MACT Fuel Choice Floor in lbs/MMBtu | FALSE | L | Annual | Seasons Included | Seasons | Winter, Summer | Winter, Summer | Winter, Summer | Winter, Summer | Winter, Summer | Winter, Summer | Winter, Summer
IL MPS- Dynegy MER Rate Annual v5.12 | 676 | 5757 | MACT Fuel Choice Floor in lbs/MMBtu | FALSE | L | Annual | Emission Floor | lbs/MMBtu | 7.8e-07 | 7.8e-07 | 7.8e-07 | 7.8e-07 | 7.8e-07 | 7.8e-07 | 7.8e-07
IL MPS- Dynegy MER Rate Annual v5.12 | 676 | 5757 | MACT Fuel Choice Floor in lbs/MMBtu | FALSE | L | Annual | Emissions at Affected Plants MER | lbs | 89.8583 | 87.0448 | 87.5576 | 84.5251 | 89.8583 | 79.5252 | 80.4584
IL MPS- Dynegy MER Rate Annual v5.12 | 676 | 5757 | MACT Fuel Choice Floor in lbs/MMBtu | FALSE | L | Annual | Allowances Purchased MER | lbs | 0 | 0 | 0 | 0 | 0 | 0 | 0
IL MPS- Dynegy MER Rate Annual v5.12 | 676 | 5757 | MACT Fuel Choice Floor in lbs/MMBtu | FALSE | L | Annual | Allowances Sold MER | lbs | 0 | 0 | 0 | 0 | 0 | 0 | 0
IL MPS- Dynegy MER Rate Annual v5.12 | 676 | 5757 | MACT Fuel Choice Floor in lbs/MMBtu | FALSE | L | Annual | Allowances Banked | lbs | 0 | 0 | 0 | 0 | 0 | 0 | 0
IL MPS- Dynegy MER Rate Annual v5.12 | 676 | 5757 | MACT Fuel Choice Floor in lbs/MMBtu | FALSE | L | Annual | Allowances Withdrawn (1:1) | lbs | 0 | 0 | 0 | 0 | 0 | 0 | 0
IL MPS- Dynegy MER Rate Annual v5.12 | 676 | 5757 | MACT Fuel Choice Floor in lbs/MMBtu | FALSE | L | Annual | Allowances Withdrawn (n:1) | lbs | 0 | 0 | 0 | 0 | 0 | 0 | 0
IL MPS- Dynegy MER Rate Annual v5.12 | 676 | 5757 | MACT Fuel Choice Floor in lbs/MMBtu | FALSE | L | Annual | Net Emissions Allowance Position | lbs | 89.8583 | 87.0448 | 87.5576 | 84.5251 | 89.8583 | 79.5252 | 80.4584
IL MPS- Dynegy MER Rate Annual v5.12 | 676 | 5757 | MACT Fuel Choice Floor in lbs/MMBtu | FALSE | L | Annual | Fuel Consumed | TBtu | 166.7176 | 155.16 | 162.2087 | 156.46 | 166.7176 | 147.1572 | 142.7151
IL MPS- Dynegy MER Rate Annual v5.12 | 676 | 5757 | MACT Fuel Choice Floor in lbs/MMBtu | FALSE | L | Annual | Rate | lb/MMBtu | 5.3899e-07 | 5.61e-07 | 5.3978e-07 | 5.4023e-07 | 5.3899e-07 | 5.4041e-07 | 5.6377e-07
IL MPS- Dynegy MER Rate Annual v5.12 | 676 | 5757 | MACT Fuel Choice Floor in lbs/MMBtu | FALSE | L | Annual | Generation | TWh | 15.9154 | 14.8859 | 15.5278 | 15.0018 | 15.9154 | 14.1185 | 13.6826
IL MPS- Dynegy MER Rate Annual v5.12 | 676 | 5757 | MACT Fuel Choice Floor in lbs/MMBtu | FALSE | L | Annual | Qualifying Generation | TWh | 15.9154 | 14.8859 | 15.5278 | 15.0018 | 15.9154 | 14.1185 | 13.6826
IL MPS- Dynegy MER Rate Annual v5.12 | 676 | 5757 | MACT Fuel Choice Floor in lbs/MMBtu | FALSE | L | Annual | Constraint Shadow Price | US2011$/Lb | 0 | 0 | 0 | 0 | 0 | 0 | 0
IL MPS- Dynegy NOx rate Annual v5.12 | 677 | 5760 | Rate Constraint in lbs/MMBtu | FALSE | L | Annual | Seasons Included | Seasons | Winter, Summer | Winter, Summer | Winter, Summer | Winter, Summer | Winter, Summer | Winter, Summer | Winter, Summer
IL MPS- Dynegy NOx rate Annual v5.12 | 677 | 5760 | Rate Constraint in lbs/MMBtu | FALSE | L | Annual | Standard | lb/MMBtu | 0.11 | 0.11 | 0.11 | 0.11 | 0.11 | 0.11 | 0.11
IL MPS- Dynegy NOx rate Annual v5.12 | 677 | 5760 | Rate Constraint in lbs/MMBtu | FALSE | L | Annual | Emissions at Affected Plants NOX | Thousand Tons | 4.7528 | 4.4131 | 4.6131 | 4.4384 | 4.7528 | 4.1697 | 4.0464
IL MPS- Dynegy NOx rate Annual v5.12 | 677 | 5760 | Rate Constraint in lbs/MMBtu | FALSE | L | Annual | Allowances Purchased NOX | Thousand Tons | 0 | 0 | 0 | 0 | 0 | 0 | 0
IL MPS- Dynegy NOx rate Annual v5.12 | 677 | 5760 | Rate Constraint in lbs/MMBtu | FALSE | L | Annual | Allowances Sold NOX | Thousand Tons | 0 | 0 | 0 | 0 | 0 | 0 | 0
IL MPS- Dynegy NOx rate Annual v5.12 | 677 | 5760 | Rate Constraint in lbs/MMBtu | FALSE | L | Annual | Allowances Banked | Thousand Tons | 0 | 0 | 0 | 0 | 0 | 0 | 0
IL MPS- Dynegy NOx rate Annual v5.12 | 677 | 5760 | Rate Constraint in lbs/MMBtu | FALSE | L | Annual | Allowances Withdrawn (1:1) | Thousand Tons | 0 | 0 | 0 | 0 | 0 | 0 | 0
IL MPS- Dynegy NOx rate Annual v5.12 | 677 | 5760 | Rate Constraint in lbs/MMBtu | FALSE | L | Annual | Allowances Withdrawn (n:1) | Thousand Tons | 0 | 0 | 0 | 0 | 0 | 0 | 0
IL MPS- Dynegy NOx rate Annual v5.12 | 677 | 5760 | Rate Constraint in lbs/MMBtu | FALSE | L | Annual | Net Emissions Allowance Position | Thousand Tons | 4.7528 | 4.4131 | 4.6131 | 4.4384 | 4.7528 | 4.1697 | 4.0464
IL MPS- Dynegy NOx rate Annual v5.12 | 677 | 5760 | Rate Constraint in lbs/MMBtu | FALSE | L | Annual | Fuel Consumed | TBtu | 166.7176 | 155.16 | 162.2087 | 156.46 | 166.7176 | 147.1572 | 142.7151
IL MPS- Dynegy NOx rate Annual v5.12 | 677 | 5760 | Rate Constraint in lbs/MMBtu | FALSE | L | Annual | Rate | lb/MMBtu | 0.057016 | 0.056885 | 0.056878 | 0.056735 | 0.057016 | 0.05667 | 0.056707
IL MPS- Dynegy NOx rate Annual v5.12 | 677 | 5760 | Rate Constraint in lbs/MMBtu | FALSE | L | Annual | Generation | TWh | 15.9154 | 14.8859 | 15.5278 | 15.0018 | 15.9154 | 14.1185 | 13.6826
IL MPS- Dynegy NOx rate Annual v5.12 | 677 | 5760 | Rate Constraint in lbs/MMBtu | FALSE | L | Annual | Qualifying Generation | TWh | 15.9154 | 14.8859 | 15.5278 | 15.0018 | 15.9154 | 14.1185 | 13.6826
IL MPS- Dynegy NOx rate Annual v5.12 | 677 | 5760 | Rate Constraint in lbs/MMBtu | FALSE | L | Annual | Rate | lb/MWh | 0.29863 | 0.29646 | 0.29708 | 0.29586 | 0.29863 | 0.29534 | 0.29574
IL MPS- Dynegy NOx rate Annual v5.12 | 677 | 5760 | Rate Constraint in lbs/MMBtu | FALSE | L | Annual | Constraint Shadow Price | US2011$/Ton | 0 | 0 | 0 | 0 | 0 | 0 | 0
IL MPS- Dynegy NOX rate Summer v5.12 | 678 | 5761 | Rate Constraint in lbs/MMBtu | FALSE | L | Annual | Seasons Included | Seasons | Summer | Summer | Summer | Summer | Summer | Summer | Summer
IL MPS- Dynegy NOX rate Summer v5.12 | 678 | 5761 | Rate Constraint in lbs/MMBtu | FALSE | L | Annual | Standard | lb/MMBtu | 0.11 | 0.11 | 0.11 | 0.11 | 0.11 | 0.11 | 0.11
IL MPS- Dynegy NOX rate Summer v5.12 | 678 | 5761 | Rate Constraint in lbs/MMBtu | FALSE | L | Annual | Emissions at Affected Plants NOX | Thousand Tons | 2.0878 | 1.9176 | 2.0264 | 1.9458 | 2.0878 | 1.9011 | 1.8124
IL MPS- Dynegy NOX rate Summer v5.12 | 678 | 5761 | Rate Constraint in lbs/MMBtu | FALSE | L | Annual | Allowances Purchased NOX | Thousand Tons | 0 | 0 | 0 | 0 | 0 | 0 | 0
IL MPS- Dynegy NOX rate Summer v5.12 | 678 | 5761 | Rate Constraint in lbs/MMBtu | FALSE | L | Annual | Allowances Sold NOX | Thousand Tons | 0 | 0 | 0 | 0 | 0 | 0 | 0
IL MPS- Dynegy NOX rate Summer v5.12 | 678 | 5761 | Rate Constraint in lbs/MMBtu | FALSE | L | Annual | Allowances Banked | Thousand Tons | 0 | 0 | 0 | 0 | 0 | 0 | 0
IL MPS- Dynegy NOX rate Summer v5.12 | 678 | 5761 | Rate Constraint in lbs/MMBtu | FALSE | L | Annual | Allowances Withdrawn (1:1) | Thousand Tons | 0 | 0 | 0 | 0 | 0 | 0 | 0
IL MPS- Dynegy NOX rate Summer v5.12 | 678 | 5761 | Rate Constraint in lbs/MMBtu | FALSE | L | Annual | Allowances Withdrawn (n:1) | Thousand Tons | 0 | 0 | 0 | 0 | 0 | 0 | 0
IL MPS- Dynegy NOX rate Summer v5.12 | 678 | 5761 | Rate Constraint in lbs/MMBtu | FALSE | L | Annual | Net Emissions Allowance Position | Thousand Tons | 2.0878 | 1.9176 | 2.0264 | 1.9458 | 2.0878 | 1.9011 | 1.8124
IL MPS- Dynegy NOX rate Summer v5.12 | 678 | 5761 | Rate Constraint in lbs/MMBtu | FALSE | L | Annual | Fuel Consumed | TBtu | 73.0579 | 67.4733 | 71.2654 | 68.672 | 73.0579 | 67.2714 | 64.2085
IL MPS- Dynegy NOX rate Summer v5.12 | 678 | 5761 | Rate Constraint in lbs/MMBtu | FALSE | L | Annual | Rate | lb/MMBtu | 0.057154 | 0.056839 | 0.05687 | 0.05667 | 0.057154 | 0.056521 | 0.056453
IL MPS- Dynegy NOX rate Summer v5.12 | 678 | 5761 | Rate Constraint in lbs/MMBtu | FALSE | L | Annual | Generation | TWh | 6.9916 | 6.4777 | 6.8214 | 6.5562 | 6.9916 | 6.448 | 6.148
IL MPS- Dynegy NOX rate Summer v5.12 | 678 | 5761 | Rate Constraint in lbs/MMBtu | FALSE | L | Annual | Qualifying Generation | TWh | 6.9916 | 6.4777 | 6.8214 | 6.5562 | 6.9916 | 6.448 | 6.148
IL MPS- Dynegy NOX rate Summer v5.12 | 678 | 5761 | Rate Constraint in lbs/MMBtu | FALSE | L | Annual | Rate | lb/MWh | 0.29861 | 0.29602 | 0.29707 | 0.29679 | 0.29861 | 0.29484 | 0.29479
IL MPS- Dynegy NOX rate Summer v5.12 | 678 | 5761 | Rate Constraint in lbs/MMBtu | FALSE | L | Annual | Constraint Shadow Price | US2011$/Ton | 0 | 0 | 0 | 0 | 0 | 0 | 0
IL MPS- Dynegy SO2 Rate Annual v5.12 | 679 | 5762 | Rate Constraint in lbs/MMBtu | FALSE | L | Annual | Seasons Included | Seasons | Winter, Summer | Winter, Summer | Winter, Summer | Winter, Summer | Winter, Summer | Winter, Summer | Winter, Summer
IL MPS- Dynegy SO2 Rate Annual v5.12 | 679 | 5762 | Rate Constraint in lbs/MMBtu | FALSE | L | Annual | Standard | lb/MMBtu | 0.25 | 0.25 | 0.25 | 0.25 | 0.25 | 0.25 | 0.25
IL MPS- Dynegy SO2 Rate Annual v5.12 | 679 | 5762 | Rate Constraint in lbs/MMBtu | FALSE | L | Annual | Emissions at Affected Plants SO2 | Thousand Tons | 6.0827 | 5.705 | 5.9482 | 5.7561 | 6.0827 | 5.4214 | 5.5352
IL MPS- Dynegy SO2 Rate Annual v5.12 | 679 | 5762 | Rate Constraint in lbs/MMBtu | FALSE | L | Annual | Allowances Purchased SO2 | Thousand Tons | 0 | 0 | 0 | 0 | 0 | 0 | 0
IL MPS- Dynegy SO2 Rate Annual v5.12 | 679 | 5762 | Rate Constraint in lbs/MMBtu | FALSE | L | Annual | Allowances Sold SO2 | Thousand Tons | 0 | 0 | 0 | 0 | 0 | 0 | 0
IL MPS- Dynegy SO2 Rate Annual v5.12 | 679 | 5762 | Rate Constraint in lbs/MMBtu | FALSE | L | Annual | Allowances Banked | Thousand Tons | 0 | 0 | 0 | 0 | 0 | 0 | 0
IL MPS- Dynegy SO2 Rate Annual v5.12 | 679 | 5762 | Rate Constraint in lbs/MMBtu | FALSE | L | Annual | Allowances Withdrawn (1:1) | Thousand Tons | 0 | 0 | 0 | 0 | 0 | 0 | 0
IL MPS- Dynegy SO2 Rate Annual v5.12 | 679 | 5762 | Rate Constraint in lbs/MMBtu | FALSE | L | Annual | Allowances Withdrawn (n:1) | Thousand Tons | 0 | 0 | 0 | 0 | 0 | 0 | 0
IL MPS- Dynegy SO2 Rate Annual v5.12 | 679 | 5762 | Rate Constraint in lbs/MMBtu | FALSE | L | Annual | Net Emissions Allowance Position | Thousand Tons | 6.0827 | 5.705 | 5.9482 | 5.7561 | 6.0827 | 5.4214 | 5.5352
IL MPS- Dynegy SO2 Rate Annual v5.12 | 679 | 5762 | Rate Constraint in lbs/MMBtu | FALSE | L | Annual | Fuel Consumed | TBtu | 166.7176 | 155.16 | 162.2087 | 156.46 | 166.7176 | 147.1572 | 142.7151
IL MPS- Dynegy SO2 Rate Annual v5.12 | 679 | 5762 | Rate Constraint in lbs/MMBtu | FALSE | L | Annual | Rate | lb/MMBtu | 0.07297 | 0.073537 | 0.07334 | 0.073579 | 0.07297 | 0.073681 | 0.077569
IL MPS- Dynegy SO2 Rate Annual v5.12 | 679 | 5762 | Rate Constraint in lbs/MMBtu | FALSE | L | Annual | Generation | TWh | 15.9154 | 14.8859 | 15.5278 | 15.0018 | 15.9154 | 14.1185 | 13.6826
IL MPS- Dynegy SO2 Rate Annual v5.12 | 679 | 5762 | Rate Constraint in lbs/MMBtu | FALSE | L | Annual | Qualifying Generation | TWh | 15.9154 | 14.8859 | 15.5278 | 15.0018 | 15.9154 | 14.1185 | 13.6826
IL MPS- Dynegy SO2 Rate Annual v5.12 | 679 | 5762 | Rate Constraint in lbs/MMBtu | FALSE | L | Annual | Rate | lb/MWh | 0.38219 | 0.38325 | 0.38307 | 0.38369 | 0.38219 | 0.38399 | 0.40454
IL MPS- Dynegy SO2 Rate Annual v5.12 | 679 | 5762 | Rate Constraint in lbs/MMBtu | FALSE | L | Annual | Constraint Shadow Price | US2011$/Ton | 0 | 0 | 0 | 0 | 0 | 0 | 0
Kansas Nearman Unit 1NOx Rate Annual v4.10 | 680 | 2260 | Rate Constraint in lbs/MMBtu | FALSE | L | Annual | Seasons Included | Seasons | Winter, Summer | Winter, Summer | Winter, Summer | Winter, Summer | Winter, Summer | Winter, Summer | Winter, Summer
Kansas Nearman Unit 1NOx Rate Annual v4.10 | 680 | 2260 | Rate Constraint in lbs/MMBtu | FALSE | L | Annual | Standard | lb/MMBtu | 0.26 | 0.26 | 0.26 | 0.26 | 0.26 | 0.26 | 0.26
Kansas Nearman Unit 1NOx Rate Annual v4.10 | 680 | 2260 | Rate Constraint in lbs/MMBtu | FALSE | L | Annual | Emissions at Affected Plants NOX | Thousand Tons | 2.3163 | 2.3825 | 2.3825 | 2.3825 | 2.3825 | 2.3825 | 2.3825
Kansas Nearman Unit 1NOx Rate Annual v4.10 | 680 | 2260 | Rate Constraint in lbs/MMBtu | FALSE | L | Annual | Allowances Purchased NOX | Thousand Tons | 0 | 0 | 0 | 0 | 0 | 0 | 0
Kansas Nearman Unit 1NOx Rate Annual v4.10 | 680 | 2260 | Rate Constraint in lbs/MMBtu | FALSE | L | Annual | Allowances Sold NOX | Thousand Tons | 0 | 0 | 0 | 0 | 0 | 0 | 0
Kansas Nearman Unit 1NOx Rate Annual v4.10 | 680 | 2260 | Rate Constraint in lbs/MMBtu | FALSE | L | Annual | Allowances Banked | Thousand Tons | 0 | 0 | 0 | 0 | 0 | 0 | 0
Kansas Nearman Unit 1NOx Rate Annual v4.10 | 680 | 2260 | Rate Constraint in lbs/MMBtu | FALSE | L | Annual | Allowances Withdrawn (1:1) | Thousand Tons | 0 | 0 | 0 | 0 | 0 | 0 | 0
Kansas Nearman Unit 1NOx Rate Annual v4.10 | 680 | 2260 | Rate Constraint in lbs/MMBtu | FALSE | L | Annual | Allowances Withdrawn (n:1) | Thousand Tons | 0 | 0 | 0 | 0 | 0 | 0 | 0
Kansas Nearman Unit 1NOx Rate Annual v4.10 | 680 | 2260 | Rate Constraint in lbs/MMBtu | FALSE | L | Annual | Net Emissions Allowance Position | Thousand Tons | 2.3163 | 2.3825 | 2.3825 | 2.3825 | 2.3825 | 2.3825 | 2.3825
Kansas Nearman Unit 1NOx Rate Annual v4.10 | 680 | 2260 | Rate Constraint in lbs/MMBtu | FALSE | L | Annual | Fuel Consumed | TBtu | 17.8176 | 18.3267 | 18.3267 | 18.3267 | 18.3267 | 18.3267 | 18.3267
Kansas Nearman Unit 1NOx Rate Annual v4.10 | 680 | 2260 | Rate Constraint in lbs/MMBtu | FALSE | L | Annual | Rate | lb/MMBtu | 0.26 | 0.26 | 0.26 | 0.26 | 0.26 | 0.26 | 0.26
Kansas Nearman Unit 1NOx Rate Annual v4.10 | 680 | 2260 | Rate Constraint in lbs/MMBtu | FALSE | L | Annual | Generation | TWh | 1.6042 | 1.65 | 1.65 | 1.65 | 1.65 | 1.65 | 1.65
Kansas Nearman Unit 1NOx Rate Annual v4.10 | 680 | 2260 | Rate Constraint in lbs/MMBtu | FALSE | L | Annual | Qualifying Generation | TWh | 1.6042 | 1.65 | 1.65 | 1.65 | 1.65 | 1.65 | 1.65
Kansas Nearman Unit 1NOx Rate Annual v4.10 | 680 | 2260 | Rate Constraint in lbs/MMBtu | FALSE | L | Annual | Rate | lb/MWh | 1.4439 | 1.4439 | 1.4439 | 1.4439 | 1.4439 | 1.4439 | 1.4439
Kansas Nearman Unit 1NOx Rate Annual v4.10 | 680 | 2260 | Rate Constraint in lbs/MMBtu | FALSE | L | Annual | Constraint Shadow Price | US2011$/Ton | 0 | 0 | 0 | 0 | 0 | 0 | 0
Kansas Quindaro Unit 2 Nox Rate Annual v4.10 | 681 | 2259 | Rate Constraint in lbs/MMBtu | FALSE | L | Annual | Seasons Included | Seasons | Winter, Summer | Winter, Summer | Winter, Summer | Winter, Summer | Winter, Summer | Winter, Summer | Winter, Summer
Kansas Quindaro Unit 2 Nox Rate Annual v4.10 | 681 | 2259 | Rate Constraint in lbs/MMBtu | FALSE | L | Annual | Standard | lb/MMBtu | 0.2 | 0.2 | 0.2 | 0.2 | 0.2 | 0.2 | 0.2
Kansas Quindaro Unit 2 Nox Rate Annual v4.10 | 681 | 2259 | Rate Constraint in lbs/MMBtu | FALSE | L | Annual | Emissions at Affected Plants NOX | Thousand Tons | 0 | 0 | 0 | 0 | 0 | 0 | 0
Kansas Quindaro Unit 2 Nox Rate Annual v4.10 | 681 | 2259 | Rate Constraint in lbs/MMBtu | FALSE | L | Annual | Allowances Purchased NOX | Thousand Tons | 0 | 0 | 0 | 0 | 0 | 0 | 0
Kansas Quindaro Unit 2 Nox Rate Annual v4.10 | 681 | 2259 | Rate Constraint in lbs/MMBtu | FALSE | L | Annual | Allowances Sold NOX | Thousand Tons | 0 | 0 | 0 | 0 | 0 | 0 | 0
Kansas Quindaro Unit 2 Nox Rate Annual v4.10 | 681 | 2259 | Rate Constraint in lbs/MMBtu | FALSE | L | Annual | Allowances Banked | Thousand Tons | 0 | 0 | 0 | 0 | 0 | 0 | 0
Kansas Quindaro Unit 2 Nox Rate Annual v4.10 | 681 | 2259 | Rate Constraint in lbs/MMBtu | FALSE | L | Annual | Allowances Withdrawn (1:1) | Thousand Tons | 0 | 0 | 0 | 0 | 0 | 0 | 0
Kansas Quindaro Unit 2 Nox Rate Annual v4.10 | 681 | 2259 | Rate Constraint in lbs/MMBtu | FALSE | L | Annual | Allowances Withdrawn (n:1) | Thousand Tons | 0 | 0 | 0 | 0 | 0 | 0 | 0
Kansas Quindaro Unit 2 Nox Rate Annual v4.10 | 681 | 2259 | Rate Constraint in lbs/MMBtu | FALSE | L | Annual | Net Emissions Allowance Position | Thousand Tons | 0 | 0 | 0 | 0 | 0 | 0 | 0
Kansas Quindaro Unit 2 Nox Rate Annual v4.10 | 681 | 2259 | Rate Constraint in lbs/MMBtu | FALSE | L | Annual | Fuel Consumed | TBtu | 0 | 0 | 0 | 0 | 0 | 0 | 0
Kansas Quindaro Unit 2 Nox Rate Annual v4.10 | 681 | 2259 | Rate Constraint in lbs/MMBtu | FALSE | L | Annual | Rate | lb/MMBtu | 0 | 0 | 0 | 0 | 0 | 0 | 0
Kansas Quindaro Unit 2 Nox Rate Annual v4.10 | 681 | 2259 | Rate Constraint in lbs/MMBtu | FALSE | L | Annual | Generation | TWh | 0 | 0 | 0 | 0 | 0 | 0 | 0
Kansas Quindaro Unit 2 Nox Rate Annual v4.10 | 681 | 2259 | Rate Constraint in lbs/MMBtu | FALSE | L | Annual | Qualifying Generation | TWh | 0 | 0 | 0 | 0 | 0 | 0 | 0
Kansas Quindaro Unit 2 Nox Rate Annual v4.10 | 681 | 2259 | Rate Constraint in lbs/MMBtu | FALSE | L | Annual | Rate | lb/MWh | 0 | 0 | 0 | 0 | 0 | 0 | 0
Kansas Quindaro Unit 2 Nox Rate Annual v4.10 | 681 | 2259 | Rate Constraint in lbs/MMBtu | FALSE | L | Annual | Constraint Shadow Price | US2011$/Ton | 0 | 0 | 0 | 0 | 0 | 0 | 0
KS La Cygne NOX Rate Annual v5.14 | 682 | 6150 | Rate Constraint in lbs/MMBtu | FALSE | L | Annual | Seasons Included | Seasons | Winter, Summer | Winter, Summer | Winter, Summer | Winter, Summer | Winter, Summer | Winter, Summer | Winter, Summer
KS La Cygne NOX Rate Annual v5.14 | 682 | 6150 | Rate Constraint in lbs/MMBtu | FALSE | L | Annual | Standard | lb/MMBtu | 0.13 | 0.13 | 0.13 | 0.13 | 0.13 | 0.13 | 0.13
KS La Cygne NOX Rate Annual v5.14 | 682 | 6150 | Rate Constraint in lbs/MMBtu | FALSE | L | Annual | Emissions at Affected Plants NOX | Thousand Tons | 4.0026 | 4.0026 | 3.9957 | 4.0026 | 4.0026 | 4.0026 | 4.0026
KS La Cygne NOX Rate Annual v5.14 | 682 | 6150 | Rate Constraint in lbs/MMBtu | FALSE | L | Annual | Allowances Purchased NOX | Thousand Tons | 0 | 0 | 0 | 0 | 0 | 0 | 0
KS La Cygne NOX Rate Annual v5.14 | 682 | 6150 | Rate Constraint in lbs/MMBtu | FALSE | L | Annual | Allowances Sold NOX | Thousand Tons | 0 | 0 | 0 | 0 | 0 | 0 | 0
KS La Cygne NOX Rate Annual v5.14 | 682 | 6150 | Rate Constraint in lbs/MMBtu | FALSE | L | Annual | Allowances Banked | Thousand Tons | 0 | 0 | 0 | 0 | 0 | 0 | 0
KS La Cygne NOX Rate Annual v5.14 | 682 | 6150 | Rate Constraint in lbs/MMBtu | FALSE | L | Annual | Allowances Withdrawn (1:1) | Thousand Tons | 0 | 0 | 0 | 0 | 0 | 0 | 0
KS La Cygne NOX Rate Annual v5.14 | 682 | 6150 | Rate Constraint in lbs/MMBtu | FALSE | L | Annual | Allowances Withdrawn (n:1) | Thousand Tons | 0 | 0 | 0 | 0 | 0 | 0 | 0
KS La Cygne NOX Rate Annual v5.14 | 682 | 6150 | Rate Constraint in lbs/MMBtu | FALSE | L | Annual | Net Emissions Allowance Position | Thousand Tons | 4.0026 | 4.0026 | 3.9957 | 4.0026 | 4.0026 | 4.0026 | 4.0026
KS La Cygne NOX Rate Annual v5.14 | 682 | 6150 | Rate Constraint in lbs/MMBtu | FALSE | L | Annual | Fuel Consumed | TBtu | 108.8679 | 108.8679 | 108.6797 | 108.8679 | 108.8679 | 108.8888 | 108.8888
KS La Cygne NOX Rate Annual v5.14 | 682 | 6150 | Rate Constraint in lbs/MMBtu | FALSE | L | Annual | Rate | lb/MMBtu | 0.073531 | 0.073531 | 0.073531 | 0.073531 | 0.073531 | 0.073517 | 0.073517
KS La Cygne NOX Rate Annual v5.14 | 682 | 6150 | Rate Constraint in lbs/MMBtu | FALSE | L | Annual | Generation | TWh | 10.3388 | 10.3388 | 10.3209 | 10.3388 | 10.3388 | 10.3388 | 10.3388
KS La Cygne NOX Rate Annual v5.14 | 682 | 6150 | Rate Constraint in lbs/MMBtu | FALSE | L | Annual | Qualifying Generation | TWh | 10.3388 | 10.3388 | 10.3209 | 10.3388 | 10.3388 | 10.3388 | 10.3388
KS La Cygne NOX Rate Annual v5.14 | 682 | 6150 | Rate Constraint in lbs/MMBtu | FALSE | L | Annual | Rate | lb/MWh | 0.38714 | 0.38714 | 0.38714 | 0.38714 | 0.38714 | 0.38714 | 0.38714
KS La Cygne NOX Rate Annual v5.14 | 682 | 6150 | Rate Constraint in lbs/MMBtu | FALSE | L | Annual | Constraint Shadow Price | US2011$/Ton | 0 | 0 | 0 | 0 | 0 | 0 | 0
KS La Cygne SO2 Rate Annual v5.14 | 683 | 6151 | Rate Constraint in lbs/MMBtu | FALSE | L | Annual | Seasons Included | Seasons | Winter, Summer | Winter, Summer | Winter, Summer | Winter, Summer | Winter, Summer | Winter, Summer | Winter, Summer
KS La Cygne SO2 Rate Annual v5.14 | 683 | 6151 | Rate Constraint in lbs/MMBtu | FALSE | L | Annual | Standard | lb/MMBtu | 0.1 | 0.1 | 0.1 | 0.1 | 0.1 | 0.1 | 0.1
KS La Cygne SO2 Rate Annual v5.14 | 683 | 6151 | Rate Constraint in lbs/MMBtu | FALSE | L | Annual | Emissions at Affected Plants SO2 | Thousand Tons | 4.0474 | 4.0474 | 4.0404 | 4.0474 | 4.0474 | 4.0406 | 4.0406
KS La Cygne SO2 Rate Annual v5.14 | 683 | 6151 | Rate Constraint in lbs/MMBtu | FALSE | L | Annual | Allowances Purchased SO2 | Thousand Tons | 0 | 0 | 0 | 0 | 0 | 0 | 0
KS La Cygne SO2 Rate Annual v5.14 | 683 | 6151 | Rate Constraint in lbs/MMBtu | FALSE | L | Annual | Allowances Sold SO2 | Thousand Tons | 0 | 0 | 0 | 0 | 0 | 0 | 0
KS La Cygne SO2 Rate Annual v5.14 | 683 | 6151 | Rate Constraint in lbs/MMBtu | FALSE | L | Annual | Allowances Banked | Thousand Tons | 0 | 0 | 0 | 0 | 0 | 0 | 0
KS La Cygne SO2 Rate Annual v5.14 | 683 | 6151 | Rate Constraint in lbs/MMBtu | FALSE | L | Annual | Allowances Withdrawn (1:1) | Thousand Tons | 0 | 0 | 0 | 0 | 0 | 0 | 0
KS La Cygne SO2 Rate Annual v5.14 | 683 | 6151 | Rate Constraint in lbs/MMBtu | FALSE | L | Annual | Allowances Withdrawn (n:1) | Thousand Tons | 0 | 0 | 0 | 0 | 0 | 0 | 0
KS La Cygne SO2 Rate Annual v5.14 | 683 | 6151 | Rate Constraint in lbs/MMBtu | FALSE | L | Annual | Net Emissions Allowance Position | Thousand Tons | 4.0474 | 4.0474 | 4.0404 | 4.0474 | 4.0474 | 4.0406 | 4.0406
KS La Cygne SO2 Rate Annual v5.14 | 683 | 6151 | Rate Constraint in lbs/MMBtu | FALSE | L | Annual | Fuel Consumed | TBtu | 108.8679 | 108.8679 | 108.6797 | 108.8679 | 108.8679 | 108.8888 | 108.8888
KS La Cygne SO2 Rate Annual v5.14 | 683 | 6151 | Rate Constraint in lbs/MMBtu | FALSE | L | Annual | Rate | lb/MMBtu | 0.074354 | 0.074354 | 0.074354 | 0.074354 | 0.074354 | 0.074216 | 0.074216
KS La Cygne SO2 Rate Annual v5.14 | 683 | 6151 | Rate Constraint in lbs/MMBtu | FALSE | L | Annual | Generation | TWh | 10.3388 | 10.3388 | 10.3209 | 10.3388 | 10.3388 | 10.3388 | 10.3388
KS La Cygne SO2 Rate Annual v5.14 | 683 | 6151 | Rate Constraint in lbs/MMBtu | FALSE | L | Annual | Qualifying Generation | TWh | 10.3388 | 10.3388 | 10.3209 | 10.3388 | 10.3388 | 10.3388 | 10.3388
KS La Cygne SO2 Rate Annual v5.14 | 683 | 6151 | Rate Constraint in lbs/MMBtu | FALSE | L | Annual | Rate | lb/MWh | 0.39148 | 0.39148 | 0.39148 | 0.39148 | 0.39148 | 0.39082 | 0.39082
KS La Cygne SO2 Rate Annual v5.14 | 683 | 6151 | Rate Constraint in lbs/MMBtu | FALSE | L | Annual | Constraint Shadow Price | US2011$/Ton | 0 | 0 | 0 | 0 | 0 | 0 | 0
LA Big Cajun 1 CT- NOx Summer v4.10 | 684 | 2425 | Rate Constraint in lbs/MMBtu | FALSE | L | Annual | Seasons Included | Seasons | Summer | Summer | Summer | Summer | Summer | Summer | Summer
LA Big Cajun 1 CT- NOx Summer v4.10 | 684 | 2425 | Rate Constraint in lbs/MMBtu | FALSE | L | Annual | Standard | lb/MMBtu | 0.2 | 0.2 | 0.2 | 0.2 | 0.2 | 0.2 | 0.2
LA Big Cajun 1 CT- NOx Summer v4.10 | 684 | 2425 | Rate Constraint in lbs/MMBtu | FALSE | L | Annual | Emissions at Affected Plants NOX | Thousand Tons | 0 | 0 | 0 | 0.0022702 | 0.0027651 | 0.014056 | 0
LA Big Cajun 1 CT- NOx Summer v4.10 | 684 | 2425 | Rate Constraint in lbs/MMBtu | FALSE | L | Annual | Allowances Purchased NOX | Thousand Tons | 0 | 0 | 0 | 0 | 0 | 0 | 0
LA Big Cajun 1 CT- NOx Summer v4.10 | 684 | 2425 | Rate Constraint in lbs/MMBtu | FALSE | L | Annual | Allowances Sold NOX | Thousand Tons | 0 | 0 | 0 | 0 | 0 | 0 | 0
LA Big Cajun 1 CT- NOx Summer v4.10 | 684 | 2425 | Rate Constraint in lbs/MMBtu | FALSE | L | Annual | Allowances Banked | Thousand Tons | 0 | 0 | 0 | 0 | 0 | 0 | 0
LA Big Cajun 1 CT- NOx Summer v4.10 | 684 | 2425 | Rate Constraint in lbs/MMBtu | FALSE | L | Annual | Allowances Withdrawn (1:1) | Thousand Tons | 0 | 0 | 0 | 0 | 0 | 0 | 0
LA Big Cajun 1 CT- NOx Summer v4.10 | 684 | 2425 | Rate Constraint in lbs/MMBtu | FALSE | L | Annual | Allowances Withdrawn (n:1) | Thousand Tons | 0 | 0 | 0 | 0 | 0 | 0 | 0
LA Big Cajun 1 CT- NOx Summer v4.10 | 684 | 2425 | Rate Constraint in lbs/MMBtu | FALSE | L | Annual | Net Emissions Allowance Position | Thousand Tons | 0 | 0 | 0 | 0.0022702 | 0.0027651 | 0.014056 | 0
LA Big Cajun 1 CT- NOx Summer v4.10 | 684 | 2425 | Rate Constraint in lbs/MMBtu | FALSE | L | Annual | Fuel Consumed | TBtu | 0 | 0 | 0 | 0.071317 | 0.086864 | 0.44156 | 0
LA Big Cajun 1 CT- NOx Summer v4.10 | 684 | 2425 | Rate Constraint in lbs/MMBtu | FALSE | L | Annual | Rate | lb/MMBtu | 0 | 0 | 0 | 0.063666 | 0.063666 | 0.063666 | 0
LA Big Cajun 1 CT- NOx Summer v4.10 | 684 | 2425 | Rate Constraint in lbs/MMBtu | FALSE | L | Annual | Generation | TWh | 0 | 0 | 0 | 0.0057477 | 0.0070007 | 0.035587 | 0
LA Big Cajun 1 CT- NOx Summer v4.10 | 684 | 2425 | Rate Constraint in lbs/MMBtu | FALSE | L | Annual | Qualifying Generation | TWh | 0 | 0 | 0 | 0.0057477 | 0.0070007 | 0.035587 | 0
LA Big Cajun 1 CT- NOx Summer v4.10 | 684 | 2425 | Rate Constraint in lbs/MMBtu | FALSE | L | Annual | Rate | lb/MWh | 0 | 0 | 0 | 0.39498 | 0.39498 | 0.39498 | 0
LA Big Cajun 1 CT- NOx Summer v4.10 | 684 | 2425 | Rate Constraint in lbs/MMBtu | FALSE | L | Annual | Constraint Shadow Price | US2011$/Ton | 0 | 0 | 0 | 0 | 0 | 0 | 0
LA Big Cajun 1 OGS- NOx Summer v4.10 | 685 | 2426 | Rate Constraint in lbs/MMBtu | FALSE | L | Annual | Seasons Included | Seasons | Summer | Summer | Summer | Summer | Summer | Summer | Summer
LA Big Cajun 1 OGS- NOx Summer v4.10 | 685 | 2426 | Rate Constraint in lbs/MMBtu | FALSE | L | Annual | Standard | lb/MMBtu | 0.1 | 0.1 | 0.1 | 0.1 | 0.1 | 0.1 | 0.1
LA Big Cajun 1 OGS- NOx Summer v4.10 | 685 | 2426 | Rate Constraint in lbs/MMBtu | FALSE | L | Annual | Emissions at Affected Plants NOX | Thousand Tons | 0 | 0 | 0 | 0 | 0 | 0 | 0
LA Big Cajun 1 OGS- NOx Summer v4.10 | 685 | 2426 | Rate Constraint in lbs/MMBtu | FALSE | L | Annual | Allowances Purchased NOX | Thousand Tons | 0 | 0 | 0 | 0 | 0 | 0 | 0
LA Big Cajun 1 OGS- NOx Summer v4.10 | 685 | 2426 | Rate Constraint in lbs/MMBtu | FALSE | L | Annual | Allowances Sold NOX | Thousand Tons | 0 | 0 | 0 | 0 | 0 | 0 | 0
LA Big Cajun 1 OGS- NOx Summer v4.10 | 685 | 2426 | Rate Constraint in lbs/MMBtu | FALSE | L | Annual | Allowances Banked | Thousand Tons | 0 | 0 | 0 | 0 | 0 | 0 | 0
LA Big Cajun 1 OGS- NOx Summer v4.10 | 685 | 2426 | Rate Constraint in lbs/MMBtu | FALSE | L | Annual | Allowances Withdrawn (1:1) | Thousand Tons | 0 | 0 | 0 | 0 | 0 | 0 | 0
LA Big Cajun 1 OGS- NOx Summer v4.10 | 685 | 2426 | Rate Constraint in lbs/MMBtu | FALSE | L | Annual | Allowances Withdrawn (n:1) | Thousand Tons | 0 | 0 | 0 | 0 | 0 | 0 | 0
LA Big Cajun 1 OGS- NOx Summer v4.10 | 685 | 2426 | Rate Constraint in lbs/MMBtu | FALSE | L | Annual | Net Emissions Allowance Position | Thousand Tons | 0 | 0 | 0 | 0 | 0 | 0 | 0
LA Big Cajun 1 OGS- NOx Summer v4.10 | 685 | 2426 | Rate Constraint in lbs/MMBtu | FALSE | L | Annual | Fuel Consumed | TBtu | 0 | 0 | 0 | 0 | 0 | 0 | 0
LA Big Cajun 1 OGS- NOx Summer v4.10 | 685 | 2426 | Rate Constraint in lbs/MMBtu | FALSE | L | Annual | Rate | lb/MMBtu | 0 | 0 | 0 | 0 | 0 | 0 | 0
LA Big Cajun 1 OGS- NOx Summer v4.10 | 685 | 2426 | Rate Constraint in lbs/MMBtu | FALSE | L | Annual | Generation | TWh | 0 | 0 | 0 | 0 | 0 | 0 | 0
LA Big Cajun 1 OGS- NOx Summer v4.10 | 685 | 2426 | Rate Constraint in lbs/MMBtu | FALSE | L | Annual | Qualifying Generation | TWh | 0 | 0 | 0 | 0 | 0 | 0 | 0
LA Big Cajun 1 OGS- NOx Summer v4.10 | 685 | 2426 | Rate Constraint in lbs/MMBtu | FALSE | L | Annual | Rate | lb/MWh | 0 | 0 | 0 | 0 | 0 | 0 | 0
LA Big Cajun 1 OGS- NOx Summer v4.10 | 685 | 2426 | Rate Constraint in lbs/MMBtu | FALSE | L | Annual | Constraint Shadow Price | US2011$/Ton | 1548.3422 | 1487.6947 | 6911.3523 | 0 | 23813.2367 | 12008.3251 | 0
LA Big Cajun 2- NOx Summer v4.10 | 686 | 2427 | Rate Constraint in lbs/MMBtu | FALSE | L | Annual | Seasons Included | Seasons | Summer | Summer | Summer | Summer | Summer | Summer | Summer
LA Big Cajun 2- NOx Summer v4.10 | 686 | 2427 | Rate Constraint in lbs/MMBtu | FALSE | L | Annual | Standard | lb/MMBtu | 0.21 | 0.21 | 0.21 | 0.21 | 0.21 | 0.21 | 0.21
LA Big Cajun 2- NOx Summer v4.10 | 686 | 2427 | Rate Constraint in lbs/MMBtu | FALSE | L | Annual | Emissions at Affected Plants NOX | Thousand Tons | 0 | 0 | 0 | 0 | 0 | 0 | 0
LA Big Cajun 2- NOx Summer v4.10 | 686 | 2427 | Rate Constraint in lbs/MMBtu | FALSE | L | Annual | Allowances Purchased NOX | Thousand Tons | 0 | 0 | 0 | 0 | 0 | 0 | 0
LA Big Cajun 2- NOx Summer v4.10 | 686 | 2427 | Rate Constraint in lbs/MMBtu | FALSE | L | Annual | Allowances Sold NOX | Thousand Tons | 0 | 0 | 0 | 0 | 0 | 0 | 0
LA Big Cajun 2- NOx Summer v4.10 | 686 | 2427 | Rate Constraint in lbs/MMBtu | FALSE | L | Annual | Allowances Banked | Thousand Tons | 0 | 0 | 0 | 0 | 0 | 0 | 0
LA Big Cajun 2- NOx Summer v4.10 | 686 | 2427 | Rate Constraint in lbs/MMBtu | FALSE | L | Annual | Allowances Withdrawn (1:1) | Thousand Tons | 0 | 0 | 0 | 0 | 0 | 0 | 0
LA Big Cajun 2- NOx Summer v4.10 | 686 | 2427 | Rate Constraint in lbs/MMBtu | FALSE | L | Annual | Allowances Withdrawn (n:1) | Thousand Tons | 0 | 0 | 0 | 0 | 0 | 0 | 0
LA Big Cajun 2- NOx Summer v4.10 | 686 | 2427 | Rate Constraint in lbs/MMBtu | FALSE | L | Annual | Net Emissions Allowance Position | Thousand Tons | 0 | 0 | 0 | 0 | 0 | 0 | 0
LA Big Cajun 2- NOx Summer v4.10 | 686 | 2427 | Rate Constraint in lbs/MMBtu | FALSE | L | Annual | Fuel Consumed | TBtu | 0 | 0 | 0 | 0 | 0 | 0 | 0
LA Big Cajun 2- NOx Summer v4.10 | 686 | 2427 | Rate Constraint in lbs/MMBtu | FALSE | L | Annual | Rate | lb/MMBtu | 0 | 0 | 0 | 0 | 0 | 0 | 0
LA Big Cajun 2- NOx Summer v4.10 | 686 | 2427 | Rate Constraint in lbs/MMBtu | FALSE | L | Annual | Generation | TWh | 0 | 0 | 0 | 0 | 0 | 0 | 0
LA Big Cajun 2- NOx Summer v4.10 | 686 | 2427 | Rate Constraint in lbs/MMBtu | FALSE | L | Annual | Qualifying Generation | TWh | 0 | 0 | 0 | 0 | 0 | 0 | 0
LA Big Cajun 2- NOx Summer v4.10 | 686 | 2427 | Rate Constraint in lbs/MMBtu | FALSE | L | Annual | Rate | lb/MWh | 0 | 0 | 0 | 0 | 0 | 0 | 0
LA Big Cajun 2- NOx Summer v4.10 | 686 | 2427 | Rate Constraint in lbs/MMBtu | FALSE | L | Annual | Constraint Shadow Price | US2011$/Ton | 0 | 0 | 0 | 0 | 0 | 0 | 0
LA Carville Energy LLC -Nox Summer v5.12 | 687 | 2522 | Rate Constraint in lbs/MMBtu | FALSE | L | Annual | Seasons Included | Seasons | Summer | Summer | Summer | Summer | Summer | Summer | Summer
LA Carville Energy LLC -Nox Summer v5.12 | 687 | 2522 | Rate Constraint in lbs/MMBtu | FALSE | L | Annual | Standard | lb/MMBtu | 0.2 | 0.2 | 0.2 | 0.2 | 0.2 | 0.2 | 0.2
LA Carville Energy LLC -Nox Summer v5.12 | 687 | 2522 | Rate Constraint in lbs/MMBtu | FALSE | L | Annual | Emissions at Affected Plants NOX | Thousand Tons | 0.19862 | 0.19862 | 0.19862 | 0.19862 | 0.19862 | 0.19862 | 0.19862
LA Carville Energy LLC -Nox Summer v5.12 | 687 | 2522 | Rate Constraint in lbs/MMBtu | FALSE | L | Annual | Allowances Purchased NOX | Thousand Tons | 0 | 0 | 0 | 0 | 0 | 0 | 0
LA Carville Energy LLC -Nox Summer v5.12 | 687 | 2522 | Rate Constraint in lbs/MMBtu | FALSE | L | Annual | Allowances Sold NOX | Thousand Tons | 0 | 0 | 0 | 0 | 0 | 0 | 0
LA Carville Energy LLC -Nox Summer v5.12 | 687 | 2522 | Rate Constraint in lbs/MMBtu | FALSE | L | Annual | Allowances Banked | Thousand Tons | 0 | 0 | 0 | 0 | 0 | 0 | 0
LA Carville Energy LLC -Nox Summer v5.12 | 687 | 2522 | Rate Constraint in lbs/MMBtu | FALSE | L | Annual | Allowances Withdrawn (1:1) | Thousand Tons | 0 | 0 | 0 | 0 | 0 | 0 | 0
LA Carville Energy LLC -Nox Summer v5.12 | 687 | 2522 | Rate Constraint in lbs/MMBtu | FALSE | L | Annual | Allowances Withdrawn (n:1) | Thousand Tons | 0 | 0 | 0 | 0 | 0 | 0 | 0
LA Carville Energy LLC -Nox Summer v5.12 | 687 | 2522 | Rate Constraint in lbs/MMBtu | FALSE | L | Annual | Net Emissions Allowance Position | Thousand Tons | 0.19862 | 0.19862 | 0.19862 | 0.19862 | 0.19862 | 0.19862 | 0.19862
LA Carville Energy LLC -Nox Summer v5.12 | 687 | 2522 | Rate Constraint in lbs/MMBtu | FALSE | L | Annual | Fuel Consumed | TBtu | 9.3529 | 9.3529 | 9.3529 | 9.3529 | 9.3529 | 9.3529 | 9.3529
LA Carville Energy LLC -Nox Summer v5.12 | 687 | 2522 | Rate Constraint in lbs/MMBtu | FALSE | L | Annual | Rate | lb/MMBtu | 0.042472 | 0.042472 | 0.042472 | 0.042472 | 0.042472 | 0.042472 | 0.042472
LA Carville Energy LLC -Nox Summer v5.12 | 687 | 2522 | Rate Constraint in lbs/MMBtu | FALSE | L | Annual | Generation | TWh | 1.5656 | 1.5656 | 1.5656 | 1.5656 | 1.5656 | 1.5656 | 1.5656
LA Carville Energy LLC -Nox Summer v5.12 | 687 | 2522 | Rate Constraint in lbs/MMBtu | FALSE | L | Annual | Qualifying Generation | TWh | 1.5656 | 1.5656 | 1.5656 | 1.5656 | 1.5656 | 1.5656 | 1.5656
LA Carville Energy LLC -Nox Summer v5.12 | 687 | 2522 | Rate Constraint in lbs/MMBtu | FALSE | L | Annual | Rate | lb/MWh | 0.12686 | 0.12686 | 0.12686 | 0.12686 | 0.12686 | 0.12686 | 0.12686
LA Carville Energy LLC -Nox Summer v5.12 | 687 | 2522 | Rate Constraint in lbs/MMBtu | FALSE | L | Annual | Constraint Shadow Price | US2011$/Ton | 0 | 0 | 0 | 0 | 0 | 0 | 0
LA Formosa Plastics High - NOx Summer v4.10 | 688 | 2421 | Rate Constraint in lbs/MMBtu | FALSE | L | Annual | Seasons Included | Seasons | Summer | Summer | Summer | Summer | Summer | Summer | Summer
LA Formosa Plastics High - NOx Summer v4.10 | 688 | 2421 | Rate Constraint in lbs/MMBtu | FALSE | L | Annual | Standard | lb/MMBtu | 0.1 | 0.1 | 0.1 | 0.1 | 0.1 | 0.1 | 0.1
LA Formosa Plastics High - NOx Summer v4.10 | 688 | 2421 | Rate Constraint in lbs/MMBtu | FALSE | L | Annual | Emissions at Affected Plants NOX | Thousand Tons | 0.02461 | 0.02461 | 0 | 0.027074 | 0.030389 | 0.028849 | 0.012043
LA Formosa Plastics High - NOx Summer v4.10 | 688 | 2421 | Rate Constraint in lbs/MMBtu | FALSE | L | Annual | Allowances Purchased NOX | Thousand Tons | 0 | 0 | 0 | 0 | 0 | 0 | 0
LA Formosa Plastics High - NOx Summer v4.10 | 688 | 2421 | Rate Constraint in lbs/MMBtu | FALSE | L | Annual | Allowances Sold NOX | Thousand Tons | 0 | 0 | 0 | 0 | 0 | 0 | 0
LA Formosa Plastics High - NOx Summer v4.10 | 688 | 2421 | Rate Constraint in lbs/MMBtu | FALSE | L | Annual | Allowances Banked | Thousand Tons | 0 | 0 | 0 | 0 | 0 | 0 | 0
LA Formosa Plastics High - NOx Summer v4.10 | 688 | 2421 | Rate Constraint in lbs/MMBtu | FALSE | L | Annual | Allowances Withdrawn (1:1) | Thousand Tons | 0 | 0 | 0 | 0 | 0 | 0 | 0
LA Formosa Plastics High - NOx Summer v4.10 | 688 | 2421 | Rate Constraint in lbs/MMBtu | FALSE | L | Annual | Allowances Withdrawn (n:1) | Thousand Tons | 0 | 0 | 0 | 0 | 0 | 0 | 0
LA Formosa Plastics High - NOx Summer v4.10 | 688 | 2421 | Rate Constraint in lbs/MMBtu | FALSE | L | Annual | Net Emissions Allowance Position | Thousand Tons | 0.02461 | 0.02461 | 0 | 0.027074 | 0.030389 | 0.028849 | 0.012043
LA Formosa Plastics High - NOx Summer v4.10 | 688 | 2421 | Rate Constraint in lbs/MMBtu | FALSE | L | Annual | Fuel Consumed | TBtu | 0.14323 | 0.14323 | 0 | 0.15757 | 0.18607 | 0.21473 | 0.070085
LA Formosa Plastics High - NOx Summer v4.10 | 688 | 2421 | Rate Constraint in lbs/MMBtu | FALSE | L | Annual | Rate | lb/MMBtu | 0.34366 | 0.34366 | 0 | 0.34366 | 0.32664 | 0.26869 | 0.34366
LA Formosa Plastics High - NOx Summer v4.10 | 688 | 2421 | Rate Constraint in lbs/MMBtu | FALSE | L | Annual | Generation | TWh | 0.017256 | 0.017256 | 0 | 0.018984 | 0.021463 | 0.021013 | 0.008444
LA Formosa Plastics High - NOx Summer v4.10 | 688 | 2421 | Rate Constraint in lbs/MMBtu | FALSE | L | Annual | Qualifying Generation | TWh | 0.017256 | 0.017256 | 0 | 0.018984 | 0.021463 | 0.021013 | 0.008444
LA Formosa Plastics High - NOx Summer v4.10 | 688 | 2421 | Rate Constraint in lbs/MMBtu | FALSE | L | Annual | Rate | lb/MWh | 1.4262 | 1.4262 | 0 | 1.4262 | 1.4159 | 1.3729 | 1.4262
LA Formosa Plastics High - NOx Summer v4.10 | 688 | 2421 | Rate Constraint in lbs/MMBtu | FALSE | L | Annual | Constraint Shadow Price | US2011$/Ton | 3404.7165 | 4122.8991 | 3478.9461 | 7177.5065 | 10281.5181 | 6197.3982 | 3930.6061
LA Formosa Plastics Low - NOx Summer v4.10 | 689 | 2422 | Rate Constraint in lbs/MMBtu | FALSE | L | Annual | Seasons Included | Seasons | Summer | Summer | Summer | Summer | Summer | Summer | Summer
LA Formosa Plastics Low - NOx Summer v4.10 | 689 | 2422 | Rate Constraint in lbs/MMBtu | FALSE | L | Annual | Standard | lb/MMBtu | 0.2 | 0.2 | 0.2 | 0.2 | 0.2 | 0.2 | 0.2
LA Formosa Plastics Low - NOx Summer v4.10 | 689 | 2422 | Rate Constraint in lbs/MMBtu | FALSE | L | Annual | Emissions at Affected Plants NOX | Thousand Tons | 0 | 0 | 0 | 0 | 0.0028283 | 0.014377 | 0
LA Formosa Plastics Low - NOx Summer v4.10 | 689 | 2422 | Rate Constraint in lbs/MMBtu | FALSE | L | Annual | Allowances Purchased NOX | Thousand Tons | 0 | 0 | 0 | 0 | 0 | 0 | 0
LA Formosa Plastics Low - NOx Summer v4.10 | 689 | 2422 | Rate Constraint in lbs/MMBtu | FALSE | L | Annual | Allowances Sold NOX | Thousand Tons | 0 | 0 | 0 | 0 | 0 | 0 | 0
LA Formosa Plastics Low - NOx Summer v4.10 | 689 | 2422 | Rate Constraint in lbs/MMBtu | FALSE | L | Annual | Allowances Banked | Thousand Tons | 0 | 0 | 0 | 0 | 0 | 0 | 0
LA Formosa Plastics Low - NOx Summer v4.10 | 689 | 2422 | Rate Constraint in lbs/MMBtu | FALSE | L | Annual | Allowances Withdrawn (1:1) | Thousand Tons | 0 | 0 | 0 | 0 | 0 | 0 | 0
LA Formosa Plastics Low - NOx Summer v4.10 | 689 | 2422 | Rate Constraint in lbs/MMBtu | FALSE | L | Annual | Allowances Withdrawn (n:1) | Thousand Tons | 0 | 0 | 0 | 0 | 0 | 0 | 0
LA Formosa Plastics Low - NOx Summer v4.10 | 689 | 2422 | Rate Constraint in lbs/MMBtu | FALSE | L | Annual | Net Emissions Allowance Position | Thousand Tons | 0 | 0 | 0 | 0 | 0.0028283 | 0.014377 | 0
LA Formosa Plastics Low - NOx Summer v4.10 | 689 | 2422 | Rate Constraint in lbs/MMBtu | FALSE | L | Annual | Fuel Consumed | TBtu | 0 | 0 | 0 | 0 | 0.025675 | 0.13051 | 0
LA Formosa Plastics Low - NOx Summer v4.10 | 689 | 2422 | Rate Constraint in lbs/MMBtu | FALSE | L | Annual | Rate | lb/MMBtu | 0 | 0 | 0 | 0 | 0.22032 | 0.22032 | 0
LA Formosa Plastics Low - NOx Summer v4.10 | 689 | 2422 | Rate Constraint in lbs/MMBtu | FALSE | L | Annual | Generation | TWh | 0 | 0 | 0 | 0 | 0.0021376 | 0.010866 | 0
LA Formosa Plastics Low - NOx Summer v4.10 | 689 | 2422 | Rate Constraint in lbs/MMBtu | FALSE | L | Annual | Qualifying Generation | TWh | 0 | 0 | 0 | 0 | 0.0021376 | 0.010866 | 0
LA Formosa Plastics Low - NOx Summer v4.10 | 689 | 2422 | Rate Constraint in lbs/MMBtu | FALSE | L | Annual | Rate | lb/MWh | 0 | 0 | 0 | 0 | 1.3231 | 1.3231 | 0
LA Formosa Plastics Low - NOx Summer v4.10 | 689 | 2422 | Rate Constraint in lbs/MMBtu | FALSE | L | Annual | Constraint Shadow Price | US2011$/Ton | 0 | 0 | 0 | 0 | 0 | 5962.0466 | 0
LA Geismar Cogen -Nox Summer v5.12 | 690 | 2524 | Rate Constraint in lbs/MMBtu | FALSE | L | Annual | Seasons Included | Seasons | Summer | Summer | Summer | Summer | Summer | Summer | Summer
LA Geismar Cogen -Nox Summer v5.12 | 690 | 2524 | Rate Constraint in lbs/MMBtu | FALSE | L | Annual | Standard | lb/MMBtu | 0.2 | 0.2 | 0.2 | 0.2 | 0.2 | 0.2 | 0.2
LA Geismar Cogen -Nox Summer v5.12 | 690 | 2524 | Rate Constraint in lbs/MMBtu | FALSE | L | Annual | Emissions at Affected Plants NOX | Thousand Tons | 0 | 0 | 0 | 0.00090807 | 0.004616 | 0.004616 | 0.004616
LA Geismar Cogen -Nox Summer v5.12 | 690 | 2524 | Rate Constraint in lbs/MMBtu | FALSE | L | Annual | Allowances Purchased NOX | Thousand Tons | 0 | 0 | 0 | 0 | 0 | 0 | 0
LA Geismar Cogen -Nox Summer v5.12 | 690 | 2524 | Rate Constraint in lbs/MMBtu | FALSE | L | Annual | Allowances Sold NOX | Thousand Tons | 0 | 0 | 0 | 0 | 0 | 0 | 0
LA Geismar Cogen -Nox Summer v5.12 | 690 | 2524 | Rate Constraint in lbs/MMBtu | FALSE | L | Annual | Allowances Banked | Thousand Tons | 0 | 0 | 0 | 0 | 0 | 0 | 0
LA Geismar Cogen -Nox Summer v5.12 | 690 | 2524 | Rate Constraint in lbs/MMBtu | FALSE | L | Annual | Allowances Withdrawn (1:1) | Thousand Tons | 0 | 0 | 0 | 0 | 0 | 0 | 0
LA Geismar Cogen -Nox Summer v5.12 | 690 | 2524 | Rate Constraint in lbs/MMBtu | FALSE | L | Annual | Allowances Withdrawn (n:1) | Thousand Tons | 0 | 0 | 0 | 0 | 0 | 0 | 0
LA Geismar Cogen -Nox Summer v5.12 | 690 | 2524 | Rate Constraint in lbs/MMBtu | FALSE | L | Annual | Net Emissions Allowance Position | Thousand Tons | 0 | 0 | 0 | 0.00090807 | 0.004616 | 0.004616 | 0.004616
LA Geismar Cogen -Nox Summer v5.12 | 690 | 2524 | Rate Constraint in lbs/MMBtu | FALSE | L | Annual | Fuel Consumed | TBtu | 0 | 0 | 0 | 0.027624 | 0.14042 | 0.14042 | 0.14042
LA Geismar Cogen -Nox Summer v5.12 | 690 | 2524 | Rate Constraint in lbs/MMBtu | FALSE | L | Annual | Rate | lb/MMBtu | 0 | 0 | 0 | 0.065745 | 0.065745 | 0.065745 | 0.065745
LA Geismar Cogen -Nox Summer v5.12 | 690 | 2524 | Rate Constraint in lbs/MMBtu | FALSE | L | Annual | Generation | TWh | 0 | 0 | 0 | 0.0024002 | 0.012201 | 0.012201 | 0.012201
LA Geismar Cogen -Nox Summer v5.12 | 690 | 2524 | Rate Constraint in lbs/MMBtu | FALSE | L | Annual | Qualifying Generation | TWh | 0 | 0 | 0 | 0.0024002 | 0.012201 | 0.012201 | 0.012201
LA Geismar Cogen -Nox Summer v5.12 | 690 | 2524 | Rate Constraint in lbs/MMBtu | FALSE | L | Annual | Rate | lb/MWh | 0 | 0 | 0 | 0.37833 | 0.37833 | 0.37833 | 0.37833
LA Geismar Cogen -Nox Summer v5.12 | 690 | 2524 | Rate Constraint in lbs/MMBtu | FALSE | L | Annual | Constraint Shadow Price | US2011$/Ton | 0 | 0 | 0 | 0 | 0 | 0 | 0
LA Georgia Gulf Plaquemine -Nox Summer v5.12 | 691 | 2521 | Rate Constraint in lbs/MMBtu | FALSE | L | Annual | Seasons Included | Seasons | Summer | Summer | Summer | Summer | Summer | Summer | Summer
LA Georgia Gulf Plaquemine -Nox Summer v5.12 | 691 | 2521 | Rate Constraint in lbs/MMBtu | FALSE | L | Annual | Standard | lb/MMBtu | 0.2 | 0.2 | 0.2 | 0.2 | 0.2 | 0.2 | 0.2
LA Georgia Gulf Plaquemine -Nox Summer v5.12 | 691 | 2521 | Rate Constraint in lbs/MMBtu | FALSE | L | Annual | Emissions at Affected Plants NOX | Thousand Tons | 0.014476 | 0.043508 | 0.043508 | 0.13068 | 0.13068 | 0.014476 | 0.014476
LA Georgia Gulf Plaquemine -Nox Summer v5.12 | 691 | 2521 | Rate Constraint in lbs/MMBtu | FALSE | L | Annual | Allowances Purchased NOX | Thousand Tons | 0 | 0 | 0 | 0 | 0 | 0 | 0
LA Georgia Gulf Plaquemine -Nox Summer v5.12 | 691 | 2521 | Rate Constraint in lbs/MMBtu | FALSE | L | Annual | Allowances Sold NOX | Thousand Tons | 0 | 0 | 0 | 0 | 0 | 0 | 0
LA Georgia Gulf Plaquemine -Nox Summer v5.12 | 691 | 2521 | Rate Constraint in lbs/MMBtu | FALSE | L | Annual | Allowances Banked | Thousand Tons | 0 | 0 | 0 | 0 | 0 | 0 | 0
LA Georgia Gulf Plaquemine -Nox Summer v5.12 | 691 | 2521 | Rate Constraint in lbs/MMBtu | FALSE | L | Annual | Allowances Withdrawn (1:1) | Thousand Tons | 0 | 0 | 0 | 0 | 0 | 0 | 0
LA Georgia Gulf Plaquemine -Nox Summer v5.12 | 691 | 2521 | Rate Constraint in lbs/MMBtu | FALSE | L | Annual | Allowances Withdrawn (n:1) | Thousand Tons | 0 | 0 | 0 | 0 | 0 | 0 | 0
LA Georgia Gulf Plaquemine -Nox Summer v5.12 | 691 | 2521 | Rate Constraint in lbs/MMBtu | FALSE | L | Annual | Net Emissions Allowance Position | Thousand Tons | 0.014476 | 0.043508 | 0.043508 | 0.13068 | 0.13068 | 0.014476 | 0.014476
LA Georgia Gulf Plaquemine -Nox Summer v5.12 | 691 | 2521 | Rate Constraint in lbs/MMBtu | FALSE | L | Annual | Fuel Consumed | TBtu | 0.35383 | 1.0634 | 1.0634 | 3.1942 | 3.1942 | 0.35383 | 0.35383
LA Georgia Gulf Plaquemine -Nox Summer v5.12 | 691 | 2521 | Rate Constraint in lbs/MMBtu | FALSE | L | Annual | Rate | lb/MMBtu | 0.081825 | 0.081825 | 0.081825 | 0.081825 | 0.081825 | 0.081825 | 0.081825
LA Georgia Gulf Plaquemine -Nox Summer v5.12 | 691 | 2521 | Rate Constraint in lbs/MMBtu | FALSE | L | Annual | Generation | TWh | 0.040671 | 0.12223 | 0.12223 | 0.36715 | 0.36715 | 0.040671 | 0.040671
LA Georgia Gulf Plaquemine -Nox Summer v5.12 | 691 | 2521 | Rate Constraint in lbs/MMBtu | FALSE | L | Annual | Qualifying Generation | TWh | 0.040671 | 0.12223 | 0.12223 | 0.36715 | 0.36715 | 0.040671 | 0.040671
LA Georgia Gulf Plaquemine -Nox Summer v5.12 | 691 | 2521 | Rate Constraint in lbs/MMBtu | FALSE | L | Annual | Rate | lb/MWh | 0.35594 | 0.35594 | 0.35594 | 0.35594 | 0.35594 | 0.35594 | 0.35594
LA Georgia Gulf Plaquemine -Nox Summer v5.12 | 691 | 2521 | Rate Constraint in lbs/MMBtu | FALSE | L | Annual | Constraint Shadow Price | US2011$/Ton | 0 | 0 | 0 | 0 | 0 | 0 | 0
LA Louisiana 1 - NOx Summer v4.10 | 692 | 2419 | Rate Constraint in lbs/MMBtu | FALSE | L | Annual | Seasons Included | Seasons | Summer | Summer | Summer | Summer | Summer | Summer | Summer
LA Louisiana 1 - NOx Summer v4.10 | 692 | 2419 | Rate Constraint in lbs/MMBtu | FALSE | L | Annual | Standard | lb/MMBtu | 0.2 | 0.2 | 0.2 | 0.2 | 0.2 | 0.2 | 0.2
LA Louisiana 1 - NOx Summer v4.10 | 692 | 2419 | Rate Constraint in lbs/MMBtu | FALSE | L | Annual | Emissions at Affected Plants NOX | Thousand Tons | 0 | 0 | 0 | 0 | 0 | 0 | 0
LA Louisiana 1 - NOx Summer v4.10 | 692 | 2419 | Rate Constraint in lbs/MMBtu | FALSE | L | Annual | Allowances Purchased NOX | Thousand Tons | 0 | 0 | 0 | 0 | 0 | 0 | 0
LA Louisiana 1 - NOx Summer v4.10 | 692 | 2419 | Rate Constraint in lbs/MMBtu | FALSE | L | Annual | Allowances Sold NOX | Thousand Tons | 0 | 0 | 0 | 0 | 0 | 0 | 0
LA Louisiana 1 - NOx Summer v4.10 | 692 | 2419 | Rate Constraint in lbs/MMBtu | FALSE | L | Annual | Allowances Banked | Thousand Tons | 0 | 0 | 0 | 0 | 0 | 0 | 0
LA Louisiana 1 - NOx Summer v4.10 | 692 | 2419 | Rate Constraint in lbs/MMBtu | FALSE | L | Annual | Allowances Withdrawn (1:1) | Thousand Tons | 0 | 0 | 0 | 0 | 0 | 0 | 0
LA Louisiana 1 - NOx Summer v4.10 | 692 | 2419 | Rate Constraint in lbs/MMBtu | FALSE | L | Annual | Allowances Withdrawn (n:1) | Thousand Tons | 0 | 0 | 0 | 0 | 0 | 0 | 0
LA Louisiana 1 - NOx Summer v4.10 | 692 | 2419 | Rate Constraint in lbs/MMBtu | FALSE | L | Annual | Net Emissions Allowance Position | Thousand Tons | 0 | 0 | 0 | 0 | 0 | 0 | 0
LA Louisiana 1 - NOx Summer v4.10 | 692 | 2419 | Rate Constraint in lbs/MMBtu | FALSE | L | Annual | Fuel Consumed | TBtu | 0 | 0 | 0 | 0 | 0 | 0 | 0
LA Louisiana 1 - NOx Summer v4.10 | 692 | 2419 | Rate Constraint in lbs/MMBtu | FALSE | L | Annual | Rate | lb/MMBtu | 0 | 0 | 0 | 0 | 0 | 0 | 0
LA Louisiana 1 - NOx Summer v4.10 | 692 | 2419 | Rate Constraint in lbs/MMBtu | FALSE | L | Annual | Generation | TWh | 0 | 0 | 0 | 0 | 0 | 0 | 0
LA Louisiana 1 - NOx Summer v4.10 | 692 | 2419 | Rate Constraint in lbs/MMBtu | FALSE | L | Annual | Qualifying Generation | TWh | 0 | 0 | 0 | 0 | 0 | 0 | 0
LA Louisiana 1 - NOx Summer v4.10 | 692 | 2419 | Rate Constraint in lbs/MMBtu | FALSE | L | Annual | Rate | lb/MWh | 0 | 0 | 0 | 0 | 0 | 0 | 0
LA Louisiana 1 - NOx Summer v4.10 | 692 | 2419 | Rate Constraint in lbs/MMBtu | FALSE | L | Annual | Constraint Shadow Price | US2011$/Ton | 0 | 0 | 0 | 0 | 0 | 0 | 0
LA Louisiana 2 - NOx Summer v4.10 | 693 | 2420 | Rate Constraint in lbs/MMBtu | FALSE | L | Annual | Seasons Included | Seasons | Summer | Summer | Summer | Summer | Summer | Summer | Summer
LA Louisiana 2 - NOx Summer v4.10 | 693 | 2420 | Rate Constraint in lbs/MMBtu | FALSE | L | Annual | Standard | lb/MMBtu | 0.1 | 0.1 | 0.1 | 0.1 | 0.1 | 0.1 | 0.1
LA Louisiana 2 - NOx Summer v4.10 | 693 | 2420 | Rate Constraint in lbs/MMBtu | FALSE | L | Annual | Emissions at Affected Plants NOX | Thousand Tons | 0 | 0 | 0 | 0 | 0 | 0 | 0
LA Louisiana 2 - NOx Summer v4.10 | 693 | 2420 | Rate Constraint in lbs/MMBtu | FALSE | L | Annual | Allowances Purchased NOX | Thousand Tons | 0 | 0 | 0 | 0 | 0 | 0 | 0
LA Louisiana 2 - NOx Summer v4.10 | 693 | 2420 | Rate Constraint in lbs/MMBtu | FALSE | L | Annual | Allowances Sold NOX | Thousand Tons | 0 | 0 | 0 | 0 | 0 | 0 | 0
LA Louisiana 2 - NOx Summer v4.10 | 693 | 2420 | Rate Constraint in lbs/MMBtu | FALSE | L | Annual | Allowances Banked | Thousand Tons | 0 | 0 | 0 | 0 | 0 | 0 | 0
LA Louisiana 2 - NOx Summer v4.10 | 693 | 2420 | Rate Constraint in lbs/MMBtu | FALSE | L | Annual | Allowances Withdrawn (1:1) | Thousand Tons | 0 | 0 | 0 | 0 | 0 | 0 | 0
LA Louisiana 2 - NOx Summer v4.10 | 693 | 2420 | Rate Constraint in lbs/MMBtu | FALSE | L | Annual | Allowances Withdrawn (n:1) | Thousand Tons | 0 | 0 | 0 | 0 | 0 | 0 | 0
LA Louisiana 2 - NOx Summer v4.10 | 693 | 2420 | Rate Constraint in lbs/MMBtu | FALSE | L | Annual | Net Emissions Allowance Position | Thousand Tons | 0 | 0 | 0 | 0 | 0 | 0 | 0
LA Louisiana 2 - NOx Summer v4.10 | 693 | 2420 | Rate Constraint in lbs/MMBtu | FALSE | L | Annual | Fuel Consumed | TBtu | 0 | 0 | 0 | 0 | 0 | 0 | 0
LA Louisiana 2 - NOx Summer v4.10 | 693 | 2420 | Rate Constraint in lbs/MMBtu | FALSE | L | Annual | Rate | lb/MMBtu | 0 | 0 | 0 | 0 | 0 | 0 | 0
LA Louisiana 2 - NOx Summer v4.10 | 693 | 2420 | Rate Constraint in lbs/MMBtu | FALSE | L | Annual | Generation | TWh | 0 | 0 | 0 | 0 | 0 | 0 | 0
LA Louisiana 2 - NOx Summer v4.10 | 693 | 2420 | Rate Constraint in lbs/MMBtu | FALSE | L | Annual | Qualifying Generation | TWh | 0 | 0 | 0 | 0 | 0 | 0 | 0
LA Louisiana 2 - NOx Summer v4.10 | 693 | 2420 | Rate Constraint in lbs/MMBtu | FALSE | L | Annual | Rate | lb/MWh | 0 | 0 | 0 | 0 | 0 | 0 | 0
LA Louisiana 2 - NOx Summer v4.10 | 693 | 2420 | Rate Constraint in lbs/MMBtu | FALSE | L | Annual | Constraint Shadow Price | US2011$/Ton | 7447.7384 | 9885.8503 | 0 | 0 | 2184.3286 | 0 | 0
LA New Roads - NOx Summer v4.10 | 694 | 2424 | Rate Constraint in lbs/MMBtu | FALSE | L | Annual | Seasons Included | Seasons | Summer | Summer | Summer | Summer | Summer | Summer | Summer
LA New Roads - NOx Summer v4.10 | 694 | 2424 | Rate Constraint in lbs/MMBtu | FALSE | L | Annual | Standard | lb/MMBtu | 0.2 | 0.2 | 0.2 | 0.2 | 0.2 | 0.2 | 0.2
LA New Roads - NOx Summer v4.10 | 694 | 2424 | Rate Constraint in lbs/MMBtu | FALSE | L | Annual | Emissions at Affected Plants NOX | Thousand Tons | 0 | 0 | 0 | 0 | 0.00042362 | 0 | 0
LA New Roads - NOx Summer v4.10 | 694 | 2424 | Rate Constraint in lbs/MMBtu | FALSE | L | Annual | Allowances Purchased NOX | Thousand Tons | 0 | 0 | 0 | 0 | 0 | 0 | 0
LA New Roads - NOx Summer v4.10 | 694 | 2424 | Rate Constraint in lbs/MMBtu | FALSE | L | Annual | Allowances Sold NOX | Thousand Tons | 0 | 0 | 0 | 0 | 0 | 0 | 0
LA New Roads - NOx Summer v4.10 | 694 | 2424 | Rate Constraint in lbs/MMBtu | FALSE | L | Annual | Allowances Banked | Thousand Tons | 0 | 0 | 0 | 0 | 0 | 0 | 0
LA New Roads - NOx Summer v4.10 | 694 | 2424 | Rate Constraint in lbs/MMBtu | FALSE | L | Annual | Allowances Withdrawn (1:1) | Thousand Tons | 0 | 0 | 0 | 0 | 0 | 0 | 0
LA New Roads - NOx Summer v4.10 | 694 | 2424 | Rate Constraint in lbs/MMBtu | FALSE | L | Annual | Allowances Withdrawn (n:1) | Thousand Tons | 0 | 0 | 0 | 0 | 0 | 0 | 0
LA New Roads - NOx Summer v4.10 | 694 | 2424 | Rate Constraint in lbs/MMBtu | FALSE | L | Annual | Net Emissions Allowance Position | Thousand Tons | 0 | 0 | 0 | 0 | 0.00042362 | 0 | 0
LA New Roads - NOx Summer v4.10 | 694 | 2424 | Rate Constraint in lbs/MMBtu | FALSE | L | Annual | Fuel Consumed | TBtu | 0 | 0 | 0 | 0 | 0.00041242 | 0 | 0
LA New Roads - NOx Summer v4.10 | 694 | 2424 | Rate Constraint in lbs/MMBtu | FALSE | L | Annual | Rate | lb/MMBtu | 0 | 0 | 0 | 0 | 2.0543 | 0 | 0
LA New Roads - NOx Summer v4.10 | 694 | 2424 | Rate Constraint in lbs/MMBtu | FALSE | L | Annual | Generation | TWh | 0 | 0 | 0 | 0 | 3.1977e-05 | 0 | 0
LA New Roads - NOx Summer v4.10 | 694 | 2424 | Rate Constraint in lbs/MMBtu | FALSE | L | Annual | Qualifying Generation | TWh | 0 | 0 | 0 | 0 | 3.1977e-05 | 0 | 0
LA New Roads - NOx Summer v4.10 | 694 | 2424 | Rate Constraint in lbs/MMBtu | FALSE | L | Annual | Rate | lb/MWh | 0 | 0 | 0 | 0 | 13.248 | 0 | 0
LA New Roads - NOx Summer v4.10 | 694 | 2424 | Rate Constraint in lbs/MMBtu | FALSE | L | Annual | Constraint Shadow Price | US2011$/Ton | 0 | 0 | 0 | 0 | 3544.6441 | 816.2712 | 3314.198
LA Plaquemine Cogeneration Plant -Nox Summer v5.12 | 695 | 2523 | Rate Constraint in lbs/MMBtu | FALSE | L | Annual | Seasons Included | Seasons | Summer | Summer | Summer | Summer | Summer | Summer | Summer
LA Plaquemine Cogeneration Plant -Nox Summer v5.12 | 695 | 2523 | Rate Constraint in lbs/MMBtu | FALSE | L | Annual | Standard | lb/MMBtu | 0.2 | 0.2 | 0.2 | 0.2 | 0.2 | 0.2 | 0.2
LA Plaquemine Cogeneration Plant -Nox Summer v5.12 | 695 | 2523 | Rate Constraint in lbs/MMBtu | FALSE | L | Annual | Emissions at Affected Plants NOX | Thousand Tons | 0.1456 | 0.1456 | 0.1456 | 0.1456 | 0.1456 | 0.1456 | 0.1456
LA Plaquemine Cogeneration Plant -Nox Summer v5.12 | 695 | 2523 | Rate Constraint in lbs/MMBtu | FALSE | L | Annual | Allowances Purchased NOX | Thousand Tons | 0 | 0 | 0 | 0 | 0 | 0 | 0
LA Plaquemine Cogeneration Plant -Nox Summer v5.12 | 695 | 2523 | Rate Constraint in lbs/MMBtu | FALSE | L | Annual | Allowances Sold NOX | Thousand Tons | 0 | 0 | 0 | 0 | 0 | 0 | 0
LA Plaquemine Cogeneration Plant -Nox Summer v5.12 | 695 | 2523 | Rate Constraint in lbs/MMBtu | FALSE | L | Annual | Allowances Banked | Thousand Tons | 0 | 0 | 0 | 0 | 0 | 0 | 0
LA Plaquemine Cogeneration Plant -Nox Summer v5.12 | 695 | 2523 | Rate Constraint in lbs/MMBtu | FALSE | L | Annual | Allowances Withdrawn (1:1) | Thousand Tons | 0 | 0 | 0 | 0 | 0 | 0 | 0
LA Plaquemine Cogeneration Plant -Nox Summer v5.12 | 695 | 2523 | Rate Constraint in lbs/MMBtu | FALSE | L | Annual | Allowances Withdrawn (n:1) | Thousand Tons | 0 | 0 | 0 | 0 | 0 | 0 | 0
LA Plaquemine Cogeneration Plant -Nox Summer v5.12 | 695 | 2523 | Rate Constraint in lbs/MMBtu | FALSE | L | Annual | Net Emissions Allowance Position | Thousand Tons | 0.1456 | 0.1456 | 0.1456 | 0.1456 | 0.1456 | 0.1456 | 0.1456
LA Plaquemine Cogeneration Plant -Nox Summer v5.12 | 695 | 2523 | Rate Constraint in lbs/MMBtu | FALSE | L | Annual | Fuel Consumed | TBtu | 16.754 | 16.754 | 16.754 | 16.754 | 16.754 | 16.754 | 16.754
LA Plaquemine Cogeneration Plant -Nox Summer v5.12 | 695 | 2523 | Rate Constraint in lbs/MMBtu | FALSE | L | Annual | Rate | lb/MMBtu | 0.017381 | 0.017381 | 0.017381 | 0.017381 | 0.017381 | 0.017381 | 0.017381
LA Plaquemine Cogeneration Plant -Nox Summer v5.12 | 695 | 2523 | Rate Constraint in lbs/MMBtu | FALSE | L | Annual | Generation | TWh | 2.6248 | 2.6248 | 2.6248 | 2.6248 | 2.6248 | 2.6248 | 2.6248
LA Plaquemine Cogeneration Plant -Nox Summer v5.12 | 695 | 2523 | Rate Constraint in lbs/MMBtu | FALSE | L | Annual | Qualifying Generation | TWh | 2.6248 | 2.6248 | 2.6248 | 2.6248 | 2.6248 | 2.6248 | 2.6248
LA Plaquemine Cogeneration Plant -Nox Summer v5.12 | 695 | 2523 | Rate Constraint in lbs/MMBtu | FALSE | L | Annual | Rate | lb/MWh | 0.055472 | 0.055472 | 0.055472 | 0.055472 | 0.055472 | 0.055472 | 0.055472
LA Plaquemine Cogeneration Plant -Nox Summer v5.12 | 695 | 2523 | Rate Constraint in lbs/MMBtu | FALSE | L | Annual | Constraint Shadow Price | US2011$/Ton | 0 | 0 | 0 | 0 | 0 | 0 | 0
LA Plaquemine -Nox Summer v5.12 | 696 | 2526 | Rate Constraint in lbs/MMBtu | FALSE | L | Annual | Seasons Included | Seasons | Summer | Summer | Summer | Summer | Summer | Summer | Summer
LA Plaquemine -Nox Summer v5.12 | 696 | 2526 | Rate Constraint in lbs/MMBtu | FALSE | L | Annual | Standard | lb/MMBtu | 0.1 | 0.1 | 0.1 | 0.1 | 0.1 | 0.1 | 0.1
LA Plaquemine -Nox Summer v5.12 | 696 | 2526 | Rate Constraint in lbs/MMBtu | FALSE | L | Annual | Emissions at Affected Plants NOX | Thousand Tons | 0 | 0 | 0 | 0 | 0 | 0 | 0
LA Plaquemine -Nox Summer v5.12 | 696 | 2526 | Rate Constraint in lbs/MMBtu | FALSE | L | Annual | Allowances Purchased NOX | Thousand Tons | 0 | 0 | 0 | 0 | 0 | 0 | 0
LA Plaquemine -Nox Summer v5.12 | 696 | 2526 | Rate Constraint in lbs/MMBtu | FALSE | L | Annual | Allowances Sold NOX | Thousand Tons | 0 | 0 | 0 | 0 | 0 | 0 | 0
LA Plaquemine -Nox Summer v5.12 | 696 | 2526 | Rate Constraint in lbs/MMBtu | FALSE | L | Annual | Allowances Banked | Thousand Tons | 0 | 0 | 0 | 0 | 0 | 0 | 0
LA Plaquemine -Nox Summer v5.12 | 696 | 2526 | Rate Constraint in lbs/MMBtu | FALSE | L | Annual | Allowances Withdrawn (1:1) | Thousand Tons | 0 | 0 | 0 | 0 | 0 | 0 | 0
LA Plaquemine -Nox Summer v5.12 | 696 | 2526 | Rate Constraint in lbs/MMBtu | FALSE | L | Annual | Allowances Withdrawn (n:1) | Thousand Tons | 0 | 0 | 0 | 0 | 0 | 0 | 0
LA Plaquemine -Nox Summer v5.12 | 696 | 2526 | Rate Constraint in lbs/MMBtu | FALSE | L | Annual | Net Emissions Allowance Position | Thousand Tons | 0 | 0 | 0 | 0 | 0 | 0 | 0
LA Plaquemine -Nox Summer v5.12 | 696 | 2526 | Rate Constraint in lbs/MMBtu | FALSE | L | Annual | Fuel Consumed | TBtu | 0 | 0 | 0 | 0 | 0 | 0 | 0
LA Plaquemine -Nox Summer v5.12 | 696 | 2526 | Rate Constraint in lbs/MMBtu | FALSE | L | Annual | Rate | lb/MMBtu | 0 | 0 | 0 | 0 | 0 | 0 | 0
LA Plaquemine -Nox Summer v5.12 | 696 | 2526 | Rate Constraint in lbs/MMBtu | FALSE | L | Annual | Generation | TWh | 0 | 0 | 0 | 0 | 0 | 0 | 0
LA Plaquemine -Nox Summer v5.12 | 696 | 2526 | Rate Constraint in lbs/MMBtu | FALSE | L | Annual | Qualifying Generation | TWh | 0 | 0 | 0 | 0 | 0 | 0 | 0
LA Plaquemine -Nox Summer v5.12 | 696 | 2526 | Rate Constraint in lbs/MMBtu | FALSE | L | Annual | Rate | lb/MWh | 0 | 0 | 0 | 0 | 0 | 0 | 0
LA Plaquemine -Nox Summer v5.12 | 696 | 2526 | Rate Constraint in lbs/MMBtu | FALSE | L | Annual | Constraint Shadow Price | US2011$/Ton | 0 | 0 | 0 | 0 | 0 | 11537.3595 | 33068.5314
LA Shell Chemical - NOx Summer v4.10 | 697 | 2423 | Rate Constraint in lbs/MMBtu | FALSE | L | Annual | Seasons Included | Seasons | Summer | Summer | Summer | Summer | Summer | Summer | Summer
LA Shell Chemical - NOx Summer v4.10 | 697 | 2423 | Rate Constraint in lbs/MMBtu | FALSE | L | Annual | Standard | lb/MMBtu | 0.2 | 0.2 | 0.2 | 0.2 | 0.2 | 0.2 | 0.2
LA Shell Chemical - NOx Summer v4.10 | 697 | 2423 | Rate Constraint in lbs/MMBtu | FALSE | L | Annual | Emissions at Affected Plants NOX | Thousand Tons | 0 | 0 | 0 | 0.0025735 | 0.013082 | 0.013082 | 0.013082
LA Shell Chemical - NOx Summer v4.10 | 697 | 2423 | Rate Constraint in lbs/MMBtu | FALSE | L | Annual | Allowances Purchased NOX | Thousand Tons | 0 | 0 | 0 | 0 | 0 | 0 | 0
LA Shell Chemical - NOx Summer v4.10 | 697 | 2423 | Rate Constraint in lbs/MMBtu | FALSE | L | Annual | Allowances Sold NOX | Thousand Tons | 0 | 0 | 0 | 0 | 0 | 0 | 0
LA Shell Chemical - NOx Summer v4.10 | 697 | 2423 | Rate Constraint in lbs/MMBtu | FALSE | L | Annual | Allowances Banked | Thousand Tons | 0 | 0 | 0 | 0 | 0 | 0 | 0
LA Shell Chemical - NOx Summer v4.10 | 697 | 2423 | Rate Constraint in lbs/MMBtu | FALSE | L | Annual | Allowances Withdrawn (1:1) | Thousand Tons | 0 | 0 | 0 | 0 | 0 | 0 | 0
LA Shell Chemical - NOx Summer v4.10 | 697 | 2423 | Rate Constraint in lbs/MMBtu | FALSE | L | Annual | Allowances Withdrawn (n:1) | Thousand Tons | 0 | 0 | 0 | 0 | 0 | 0 | 0
LA Shell Chemical - NOx Summer v4.10 | 697 | 2423 | Rate Constraint in lbs/MMBtu | FALSE | L | Annual | Net Emissions Allowance Position | Thousand Tons | 0 | 0 | 0 | 0.0025735 | 0.013082 | 0.013082 | 0.013082
LA Shell Chemical - NOx Summer v4.10 | 697 | 2423 | Rate Constraint in lbs/MMBtu | FALSE | L | Annual | Fuel Consumed | TBtu | 0 | 0 | 0 | 0.024962 | 0.12689 | 0.12689 | 0.12689
LA Shell Chemical - NOx Summer v4.10 | 697 | 2423 | Rate Constraint in lbs/MMBtu | FALSE | L | Annual | Rate | lb/MMBtu | 0 | 0 | 0 | 0.20619 | 0.20619 | 0.20619 | 0.20619
LA Shell Chemical - NOx Summer v4.10 | 697 | 2423 | Rate Constraint in lbs/MMBtu | FALSE | L | Annual | Generation | TWh | 0 | 0 | 0 | 0.0022024 | 0.011196 | 0.011196 | 0.011196
LA Shell Chemical - NOx Summer v4.10 | 697 | 2423 | Rate Constraint in lbs/MMBtu | FALSE | L | Annual | Qualifying Generation | TWh | 0 | 0 | 0 | 0.0022024 | 0.011196 | 0.011196 | 0.011196
LA Shell Chemical - NOx Summer v4.10 | 697 | 2423 | Rate Constraint in lbs/MMBtu | FALSE | L | Annual | Rate | lb/MWh | 0 | 0 | 0 | 1.1685 | 1.1685 | 1.1685 | 1.1685
LA Shell Chemical - NOx Summer v4.10 | 697 | 2423 | Rate Constraint in lbs/MMBtu | FALSE | L | Annual | Constraint Shadow Price | US2011$/Ton | 0 | 0 | 0 | 0 | 0 | 6062.3979 | 17289.0518
LA Willow Glen -Nox Summer v5.12 | 698 | 2525 | Rate Constraint in lbs/MMBtu | FALSE | L | Annual | Seasons Included | Seasons | Summer | Summer | Summer | Summer | Summer | Summer | Summer
LA Willow Glen -Nox Summer v5.12 | 698 | 2525 | Rate Constraint in lbs/MMBtu | FALSE | L | Annual | Standard | lb/MMBtu | 0.1 | 0.1 | 0.1 | 0.1 | 0.1 | 0.1 | 0.1
LA Willow Glen -Nox Summer v5.12 | 698 | 2525 | Rate Constraint in lbs/MMBtu | FALSE | L | Annual | Emissions at Affected Plants NOX | Thousand Tons | 0.11274 | 0.095442 | 0 | 0 | 0 | 0 | 0
LA Willow Glen -Nox Summer v5.12 | 698 | 2525 | Rate Constraint in lbs/MMBtu | FALSE | L | Annual | Allowances Purchased NOX | Thousand Tons | 0 | 0 | 0 | 0 | 0 | 0 | 0
LA Willow Glen -Nox Summer v5.12 | 698 | 2525 | Rate Constraint in lbs/MMBtu | FALSE | L | Annual | Allowances Sold NOX | Thousand Tons | 0 | 0 | 0 | 0 | 0 | 0 | 0
LA Willow Glen -Nox Summer v5.12 | 698 | 2525 | Rate Constraint in lbs/MMBtu | FALSE | L | Annual | Allowances Banked | Thousand Tons | 0 | 0 | 0 | 0 | 0 | 0 | 0
LA Willow Glen -Nox Summer v5.12 | 698 | 2525 | Rate Constraint in lbs/MMBtu | FALSE | L | Annual | Allowances Withdrawn (1:1) | Thousand Tons | 0 | 0 | 0 | 0 | 0 | 0 | 0
LA Willow Glen -Nox Summer v5.12 | 698 | 2525 | Rate Constraint in lbs/MMBtu | FALSE | L | Annual | Allowances Withdrawn (n:1) | Thousand Tons | 0 | 0 | 0 | 0 | 0 | 0 | 0
LA Willow Glen -Nox Summer v5.12 | 698 | 2525 | Rate Constraint in lbs/MMBtu | FALSE | L | Annual | Net Emissions Allowance Position | Thousand Tons | 0.11274 | 0.095442 | 0 | 0 | 0 | 0 | 0
LA Willow Glen -Nox Summer v5.12 | 698 | 2525 | Rate Constraint in lbs/MMBtu | FALSE | L | Annual | Fuel Consumed | TBtu | 0.92935 | 0.73145 | 0 | 0 | 0 | 0 | 0
LA Willow Glen -Nox Summer v5.12 | 698 | 2525 | Rate Constraint in lbs/MMBtu | FALSE | L | Annual | Rate | lb/MMBtu | 0.24262 | 0.26096 | 0 | 0 | 0 | 0 | 0
LA Willow Glen -Nox Summer v5.12 | 698 | 2525 | Rate Constraint in lbs/MMBtu | FALSE | L | Annual | Generation | TWh | 0.076667 | 0.05996 | 0 | 0 | 0 | 0 | 0
LA Willow Glen -Nox Summer v5.12 | 698 | 2525 | Rate Constraint in lbs/MMBtu | FALSE | L | Annual | Qualifying Generation | TWh | 0.076667 | 0.05996 | 0 | 0 | 0 | 0 | 0
LA Willow Glen -Nox Summer v5.12 | 698 | 2525 | Rate Constraint in lbs/MMBtu | FALSE | L | Annual | Rate | lb/MWh | 1.4705 | 1.5918 | 0 | 0 | 0 | 0 | 0
LA Willow Glen -Nox Summer v5.12 | 698 | 2525 | Rate Constraint in lbs/MMBtu | FALSE | L | Annual | Constraint Shadow Price | US2011$/Ton | 24391.3626 | 29797.7206 | 1446.2389 | 826.0711 | 4558.7708 | 0 | 0
Louisiana Coal Units - SO2 Rate Annual v3.1, Unit 3566 and retrofits | 699 | 2199 | Rate Constraint in lbs/MMBtu | FALSE | L | Annual | Seasons Included | Seasons | Winter, Summer | Winter, Summer | Winter, Summer | Winter, Summer | Winter, Summer | Winter, Summer | Winter, Summer
Louisiana Coal Units - SO2 Rate Annual v3.1, Unit 3566 and retrofits | 699 | 2199 | Rate Constraint in lbs/MMBtu | FALSE | L | Annual | Standard | lb/MMBtu | 1.2 | 1.2 | 1.2 | 1.2 | 1.2 | 1.2 | 1.2
Louisiana Coal Units - SO2 Rate Annual v3.1, Unit 3566 and retrofits | 699 | 2199 | Rate Constraint in lbs/MMBtu | FALSE | L | Annual | Emissions at Affected Plants SO2 | Thousand Tons | 0 | 0 | 0 | 0 | 0 | 0 | 0
Louisiana Coal Units - SO2 Rate Annual v3.1, Unit 3566 and retrofits | 699 | 2199 | Rate Constraint in lbs/MMBtu | FALSE | L | Annual | Allowances Purchased SO2 | Thousand Tons | 0 | 0 | 0 | 0 | 0 | 0 | 0
Louisiana Coal Units - SO2 Rate Annual v3.1, Unit 3566 and retrofits | 699 | 2199 | Rate Constraint in lbs/MMBtu | FALSE | L | Annual | Allowances Sold SO2 | Thousand Tons | 0 | 0 | 0 | 0 | 0 | 0 | 0
Louisiana Coal Units - SO2 Rate Annual v3.1, Unit 3566 and retrofits | 699 | 2199 | Rate Constraint in lbs/MMBtu | FALSE | L | Annual | Allowances Banked | Thousand Tons | 0 | 0 | 0 | 0 | 0 | 0 | 0
Louisiana Coal Units - SO2 Rate Annual v3.1, Unit 3566 and retrofits | 699 | 2199 | Rate Constraint in lbs/MMBtu | FALSE | L | Annual | Allowances Withdrawn (1:1) | Thousand Tons | 0 | 0 | 0 | 0 | 0 | 0 | 0
Louisiana Coal Units - SO2 Rate Annual v3.1, Unit 3566 and retrofits | 699 | 2199 | Rate Constraint in lbs/MMBtu | FALSE | L | Annual | Allowances Withdrawn (n:1) | Thousand Tons | 0 | 0 | 0 | 0 | 0 | 0 | 0
Louisiana Coal Units - SO2 Rate Annual v3.1, Unit 3566 and retrofits | 699 | 2199 | Rate Constraint in lbs/MMBtu | FALSE | L | Annual | Net Emissions Allowance Position | Thousand Tons | 0 | 0 | 0 | 0 | 0 | 0 | 0
Louisiana Coal Units - SO2 Rate Annual v3.1, Unit 3566 and retrofits | 699 | 2199 | Rate Constraint in lbs/MMBtu | FALSE | L | Annual | Fuel Consumed | TBtu | 0 | 0 | 0 | 0 | 0 | 0 | 0
Louisiana Coal Units - SO2 Rate Annual v3.1, Unit 3566 and retrofits | 699 | 2199 | Rate Constraint in lbs/MMBtu | FALSE | L | Annual | Rate | lb/MMBtu | 0 | 0 | 0 | 0 | 0 | 0 | 0
Louisiana Coal Units - SO2 Rate Annual v3.1, Unit 3566 and retrofits | 699 | 2199 | Rate Constraint in lbs/MMBtu | FALSE | L | Annual | Generation | TWh | 0 | 0 | 0 | 0 | 0 | 0 | 0
Louisiana Coal Units - SO2 Rate Annual v3.1, Unit 3566 and retrofits | 699 | 2199 | Rate Constraint in lbs/MMBtu | FALSE | L | Annual | Qualifying Generation | TWh | 0 | 0 | 0 | 0 | 0 | 0 | 0
Louisiana Coal Units - SO2 Rate Annual v3.1, Unit 3566 and retrofits | 699 | 2199 | Rate Constraint in lbs/MMBtu | FALSE | L | Annual | Rate | lb/MWh | 0 | 0 | 0 | 0 | 0 | 0 | 0
Louisiana Coal Units - SO2 Rate Annual v3.1, Unit 3566 and retrofits | 699 | 2199 | Rate Constraint in lbs/MMBtu | FALSE | L | Annual | Constraint Shadow Price | US2011$/Ton | 0 | 0 | 0 | 0 | 0 | 0 | 0
Louisiana Coal Units - SO2 Rate Annual v3.1, Unit 3771 and retrofits | 700 | 2199 | Rate Constraint in lbs/MMBtu | FALSE | L | Annual | Seasons Included | Seasons | Winter, Summer | Winter, Summer | Winter, Summer | Winter, Summer | Winter, Summer | Winter, Summer | Winter, Summer
Louisiana Coal Units - SO2 Rate Annual v3.1, Unit 3771 and retrofits | 700 | 2199 | Rate Constraint in lbs/MMBtu | FALSE | L | Annual | Standard | lb/MMBtu | 1.2 | 1.2 | 1.2 | 1.2 | 1.2 | 1.2 | 1.2
Louisiana Coal Units - SO2 Rate Annual v3.1, Unit 3771 and retrofits | 700 | 2199 | Rate Constraint in lbs/MMBtu | FALSE | L | Annual | Emissions at Affected Plants SO2 | Thousand Tons | 0 | 0 | 0 | 0 | 0 | 0 | 0
Louisiana Coal Units - SO2 Rate Annual v3.1, Unit 3771 and retrofits | 700 | 2199 | Rate Constraint in lbs/MMBtu | FALSE | L | Annual | Allowances Purchased SO2 | Thousand Tons | 0 | 0 | 0 | 0 | 0 | 0 | 0
Louisiana Coal Units - SO2 Rate Annual v3.1, Unit 3771 and retrofits | 700 | 2199 | Rate Constraint in lbs/MMBtu | FALSE | L | Annual | Allowances Sold SO2 | Thousand Tons | 0 | 0 | 0 | 0 | 0 | 0 | 0
Louisiana Coal Units - SO2 Rate Annual v3.1, Unit 3771 and retrofits | 700 | 2199 | Rate Constraint in lbs/MMBtu | FALSE | L | Annual | Allowances Banked | Thousand Tons | 0 | 0 | 0 | 0 | 0 | 0 | 0
Louisiana Coal Units - SO2 Rate Annual v3.1, Unit 3771 and retrofits | 700 | 2199 | Rate Constraint in lbs/MMBtu | FALSE | L | Annual | Allowances Withdrawn (1:1) | Thousand Tons | 0 | 0 | 0 | 0 | 0 | 0 | 0
Louisiana Coal Units - SO2 Rate Annual v3.1, Unit 3771 and retrofits | 700 | 2199 | Rate Constraint in lbs/MMBtu | FALSE | L | Annual | Allowances Withdrawn (n:1) | Thousand Tons | 0 | 0 | 0 | 0 | 0 | 0 | 0
Louisiana Coal Units - SO2 Rate Annual v3.1, Unit 3771 and retrofits | 700 | 2199 | Rate Constraint in lbs/MMBtu | FALSE | L | Annual | Net Emissions Allowance Position | Thousand Tons | 0 | 0 | 0 | 0 | 0 | 0 | 0
Louisiana Coal Units - SO2 Rate Annual v3.1, Unit 3771 and retrofits | 700 | 2199 | Rate Constraint in lbs/MMBtu | FALSE | L | Annual | Fuel Consumed | TBtu | 0 | 0 | 0 | 0 | 0 | 0 | 0
Louisiana Coal Units - SO2 Rate Annual v3.1, Unit 3771 and retrofits | 700 | 2199 | Rate Constraint in lbs/MMBtu | FALSE | L | Annual | Rate | lb/MMBtu | 0 | 0 | 0 | 0 | 0 | 0 | 0
Louisiana Coal Units - SO2 Rate Annual v3.1, Unit 3771 and retrofits | 700 | 2199 | Rate Constraint in lbs/MMBtu | FALSE | L | Annual | Generation | TWh | 0 | 0 | 0 | 0 | 0 | 0 | 0
Louisiana Coal Units - SO2 Rate Annual v3.1, Unit 3771 and retrofits | 700 | 2199 | Rate Constraint in lbs/MMBtu | FALSE | L | Annual | Qualifying Generation | TWh | 0 | 0 | 0 | 0 | 0 | 0 | 0
Louisiana Coal Units - SO2 Rate Annual v3.1, Unit 3771 and retrofits | 700 | 2199 | Rate Constraint in lbs/MMBtu | FALSE | L | Annual | Rate | lb/MWh | 0 | 0 | 0 | 0 | 0 | 0 | 0
Louisiana Coal Units - SO2 Rate Annual v3.1, Unit 3771 and retrofits | 700 | 2199 | Rate Constraint in lbs/MMBtu | FALSE | L | Annual | Constraint Shadow Price | US2011$/Ton | 0 | 0 | 0 | 0 | 0 | 0 | 0
Louisiana Coal Units - SO2 Rate Annual v3.1, Unit 3789 and retrofits | 701 | 2199 | Rate Constraint in lbs/MMBtu | FALSE | L | Annual | Seasons Included | Seasons | Winter, Summer | Winter, Summer | Winter, Summer | Winter, Summer | Winter, Summer | Winter, Summer | Winter, Summer
Louisiana Coal Units - SO2 Rate Annual v3.1, Unit 3789 and retrofits | 701 | 2199 | Rate Constraint in lbs/MMBtu | FALSE | L | Annual | Standard | lb/MMBtu | 1.2 | 1.2 | 1.2 | 1.2 | 1.2 | 1.2 | 1.2
Louisiana Coal Units - SO2 Rate Annual v3.1, Unit 3789 and retrofits | 701 | 2199 | Rate Constraint in lbs/MMBtu | FALSE | L | Annual | Emissions at Affected Plants SO2 | Thousand Tons | 2.0925 | 2.2637 | 2.5915 | 2.5915 | 2.5915 | 2.5915 | 2.5915
Louisiana Coal Units - SO2 Rate Annual v3.1, Unit 3789 and retrofits | 701 | 2199 | Rate Constraint in lbs/MMBtu | FALSE | L | Annual | Allowances Purchased SO2 | Thousand Tons | 0 | 0 | 0 | 0 | 0 | 0 | 0
Louisiana Coal Units - SO2 Rate Annual v3.1, Unit 3789 and retrofits | 701 | 2199 | Rate Constraint in lbs/MMBtu | FALSE | L | Annual | Allowances Sold SO2 | Thousand Tons | 0 | 0 | 0 | 0 | 0 | 0 | 0
Louisiana Coal Units - SO2 Rate Annual v3.1, Unit 3789 and retrofits | 701 | 2199 | Rate Constraint in lbs/MMBtu | FALSE | L | Annual | Allowances Banked | Thousand Tons | 0 | 0 | 0 | 0 | 0 | 0 | 0
Louisiana Coal Units - SO2 Rate Annual v3.1, Unit 3789 and retrofits | 701 | 2199 | Rate Constraint in lbs/MMBtu | FALSE | L | Annual | Allowances Withdrawn (1:1) | Thousand Tons | 0 | 0 | 0 | 0 | 0 | 0 | 0
Louisiana Coal Units - SO2 Rate Annual v3.1, Unit 3789 and retrofits | 701 | 2199 | Rate Constraint in lbs/MMBtu | FALSE | L | Annual | Allowances Withdrawn (n:1) | Thousand Tons | 0 | 0 | 0 | 0 | 0 | 0 | 0
Louisiana Coal Units - SO2 Rate Annual v3.1, Unit 3789 and retrofits | 701 | 2199 | Rate Constraint in lbs/MMBtu | FALSE | L | Annual | Net Emissions Allowance Position | Thousand Tons | 2.0925 | 2.2637 | 2.5915 | 2.5915 | 2.5915 | 2.5915 | 2.5915
Louisiana Coal Units - SO2 Rate Annual v3.1, Unit 3789 and retrofits | 701 | 2199 | Rate Constraint in lbs/MMBtu | FALSE | L | Annual | Fuel Consumed | TBtu | 7.3281 | 7.9277 | 9.0758 | 9.0758 | 9.0758 | 9.0758 | 9.0758
Louisiana Coal Units - SO2 Rate Annual v3.1, Unit 3789 and retrofits | 701 | 2199 | Rate Constraint in lbs/MMBtu | FALSE | L | Annual | Rate | lb/MMBtu | 0.57108 | 0.57108 | 0.57108 | 0.57108 | 0.57108 | 0.57108 | 0.57108
Louisiana Coal Units - SO2 Rate Annual v3.1, Unit 3789 and retrofits | 701 | 2199 | Rate Constraint in lbs/MMBtu | FALSE | L | Annual | Generation | TWh | 0.6432 | 0.69583 | 0.79659 | 0.79659 | 0.79659 | 0.79659 | 0.79659
Louisiana Coal Units - SO2 Rate Annual v3.1, Unit 3789 and retrofits | 701 | 2199 | Rate Constraint in lbs/MMBtu | FALSE | L | Annual | Qualifying Generation | TWh | 0.6432 | 0.69583 | 0.79659 | 0.79659 | 0.79659 | 0.79659 | 0.79659
Louisiana Coal Units - SO2 Rate Annual v3.1, Unit 3789 and retrofits | 701 | 2199 | Rate Constraint in lbs/MMBtu | FALSE | L | Annual | Rate | lb/MWh | 3.2532 | 3.2532 | 3.2532 | 3.2532 | 3.2532 | 3.2532 | 3.2532
Louisiana Coal Units - SO2 Rate Annual v3.1, Unit 3789 and retrofits | 701 | 2199 | Rate Constraint in lbs/MMBtu | FALSE | L | Annual | Constraint Shadow Price | US2011$/Ton | 0 | 0 | 0 | 0 | 0 | 0 | 0
Louisiana Coal Units - SO2 Rate Annual v3.1, Unit 3790 and retrofits | 702 | 2199 | Rate Constraint in lbs/MMBtu | FALSE | L | Annual | Seasons Included | Seasons | Winter, Summer | Winter, Summer | Winter, Summer | Winter, Summer | Winter, Summer | Winter, Summer | Winter, Summer
Louisiana Coal Units - SO2 Rate Annual v3.1, Unit 3790 and retrofits | 702 | 2199 | Rate Constraint in lbs/MMBtu | FALSE | L | Annual | Standard | lb/MMBtu | 1.2 | 1.2 | 1.2 | 1.2 | 1.2 | 1.2 | 1.2
Louisiana Coal Units - SO2 Rate Annual v3.1, Unit 3790 and retrofits | 702 | 2199 | Rate Constraint in lbs/MMBtu | FALSE | L | Annual | Emissions at Affected Plants SO2 | Thousand Tons | 2.109 | 2.2342 | 2.5578 | 2.5578 | 2.5578 | 2.5578 | 2.5578
Louisiana Coal Units - SO2 Rate Annual v3.1, Unit 3790 and retrofits | 702 | 2199 | Rate Constraint in lbs/MMBtu | FALSE | L | Annual | Allowances Purchased SO2 | Thousand Tons | 0 | 0 | 0 | 0 | 0 | 0 | 0
Louisiana Coal Units - SO2 Rate Annual v3.1, Unit 3790 and retrofits | 702 | 2199 | Rate Constraint in lbs/MMBtu | FALSE | L | Annual | Allowances Sold SO2 | Thousand Tons | 0 | 0 | 0 | 0 | 0 | 0 | 0
Louisiana Coal Units - SO2 Rate Annual v3.1, Unit 3790 and retrofits | 702 | 2199 | Rate Constraint in lbs/MMBtu | FALSE | L | Annual | Allowances Banked | Thousand Tons | 0 | 0 | 0 | 0 | 0 | 0 | 0
Louisiana Coal Units - SO2 Rate Annual v3.1, Unit 3790 and retrofits | 702 | 2199 | Rate Constraint in lbs/MMBtu | FALSE | L | Annual | Allowances Withdrawn (1:1) | Thousand Tons | 0 | 0 | 0 | 0 | 0 | 0 | 0
Louisiana Coal Units - SO2 Rate Annual v3.1, Unit 3790 and retrofits | 702 | 2199 | Rate Constraint in lbs/MMBtu | FALSE | L | Annual | Allowances Withdrawn (n:1) | Thousand Tons | 0 | 0 | 0 | 0 | 0 | 0 | 0
Louisiana Coal Units - SO2 Rate Annual v3.1, Unit 3790 and retrofits | 702 | 2199 | Rate Constraint in lbs/MMBtu | FALSE | L | Annual | Net Emissions Allowance Position | Thousand Tons | 2.109 | 2.2342 | 2.5578 | 2.5578 | 2.5578 | 2.5578 | 2.5578
Louisiana Coal Units - SO2 Rate Annual v3.1, Unit 3790 and retrofits | 702 | 2199 | Rate Constraint in lbs/MMBtu | FALSE | L | Annual | Fuel Consumed | TBtu | 7.3862 | 7.8246 | 8.9577 | 8.9577 | 8.9577 | 8.9577 | 8.9577
Louisiana Coal Units - SO2 Rate Annual v3.1, Unit 3790 and retrofits | 702 | 2199 | Rate Constraint in lbs/MMBtu | FALSE | L | Annual | Rate | lb/MMBtu | 0.57108 | 0.57108 | 0.57108 | 0.57108 | 0.57108 | 0.57108 | 0.57108
Louisiana Coal Units - SO2 Rate Annual v3.1, Unit 3790 and retrofits | 702 | 2199 | Rate Constraint in lbs/MMBtu | FALSE | L | Annual | Generation | TWh | 0.6507 | 0.68932 | 0.78915 | 0.78915 | 0.78915 | 0.78915 | 0.78915
Louisiana Coal Units - SO2 Rate Annual v3.1, Unit 3790 and retrofits | 702 | 2199 | Rate Constraint in lbs/MMBtu | FALSE | L | Annual | Qualifying Generation | TWh | 0.6507 | 0.68932 | 0.78915 | 0.78915 | 0.78915 | 0.78915 | 0.78915
Louisiana Coal Units - SO2 Rate Annual v3.1, Unit 3790 and retrofits | 702 | 2199 | Rate Constraint in lbs/MMBtu | FALSE | L | Annual | Rate | lb/MWh | 3.2412 | 3.2412 | 3.2412 | 3.2412 | 3.2412 | 3.2412 | 3.2412
Louisiana Coal Units - SO2 Rate Annual v3.1, Unit 3790 and retrofits | 702 | 2199 | Rate Constraint in lbs/MMBtu | FALSE | L | Annual | Constraint Shadow Price | US2011$/Ton | 0 | 0 | 0 | 0 | 0 | 0 | 0
Louisiana Coal Units - SO2 Rate Annual v3.1, Unit 4703 and retrofits | 703 | 2199 | Rate Constraint in lbs/MMBtu | FALSE | L | Annual | Seasons Included | Seasons | Winter, Summer | Winter, Summer | Winter, Summer | Winter, Summer | Winter, Summer | Winter, Summer | Winter, Summer
Louisiana Coal Units - SO2 Rate Annual v3.1, Unit 4703 and retrofits | 703 | 2199 | Rate Constraint in lbs/MMBtu | FALSE | L | Annual | Standard | lb/MMBtu | 1.2 | 1.2 | 1.2 | 1.2 | 1.2 | 1.2 | 1.2
Louisiana Coal Units - SO2 Rate Annual v3.1, Unit 4703 and retrofits | 703 | 2199 | Rate Constraint in lbs/MMBtu | FALSE | L | Annual | Emissions at Affected Plants SO2 | Thousand Tons | 0.15498 | 0.60969 | 0.73671 | 1.3128 | 1.5029 | 1.5029 | 1.5029
Louisiana Coal Units - SO2 Rate Annual v3.1, Unit 4703 and retrofits | 703 | 2199 | Rate Constraint in lbs/MMBtu | FALSE | L | Annual | Allowances Purchased SO2 | Thousand Tons | 0 | 0 | 0 | 0 | 0 | 0 | 0
Louisiana Coal Units - SO2 Rate Annual v3.1, Unit 4703 and retrofits | 703 | 2199 | Rate Constraint in lbs/MMBtu | FALSE | L | Annual | Allowances Sold SO2 | Thousand Tons | 0 | 0 | 0 | 0 | 0 | 0 | 0
Louisiana Coal Units - SO2 Rate Annual v3.1, Unit 4703 and retrofits | 703 | 2199 | Rate Constraint in lbs/MMBtu | FALSE | L | Annual | Allowances Banked | Thousand Tons | 0 | 0 | 0 | 0 | 0 | 0 | 0
Louisiana Coal Units - SO2 Rate Annual v3.1, Unit 4703 and retrofits | 703 | 2199 | Rate Constraint in lbs/MMBtu | FALSE | L | Annual | Allowances Withdrawn (1:1) | Thousand Tons | 0 | 0 | 0 | 0 | 0 | 0 | 0
Louisiana Coal Units - SO2 Rate Annual v3.1, Unit 4703 and retrofits | 703 | 2199 | Rate Constraint in lbs/MMBtu | FALSE | L | Annual | Allowances Withdrawn (n:1) | Thousand Tons | 0 | 0 | 0 | 0 | 0 | 0 | 0
Louisiana Coal Units - SO2 Rate Annual v3.1, Unit 4703 and retrofits | 703 | 2199 | Rate Constraint in lbs/MMBtu | FALSE | L | Annual | Net Emissions Allowance Position | Thousand Tons | 0.15498 | 0.60969 | 0.73671 | 1.3128 | 1.5029 | 1.5029 | 1.5029
Louisiana Coal Units - SO2 Rate Annual v3.1, Unit 4703 and retrofits | 703 | 2199 | Rate Constraint in lbs/MMBtu | FALSE | L | Annual | Fuel Consumed | TBtu | 3.8745 | 15.2855 | 18.4699 | 18.5021 | 21.1816 | 21.1816 | 21.1816
Louisiana Coal Units - SO2 Rate Annual v3.1, Unit 4703 and retrofits | 703 | 2199 | Rate Constraint in lbs/MMBtu | FALSE | L | Annual | Rate | lb/MMBtu | 0.08 | 0.079774 | 0.079774 | 0.14191 | 0.14191 | 0.14191 | 0.14191
Louisiana Coal Units - SO2 Rate Annual v3.1, Unit 4703 and retrofits | 703 | 2199 | Rate Constraint in lbs/MMBtu | FALSE | L | Annual | Generation | TWh | 0.34245 | 1.3472 | 1.6279 | 1.6307 | 1.8669 | 1.8669 | 1.8669
Louisiana Coal Units - SO2 Rate Annual v3.1, Unit 4703 and retrofits | 703 | 2199 | Rate Constraint in lbs/MMBtu | FALSE | L | Annual | Qualifying Generation | TWh | 0.34245 | 1.3472 | 1.6279 | 1.6307 | 1.8669 | 1.8669 | 1.8669
Louisiana Coal Units - SO2 Rate Annual v3.1, Unit 4703 and retrofits | 703 | 2199 | Rate Constraint in lbs/MMBtu | FALSE | L | Annual | Rate | lb/MWh | 0.45256 | 0.45256 | 0.45256 | 0.80506 | 0.80506 | 0.80506 | 0.80506
Louisiana Coal Units - SO2 Rate Annual v3.1, Unit 4703 and retrofits | 703 | 2199 | Rate Constraint in lbs/MMBtu | FALSE | L | Annual | Constraint Shadow Price | US2011$/Ton | 0 | 0 | 0 | 0 | 0 | 0 | 0
Louisiana Coal Units - SO2 Rate Annual v3.1, Unit 4704 and retrofits | 704 | 2199 | Rate Constraint in lbs/MMBtu | FALSE | L | Annual | Seasons Included | Seasons | Winter, Summer | Winter, Summer | Winter, Summer | Winter, Summer | Winter, Summer | Winter, Summer | Winter, Summer
Louisiana Coal Units - SO2 Rate Annual v3.1, Unit 4704 and retrofits | 704 | 2199 | Rate Constraint in lbs/MMBtu | FALSE | L | Annual | Standard | lb/MMBtu | 1.2 | 1.2 | 1.2 | 1.2 | 1.2 | 1.2 | 1.2
Louisiana Coal Units - SO2 Rate Annual v3.1, Unit 4704 and retrofits | 704 | 2199 | Rate Constraint in lbs/MMBtu | FALSE | L | Annual | Emissions at Affected Plants SO2 | Thousand Tons | 0 | 0.45341 | 0.66474 | 1.1846 | 1.5029 | 1.5029 | 1.5029
Louisiana Coal Units - SO2 Rate Annual v3.1, Unit 4704 and retrofits | 704 | 2199 | Rate Constraint in lbs/MMBtu | FALSE | L | Annual | Allowances Purchased SO2 | Thousand Tons | 0 | 0 | 0 | 0 | 0 | 0 | 0
Louisiana Coal Units - SO2 Rate Annual v3.1, Unit 4704 and retrofits | 704 | 2199 | Rate Constraint in lbs/MMBtu | FALSE | L | Annual | Allowances Sold SO2 | Thousand Tons | 0 | 0 | 0 | 0 | 0 | 0 | 0
Louisiana Coal Units - SO2 Rate Annual v3.1, Unit 4704 and retrofits | 704 | 2199 | Rate Constraint in lbs/MMBtu | FALSE | L | Annual | Allowances Banked | Thousand Tons | 0 | 0 | 0 | 0 | 0 | 0 | 0
Louisiana Coal Units - SO2 Rate Annual v3.1, Unit 4704 and retrofits | 704 | 2199 | Rate Constraint in lbs/MMBtu | FALSE | L | Annual | Allowances Withdrawn (1:1) | Thousand Tons | 0 | 0 | 0 | 0 | 0 | 0 | 0
Louisiana Coal Units - SO2 Rate Annual v3.1, Unit 4704 and retrofits | 704 | 2199 | Rate Constraint in lbs/MMBtu | FALSE | L | Annual | Allowances Withdrawn (n:1) | Thousand Tons | 0 | 0 | 0 | 0 | 0 | 0 | 0
Louisiana Coal Units - SO2 Rate Annual v3.1, Unit 4704 and retrofits | 704 | 2199 | Rate Constraint in lbs/MMBtu | FALSE | L | Annual | Net Emissions Allowance Position | Thousand Tons | 0 | 0.45341 | 0.66474 | 1.1846 | 1.5029 | 1.5029 | 1.5029
Louisiana Coal Units - SO2 Rate Annual v3.1, Unit 4704 and retrofits | 704 | 2199 | Rate Constraint in lbs/MMBtu | FALSE | L | Annual | Fuel Consumed | TBtu | 0 | 11.3674 | 16.6657 | 16.6954 | 21.1816 | 21.1816 | 21.1816
Louisiana Coal Units - SO2 Rate Annual v3.1, Unit 4704 and retrofits | 704 | 2199 | Rate Constraint in lbs/MMBtu | FALSE | L | Annual | Rate | lb/MMBtu | 0 | 0.079774 | 0.079774 | 0.14191 | 0.14191 | 0.14191 | 0.14191
Louisiana Coal Units - SO2 Rate Annual v3.1, Unit 4704 and retrofits | 704 | 2199 | Rate Constraint in lbs/MMBtu | FALSE | L | Annual | Generation | TWh | 0 | 1.0019 | 1.4689 | 1.4715 | 1.8669 | 1.8669 | 1.8669
Louisiana Coal Units - SO2 Rate Annual v3.1, Unit 4704 and retrofits | 704 | 2199 | Rate Constraint in lbs/MMBtu | FALSE | L | Annual | Qualifying Generation | TWh | 0 | 1.0019 | 1.4689 | 1.4715 | 1.8669 | 1.8669 | 1.8669
Louisiana Coal Units - SO2 Rate Annual v3.1, Unit 4704 and retrofits | 704 | 2199 | Rate Constraint in lbs/MMBtu | FALSE | L | Annual | Rate | lb/MWh | 0 | 0.45256 | 0.45256 | 0.80506 | 0.80506 | 0.80506 | 0.80506
Louisiana Coal Units - SO2 Rate Annual v3.1, Unit 4704 and retrofits | 704 | 2199 | Rate Constraint in lbs/MMBtu | FALSE | L | Annual | Constraint Shadow Price | US2011$/Ton | 0 | 0 | 0 | 0 | 0 | 0 | 0
Louisiana Coal Units - SO2 Rate Annual v3.1, Unit 5018 and retrofits | 705 | 2199 | Rate Constraint in lbs/MMBtu | FALSE | L | Annual | Seasons Included | Seasons | Winter, Summer | Winter, Summer | Winter, Summer | Winter, Summer | Winter, Summer | Winter, Summer | Winter, Summer
Louisiana Coal Units - SO2 Rate Annual v3.1, Unit 5018 and retrofits | 705 | 2199 | Rate Constraint in lbs/MMBtu | FALSE | L | Annual | Standard | lb/MMBtu | 1.2 | 1.2 | 1.2 | 1.2 | 1.2 | 1.2 | 1.2
Louisiana Coal Units - SO2 Rate Annual v3.1, Unit 5018 and retrofits | 705 | 2199 | Rate Constraint in lbs/MMBtu | FALSE | L | Annual | Emissions at Affected Plants SO2 | Thousand Tons | 0 | 0 | 0 | 0 | 0 | 0 | 0
Louisiana Coal Units - SO2 Rate Annual v3.1, Unit 5018 and retrofits | 705 | 2199 | Rate Constraint in lbs/MMBtu | FALSE | L | Annual | Allowances Purchased SO2 | Thousand Tons | 0 | 0 | 0 | 0 | 0 | 0 | 0
Louisiana Coal Units - SO2 Rate Annual v3.1, Unit 5018 and retrofits | 705 | 2199 | Rate Constraint in lbs/MMBtu | FALSE | L | Annual | Allowances Sold SO2 | Thousand Tons | 0 | 0 | 0 | 0 | 0 | 0 | 0
Louisiana Coal Units - SO2 Rate Annual v3.1, Unit 5018 and retrofits | 705 | 2199 | Rate Constraint in lbs/MMBtu | FALSE | L | Annual | Allowances Banked | Thousand Tons | 0 | 0 | 0 | 0 | 0 | 0 | 0
Louisiana Coal Units - SO2 Rate Annual v3.1, Unit 5018 and retrofits | 705 | 2199 | Rate Constraint in lbs/MMBtu | FALSE | L | Annual | Allowances Withdrawn (1:1) | Thousand Tons | 0 | 0 | 0 | 0 | 0 | 0 | 0
Louisiana Coal Units - SO2 Rate Annual v3.1, Unit 5018 and retrofits | 705 | 2199 | Rate Constraint in lbs/MMBtu | FALSE | L | Annual | Allowances Withdrawn (n:1) | Thousand Tons | 0 | 0 | 0 | 0 | 0 | 0 | 0
Louisiana Coal Units - SO2 Rate Annual v3.1, Unit 5018 and retrofits | 705 | 2199 | Rate Constraint in lbs/MMBtu | FALSE | L | Annual | Net Emissions Allowance Position | Thousand Tons | 0 | 0 | 0 | 0 | 0 | 0 | 0
Louisiana Coal Units - SO2 Rate Annual v3.1, Unit 5018 and retrofits | 705 | 2199 | Rate Constraint in lbs/MMBtu | FALSE | L | Annual | Fuel Consumed | TBtu | 0 | 0 | 0 | 0 | 0 | 0 | 0
Louisiana Coal Units - SO2 Rate Annual v3.1, Unit 5018 and retrofits | 705 | 2199 | Rate Constraint in lbs/MMBtu | FALSE | L | Annual | Rate | lb/MMBtu | 0 | 0 | 0 | 0 | 0 | 0 | 0
Louisiana Coal Units - SO2 Rate Annual v3.1, Unit 5018 and retrofits | 705 | 2199 | Rate Constraint in lbs/MMBtu | FALSE | L | Annual | Generation | TWh | 0 | 0 | 0 | 0 | 0 | 0 | 0
Louisiana Coal Units - SO2 Rate Annual v3.1, Unit 5018 and retrofits | 705 | 2199 | Rate Constraint in lbs/MMBtu | FALSE | L | Annual | Qualifying Generation | TWh | 0 | 0 | 0 | 0 | 0 | 0 | 0
Louisiana Coal Units - SO2 Rate Annual v3.1, Unit 5018 and retrofits | 705 | 2199 | Rate Constraint in lbs/MMBtu | FALSE | L | Annual | Rate | lb/MWh | 0 | 0 | 0 | 0 | 0 | 0 | 0
Louisiana Coal Units - SO2 Rate Annual v3.1, Unit 5018 and retrofits | 705 | 2199 | Rate Constraint in lbs/MMBtu | FALSE | L | Annual | Constraint Shadow Price | US2011$/Ton | 0 | 0 | 0 | 0 | 0 | 0 | 0
Louisiana Coal Units - SO2 Rate Annual v3.1, Unit 5314 and retrofits | 706 | 2199 | Rate Constraint in lbs/MMBtu | FALSE | L | Annual | Seasons Included | Seasons | Winter, Summer | Winter, Summer | Winter, Summer | Winter, Summer | Winter, Summer | Winter, Summer | Winter, Summer
Louisiana Coal Units - SO2 Rate Annual v3.1, Unit 5314 and retrofits | 706 | 2199 | Rate Constraint in lbs/MMBtu | FALSE | L | Annual | Standard | lb/MMBtu | 1.2 | 1.2 | 1.2 | 1.2 | 1.2 | 1.2 | 1.2
Louisiana Coal Units - SO2 Rate Annual v3.1, Unit 5314 and retrofits | 706 | 2199 | Rate Constraint in lbs/MMBtu | FALSE | L | Annual | Emissions at Affected Plants SO2 | Thousand Tons | 0 | 0 | 0 | 0 | 0 | 0 | 0
Louisiana Coal Units - SO2 Rate Annual v3.1, Unit 5314 and retrofits | 706 | 2199 | Rate Constraint in lbs/MMBtu | FALSE | L | Annual | Allowances Purchased SO2 | Thousand Tons | 0 | 0 | 0 | 0 | 0 | 0 | 0
Louisiana Coal Units - SO2 Rate Annual v3.1, Unit 5314 and retrofits | 706 | 2199 | Rate Constraint in lbs/MMBtu | FALSE | L | Annual | Allowances Sold SO2 | Thousand Tons | 0 | 0 | 0 | 0 | 0 | 0 | 0
Louisiana Coal Units - SO2 Rate Annual v3.1, Unit 5314 and retrofits | 706 | 2199 | Rate Constraint in lbs/MMBtu | FALSE | L | Annual | Allowances Banked | Thousand Tons | 0 | 0 | 0 | 0 | 0 | 0 | 0
Louisiana Coal Units - SO2 Rate Annual v3.1, Unit 5314 and retrofits | 706 | 2199 | Rate Constraint in lbs/MMBtu | FALSE | L | Annual | Allowances Withdrawn (1:1) | Thousand Tons | 0 | 0 | 0 | 0 | 0 | 0 | 0
Louisiana Coal Units - SO2 Rate Annual v3.1, Unit 5314 and retrofits | 706 | 2199 | Rate Constraint in lbs/MMBtu | FALSE | L | Annual | Allowances Withdrawn (n:1) | Thousand Tons | 0 | 0 | 0 | 0 | 0 | 0 | 0
Louisiana Coal Units - SO2 Rate Annual v3.1, Unit 5314 and retrofits | 706 | 2199 | Rate Constraint in lbs/MMBtu | FALSE | L | Annual | Net Emissions Allowance Position | Thousand Tons | 0 | 0 | 0 | 0 | 0 | 0 | 0
Louisiana Coal Units - SO2 Rate Annual v3.1, Unit 5314 and retrofits | 706 | 2199 | Rate Constraint in lbs/MMBtu | FALSE | L | Annual | Fuel Consumed | TBtu | 0 | 0 | 0 | 0 | 0 | 0 | 0
Louisiana Coal Units - SO2 Rate Annual v3.1, Unit 5314 and retrofits | 706 | 2199 | Rate Constraint in lbs/MMBtu | FALSE | L | Annual | Rate | lb/MMBtu | 0 | 0 | 0 | 0 | 0 | 0 | 0
Louisiana Coal Units - SO2 Rate Annual v3.1, Unit 5314 and retrofits | 706 | 2199 | Rate Constraint in lbs/MMBtu | FALSE | L | Annual | Generation | TWh | 0 | 0 | 0 | 0 | 0 | 0 | 0
Louisiana Coal Units - SO2 Rate Annual v3.1, Unit 5314 and retrofits | 706 | 2199 | Rate Constraint in lbs/MMBtu | FALSE | L | Annual | Qualifying Generation | TWh | 0 | 0 | 0 | 0 | 0 | 0 | 0
Louisiana Coal Units - SO2 Rate Annual v3.1, Unit 5314 and retrofits | 706 | 2199 | Rate Constraint in lbs/MMBtu | FALSE | L | Annual | Rate | lb/MWh | 0 | 0 | 0 | 0 | 0 | 0 | 0
Louisiana Coal Units - SO2 Rate Annual v3.1, Unit 5314 and retrofits | 706 | 2199 | Rate Constraint in lbs/MMBtu | FALSE | L | Annual | Constraint Shadow Price | US2011$/Ton | 0 | 0 | 0 | 0 | 0 | 0 | 0
Louisiana Coal Units - SO2 Rate Annual v3.1, Unit 5327 and retrofits | 707 | 2199 | Rate Constraint in lbs/MMBtu | FALSE | L | Annual | Seasons Included | Seasons | Winter, Summer | Winter, Summer | Winter, Summer | Winter, Summer | Winter, Summer | Winter, Summer | Winter, Summer
Louisiana Coal Units - SO2 Rate Annual v3.1, Unit 5327 and retrofits | 707 | 2199 | Rate Constraint in lbs/MMBtu | FALSE | L | Annual | Standard | lb/MMBtu | 1.2 | 1.2 | 1.2 | 1.2 | 1.2 | 1.2 | 1.2
Louisiana Coal Units - SO2 Rate Annual v3.1, Unit 5327 and retrofits | 707 | 2199 | Rate Constraint in lbs/MMBtu | FALSE | L | Annual | Emissions at Affected Plants SO2 | Thousand Tons | 0 | 0 | 0 | 0 | 0 | 0 | 0
Louisiana Coal Units - SO2 Rate Annual v3.1, Unit 5327 and retrofits | 707 | 2199 | Rate Constraint in lbs/MMBtu | FALSE | L | Annual | Allowances Purchased SO2 | Thousand Tons | 0 | 0 | 0 | 0 | 0 | 0 | 0
Louisiana Coal Units - SO2 Rate Annual v3.1, Unit 5327 and retrofits | 707 | 2199 | Rate Constraint in lbs/MMBtu | FALSE | L | Annual | Allowances Sold SO2 | Thousand Tons | 0 | 0 | 0 | 0 | 0 | 0 | 0
Louisiana Coal Units - SO2 Rate Annual v3.1, Unit 5327 and retrofits | 707 | 2199 | Rate Constraint in lbs/MMBtu | FALSE | L | Annual | Allowances Banked | Thousand Tons | 0 | 0 | 0 | 0 | 0 | 0 | 0
Louisiana Coal Units - SO2 Rate Annual v3.1, Unit 5327 and retrofits | 707 | 2199 | Rate Constraint in lbs/MMBtu | FALSE | L | Annual | Allowances Withdrawn (1:1) | Thousand Tons | 0 | 0 | 0 | 0 | 0 | 0 | 0
Louisiana Coal Units - SO2 Rate Annual v3.1, Unit 5327 and retrofits | 707 | 2199 | Rate Constraint in lbs/MMBtu | FALSE | L | Annual | Allowances Withdrawn (n:1) | Thousand Tons | 0 | 0 | 0 | 0 | 0 | 0 | 0
Louisiana Coal Units - SO2 Rate Annual v3.1, Unit 5327 and retrofits | 707 | 2199 | Rate Constraint in lbs/MMBtu | FALSE | L | Annual | Net Emissions Allowance Position | Thousand Tons | 0 | 0 | 0 | 0 | 0 | 0 | 0
Louisiana Coal Units - SO2 Rate Annual v3.1, Unit 5327 and retrofits | 707 | 2199 | Rate Constraint in lbs/MMBtu | FALSE | L | Annual | Fuel Consumed | TBtu | 0 | 0 | 0 | 0 | 0 | 0 | 0
Louisiana Coal Units - SO2 Rate Annual v3.1, Unit 5327 and retrofits | 707 | 2199 | Rate Constraint in lbs/MMBtu | FALSE | L | Annual | Rate | lb/MMBtu | 0 | 0 | 0 | 0 | 0 | 0 | 0
Louisiana Coal Units - SO2 Rate Annual v3.1, Unit 5327 and retrofits | 707 | 2199 | Rate Constraint in lbs/MMBtu | FALSE | L | Annual | Generation | TWh | 0 | 0 | 0 | 0 | 0 | 0 | 0
Louisiana Coal Units - SO2 Rate Annual v3.1, Unit 5327 and retrofits | 707 | 2199 | Rate Constraint in lbs/MMBtu | FALSE | L | Annual | Qualifying Generation | TWh | 0 | 0 | 0 | 0 | 0 | 0 | 0
Louisiana Coal Units - SO2 Rate Annual v3.1, Unit 5327 and retrofits | 707 | 2199 | Rate Constraint in lbs/MMBtu | FALSE | L | Annual | Rate | lb/MWh | 0 | 0 | 0 | 0 | 0 | 0 | 0
Louisiana Coal Units - SO2 Rate Annual v3.1, Unit 5327 and retrofits | 707 | 2199 | Rate Constraint in lbs/MMBtu | FALSE | L | Annual | Constraint Shadow Price | US2011$/Ton | 0 | 0 | 0 | 0 | 0 | 0 | 0
Louisiana Coal Units - SO2 Rate Annual v3.1, Unit 5711 and retrofits | 708 | 2199 | Rate Constraint in lbs/MMBtu | FALSE | L | Annual | Seasons Included | Seasons | Winter, Summer | Winter, Summer | Winter, Summer | Winter, Summer | Winter, Summer | Winter, Summer | Winter, Summer
Louisiana Coal Units - SO2 Rate Annual v3.1, Unit 5711 and retrofits | 708 | 2199 | Rate Constraint in lbs/MMBtu | FALSE | L | Annual | Standard | lb/MMBtu | 1.2 | 1.2 | 1.2 | 1.2 | 1.2 | 1.2 | 1.2
Louisiana Coal Units - SO2 Rate Annual v3.1, Unit 5711 and retrofits | 708 | 2199 | Rate Constraint in lbs/MMBtu | FALSE | L | Annual | Emissions at Affected Plants SO2 | Thousand Tons | 6.6149 | 6.6149 | 6.6149 | 6.6149 | 6.6149 | 6.6149 | 6.6149
Louisiana Coal Units - SO2 Rate Annual v3.1, Unit 5711 and retrofits | 708 | 2199 | Rate Constraint in lbs/MMBtu | FALSE | L | Annual | Allowances Purchased SO2 | Thousand Tons | 0 | 0 | 0 | 0 | 0 | 0 | 0
Louisiana Coal Units - SO2 Rate Annual v3.1, Unit 5711 and retrofits | 708 | 2199 | Rate Constraint in lbs/MMBtu | FALSE | L | Annual | Allowances Sold SO2 | Thousand Tons | 0 | 0 | 0 | 0 | 0 | 0 | 0
Louisiana Coal Units - SO2 Rate Annual v3.1, Unit 5711 and retrofits | 708 | 2199 | Rate Constraint in lbs/MMBtu | FALSE | L | Annual | Allowances Banked | Thousand Tons | 0 | 0 | 0 | 0 | 0 | 0 | 0
Louisiana Coal Units - SO2 Rate Annual v3.1, Unit 5711 and retrofits | 708 | 2199 | Rate Constraint in lbs/MMBtu | FALSE | L | Annual | Allowances Withdrawn (1:1) | Thousand Tons | 0 | 0 | 0 | 0 | 0 | 0 | 0
Louisiana Coal Units - SO2 Rate Annual v3.1, Unit 5711 and retrofits | 708 | 2199 | Rate Constraint in lbs/MMBtu | FALSE | L | Annual | Allowances Withdrawn (n:1) | Thousand Tons | 0 | 0 | 0 | 0 | 0 | 0 | 0
Louisiana Coal Units - SO2 Rate Annual v3.1, Unit 5711 and retrofits | 708 | 2199 | Rate Constraint in lbs/MMBtu | FALSE | L | Annual | Net Emissions Allowance Position | Thousand Tons | 6.6149 | 6.6149 | 6.6149 | 6.6149 | 6.6149 | 6.6149 | 6.6149
Louisiana Coal Units - SO2 Rate Annual v3.1, Unit 5711 and retrofits | 708 | 2199 | Rate Constraint in lbs/MMBtu | FALSE | L | Annual | Fuel Consumed | TBtu | 53.132 | 53.132 | 53.132 | 53.132 | 53.132 | 53.132 | 53.132
Louisiana Coal Units - SO2 Rate Annual v3.1, Unit 5711 and retrofits | 708 | 2199 | Rate Constraint in lbs/MMBtu | FALSE | L | Annual | Rate | lb/MMBtu | 0.249 | 0.249 | 0.249 | 0.249 | 0.249 | 0.249 | 0.249
Louisiana Coal Units - SO2 Rate Annual v3.1, Unit 5711 and retrofits | 708 | 2199 | Rate Constraint in lbs/MMBtu | FALSE | L | Annual | Generation | TWh | 4.6517 | 4.6517 | 4.6517 | 4.6517 | 4.6517 | 4.6517 | 4.6517
Louisiana Coal Units - SO2 Rate Annual v3.1, Unit 5711 and retrofits | 708 | 2199 | Rate Constraint in lbs/MMBtu | FALSE | L | Annual | Qualifying Generation | TWh | 4.6517 | 4.6517 | 4.6517 | 4.6517 | 4.6517 | 4.6517 | 4.6517
Louisiana Coal Units - SO2 Rate Annual v3.1, Unit 5711 and retrofits | 708 | 2199 | Rate Constraint in lbs/MMBtu | FALSE | L | Annual | Rate | lb/MWh | 1.422 | 1.422 | 1.422 | 1.422 | 1.422 | 1.422 | 1.422
Louisiana Coal Units - SO2 Rate Annual v3.1, Unit 5711 and retrofits | 708 | 2199 | Rate Constraint in lbs/MMBtu | FALSE | L | Annual | Constraint Shadow Price | US2011$/Ton | 0 | 0 | 0 | 0 | 0 | 0 | 0
MA Brayton 1-3 - MER Cap Annual v3.1, Unit 4248 and retrofits | 709 | 1810 | Rate Constraint in MTons | FALSE | L | Annual | Seasons Included | Seasons | Winter, Summer | Winter, Summer | Winter, Summer | Winter, Summer | Winter, Summer | Winter, Summer | Winter, Summer
MA Brayton 1-3 - MER Cap Annual v3.1, Unit 4248 and retrofits | 709 | 1810 | Rate Constraint in MTons | FALSE | L | Annual | Standard | Lb | 146.6 | 146.6 | 146.6 | 146.6 | 146.6 | 146.6 | 146.6
MA Brayton 1-3 - MER Cap Annual v3.1, Unit 4248 and retrofits | 709 | 1810 | Rate Constraint in MTons | FALSE | L | Annual | Standard MER | lbs | 146.6 | 146.6 | 146.6 | 146.6 | 146.6 | 146.6 | 146.6
MA Brayton 1-3 - MER Cap Annual v3.1, Unit 4248 and retrofits | 709 | 1810 | Rate Constraint in MTons | FALSE | L | Annual | Emissions at Affected Plants MER | lbs | 0.068908 | 0 | 0 | 0 | 0 | 0 | 0
MA Brayton 1-3 - MER Cap Annual v3.1, Unit 4248 and retrofits | 709 | 1810 | Rate Constraint in MTons | FALSE | L | Annual | Allowances Purchased MER | lbs | 0 | 0 | 0 | 0 | 0 | 0 | 0
MA Brayton 1-3 - MER Cap Annual v3.1, Unit 4248 and retrofits | 709 | 1810 | Rate Constraint in MTons | FALSE | L | Annual | Allowances Sold MER | lbs | 0 | 0 | 0 | 0 | 0 | 0 | 0
MA Brayton 1-3 - MER Cap Annual v3.1, Unit 4248 and retrofits | 709 | 1810 | Rate Constraint in MTons | FALSE | L | Annual | Allowances Banked | lbs | 0 | 0 | 0 | 0 | 0 | 0 | 0
MA Brayton 1-3 - MER Cap Annual v3.1, Unit 4248 and retrofits | 709 | 1810 | Rate Constraint in MTons | FALSE | L | Annual | Allowances Withdrawn (1:1) | lbs | 0 | 0 | 0 | 0 | 0 | 0 | 0
MA Brayton 1-3 - MER Cap Annual v3.1, Unit 4248 and retrofits | 709 | 1810 | Rate Constraint in MTons | FALSE | L | Annual | Allowances Withdrawn (n:1) | lbs | 0 | 0 | 0 | 0 | 0 | 0 | 0
MA Brayton 1-3 - MER Cap Annual v3.1, Unit 4248 and retrofits | 709 | 1810 | Rate Constraint in MTons | FALSE | L | Annual | Net Emissions Allowance Position | lbs | 0.068908 | 0 | 0 | 0 | 0 | 0 | 0
MA Brayton 1-3 - MER Cap Annual v3.1, Unit 4248 and retrofits | 709 | 1810 | Rate Constraint in MTons | FALSE | L | Annual | Fuel Consumed | TBtu | 0.085557 | 0 | 0 | 0 | 0 | 0 | 0
MA Brayton 1-3 - MER Cap Annual v3.1, Unit 4248 and retrofits | 709 | 1810 | Rate Constraint in MTons | FALSE | L | Annual | Rate | lb/MMBtu | 8.0539e-07 | 0 | 0 | 0 | 0 | 0 | 0
MA Brayton 1-3 - MER Cap Annual v3.1, Unit 4248 and retrofits | 709 | 1810 | Rate Constraint in MTons | FALSE | L | Annual | Generation | TWh | 0.0088651 | 0 | 0 | 0 | 0 | 0 | 0
MA Brayton 1-3 - MER Cap Annual v3.1, Unit 4248 and retrofits | 709 | 1810 | Rate Constraint in MTons | FALSE | L | Annual | Qualifying Generation | TWh | 0.0088651 | 0 | 0 | 0 | 0 | 0 | 0
MA Brayton 1-3 - MER Cap Annual v3.1, Unit 4248 and retrofits | 709 | 1810 | Rate Constraint in MTons | FALSE | L | Annual | Rate | lb/MWh | 7.7729 | 0 | 0 | 0 | 0 | 0 | 0
MA Brayton 1-3 - MER Cap Annual v3.1, Unit 4248 and retrofits | 709 | 1810 | Rate Constraint in MTons | FALSE | L | Annual | Constraint Shadow Price | US2011$/Lb | 0 | 0 | 0 | 0 | 0 | 0 | 0
MA Brayton 1-3 - MER Cap Annual v3.1, Unit 4249 and retrofits | 710 | 1810 | Rate Constraint in MTons | FALSE | L | Annual | Seasons Included | Seasons | Winter, Summer | Winter, Summer | Winter, Summer | Winter, Summer | Winter, Summer | Winter, Summer | Winter, Summer
MA Brayton 1-3 - MER Cap Annual v3.1, Unit 4249 and retrofits | 710 | 1810 | Rate Constraint in MTons | FALSE | L | Annual | Standard | Lb | 146.6 | 146.6 | 146.6 | 146.6 | 146.6 | 146.6 | 146.6
MA Brayton 1-3 - MER Cap Annual v3.1, Unit 4249 and retrofits | 710 | 1810 | Rate Constraint in MTons | FALSE | L | Annual | Standard MER | lbs | 146.6 | 146.6 | 146.6 | 146.6 | 146.6 | 146.6 | 146.6
MA Brayton 1-3 - MER Cap Annual v3.1, Unit 4249 and retrofits | 710 | 1810 | Rate Constraint in MTons | FALSE | L | Annual | Emissions at Affected Plants MER | lbs | 0 | 0 | 0 | 0 | 0 | 0 | 0
MA Brayton 1-3 - MER Cap Annual v3.1, Unit 4249 and retrofits | 710 | 1810 | Rate Constraint in MTons | FALSE | L | Annual | Allowances Purchased MER | lbs | 0 | 0 | 0 | 0 | 0 | 0 | 0
MA Brayton 1-3 - MER Cap Annual v3.1, Unit 4249 and retrofits | 710 | 1810 | Rate Constraint in MTons | FALSE | L | Annual | Allowances Sold MER | lbs | 0 | 0 | 0 | 0 | 0 | 0 | 0
MA Brayton 1-3 - MER Cap Annual v3.1, Unit 4249 and retrofits | 710 | 1810 | Rate Constraint in MTons | FALSE | L | Annual | Allowances Banked | lbs | 0 | 0 | 0 | 0 | 0 | 0 | 0
MA Brayton 1-3 - MER Cap Annual v3.1, Unit 4249 and retrofits | 710 | 1810 | Rate Constraint in MTons | FALSE | L | Annual | Allowances Withdrawn (1:1) | lbs | 0 | 0 | 0 | 0 | 0 | 0 | 0
MA Brayton 1-3 - MER Cap Annual v3.1, Unit 4249 and retrofits | 710 | 1810 | Rate Constraint in MTons | FALSE | L | Annual | Allowances Withdrawn (n:1) | lbs | 0 | 0 | 0 | 0 | 0 | 0 | 0
MA Brayton 1-3 - MER Cap Annual v3.1, Unit 4249 and retrofits | 710 | 1810 | Rate Constraint in MTons | FALSE | L | Annual | Net Emissions Allowance Position | lbs | 0 | 0 | 0 | 0 | 0 | 0 | 0
MA Brayton 1-3 - MER Cap Annual v3.1, Unit 4249 and retrofits | 710 | 1810 | Rate Constraint in MTons | FALSE | L | Annual | Fuel Consumed | TBtu | 0 | 0 | 0 | 0 | 0 | 0 | 0
MA Brayton 1-3 - MER Cap Annual v3.1, Unit 4249 and retrofits | 710 | 1810 | Rate Constraint in MTons | FALSE | L | Annual | Rate | lb/MMBtu | 0 | 0 | 0 | 0 | 0 | 0 | 0
MA Brayton 1-3 - MER Cap Annual v3.1, Unit 4249 and retrofits | 710 | 1810 | Rate Constraint in MTons | FALSE | L | Annual | Generation | TWh | 0 | 0 | 0 | 0 | 0 | 0 | 0
MA Brayton 1-3 - MER Cap Annual v3.1, Unit 4249 and retrofits | 710 | 1810 | Rate Constraint in MTons | FALSE | L | Annual | Qualifying Generation | TWh | 0 | 0 | 0 | 0 | 0 | 0 | 0
MA Brayton 1-3 - MER Cap Annual v3.1, Unit 4249 and retrofits | 710 | 1810 | Rate Constraint in MTons | FALSE | L | Annual | Rate | lb/MWh | 0 | 0 | 0 | 0 | 0 | 0 | 0
MA Brayton 1-3 - MER Cap Annual v3.1, Unit 4249 and retrofits | 710 | 1810 | Rate Constraint in MTons | FALSE | L | Annual | Constraint Shadow Price | US2011$/Lb | 0 | 0 | 0 | 0 | 0 | 0 | 0
MA Brayton 1-3 - MER Cap Annual v3.1, Unit 4280 and retrofits | 711 | 1810 | Rate Constraint in MTons | FALSE | L | Annual | Seasons Included | Seasons | Winter, Summer | Winter, Summer | Winter, Summer | Winter, Summer | Winter, Summer | Winter, Summer | Winter, Summer
MA Brayton 1-3 - MER Cap Annual v3.1, Unit 4280 and retrofits | 711 | 1810 | Rate Constraint in MTons | FALSE | L | Annual | Standard | Lb | 146.6 | 146.6 | 146.6 | 146.6 | 146.6 | 146.6 | 146.6
MA Brayton 1-3 - MER Cap Annual v3.1, Unit 4280 and retrofits | 711 | 1810 | Rate Constraint in MTons | FALSE | L | Annual | Standard MER | lbs | 146.6 | 146.6 | 146.6 | 146.6 | 146.6 | 146.6 | 146.6
MA Brayton 1-3 - MER Cap Annual v3.1, Unit 4280 and retrofits | 711 | 1810 | Rate Constraint in MTons | FALSE | L | Annual | Emissions at Affected Plants MER | lbs | 0 | 0 | 0 | 0 | 0 | 0 | 0
MA Brayton 1-3 - MER Cap Annual v3.1, Unit 4280 and retrofits | 711 | 1810 | Rate Constraint in MTons | FALSE | L | Annual | Allowances Purchased MER | lbs | 0 | 0 | 0 | 0 | 0 | 0 | 0
MA Brayton 1-3 - MER Cap Annual v3.1, Unit 4280 and retrofits | 711 | 1810 | Rate Constraint in MTons | FALSE | L | Annual | Allowances Sold MER | lbs | 0 | 0 | 0 | 0 | 0 | 0 | 0
MA Brayton 1-3 - MER Cap Annual v3.1, Unit 4280 and retrofits | 711 | 1810 | Rate Constraint in MTons | FALSE | L | Annual | Allowances Banked | lbs | 0 | 0 | 0 | 0 | 0 | 0 | 0
MA Brayton 1-3 - MER Cap Annual v3.1, Unit 4280 and retrofits | 711 | 1810 | Rate Constraint in MTons | FALSE | L | Annual | Allowances Withdrawn (1:1) | lbs | 0 | 0 | 0 | 0 | 0 | 0 | 0
MA Brayton 1-3 - MER Cap Annual v3.1, Unit 4280 and retrofits | 711 | 1810 | Rate Constraint in MTons | FALSE | L | Annual | Allowances Withdrawn (n:1) | lbs | 0 | 0 | 0 | 0 | 0 | 0 | 0
MA Brayton 1-3 - MER Cap Annual v3.1, Unit 4280 and retrofits | 711 | 1810 | Rate Constraint in MTons | FALSE | L | Annual | Net Emissions Allowance Position | lbs | 0 | 0 | 0 | 0 | 0 | 0 | 0
MA Brayton 1-3 - MER Cap Annual v3.1, Unit 4280 and retrofits | 711 | 1810 | Rate Constraint in MTons | FALSE | L | Annual | Fuel Consumed | TBtu | 0 | 0 | 0 | 0 | 0 | 0 | 0
MA Brayton 1-3 - MER Cap Annual v3.1, Unit 4280 and retrofits | 711 | 1810 | Rate Constraint in MTons | FALSE | L | Annual | Rate | lb/MMBtu | 0 | 0 | 0 | 0 | 0 | 0 | 0
MA Brayton 1-3 - MER Cap Annual v3.1, Unit 4280 and retrofits | 711 | 1810 | Rate Constraint in MTons | FALSE | L | Annual | Generation | TWh | 0 | 0 | 0 | 0 | 0 | 0 | 0
MA Brayton 1-3 - MER Cap Annual v3.1, Unit 4280 and retrofits | 711 | 1810 | Rate Constraint in MTons | FALSE | L | Annual | Qualifying Generation | TWh | 0 | 0 | 0 | 0 | 0 | 0 | 0
MA Brayton 1-3 - MER Cap Annual v3.1, Unit 4280 and retrofits | 711 | 1810 | Rate Constraint in MTons | FALSE | L | Annual | Rate | lb/MWh | 0 | 0 | 0 | 0 | 0 | 0 | 0
MA Brayton 1-3 - MER Cap Annual v3.1, Unit 4280 and retrofits | 711 | 1810 | Rate Constraint in MTons | FALSE | L | Annual | Constraint Shadow Price | US2011$/Lb | 0 | 0 | 0 | 0 | 0 | 0 | 0
MA Fac. Spec. - Brayton Point NOx v3.1 | 712 | 2100 | Rate Constraint in lbs/MWh | FALSE | L | Annual | Seasons Included | Seasons | Winter, Summer | Winter, Summer | Winter, Summer | Winter, Summer | Winter, Summer | Winter, Summer | Winter, Summer
MA Fac. Spec. - Brayton Point NOx v3.1 | 712 | 2100 | Rate Constraint in lbs/MWh | FALSE | L | Annual | Standard | lb/MWh | 1.5 | 1.5 | 1.5 | 1.5 | 1.5 | 1.5 | 1.5
MA Fac. Spec. - Brayton Point NOx v3.1 | 712 | 2100 | Rate Constraint in lbs/MWh | FALSE | L | Annual | Emissions at Affected Plants NOX | Thousand Tons | 0.19378 | 0 | 0 | 0 | 0 | 0 | 0
MA Fac. Spec. - Brayton Point NOx v3.1 | 712 | 2100 | Rate Constraint in lbs/MWh | FALSE | L | Annual | Allowances Purchased NOX | Thousand Tons | 0 | 0 | 0 | 0 | 0 | 0 | 0
MA Fac. Spec. - Brayton Point NOx v3.1 | 712 | 2100 | Rate Constraint in lbs/MWh | FALSE | L | Annual | Allowances Sold NOX | Thousand Tons | 0 | 0 | 0 | 0 | 0 | 0 | 0
MA Fac. Spec. - Brayton Point NOx v3.1 | 712 | 2100 | Rate Constraint in lbs/MWh | FALSE | L | Annual | Allowances Banked | Thousand Tons | 0 | 0 | 0 | 0 | 0 | 0 | 0
MA Fac. Spec. - Brayton Point NOx v3.1 | 712 | 2100 | Rate Constraint in lbs/MWh | FALSE | L | Annual | Allowances Withdrawn (1:1) | Thousand Tons | 0 | 0 | 0 | 0 | 0 | 0 | 0
MA Fac. Spec. - Brayton Point NOx v3.1 | 712 | 2100 | Rate Constraint in lbs/MWh | FALSE | L | Annual | Allowances Withdrawn (n:1) | Thousand Tons | 0 | 0 | 0 | 0 | 0 | 0 | 0
MA Fac. Spec. - Brayton Point NOx v3.1 | 712 | 2100 | Rate Constraint in lbs/MWh | FALSE | L | Annual | Net Emissions Allowance Position | Thousand Tons | 0.19378 | 0 | 0 | 0 | 0 | 0 | 0
MA Fac. Spec. - Brayton Point NOx v3.1 | 712 | 2100 | Rate Constraint in lbs/MWh | FALSE | L | Annual | Fuel Consumed | TBtu | 2.5348 | 0 | 0 | 0 | 0 | 0 | 0
MA Fac. Spec. - Brayton Point NOx v3.1 | 712 | 2100 | Rate Constraint in lbs/MWh | FALSE | L | Annual | Rate | lb/MMBtu | 0.1529 | 0 | 0 | 0 | 0 | 0 | 0
MA Fac. Spec. - Brayton Point NOx v3.1 | 712 | 2100 | Rate Constraint in lbs/MWh | FALSE | L | Annual | Generation | TWh | 0.25838 | 0 | 0 | 0 | 0 | 0 | 0
MA Fac. Spec. - Brayton Point NOx v3.1 | 712 | 2100 | Rate Constraint in lbs/MWh | FALSE | L | Annual | Qualifying Generation | TWh | 0.25838 | 0 | 0 | 0 | 0 | 0 | 0
MA Fac. Spec. - Brayton Point NOx v3.1 | 712 | 2100 | Rate Constraint in lbs/MWh | FALSE | L | Annual | Constraint Shadow Price | US2011$/Ton | 15431.9533 | 0 | 0 | 6861.7737 | 0 | 0 | 13718.5203
MA Fac. Spec. - Brayton Point SO2 Annual v3.1 | 713 | 2105 | Rate Constraint in lbs/MWh | FALSE | L | Annual | Seasons Included | Seasons | Winter, Summer | Winter, Summer | Winter, Summer | Winter, Summer | Winter, Summer | Winter, Summer | Winter, Summer
MA Fac. Spec. - Brayton Point SO2 Annual v3.1 | 713 | 2105 | Rate Constraint in lbs/MWh | FALSE | L | Annual | Standard | lb/MWh | 3 | 3 | 3 | 3 | 3 | 3 | 3
MA Fac. Spec. - Brayton Point SO2 Annual v3.1 | 713 | 2105 | Rate Constraint in lbs/MWh | FALSE | L | Annual | Emissions at Affected Plants SO2 | Thousand Tons | 0.0034095 | 0 | 0 | 0 | 0 | 0 | 0
MA Fac. Spec. - Brayton Point SO2 Annual v3.1 | 713 | 2105 | Rate Constraint in lbs/MWh | FALSE | L | Annual | Allowances Purchased SO2 | Thousand Tons | 0 | 0 | 0 | 0 | 0 | 0 | 0
MA Fac. Spec. - Brayton Point SO2 Annual v3.1 | 713 | 2105 | Rate Constraint in lbs/MWh | FALSE | L | Annual | Allowances Sold SO2 | Thousand Tons | 0 | 0 | 0 | 0 | 0 | 0 | 0
MA Fac. Spec. - Brayton Point SO2 Annual v3.1 | 713 | 2105 | Rate Constraint in lbs/MWh | FALSE | L | Annual | Allowances Banked | Thousand Tons | 0 | 0 | 0 | 0 | 0 | 0 | 0
MA Fac. Spec. - Brayton Point SO2 Annual v3.1 | 713 | 2105 | Rate Constraint in lbs/MWh | FALSE | L | Annual | Allowances Withdrawn (1:1) | Thousand Tons | 0 | 0 | 0 | 0 | 0 | 0 | 0
MA Fac. Spec. - Brayton Point SO2 Annual v3.1 | 713 | 2105 | Rate Constraint in lbs/MWh | FALSE | L | Annual | Allowances Withdrawn (n:1) | Thousand Tons | 0 | 0 | 0 | 0 | 0 | 0 | 0
MA Fac. Spec. - Brayton Point SO2 Annual v3.1 | 713 | 2105 | Rate Constraint in lbs/MWh | FALSE | L | Annual | Net Emissions Allowance Position | Thousand Tons | 0.0034095 | 0 | 0 | 0 | 0 | 0 | 0
MA Fac. Spec. - Brayton Point SO2 Annual v3.1 | 713 | 2105 | Rate Constraint in lbs/MWh | FALSE | L | Annual | Fuel Consumed | TBtu | 2.5348 | 0 | 0 | 0 | 0 | 0 | 0
MA Fac. Spec. - Brayton Point SO2 Annual v3.1 | 713 | 2105 | Rate Constraint in lbs/MWh | FALSE | L | Annual | Rate | lb/MMBtu | 0.0026902 | 0 | 0 | 0 | 0 | 0 | 0
MA Fac. Spec. - Brayton Point SO2 Annual v3.1 | 713 | 2105 | Rate Constraint in lbs/MWh | FALSE | L | Annual | Generation | TWh | 0.25838 | 0 | 0 | 0 | 0 | 0 | 0
MA Fac. Spec. - Brayton Point SO2 Annual v3.1 | 713 | 2105 | Rate Constraint in lbs/MWh | FALSE | L | Annual | Qualifying Generation | TWh | 0.25838 | 0 | 0 | 0 | 0 | 0 | 0
MA Fac. Spec. - Brayton Point SO2 Annual v3.1 | 713 | 2105 | Rate Constraint in lbs/MWh | FALSE | L | Annual | Constraint Shadow Price | US2011$/Ton | 0 | 0 | 0 | 0 | 0 | 0 | 0
MA Fac. Spec. - Canal NOx v3.1 | 714 | 2103 | Rate Constraint in lbs/MWh | FALSE | L | Annual | Seasons Included | Seasons | Winter, Summer | Winter, Summer | Winter, Summer | Winter, Summer | Winter, Summer | Winter, Summer | Winter, Summer
MA Fac. Spec. - Canal NOx v3.1 | 714 | 2103 | Rate Constraint in lbs/MWh | FALSE | L | Annual | Standard | lb/MWh | 1.5 | 1.5 | 1.5 | 1.5 | 1.5 | 1.5 | 1.5
MA Fac. Spec. - Canal NOx v3.1 | 714 | 2103 | Rate Constraint in lbs/MWh | FALSE | L | Annual | Emissions at Affected Plants NOX | Thousand Tons | 0.017217 | 0 | 0 | 0 | 0 | 0 | 0
MA Fac. Spec. - Canal NOx v3.1 | 714 | 2103 | Rate Constraint in lbs/MWh | FALSE | L | Annual | Allowances Purchased NOX | Thousand Tons | 0 | 0 | 0 | 0 | 0 | 0 | 0
MA Fac. Spec. - Canal NOx v3.1 | 714 | 2103 | Rate Constraint in lbs/MWh | FALSE | L | Annual | Allowances Sold NOX | Thousand Tons | 0 | 0 | 0 | 0 | 0 | 0 | 0
MA Fac. Spec. - Canal NOx v3.1 | 714 | 2103 | Rate Constraint in lbs/MWh | FALSE | L | Annual | Allowances Banked | Thousand Tons | 0 | 0 | 0 | 0 | 0 | 0 | 0
MA Fac. Spec. - Canal NOx v3.1 | 714 | 2103 | Rate Constraint in lbs/MWh | FALSE | L | Annual | Allowances Withdrawn (1:1) | Thousand Tons | 0 | 0 | 0 | 0 | 0 | 0 | 0
MA Fac. Spec. - Canal NOx v3.1 | 714 | 2103 | Rate Constraint in lbs/MWh | FALSE | L | Annual | Allowances Withdrawn (n:1) | Thousand Tons | 0 | 0 | 0 | 0 | 0 | 0 | 0
MA Fac. Spec. - Canal NOx v3.1 | 714 | 2103 | Rate Constraint in lbs/MWh | FALSE | L | Annual | Net Emissions Allowance Position | Thousand Tons | 0.017217 | 0 | 0 | 0 | 0 | 0 | 0
MA Fac. Spec. - Canal NOx v3.1 | 714 | 2103 | Rate Constraint in lbs/MWh | FALSE | L | Annual | Fuel Consumed | TBtu | 0.337 | 0 | 0 | 0 | 0 | 0 | 0
MA Fac. Spec. - Canal NOx v3.1 | 714 | 2103 | Rate Constraint in lbs/MWh | FALSE | L | Annual | Rate | lb/MMBtu | 0.10217 | 0 | 0 | 0 | 0 | 0 | 0
MA Fac. Spec. - Canal NOx v3.1 | 714 | 2103 | Rate Constraint in lbs/MWh | FALSE | L | Annual | Generation | TWh | 0.030261 | 0 | 0 | 0 | 0 | 0 | 0
MA Fac. Spec. - Canal NOx v3.1 | 714 | 2103 | Rate Constraint in lbs/MWh | FALSE | L | Annual | Qualifying Generation | TWh | 0.030261 | 0 | 0 | 0 | 0 | 0 | 0
MA Fac. Spec. - Canal NOx v3.1 | 714 | 2103 | Rate Constraint in lbs/MWh | FALSE | L | Annual | Constraint Shadow Price | US2011$/Ton | 0 | 0 | 105858.3677 | 44333.519 | 57682.9939 | 97514.0839 | 125986.6258
MA Fac. Spec. - Canal SO2 Annual v3.1 | 715 | 2107 | Rate Constraint in lbs/MWh | FALSE | L | Annual | Seasons Included | Seasons | Winter, Summer | Winter, Summer | Winter, Summer | Winter, Summer | Winter, Summer | Winter, Summer | Winter, Summer
MA Fac. Spec. - Canal SO2 Annual v3.1 | 715 | 2107 | Rate Constraint in lbs/MWh | FALSE | L | Annual | Standard | lb/MWh | 3 | 3 | 3 | 3 | 3 | 3 | 3
MA Fac. Spec. - Canal SO2 Annual v3.1 | 715 | 2107 | Rate Constraint in lbs/MWh | FALSE | L | Annual | Emissions at Affected Plants SO2 | Thousand Tons | 0.045391 | 0 | 0 | 0 | 0 | 0 | 0
MA Fac. Spec. - Canal SO2 Annual v3.1 | 715 | 2107 | Rate Constraint in lbs/MWh | FALSE | L | Annual | Allowances Purchased SO2 | Thousand Tons | 0 | 0 | 0 | 0 | 0 | 0 | 0
MA Fac. Spec. - Canal SO2 Annual v3.1 | 715 | 2107 | Rate Constraint in lbs/MWh | FALSE | L | Annual | Allowances Sold SO2 | Thousand Tons | 0 | 0 | 0 | 0 | 0 | 0 | 0
MA Fac. Spec. - Canal SO2 Annual v3.1 | 715 | 2107 | Rate Constraint in lbs/MWh | FALSE | L | Annual | Allowances Banked | Thousand Tons | 0 | 0 | 0 | 0 | 0 | 0 | 0
MA Fac. Spec. - Canal SO2 Annual v3.1 | 715 | 2107 | Rate Constraint in lbs/MWh | FALSE | L | Annual | Allowances Withdrawn (1:1) | Thousand Tons | 0 | 0 | 0 | 0 | 0 | 0 | 0
MA Fac. Spec. - Canal SO2 Annual v3.1 | 715 | 2107 | Rate Constraint in lbs/MWh | FALSE | L | Annual | Allowances Withdrawn (n:1) | Thousand Tons | 0 | 0 | 0 | 0 | 0 | 0 | 0
MA Fac. Spec. - Canal SO2 Annual v3.1 | 715 | 2107 | Rate Constraint in lbs/MWh | FALSE | L | Annual | Net Emissions Allowance Position | Thousand Tons | 0.045391 | 0 | 0 | 0 | 0 | 0 | 0
MA Fac. Spec. - Canal SO2 Annual v3.1 | 715 | 2107 | Rate Constraint in lbs/MWh | FALSE | L | Annual | Fuel Consumed | TBtu | 0.337 | 0 | 0 | 0 | 0 | 0 | 0
MA Fac. Spec. - Canal SO2 Annual v3.1 | 715 | 2107 | Rate Constraint in lbs/MWh | FALSE | L | Annual | Rate | lb/MMBtu | 0.26938 | 0 | 0 | 0 | 0 | 0 | 0
MA Fac. Spec. - Canal SO2 Annual v3.1 | 715 | 2107 | Rate Constraint in lbs/MWh | FALSE | L | Annual | Generation | TWh | 0.030261 | 0 | 0 | 0 | 0 | 0 | 0
MA Fac. Spec. - Canal SO2 Annual v3.1 | 715 | 2107 | Rate Constraint in lbs/MWh | FALSE | L | Annual | Qualifying Generation | TWh | 0.030261 | 0 | 0 | 0 | 0 | 0 | 0
MA Fac. Spec. - Canal SO2 Annual v3.1 | 715 | 2107 | Rate Constraint in lbs/MWh | FALSE | L | Annual | Constraint Shadow Price | US2011$/Ton | 7724.4541 | 51.5238 | 0 | 0 | 0 | 0 | 0
MA Fac. Spec. - Mystic Gen NOx v3.1 | 719 | 2101 | Rate Constraint in lbs/MWh | FALSE | L | Annual | Seasons Included | Seasons | Winter, Summer | Winter, Summer | Winter, Summer | Winter, Summer | Winter, Summer | Winter, Summer | Winter, Summer
MA Fac. Spec. - Mystic Gen NOx v3.1 | 719 | 2101 | Rate Constraint in lbs/MWh | FALSE | L | Annual | Standard | lb/MWh | 1.5 | 1.5 | 1.5 | 1.5 | 1.5 | 1.5 | 1.5
MA Fac. Spec. - Mystic Gen NOx v3.1 | 719 | 2101 | Rate Constraint in lbs/MWh | FALSE | L | Annual | Emissions at Affected Plants NOX | Thousand Tons | 0.32169 | 0.32169 | 0.27966 | 0.27966 | 0.27966 | 0.27966 | 0.27966
MA Fac. Spec. - Mystic Gen NOx v3.1 | 719 | 2101 | Rate Constraint in lbs/MWh | FALSE | L | Annual | Allowances Purchased NOX | Thousand Tons | 0 | 0 | 0 | 0 | 0 | 0 | 0
MA Fac. Spec. - Mystic Gen NOx v3.1 | 719 | 2101 | Rate Constraint in lbs/MWh | FALSE | L | Annual | Allowances Sold NOX | Thousand Tons | 0 | 0 | 0 | 0 | 0 | 0 | 0
MA Fac. Spec. - Mystic Gen NOx v3.1 | 719 | 2101 | Rate Constraint in lbs/MWh | FALSE | L | Annual | Allowances Banked | Thousand Tons | 0 | 0 | 0 | 0 | 0 | 0 | 0
MA Fac. Spec. - Mystic Gen NOx v3.1 | 719 | 2101 | Rate Constraint in lbs/MWh | FALSE | L | Annual | Allowances Withdrawn (1:1) | Thousand Tons | 0 | 0 | 0 | 0 | 0 | 0 | 0
MA Fac. Spec. - Mystic Gen NOx v3.1 | 719 | 2101 | Rate Constraint in lbs/MWh | FALSE | L | Annual | Allowances Withdrawn (n:1) | Thousand Tons | 0 | 0 | 0 | 0 | 0 | 0 | 0
MA Fac. Spec. - Mystic Gen NOx v3.1 | 719 | 2101 | Rate Constraint in lbs/MWh | FALSE | L | Annual | Net Emissions Allowance Position | Thousand Tons | 0.32169 | 0.32169 | 0.27966 | 0.27966 | 0.27966 | 0.27966 | 0.27966
MA Fac. Spec. - Mystic Gen NOx v3.1 | 719 | 2101 | Rate Constraint in lbs/MWh | FALSE | L | Annual | Fuel Consumed | TBtu | 78.6328 | 78.6328 | 77.8647 | 77.8647 | 77.8647 | 77.8647 | 77.8647
MA Fac. Spec. - Mystic Gen NOx v3.1 | 719 | 2101 | Rate Constraint in lbs/MWh | FALSE | L | Annual | Rate | lb/MMBtu | 0.008182 | 0.008182 | 0.0071834 | 0.0071834 | 0.0071834 | 0.0071834 | 0.0071834
MA Fac. Spec. - Mystic Gen NOx v3.1 | 719 | 2101 | Rate Constraint in lbs/MWh | FALSE | L | Annual | Generation | TWh | 10.5775 | 10.5775 | 10.5152 | 10.5152 | 10.5152 | 10.5152 | 10.5152
MA Fac. Spec. - Mystic Gen NOx v3.1 | 719 | 2101 | Rate Constraint in lbs/MWh | FALSE | L | Annual | Qualifying Generation | TWh | 10.5775 | 10.5775 | 10.5152 | 10.5152 | 10.5152 | 10.5152 | 10.5152
MA Fac. Spec. - Mystic Gen NOx v3.1 | 719 | 2101 | Rate Constraint in lbs/MWh | FALSE | L | Annual | Constraint Shadow Price | US2011$/Ton | 0 | 0 | 0 | 0 | 0 | 0 | 0
MA Fac. Spec. - Mystic Gen SO2 Annual v3.1 | 720 | 2106 | Rate Constraint in lbs/MWh | FALSE | L | Annual | Seasons Included | Seasons | Winter, Summer | Winter, Summer | Winter, Summer | Winter, Summer | Winter, Summer | Winter, Summer | Winter, Summer
MA Fac. Spec. - Mystic Gen SO2 Annual v3.1 | 720 | 2106 | Rate Constraint in lbs/MWh | FALSE | L | Annual | Standard | lb/MWh | 3 | 3 | 3 | 3 | 3 | 3 | 3
MA Fac. Spec. - Mystic Gen SO2 Annual v3.1 | 720 | 2106 | Rate Constraint in lbs/MWh | FALSE | L | Annual | Emissions at Affected Plants SO2 | Thousand Tons | 0 | 0 | 0 | 0 | 0 | 0 | 0
MA Fac. Spec. - Mystic Gen SO2 Annual v3.1 | 720 | 2106 | Rate Constraint in lbs/MWh | FALSE | L | Annual | Allowances Purchased SO2 | Thousand Tons | 0 | 0 | 0 | 0 | 0 | 0 | 0
MA Fac. Spec. - Mystic Gen SO2 Annual v3.1 | 720 | 2106 | Rate Constraint in lbs/MWh | FALSE | L | Annual | Allowances Sold SO2 | Thousand Tons | 0 | 0 | 0 | 0 | 0 | 0 | 0
MA Fac. Spec. - Mystic Gen SO2 Annual v3.1 | 720 | 2106 | Rate Constraint in lbs/MWh | FALSE | L | Annual | Allowances Banked | Thousand Tons | 0 | 0 | 0 | 0 | 0 | 0 | 0
MA Fac. Spec. - Mystic Gen SO2 Annual v3.1 | 720 | 2106 | Rate Constraint in lbs/MWh | FALSE | L | Annual | Allowances Withdrawn (1:1) | Thousand Tons | 0 | 0 | 0 | 0 | 0 | 0 | 0
MA Fac. Spec. - Mystic Gen SO2 Annual v3.1 | 720 | 2106 | Rate Constraint in lbs/MWh | FALSE | L | Annual | Allowances Withdrawn (n:1) | Thousand Tons | 0 | 0 | 0 | 0 | 0 | 0 | 0
MA Fac. Spec. - Mystic Gen SO2 Annual v3.1 | 720 | 2106 | Rate Constraint in lbs/MWh | FALSE | L | Annual | Net Emissions Allowance Position | Thousand Tons | 0 | 0 | 0 | 0 | 0 | 0 | 0
MA Fac. Spec. - Mystic Gen SO2 Annual v3.1 | 720 | 2106 | Rate Constraint in lbs/MWh | FALSE | L | Annual | Fuel Consumed | TBtu | 78.6328 | 78.6328 | 77.8647 | 77.8647 | 77.8647 | 77.8647 | 77.8647
MA Fac. Spec. - Mystic Gen SO2 Annual v3.1 | 720 | 2106 | Rate Constraint in lbs/MWh | FALSE | L | Annual | Rate | lb/MMBtu | 0 | 0 | 0 | 0 | 0 | 0 | 0
MA Fac. Spec. - Mystic Gen SO2 Annual v3.1 | 720 | 2106 | Rate Constraint in lbs/MWh | FALSE | L | Annual | Generation | TWh | 10.5775 | 10.5775 | 10.5152 | 10.5152 | 10.5152 | 10.5152 | 10.5152
MA Fac. Spec. - Mystic Gen SO2 Annual v3.1 | 720 | 2106 | Rate Constraint in lbs/MWh | FALSE | L | Annual | Qualifying Generation | TWh | 10.5775 | 10.5775 | 10.5152 | 10.5152 | 10.5152 | 10.5152 | 10.5152
MA Fac. Spec. - Mystic Gen SO2 Annual v3.1 | 720 | 2106 | Rate Constraint in lbs/MWh | FALSE | L | Annual | Constraint Shadow Price | US2011$/Ton | 0 | 0 | 0 | 0 | 0 | 0 | 0
MD Healthy Air Act - Constellation NOx Cap Ann 4.1 | 721 | 2433 | Rate Constraint in MTons | FALSE | L | Annual | Seasons Included | Seasons | Winter, Summer | Winter, Summer | Winter, Summer | Winter, Summer | Winter, Summer | Winter, Summer | Winter, Summer
MD Healthy Air Act - Constellation NOx Cap Ann 4.1 | 721 | 2433 | Rate Constraint in MTons | FALSE | L | Annual | Standard | Thousand Tons | 8.026 | 8.026 | 8.026 | 8.026 | 8.026 | 8.026 | 8.026
MD Healthy Air Act - Constellation NOx Cap Ann 4.1 | 721 | 2433 | Rate Constraint in MTons | FALSE | L | Annual | Standard NOX | Thousand Tons | 8.026 | 8.026 | 8.026 | 8.026 | 8.026 | 8.026 | 8.026
MD Healthy Air Act - Constellation NOx Cap Ann 4.1 | 721 | 2433 | Rate Constraint in MTons | FALSE | L | Annual | Emissions at Affected Plants NOX | Thousand Tons | 0 | 1.8962 | 3.63 | 1.4972 | 2.8165 | 0 | 0
MD Healthy Air Act - Constellation NOx Cap Ann 4.1 | 721 | 2433 | Rate Constraint in MTons | FALSE | L | Annual | Allowances Purchased NOX | Thousand Tons | 0 | 0 | 0 | 0 | 0 | 0 | 0
MD Healthy Air Act - Constellation NOx Cap Ann 4.1 | 721 | 2433 | Rate Constraint in MTons | FALSE | L | Annual | Allowances Sold NOX | Thousand Tons | 0 | 0 | 0 | 0 | 0 | 0 | 0
MD Healthy Air Act - Constellation NOx Cap Ann 4.1 | 721 | 2433 | Rate Constraint in MTons | FALSE | L | Annual | Allowances Banked | Thousand Tons | 0 | 0 | 0 | 0 | 0 | 0 | 0
MD Healthy Air Act - Constellation NOx Cap Ann 4.1 | 721 | 2433 | Rate Constraint in MTons | FALSE | L | Annual | Allowances Withdrawn (1:1) | Thousand Tons | 0 | 0 | 0 | 0 | 0 | 0 | 0
MD Healthy Air Act - Constellation NOx Cap Ann 4.1 | 721 | 2433 | Rate Constraint in MTons | FALSE | L | Annual | Allowances Withdrawn (n:1) | Thousand Tons | 0 | 0 | 0 | 0 | 0 | 0 | 0
MD Healthy Air Act - Constellation NOx Cap Ann 4.1 | 721 | 2433 | Rate Constraint in MTons | FALSE | L | Annual | Net Emissions Allowance Position | Thousand Tons | 0 | 1.8962 | 3.63 | 1.4972 | 2.8165 | 0 | 0
MD Healthy Air Act - Constellation NOx Cap Ann 4.1 | 721 | 2433 | Rate Constraint in MTons | FALSE | L | Annual | Fuel Consumed | TBtu | 0 | 31.4842 | 48.6563 | 24.859 | 39.1753 | 0 | 0
MD Healthy Air Act - Constellation NOx Cap Ann 4.1 | 721 | 2433 | Rate Constraint in MTons | FALSE | L | Annual | Rate | lb/MMBtu | 0 | 0.12045 | 0.14921 | 0.12045 | 0.14379 | 0 | 0
MD Healthy Air Act - Constellation NOx Cap Ann 4.1 | 721 | 2433 | Rate Constraint in MTons | FALSE | L | Annual | Generation | TWh | 0 | 2.9453 | 4.554 | 2.3255 | 3.6674 | 0 | 0
MD Healthy Air Act - Constellation NOx Cap Ann 4.1 | 721 | 2433 | Rate Constraint in MTons | FALSE | L | Annual | Qualifying Generation | TWh | 0 | 2.9453 | 4.554 | 2.3255 | 3.6674 | 0 | 0
MD Healthy Air Act - Constellation NOx Cap Ann 4.1 | 721 | 2433 | Rate Constraint in MTons | FALSE | L | Annual | Rate | lb/MWh | 0 | 0.6438 | 0.7971 | 0.6438 | 0.76799 | 0 | 0
MD Healthy Air Act - Constellation NOx Cap Ann 4.1 | 721 | 2433 | Rate Constraint in MTons | FALSE | L | Annual | Constraint Shadow Price | US2011$/Ton | 0 | 0 | 0 | 0 | 0 | 0 | 0
MD Healthy Air Act - Constellation NOx Cap Sum 4.1 | 722 | 2435 | Rate Constraint in MTons | FALSE | L | Annual | Seasons Included | Seasons | Winter, Summer | Winter, Summer | Winter, Summer | Winter, Summer | Winter, Summer | Winter, Summer | Winter, Summer
MD Healthy Air Act - Constellation NOx Cap Sum 4.1 | 722 | 2435 | Rate Constraint in MTons | FALSE | L | Annual | Standard | Thousand Tons | 3.63 | 3.63 | 3.63 | 3.63 | 3.63 | 3.63 | 3.63
MD Healthy Air Act - Constellation NOx Cap Sum 4.1 | 722 | 2435 | Rate Constraint in MTons | FALSE | L | Annual | Standard NOX | Thousand Tons | 3.63 | 3.63 | 3.63 | 3.63 | 3.63 | 3.63 | 3.63
MD Healthy Air Act - Constellation NOx Cap Sum 4.1 | 722 | 2435 | Rate Constraint in MTons | FALSE | L | Annual | Emissions at Affected Plants NOX | Thousand Tons | 0 | 1.8962 | 3.63 | 1.4972 | 2.8165 | 0 | 0
MD Healthy Air Act - Constellation NOx Cap Sum 4.1 | 722 | 2435 | Rate Constraint in MTons | FALSE | L | Annual | Allowances Purchased NOX | Thousand Tons | 0 | 0 | 0 | 0 | 0 | 0 | 0
MD Healthy Air Act - Constellation NOx Cap Sum 4.1 | 722 | 2435 | Rate Constraint in MTons | FALSE | L | Annual | Allowances Sold NOX | Thousand Tons | 0 | 0 | 0 | 0 | 0 | 0 | 0
MD Healthy Air Act - Constellation NOx Cap Sum 4.1 | 722 | 2435 | Rate Constraint in MTons | FALSE | L | Annual | Allowances Banked | Thousand Tons | 0 | 0 | 0 | 0 | 0 | 0 | 0
MD Healthy Air Act - Constellation NOx Cap Sum 4.1 | 722 | 2435 | Rate Constraint in MTons | FALSE | L | Annual | Allowances Withdrawn (1:1) | Thousand Tons | 0 | 0 | 0 | 0 | 0 | 0 | 0
MD Healthy Air Act - Constellation NOx Cap Sum 4.1 | 722 | 2435 | Rate Constraint in MTons | FALSE | L | Annual | Allowances Withdrawn (n:1) | Thousand Tons | 0 | 0 | 0 | 0 | 0 | 0 | 0
MD Healthy Air Act - Constellation NOx Cap Sum 4.1 | 722 | 2435 | Rate Constraint in MTons | FALSE | L | Annual | Net Emissions Allowance Position | Thousand Tons | 0 | 1.8962 | 3.63 | 1.4972 | 2.8165 | 0 | 0
MD Healthy Air Act - Constellation NOx Cap Sum 4.1 | 722 | 2435 | Rate Constraint in MTons | FALSE | L | Annual | Fuel Consumed | TBtu | 0 | 31.4842 | 48.6563 | 24.859 | 39.1753 | 0 | 0
MD Healthy Air Act - Constellation NOx Cap Sum 4.1 | 722 | 2435 | Rate Constraint in MTons | FALSE | L | Annual | Rate | lb/MMBtu | 0 | 0.12045 | 0.14921 | 0.12045 | 0.14379 | 0 | 0
MD Healthy Air Act - Constellation NOx Cap Sum 4.1 | 722 | 2435 | Rate Constraint in MTons | FALSE | L | Annual | Generation | TWh | 0 | 2.9453 | 4.554 | 2.3255 | 3.6674 | 0 | 0
MD Healthy Air Act - Constellation NOx Cap Sum 4.1 | 722 | 2435 | Rate Constraint in MTons | FALSE | L | Annual | Qualifying Generation | TWh | 0 | 2.9453 | 4.554 | 2.3255 | 3.6674 | 0 | 0
MD Healthy Air Act - Constellation NOx Cap Sum 4.1 | 722 | 2435 | Rate Constraint in MTons | FALSE | L | Annual | Rate | lb/MWh | 0 | 0.6438 | 0.7971 | 0.6438 | 0.76799 | 0 | 0
MD Healthy Air Act - Constellation NOx Cap Sum 4.1 | 722 | 2435 | Rate Constraint in MTons | FALSE | L | Annual | Constraint Shadow Price | US2011$/Ton | 0 | 0 | 1722.9897 | 0 | 0 | 0 | 0
MD Healthy Air Act - Constellation SO2 Cap Ann 4.1 | 723 | 2434 | Rate Constraint in MTons | FALSE | L | Annual | Seasons Included | Seasons | Winter, Summer | Winter, Summer | Winter, Summer | Winter, Summer | Winter, Summer | Winter, Summer | Winter, Summer
MD Healthy Air Act - Constellation SO2 Cap Ann 4.1 | 723 | 2434 | Rate Constraint in MTons | FALSE | L | Annual | Standard | Thousand Tons | 17.926 | 17.926 | 17.926 | 17.926 | 17.926 | 17.926 | 17.926
MD Healthy Air Act - Constellation SO2 Cap Ann 4.1 | 723 | 2434 | Rate Constraint in MTons | FALSE | L | Annual | Standard SO2 | Thousand Tons | 17.926 | 17.926 | 17.926 | 17.926 | 17.926 | 17.926 | 17.926
MD Healthy Air Act - Constellation SO2 Cap Ann 4.1 | 723 | 2434 | Rate Constraint in MTons | FALSE | L | Annual | Emissions at Affected Plants SO2 | Thousand Tons | 0 | 0.94243 | 1.4564 | 0.74411 | 1.1726 | 0 | 0
MD Healthy Air Act - Constellation SO2 Cap Ann 4.1 | 723 | 2434 | Rate Constraint in MTons | FALSE | L | Annual | Allowances Purchased SO2 | Thousand Tons | 0 | 0 | 0 | 0 | 0 | 0 | 0
MD Healthy Air Act - Constellation SO2 Cap Ann 4.1 | 723 | 2434 | Rate Constraint in MTons | FALSE | L | Annual | Allowances Sold SO2 | Thousand Tons | 0 | 0 | 0 | 0 | 0 | 0 | 0
MD Healthy Air Act - Constellation SO2 Cap Ann 4.1 | 723 | 2434 | Rate Constraint in MTons | FALSE | L | Annual | Allowances Banked | Thousand Tons | 0 | 0 | 0 | 0 | 0 | 0 | 0
MD Healthy Air Act - Constellation SO2 Cap Ann 4.1 | 723 | 2434 | Rate Constraint in MTons | FALSE | L | Annual | Allowances Withdrawn (1:1) | Thousand Tons | 0 | 0 | 0 | 0 | 0 | 0 | 0
MD Healthy Air Act - Constellation SO2 Cap Ann 4.1 | 723 | 2434 | Rate Constraint in MTons | FALSE | L | Annual | Allowances Withdrawn (n:1) | Thousand Tons | 0 | 0 | 0 | 0 | 0 | 0 | 0
MD Healthy Air Act - Constellation SO2 Cap Ann 4.1 | 723 | 2434 | Rate Constraint in MTons | FALSE | L | Annual | Net Emissions Allowance Position | Thousand Tons | 0 | 0.94243 | 1.4564 | 0.74411 | 1.1726 | 0 | 0
MD Healthy Air Act - Constellation SO2 Cap Ann 4.1 | 723 | 2434 | Rate Constraint in MTons | FALSE | L | Annual | Fuel Consumed | TBtu | 0 | 31.4842 | 48.6563 | 24.859 | 39.1753 | 0 | 0
MD Healthy Air Act - Constellation SO2 Cap Ann 4.1 | 723 | 2434 | Rate Constraint in MTons | FALSE | L | Annual | Rate | lb/MMBtu | 0 | 0.059867 | 0.059867 | 0.059867 | 0.059867 | 0 | 0
MD Healthy Air Act - Constellation SO2 Cap Ann 4.1 | 723 | 2434 | Rate Constraint in MTons | FALSE | L | Annual | Generation | TWh | 0 | 2.9453 | 4.554 | 2.3255 | 3.6674 | 0 | 0
MD Healthy Air Act - Constellation SO2 Cap Ann 4.1 | 723 | 2434 | Rate Constraint in MTons | FALSE | L | Annual | Qualifying Generation | TWh | 0 | 2.9453 | 4.554 | 2.3255 | 3.6674 | 0 | 0
MD Healthy Air Act - Constellation SO2 Cap Ann 4.1 | 723 | 2434 | Rate Constraint in MTons | FALSE | L | Annual | Rate | lb/MWh | 0 | 0.31998 | 0.31982 | 0.31998 | 0.31975 | 0 | 0
MD Healthy Air Act - Constellation SO2 Cap Ann 4.1 | 723 | 2434 | Rate Constraint in MTons | FALSE | L | Annual | Constraint Shadow Price | US2011$/Ton | 0 | 0 | 0 | 0 | 0 | 0 | 0
MD Healthy Air Act - MER Removal Annual v3.1 | 724 | 1800 | MACT Fuel Choice Floor in lbs/MMBtu | FALSE | L | Annual | Seasons Included | Seasons | Winter, Summer | Winter, Summer | Winter, Summer | Winter, Summer | Winter, Summer | Winter, Summer | Winter, Summer
MD Healthy Air Act - MER Removal Annual v3.1 | 724 | 1800 | MACT Fuel Choice Floor in lbs/MMBtu | FALSE | L | Annual | Emission Floor | lbs/MMBtu | 0 | 0 | 0 | 0 | 0 | 0 | 0
MD Healthy Air Act - MER Removal Annual v3.1 | 724 | 1800 | MACT Fuel Choice Floor in lbs/MMBtu | FALSE | L | Annual | Emissions at Affected Plants MER | lbs | 85.6757 | 93.4107 | 123.4355 | 88.0502 | 94.8789 | 35.0805 | 10.7409
MD Healthy Air Act - MER Removal Annual v3.1 | 724 | 1800 | MACT Fuel Choice Floor in lbs/MMBtu | FALSE | L | Annual | Allowances Purchased MER | lbs | 0 | 0 | 0 | 0 | 0 | 0 | 0
MD Healthy Air Act - MER Removal Annual v3.1 | 724 | 1800 | MACT Fuel Choice Floor in lbs/MMBtu | FALSE | L | Annual | Allowances Sold MER | lbs | 0 | 0 | 0 | 0 | 0 | 0 | 0
MD Healthy Air Act - MER Removal Annual v3.1 | 724 | 1800 | MACT Fuel Choice Floor in lbs/MMBtu | FALSE | L | Annual | Allowances Banked | lbs | 0 | 0 | 0 | 0 | 0 | 0 | 0
MD Healthy Air Act - MER Removal Annual v3.1 | 724 | 1800 | MACT Fuel Choice Floor in lbs/MMBtu | FALSE | L | Annual | Allowances Withdrawn (1:1) | lbs | 0 | 0 | 0 | 0 | 0 | 0 | 0
MD Healthy Air Act - MER Removal Annual v3.1 | 724 | 1800 | MACT Fuel Choice Floor in lbs/MMBtu | FALSE | L | Annual | Allowances Withdrawn (n:1) | lbs | 0 | 0 | 0 | 0 | 0 | 0 | 0
MD Healthy Air Act - MER Removal Annual v3.1 | 724 | 1800 | MACT Fuel Choice Floor in lbs/MMBtu | FALSE | L | Annual | Net Emissions Allowance Position | lbs | 85.6757 | 93.4107 | 123.4355 | 88.0502 | 94.8789 | 35.0805 | 10.7409
MD Healthy Air Act - MER Removal Annual v3.1 | 724 | 1800 | MACT Fuel Choice Floor in lbs/MMBtu | FALSE | L | Annual | Fuel Consumed | TBtu | 86.4463 | 99.9173 | 133.3378 | 93.2921 | 113.2727 | 35.337 | 26.9181
MD Healthy Air Act - MER Removal Annual v3.1 | 724 | 1800 | MACT Fuel Choice Floor in lbs/MMBtu | FALSE | L | Annual | Rate | lb/MMBtu | 9.9109e-07 | 9.3488e-07 | 9.2574e-07 | 9.4381e-07 | 8.3761e-07 | 9.9274e-07 | 3.9902e-07
MD Healthy Air Act - MER Removal Annual v3.1 | 724 | 1800 | MACT Fuel Choice Floor in lbs/MMBtu | FALSE | L | Annual | Generation | TWh | 8.9952 | 10.1742 | 13.4993 | 9.5544 | 11.4946 | 3.7352 | 2.8435
MD Healthy Air Act - MER Removal Annual v3.1 | 724 | 1800 | MACT Fuel Choice Floor in lbs/MMBtu | FALSE | L | Annual | Qualifying Generation | TWh | 8.9952 | 10.1742 | 13.4993 | 9.5544 | 11.4946 | 3.7352 | 2.8435
MD Healthy Air Act - MER Removal Annual v3.1 | 724 | 1800 | MACT Fuel Choice Floor in lbs/MMBtu | FALSE | L | Annual | Constraint Shadow Price | US2011$/Lb | 0 | 0 | 0 | 0 | 0 | 0 | 0
MD Healthy Air Act - Mirant NOx Cap Annual v4.10 | 725 | 2262 | Rate Constraint in MTons | FALSE | L | Annual | Seasons Included | Seasons | Winter, Summer | Winter, Summer | Winter, Summer | Winter, Summer | Winter, Summer | Winter, Summer | Winter, Summer
MD Healthy Air Act - Mirant NOx Cap Annual v4.10 | 725 | 2262 | Rate Constraint in MTons | FALSE | L | Annual | Standard | Thousand Tons | 8.298 | 8.298 | 8.298 | 8.298 | 8.298 | 8.298 | 8.298
MD Healthy Air Act - Mirant NOx Cap Annual v4.10 | 725 | 2262 | Rate Constraint in MTons | FALSE | L | Annual | Standard NOX | Thousand Tons | 8.298 | 8.298 | 8.298 | 8.298 | 8.298 | 8.298 | 8.298
MD Healthy Air Act - Mirant NOx Cap Annual v4.10 | 725 | 2262 | Rate Constraint in MTons | FALSE | L | Annual | Emissions at Affected Plants NOX | Thousand Tons | 2.5632 | 1.2179 | 1.5071 | 1.2179 | 1.3188 | 0.61727 | 0.47908
MD Healthy Air Act - Mirant NOx Cap Annual v4.10 | 725 | 2262 | Rate Constraint in MTons | FALSE | L | Annual | Allowances Purchased NOX | Thousand Tons | 0 | 0 | 0 | 0 | 0 | 0 | 0
MD Healthy Air Act - Mirant NOx Cap Annual v4.10 | 725 | 2262 | Rate Constraint in MTons | FALSE | L | Annual | Allowances Sold NOX | Thousand Tons | 0 | 0 | 0 | 0 | 0 | 0 | 0
MD Healthy Air Act - Mirant NOx Cap Annual v4.10 | 725 | 2262 | Rate Constraint in MTons | FALSE | L | Annual | Allowances Banked | Thousand Tons | 0 | 0 | 0 | 0 | 0 | 0 | 0
MD Healthy Air Act - Mirant NOx Cap Annual v4.10 | 725 | 2262 | Rate Constraint in MTons | FALSE | L | Annual | Allowances Withdrawn (1:1) | Thousand Tons | 0 | 0 | 0 | 0 | 0 | 0 | 0
MD Healthy Air Act - Mirant NOx Cap Annual v4.10 | 725 | 2262 | Rate Constraint in MTons | FALSE | L | Annual | Allowances Withdrawn (n:1) | Thousand Tons | 0 | 0 | 0 | 0 | 0 | 0 | 0
MD Healthy Air Act - Mirant NOx Cap Annual v4.10 | 725 | 2262 | Rate Constraint in MTons | FALSE | L | Annual | Net Emissions Allowance Position | Thousand Tons | 2.5632 | 1.2179 | 1.5071 | 1.2179 | 1.3188 | 0.61727 | 0.47908
MD Healthy Air Act - Mirant NOx Cap Annual v4.10 | 725 | 2262 | Rate Constraint in MTons | FALSE | L | Annual | Fuel Consumed | TBtu | 86.4463 | 68.433 | 84.6816 | 68.433 | 74.0974 | 35.337 | 26.9181
MD Healthy Air Act - Mirant NOx Cap Annual v4.10 | 725 | 2262 | Rate Constraint in MTons | FALSE | L | Annual | Rate | lb/MMBtu | 0.059302 | 0.035595 | 0.035595 | 0.035595 | 0.035595 | 0.034936 | 0.035595
MD Healthy Air Act - Mirant NOx Cap Annual v4.10 | 725 | 2262 | Rate Constraint in MTons | FALSE | L | Annual | Generation | TWh | 8.9952 | 7.2289 | 8.9453 | 7.2289 | 7.8272 | 3.7352 | 2.8435
MD Healthy Air Act - Mirant NOx Cap Annual v4.10 | 725 | 2262 | Rate Constraint in MTons | FALSE | L | Annual | Qualifying Generation | TWh | 8.9952 | 7.2289 | 8.9453 | 7.2289 | 7.8272 | 3.7352 | 2.8435
MD Healthy Air Act - Mirant NOx Cap Annual v4.10 | 725 | 2262 | Rate Constraint in MTons | FALSE | L | Annual | Rate | lb/MWh | 0.28495 | 0.16848 | 0.16848 | 0.16848 | 0.16848 | 0.16525 | 0.16848
MD Healthy Air Act - Mirant NOx Cap Annual v4.10 | 725 | 2262 | Rate Constraint in MTons | FALSE | L | Annual | Constraint Shadow Price | US2011$/Ton | 0 | 0 | 0 | 0 | 0 | 0 | 0
MD Healthy Air Act - Mirant NOx Cap Summer v4.10 | 726 | 2265 | Rate Constraint in MTons | FALSE | L | Annual | Seasons Included | Seasons | Summer | Summer | Summer | Summer | Summer | Summer | Summer
MD Healthy Air Act - Mirant NOx Cap Summer v4.10 | 726 | 2265 | Rate Constraint in MTons | FALSE | L | Annual | Standard | Thousand Tons | 3.567 | 3.567 | 3.567 | 3.567 | 3.567 | 3.567 | 3.567
MD Healthy Air Act - Mirant NOx Cap Summer v4.10 | 726 | 2265 | Rate Constraint in MTons | FALSE | L | Annual | Standard NOX | Thousand Tons | 3.567 | 3.567 | 3.567 | 3.567 | 3.567 | 3.567 | 3.567
MD Healthy Air Act - Mirant NOx Cap Summer v4.10 | 726 | 2265 | Rate Constraint in MTons | FALSE | L | Annual | Emissions at Affected Plants NOX | Thousand Tons | 1.0656 | 0.47908 | 0.66329 | 0.47908 | 0.57989 | 0.47908 | 0.47908
MD Healthy Air Act - Mirant NOx Cap Summer v4.10 | 726 | 2265 | Rate Constraint in MTons | FALSE | L | Annual | Allowances Purchased NOX | Thousand Tons | 0 | 0 | 0 | 0 | 0 | 0 | 0
MD Healthy Air Act - Mirant NOx Cap Summer v4.10 | 726 | 2265 | Rate Constraint in MTons | FALSE | L | Annual | Allowances Sold NOX | Thousand Tons | 0 | 0 | 0 | 0 | 0 | 0 | 0
MD Healthy Air Act - Mirant NOx Cap Summer v4.10 | 726 | 2265 | Rate Constraint in MTons | FALSE | L | Annual | Allowances Banked | Thousand Tons | 0 | 0 | 0 | 0 | 0 | 0 | 0
MD Healthy Air Act - Mirant NOx Cap Summer v4.10 | 726 | 2265 | Rate Constraint in MTons | FALSE | L | Annual | Allowances Withdrawn (1:1) | Thousand Tons | 0 | 0 | 0 | 0 | 0 | 0 | 0
MD Healthy Air Act - Mirant NOx Cap Summer v4.10 | 726 | 2265 | Rate Constraint in MTons | FALSE | L | Annual | Allowances Withdrawn (n:1) | Thousand Tons | 0 | 0 | 0 | 0 | 0 | 0 | 0
MD Healthy Air Act - Mirant NOx Cap Summer v4.10 | 726 | 2265 | Rate Constraint in MTons | FALSE | L | Annual | Net Emissions Allowance Position | Thousand Tons | 1.0656 | 0.47908 | 0.66329 | 0.47908 | 0.57989 | 0.47908 | 0.47908
MD Healthy Air Act - Mirant NOx Cap Summer v4.10 | 726 | 2265 | Rate Constraint in MTons | FALSE | L | Annual | Fuel Consumed | TBtu | 34.9109 | 27.0137 | 37.1825 | 27.0137 | 32.6781 | 26.9375 | 26.9181
MD Healthy Air Act - Mirant NOx Cap Summer v4.10 | 726 | 2265 | Rate Constraint in MTons | FALSE | L | Annual | Rate | lb/MMBtu | 0.061049 | 0.035469 | 0.035677 | 0.035469 | 0.035491 | 0.03557 | 0.035595
MD Healthy Air Act - Mirant NOx Cap Summer v4.10 | 726 | 2265 | Rate Constraint in MTons | FALSE | L | Annual | Generation | TWh | 3.6136 | 2.8435 | 3.9368 | 2.8435 | 3.4418 | 2.8435 | 2.8435
MD Healthy Air Act - Mirant NOx Cap Summer v4.10 | 726 | 2265 | Rate Constraint in MTons | FALSE | L | Annual | Qualifying Generation | TWh | 3.6136 | 2.8435 | 3.9368 | 2.8435 | 3.4418 | 2.8435 | 2.8435
MD Healthy Air Act - Mirant NOx Cap Summer v4.10 | 726 | 2265 | Rate Constraint in MTons | FALSE | L | Annual | Rate | lb/MWh | 0.29489 | 0.16848 | 0.16848 | 0.16848 | 0.16848 | 0.16848 | 0.16848
MD Healthy Air Act - Mirant NOx Cap Summer v4.10 | 726 | 2265 | Rate Constraint in MTons | FALSE | L | Annual | Constraint Shadow Price | US2011$/Ton | 0 | 0 | 0 | 0 | 0 | 0 | 0
MD Healthy Air Act - Mirant SO2 Cap Annual v4.10 | 727 | 2268 | Rate Constraint in MTons | FALSE | L | Annual | Seasons Included | Seasons | Winter, Summer | Winter, Summer | Winter, Summer | Winter, Summer | Winter, Summer | Winter, Summer | Winter, Summer
MD Healthy Air Act - Mirant SO2 Cap Annual v4.10 | 727 | 2268 | Rate Constraint in MTons | FALSE | L | Annual | Standard | Thousand Tons | 18.541 | 18.541 | 18.541 | 18.541 | 18.541 | 18.541 | 18.541
MD Healthy Air Act - Mirant SO2 Cap Annual v4.10 | 727 | 2268 | Rate Constraint in MTons | FALSE | L | Annual | Standard SO2 | Thousand Tons | 18.541 | 18.541 | 18.541 | 18.541 | 18.541 | 18.541 | 18.541
MD Healthy Air Act - Mirant SO2 Cap Annual v4.10 | 727 | 2268 | Rate Constraint in MTons | FALSE | L | Annual | Emissions at Affected Plants SO2 | Thousand Tons | 2.5864 | 2.0483 | 2.5346 | 2.0483 | 4.4143 | 1.0577 | 0.80568
MD Healthy Air Act - Mirant SO2 Cap Annual v4.10 | 727 | 2268 | Rate Constraint in MTons | FALSE | L | Annual | Allowances Purchased SO2 | Thousand Tons | 0 | 0 | 0 | 0 | 0 | 0 | 0
MD Healthy Air Act - Mirant SO2 Cap Annual v4.10 | 727 | 2268 | Rate Constraint in MTons | FALSE | L | Annual | Allowances Sold SO2 | Thousand Tons | 0 | 0 | 0 | 0 | 0 | 0 | 0
MD Healthy Air Act - Mirant SO2 Cap Annual v4.10 | 727 | 2268 | Rate Constraint in MTons | FALSE | L | Annual | Allowances Banked | Thousand Tons | 0 | 0 | 0 | 0 | 0 | 0 | 0
MD Healthy Air Act - Mirant SO2 Cap Annual v4.10 | 727 | 2268 | Rate Constraint in MTons | FALSE | L | Annual | Allowances Withdrawn (1:1) | Thousand Tons | 0 | 0 | 0 | 0 | 0 | 0 | 0
MD Healthy Air Act - Mirant SO2 Cap Annual v4.10 | 727 | 2268 | Rate Constraint in MTons | FALSE | L | Annual | Allowances Withdrawn (n:1) | Thousand Tons | 0 | 0 | 0 | 0 | 0 | 0 | 0
MD Healthy Air Act - Mirant SO2 Cap Annual v4.10 | 727 | 2268 | Rate Constraint in MTons | FALSE | L | Annual | Net Emissions Allowance Position | Thousand Tons | 2.5864 | 2.0483 | 2.5346 | 2.0483 | 4.4143 | 1.0577 | 0.80568
MD Healthy Air Act - Mirant SO2 Cap Annual v4.10 | 727 | 2268 | Rate Constraint in MTons | FALSE | L | Annual | Fuel Consumed | TBtu | 86.4463 | 68.433 | 84.6816 | 68.433 | 74.0974 | 35.337 | 26.9181
MD Healthy Air Act - Mirant SO2 Cap Annual v4.10 | 727 | 2268 | Rate Constraint in MTons | FALSE | L | Annual | Rate | lb/MMBtu | 0.059838 | 0.059862 | 0.059862 | 0.059862 | 0.11915 | 0.059862 | 0.059862
MD Healthy Air Act - Mirant SO2 Cap Annual v4.10 | 727 | 2268 | Rate Constraint in MTons | FALSE | L | Annual | Generation | TWh | 8.9952 | 7.2289 | 8.9453 | 7.2289 | 7.8272 | 3.7352 | 2.8435
MD Healthy Air Act - Mirant SO2 Cap Annual v4.10 | 727 | 2268 | Rate Constraint in MTons | FALSE | L | Annual | Qualifying Generation | TWh | 8.9952 | 7.2289 | 8.9453 | 7.2289 | 7.8272 | 3.7352 | 2.8435
MD Healthy Air Act - Mirant SO2 Cap Annual v4.10 | 727 | 2268 | Rate Constraint in MTons | FALSE | L | Annual | Rate | lb/MWh | 0.28753 | 0.28334 | 0.28334 | 0.28334 | 0.56396 | 0.28316 | 0.28334
MD Healthy Air Act - Mirant SO2 Cap Annual v4.10 | 727 | 2268 | Rate Constraint in MTons | FALSE | L | Annual | Constraint Shadow Price | US2011$/Ton | 0 | 0 | 0 | 0 | 0 | 0 | 0
ME Fac. Spec. - NOX 0.15 Rate Annual v3.1, Unit 4097 and retrofits | 728 | 1798 | Rate Constraint in lbs/MMBtu | FALSE | L | Annual | Seasons Included | Seasons | Winter, Summer | Winter, Summer | Winter, Summer | Winter, Summer | Winter, Summer | Winter, Summer | Winter, Summer
ME Fac. Spec. - NOX 0.15 Rate Annual v3.1, Unit 4097 and retrofits | 728 | 1798 | Rate Constraint in lbs/MMBtu | FALSE | L | Annual | Standard | lb/MMBtu | 0.15 | 0.15 | 0.15 | 0.15 | 0.15 | 0.15 | 0.15
ME Fac. Spec. - NOX 0.15 Rate Annual v3.1, Unit 4097 and retrofits | 728 | 1798 | Rate Constraint in lbs/MMBtu | FALSE | L | Annual | Emissions at Affected Plants NOX | Thousand Tons | 0.051254 | 0 | 0 | 0 | 0 | 0 | 0
ME Fac. Spec. - NOX 0.15 Rate Annual v3.1, Unit 4097 and retrofits | 728 | 1798 | Rate Constraint in lbs/MMBtu | FALSE | L | Annual | Allowances Purchased NOX | Thousand Tons | 0 | 0 | 0 | 0 | 0 | 0 | 0
ME Fac. Spec. - NOX 0.15 Rate Annual v3.1, Unit 4097 and retrofits | 728 | 1798 | Rate Constraint in lbs/MMBtu | FALSE | L | Annual | Allowances Sold NOX | Thousand Tons | 0 | 0 | 0 | 0 | 0 | 0 | 0
ME Fac. Spec. - NOX 0.15 Rate Annual v3.1, Unit 4097 and retrofits | 728 | 1798 | Rate Constraint in lbs/MMBtu | FALSE | L | Annual | Allowances Banked | Thousand Tons | 0 | 0 | 0 | 0 | 0 | 0 | 0
ME Fac. Spec. - NOX 0.15 Rate Annual v3.1, Unit 4097 and retrofits | 728 | 1798 | Rate Constraint in lbs/MMBtu | FALSE | L | Annual | Allowances Withdrawn (1:1) | Thousand Tons | 0 | 0 | 0 | 0 | 0 | 0 | 0
ME Fac. Spec. - NOX 0.15 Rate Annual v3.1, Unit 4097 and retrofits | 728 | 1798 | Rate Constraint in lbs/MMBtu | FALSE | L | Annual | Allowances Withdrawn (n:1) | Thousand Tons | 0 | 0 | 0 | 0 | 0 | 0 | 0
ME Fac. Spec. - NOX 0.15 Rate Annual v3.1, Unit 4097 and retrofits | 728 | 1798 | Rate Constraint in lbs/MMBtu | FALSE | L | Annual | Net Emissions Allowance Position | Thousand Tons | 0.051254 | 0 | 0 | 0 | 0 | 0 | 0
ME Fac. Spec. - NOX 0.15 Rate Annual v3.1, Unit 4097 and retrofits | 728 | 1798 | Rate Constraint in lbs/MMBtu | FALSE | L | Annual | Fuel Consumed | TBtu | 0.68338 | 0 | 0 | 0 | 0 | 0 | 0
ME Fac. Spec. - NOX 0.15 Rate Annual v3.1, Unit 4097 and retrofits | 728 | 1798 | Rate Constraint in lbs/MMBtu | FALSE | L | Annual | Rate | lb/MMBtu | 0.15 | 0 | 0 | 0 | 0 | 0 | 0
ME Fac. Spec. - NOX 0.15 Rate Annual v3.1, Unit 4097 and retrofits | 728 | 1798 | Rate Constraint in lbs/MMBtu | FALSE | L | Annual | Generation | TWh | 0.051921 | 0 | 0 | 0 | 0 | 0 | 0
ME Fac. Spec. - NOX 0.15 Rate Annual v3.1, Unit 4097 and retrofits | 728 | 1798 | Rate Constraint in lbs/MMBtu | FALSE | L | Annual | Qualifying Generation | TWh | 0.051921 | 0 | 0 | 0 | 0 | 0 | 0
ME Fac. Spec. - NOX 0.15 Rate Annual v3.1, Unit 4097 and retrofits | 728 | 1798 | Rate Constraint in lbs/MMBtu | FALSE | L | Annual | Rate | lb/MWh | 0.98715 | 0 | 0 | 0 | 0 | 0 | 0
ME Fac. Spec. - NOX 0.15 Rate Annual v3.1, Unit 4097 and retrofits | 728 | 1798 | Rate Constraint in lbs/MMBtu | FALSE | L | Annual | Constraint Shadow Price | US2011$/Ton | 142575.3097 | 0 | 0 | 0 | 0 | 0 | 0
ME Fac. Spec. - NOX 0.15 Rate Annual v3.1, Unit 4098 and retrofits | 729 | 1798 | Rate Constraint in lbs/MMBtu | FALSE | L | Annual | Seasons Included | Seasons | Winter, Summer | Winter, Summer | Winter, Summer | Winter, Summer | Winter, Summer | Winter, Summer | Winter, Summer
ME Fac. Spec. - NOX 0.15 Rate Annual v3.1, Unit 4098 and retrofits | 729 | 1798 | Rate Constraint in lbs/MMBtu | FALSE | L | Annual | Standard | lb/MMBtu | 0.15 | 0.15 | 0.15 | 0.15 | 0.15 | 0.15 | 0.15
ME Fac. Spec. - NOX 0.15 Rate Annual v3.1, Unit 4098 and retrofits | 729 | 1798 | Rate Constraint in lbs/MMBtu | FALSE | L | Annual | Emissions at Affected Plants NOX | Thousand Tons | 0.012681 | 0 | 0 | 0 | 0 | 0 | 0
ME Fac. Spec. - NOX 0.15 Rate Annual v3.1, Unit 4098 and retrofits | 729 | 1798 | Rate Constraint in lbs/MMBtu | FALSE | L | Annual | Allowances Purchased NOX | Thousand Tons | 0 | 0 | 0 | 0 | 0 | 0 | 0
ME Fac. Spec. - NOX 0.15 Rate Annual v3.1, Unit 4098 and retrofits | 729 | 1798 | Rate Constraint in lbs/MMBtu | FALSE | L | Annual | Allowances Sold NOX | Thousand Tons | 0 | 0 | 0 | 0 | 0 | 0 | 0
ME Fac. Spec. - NOX 0.15 Rate Annual v3.1, Unit 4098 and retrofits | 729 | 1798 | Rate Constraint in lbs/MMBtu | FALSE | L | Annual | Allowances Banked | Thousand Tons | 0 | 0 | 0 | 0 | 0 | 0 | 0
ME Fac. Spec. - NOX 0.15 Rate Annual v3.1, Unit 4098 and retrofits | 729 | 1798 | Rate Constraint in lbs/MMBtu | FALSE | L | Annual | Allowances Withdrawn (1:1) | Thousand Tons | 0 | 0 | 0 | 0 | 0 | 0 | 0
ME Fac. Spec. - NOX 0.15 Rate Annual v3.1, Unit 4098 and retrofits | 729 | 1798 | Rate Constraint in lbs/MMBtu | FALSE | L | Annual | Allowances Withdrawn (n:1) | Thousand Tons | 0 | 0 | 0 | 0 | 0 | 0 | 0
ME Fac. Spec. - NOX 0.15 Rate Annual v3.1, Unit 4098 and retrofits | 729 | 1798 | Rate Constraint in lbs/MMBtu | FALSE | L | Annual | Net Emissions Allowance Position | Thousand Tons | 0.012681 | 0 | 0 | 0 | 0 | 0 | 0
ME Fac. Spec. - NOX 0.15 Rate Annual v3.1, Unit 4098 and retrofits | 729 | 1798 | Rate Constraint in lbs/MMBtu | FALSE | L | Annual | Fuel Consumed | TBtu | 0.16908 | 0 | 0 | 0 | 0 | 0 | 0
ME Fac. Spec. - NOX 0.15 Rate Annual v3.1, Unit 4098 and retrofits | 729 | 1798 | Rate Constraint in lbs/MMBtu | FALSE | L | Annual | Rate | lb/MMBtu | 0.15 | 0 | 0 | 0 | 0 | 0 | 0
ME Fac. Spec. - NOX 0.15 Rate Annual v3.1, Unit 4098 and retrofits | 729 | 1798 | Rate Constraint in lbs/MMBtu | FALSE | L | Annual | Generation | TWh | 0.011661 | 0 | 0 | 0 | 0 | 0 | 0
ME Fac. Spec. - NOX 0.15 Rate Annual v3.1, Unit 4098 and retrofits | 729 | 1798 | Rate Constraint in lbs/MMBtu | FALSE | L | Annual | Qualifying Generation | TWh | 0.011661 | 0 | 0 | 0 | 0 | 0 | 0
ME Fac. Spec. - NOX 0.15 Rate Annual v3.1, Unit 4098 and retrofits | 729 | 1798 | Rate Constraint in lbs/MMBtu | FALSE | L | Annual | Rate | lb/MWh | 1.0875 | 0 | 0 | 0 | 0 | 0 | 0
ME Fac. Spec. - NOX 0.15 Rate Annual v3.1, Unit 4098 and retrofits | 729 | 1798 | Rate Constraint in lbs/MMBtu | FALSE | L | Annual | Constraint Shadow Price | US2011$/Ton | 166414.7104 | 0 | 0 | 0 | 0 | 0 | 0
ME Fac. Spec. - NOX 0.15 Rate Annual v3.1, Unit 4099 and retrofits | 730 | 1798 | Rate Constraint in lbs/MMBtu | FALSE | L | Annual | Seasons Included | Seasons | Winter, Summer | Winter, Summer | Winter, Summer | Winter, Summer | Winter, Summer | Winter, Summer | Winter, Summer
ME Fac. Spec. - NOX 0.15 Rate Annual v3.1, Unit 4099 and retrofits | 730 | 1798 | Rate Constraint in lbs/MMBtu | FALSE | L | Annual | Standard | lb/MMBtu | 0.15 | 0.15 | 0.15 | 0.15 | 0.15 | 0.15 | 0.15
ME Fac. Spec. - NOX 0.15 Rate Annual v3.1, Unit 4099 and retrofits | 730 | 1798 | Rate Constraint in lbs/MMBtu | FALSE | L | Annual | Emissions at Affected Plants NOX | Thousand Tons | 0.010686 | 0 | 0 | 0 | 0 | 0 | 0
ME Fac. Spec. - NOX 0.15 Rate Annual v3.1, Unit 4099 and retrofits | 730 | 1798 | Rate Constraint in lbs/MMBtu | FALSE | L | Annual | Allowances Purchased NOX | Thousand Tons | 0 | 0 | 0 | 0 | 0 | 0 | 0
ME Fac. Spec. - NOX 0.15 Rate Annual v3.1, Unit 4099 and retrofits | 730 | 1798 | Rate Constraint in lbs/MMBtu | FALSE | L | Annual | Allowances Sold NOX | Thousand Tons | 0 | 0 | 0 | 0 | 0 | 0 | 0
ME Fac. Spec. - NOX 0.15 Rate Annual v3.1, Unit 4099 and retrofits | 730 | 1798 | Rate Constraint in lbs/MMBtu | FALSE | L | Annual | Allowances Banked | Thousand Tons | 0 | 0 | 0 | 0 | 0 | 0 | 0
ME Fac. Spec. - NOX 0.15 Rate Annual v3.1, Unit 4099 and retrofits | 730 | 1798 | Rate Constraint in lbs/MMBtu | FALSE | L | Annual | Allowances Withdrawn (1:1) | Thousand Tons | 0 | 0 | 0 | 0 | 0 | 0 | 0
ME Fac. Spec. - NOX 0.15 Rate Annual v3.1, Unit 4099 and retrofits | 730 | 1798 | Rate Constraint in lbs/MMBtu | FALSE | L | Annual | Allowances Withdrawn (n:1) | Thousand Tons | 0 | 0 | 0 | 0 | 0 | 0 | 0
ME Fac. Spec. - NOX 0.15 Rate Annual v3.1, Unit 4099 and retrofits | 730 | 1798 | Rate Constraint in lbs/MMBtu | FALSE | L | Annual | Net Emissions Allowance Position | Thousand Tons | 0.010686 | 0 | 0 | 0 | 0 | 0 | 0
ME Fac. Spec. - NOX 0.15 Rate Annual v3.1, Unit 4099 and retrofits | 730 | 1798 | Rate Constraint in lbs/MMBtu | FALSE | L | Annual | Fuel Consumed | TBtu | 0.14248 | 0 | 0 | 0 | 0 | 0 | 0
ME Fac. Spec. - NOX 0.15 Rate Annual v3.1, Unit 4099 and retrofits | 730 | 1798 | Rate Constraint in lbs/MMBtu | FALSE | L | Annual | Rate | lb/MMBtu | 0.15 | 0 | 0 | 0 | 0 | 0 | 0
ME Fac. Spec. - NOX 0.15 Rate Annual v3.1, Unit 4099 and retrofits | 730 | 1798 | Rate Constraint in lbs/MMBtu | FALSE | L | Annual | Generation | TWh | 0.010847 | 0 | 0 | 0 | 0 | 0 | 0
ME Fac. Spec. - NOX 0.15 Rate Annual v3.1, Unit 4099 and retrofits | 730 | 1798 | Rate Constraint in lbs/MMBtu | FALSE | L | Annual | Qualifying Generation | TWh | 0.010847 | 0 | 0 | 0 | 0 | 0 | 0
ME Fac. Spec. - NOX 0.15 Rate Annual v3.1, Unit 4099 and retrofits | 730 | 1798 | Rate Constraint in lbs/MMBtu | FALSE | L | Annual | Rate | lb/MWh | 0.9852 | 0 | 0 | 0 | 0 | 0 | 0
ME Fac. Spec. - NOX 0.15 Rate Annual v3.1, Unit 4099 and retrofits | 730 | 1798 | Rate Constraint in lbs/MMBtu | FALSE | L | Annual | Constraint Shadow Price | US2011$/Ton | 143748.9174 | 0 | 0 | 0 | 0 | 0 | 0
ME Fac. Spec. - NOx 0.20 Rate Annual v3.1, Unit 2462 and retrofits | 731 | 1818 | Rate Constraint in lbs/MMBtu | FALSE | L | Annual | Seasons Included | Seasons | Winter, Summer | Winter, Summer | Winter, Summer | Winter, Summer | Winter, Summer | Winter, Summer | Winter, Summer
ME Fac. Spec. - NOx 0.20 Rate Annual v3.1, Unit 2462 and retrofits | 731 | 1818 | Rate Constraint in lbs/MMBtu | FALSE | L | Annual | Standard | lb/MMBtu | 0.2 | 0.2 | 0.2 | 0.2 | 0.2 | 0.2 | 0.2
ME Fac. Spec. - NOx 0.20 Rate Annual v3.1, Unit 2462 and retrofits | 731 | 1818 | Rate Constraint in lbs/MMBtu | FALSE | L | Annual | Emissions at Affected Plants NOX | Thousand Tons | 0 | 0 | 0 | 0 | 0 | 0 | 0
ME Fac. Spec. - NOx 0.20 Rate Annual v3.1, Unit 2462 and retrofits | 731 | 1818 | Rate Constraint in lbs/MMBtu | FALSE | L | Annual | Allowances Purchased NOX | Thousand Tons | 0 | 0 | 0 | 0 | 0 | 0 | 0
ME Fac. Spec. - NOx 0.20 Rate Annual v3.1, Unit 2462 and retrofits | 731 | 1818 | Rate Constraint in lbs/MMBtu | FALSE | L | Annual | Allowances Sold NOX | Thousand Tons | 0 | 0 | 0 | 0 | 0 | 0 | 0
ME Fac. Spec. - NOx 0.20 Rate Annual v3.1, Unit 2462 and retrofits | 731 | 1818 | Rate Constraint in lbs/MMBtu | FALSE | L | Annual | Allowances Banked | Thousand Tons | 0 | 0 | 0 | 0 | 0 | 0 | 0
ME Fac. Spec. - NOx 0.20 Rate Annual v3.1, Unit 2462 and retrofits | 731 | 1818 | Rate Constraint in lbs/MMBtu | FALSE | L | Annual | Allowances Withdrawn (1:1) | Thousand Tons | 0 | 0 | 0 | 0 | 0 | 0 | 0
ME Fac. Spec. - NOx 0.20 Rate Annual v3.1, Unit 2462 and retrofits | 731 | 1818 | Rate Constraint in lbs/MMBtu | FALSE | L | Annual | Allowances Withdrawn (n:1) | Thousand Tons | 0 | 0 | 0 | 0 | 0 | 0 | 0
ME Fac. Spec. - NOx 0.20 Rate Annual v3.1, Unit 2462 and retrofits | 731 | 1818 | Rate Constraint in lbs/MMBtu | FALSE | L | Annual | Net Emissions Allowance Position | Thousand Tons | 0 | 0 | 0 | 0 | 0 | 0 | 0
ME Fac. Spec. - NOx 0.20 Rate Annual v3.1, Unit 2462 and retrofits | 731 | 1818 | Rate Constraint in lbs/MMBtu | FALSE | L | Annual | Fuel Consumed | TBtu | 0 | 0 | 0 | 0 | 0 | 0 | 0
ME Fac. Spec. - NOx 0.20 Rate Annual v3.1, Unit 2462 and retrofits | 731 | 1818 | Rate Constraint in lbs/MMBtu | FALSE | L | Annual | Rate | lb/MMBtu | 0 | 0 | 0 | 0 | 0 | 0 | 0
ME Fac. Spec. - NOx 0.20 Rate Annual v3.1, Unit 2462 and retrofits | 731 | 1818 | Rate Constraint in lbs/MMBtu | FALSE | L | Annual | Generation | TWh | 0 | 0 | 0 | 0 | 0 | 0 | 0
ME Fac. Spec. - NOx 0.20 Rate Annual v3.1, Unit 2462 and retrofits | 731 | 1818 | Rate Constraint in lbs/MMBtu | FALSE | L | Annual | Qualifying Generation | TWh | 0 | 0 | 0 | 0 | 0 | 0 | 0
ME Fac. Spec. - NOx 0.20 Rate Annual v3.1, Unit 2462 and retrofits | 731 | 1818 | Rate Constraint in lbs/MMBtu | FALSE | L | Annual | Rate | lb/MWh | 0 | 0 | 0 | 0 | 0 | 0 | 0
ME Fac. Spec. - NOx 0.20 Rate Annual v3.1, Unit 2462 and retrofits | 731 | 1818 | Rate Constraint in lbs/MMBtu | FALSE | L | Annual | Constraint Shadow Price | US2011$/Ton | 0 | 0 | 0 | 0 | 0 | 0 | 0
ME Fac. Spec. - NOx 0.20 Rate Annual v3.1, Unit 2463 and retrofits | 732 | 1818 | Rate Constraint in lbs/MMBtu | FALSE | L | Annual | Seasons Included | Seasons | Winter, Summer | Winter, Summer | Winter, Summer | Winter, Summer | Winter, Summer | Winter, Summer | Winter, Summer
ME Fac. Spec. - NOx 0.20 Rate Annual v3.1, Unit 2463 and retrofits | 732 | 1818 | Rate Constraint in lbs/MMBtu | FALSE | L | Annual | Standard | lb/MMBtu | 0.2 | 0.2 | 0.2 | 0.2 | 0.2 | 0.2 | 0.2
ME Fac. Spec. - NOx 0.20 Rate Annual v3.1, Unit 2463 and retrofits | 732 | 1818 | Rate Constraint in lbs/MMBtu | FALSE | L | Annual | Emissions at Affected Plants NOX | Thousand Tons | 0 | 0 | 0 | 0 | 0 | 0 | 0
ME Fac. Spec. - NOx 0.20 Rate Annual v3.1, Unit 2463 and retrofits | 732 | 1818 | Rate Constraint in lbs/MMBtu | FALSE | L | Annual | Allowances Purchased NOX | Thousand Tons | 0 | 0 | 0 | 0 | 0 | 0 | 0
ME Fac. Spec. - NOx 0.20 Rate Annual v3.1, Unit 2463 and retrofits | 732 | 1818 | Rate Constraint in lbs/MMBtu | FALSE | L | Annual | Allowances Sold NOX | Thousand Tons | 0 | 0 | 0 | 0 | 0 | 0 | 0
ME Fac. Spec. - NOx 0.20 Rate Annual v3.1, Unit 2463 and retrofits | 732 | 1818 | Rate Constraint in lbs/MMBtu | FALSE | L | Annual | Allowances Banked | Thousand Tons | 0 | 0 | 0 | 0 | 0 | 0 | 0
ME Fac. Spec. - NOx 0.20 Rate Annual v3.1, Unit 2463 and retrofits | 732 | 1818 | Rate Constraint in lbs/MMBtu | FALSE | L | Annual | Allowances Withdrawn (1:1) | Thousand Tons | 0 | 0 | 0 | 0 | 0 | 0 | 0
ME Fac. Spec. - NOx 0.20 Rate Annual v3.1, Unit 2463 and retrofits | 732 | 1818 | Rate Constraint in lbs/MMBtu | FALSE | L | Annual | Allowances Withdrawn (n:1) | Thousand Tons | 0 | 0 | 0 | 0 | 0 | 0 | 0
ME Fac. Spec. - NOx 0.20 Rate Annual v3.1, Unit 2463 and retrofits | 732 | 1818 | Rate Constraint in lbs/MMBtu | FALSE | L | Annual | Net Emissions Allowance Position | Thousand Tons | 0 | 0 | 0 | 0 | 0 | 0 | 0
ME Fac. Spec. - NOx 0.20 Rate Annual v3.1, Unit 2463 and retrofits | 732 | 1818 | Rate Constraint in lbs/MMBtu | FALSE | L | Annual | Fuel Consumed | TBtu | 0 | 0 | 0 | 0 | 0 | 0 | 0
ME Fac. Spec. - NOx 0.20 Rate Annual v3.1, Unit 2463 and retrofits | 732 | 1818 | Rate Constraint in lbs/MMBtu | FALSE | L | Annual | Rate | lb/MMBtu | 0 | 0 | 0 | 0 | 0 | 0 | 0
ME Fac. Spec. - NOx 0.20 Rate Annual v3.1, Unit 2463 and retrofits | 732 | 1818 | Rate Constraint in lbs/MMBtu | FALSE | L | Annual | Generation | TWh | 0 | 0 | 0 | 0 | 0 | 0 | 0
ME Fac. Spec. - NOx 0.20 Rate Annual v3.1, Unit 2463 and retrofits | 732 | 1818 | Rate Constraint in lbs/MMBtu | FALSE | L | Annual | Qualifying Generation | TWh | 0 | 0 | 0 | 0 | 0 | 0 | 0
ME Fac. Spec. - NOx 0.20 Rate Annual v3.1, Unit 2463 and retrofits | 732 | 1818 | Rate Constraint in lbs/MMBtu | FALSE | L | Annual | Rate | lb/MWh | 0 | 0 | 0 | 0 | 0 | 0 | 0
ME Fac. Spec. - NOx 0.20 Rate Annual v3.1, Unit 2463 and retrofits | 732 | 1818 | Rate Constraint in lbs/MMBtu | FALSE | L | Annual | Constraint Shadow Price | US2011$/Ton | 0 | 0 | 0 | 0 | 0 | 0 | 0
ME Fac. Spec. - NOx 0.20 Rate Annual v3.1, Unit 4097 and retrofits | 733 | 1818 | Rate Constraint in lbs/MMBtu | FALSE | L | Annual | Seasons Included | Seasons | Winter, Summer | Winter, Summer | Winter, Summer | Winter, Summer | Winter, Summer | Winter, Summer | Winter, Summer
ME Fac. Spec. - NOx 0.20 Rate Annual v3.1, Unit 4097 and retrofits | 733 | 1818 | Rate Constraint in lbs/MMBtu | FALSE | L | Annual | Standard | lb/MMBtu | 0.2 | 0.2 | 0.2 | 0.2 | 0.2 | 0.2 | 0.2
ME Fac. Spec. - NOx 0.20 Rate Annual v3.1, Unit 4097 and retrofits | 733 | 1818 | Rate Constraint in lbs/MMBtu | FALSE | L | Annual | Emissions at Affected Plants NOX | Thousand Tons | 0.051254 | 0 | 0 | 0 | 0 | 0 | 0
ME Fac. Spec. - NOx 0.20 Rate Annual v3.1, Unit 4097 and retrofits | 733 | 1818 | Rate Constraint in lbs/MMBtu | FALSE | L | Annual | Allowances Purchased NOX | Thousand Tons | 0 | 0 | 0 | 0 | 0 | 0 | 0
ME Fac. Spec. - NOx 0.20 Rate Annual v3.1, Unit 4097 and retrofits | 733 | 1818 | Rate Constraint in lbs/MMBtu | FALSE | L | Annual | Allowances Sold NOX | Thousand Tons | 0 | 0 | 0 | 0 | 0 | 0 | 0
ME Fac. Spec. - NOx 0.20 Rate Annual v3.1, Unit 4097 and retrofits | 733 | 1818 | Rate Constraint in lbs/MMBtu | FALSE | L | Annual | Allowances Banked | Thousand Tons | 0 | 0 | 0 | 0 | 0 | 0 | 0
ME Fac. Spec. - NOx 0.20 Rate Annual v3.1, Unit 4097 and retrofits | 733 | 1818 | Rate Constraint in lbs/MMBtu | FALSE | L | Annual | Allowances Withdrawn (1:1) | Thousand Tons | 0 | 0 | 0 | 0 | 0 | 0 | 0
ME Fac. Spec. - NOx 0.20 Rate Annual v3.1, Unit 4097 and retrofits | 733 | 1818 | Rate Constraint in lbs/MMBtu | FALSE | L | Annual | Allowances Withdrawn (n:1) | Thousand Tons | 0 | 0 | 0 | 0 | 0 | 0 | 0
ME Fac. Spec. - NOx 0.20 Rate Annual v3.1, Unit 4097 and retrofits | 733 | 1818 | Rate Constraint in lbs/MMBtu | FALSE | L | Annual | Net Emissions Allowance Position | Thousand Tons | 0.051254 | 0 | 0 | 0 | 0 | 0 | 0
ME Fac. Spec. - NOx 0.20 Rate Annual v3.1, Unit 4097 and retrofits | 733 | 1818 | Rate Constraint in lbs/MMBtu | FALSE | L | Annual | Fuel Consumed | TBtu | 0.68338 | 0 | 0 | 0 | 0 | 0 | 0
ME Fac. Spec. - NOx 0.20 Rate Annual v3.1, Unit 4097 and retrofits | 733 | 1818 | Rate Constraint in lbs/MMBtu | FALSE | L | Annual | Rate | lb/MMBtu | 0.15 | 0 | 0 | 0 | 0 | 0 | 0
ME Fac. Spec. - NOx 0.20 Rate Annual v3.1, Unit 4097 and retrofits | 733 | 1818 | Rate Constraint in lbs/MMBtu | FALSE | L | Annual | Generation | TWh | 0.051921 | 0 | 0 | 0 | 0 | 0 | 0
ME Fac. Spec. - NOx 0.20 Rate Annual v3.1, Unit 4097 and retrofits | 733 | 1818 | Rate Constraint in lbs/MMBtu | FALSE | L | Annual | Qualifying Generation | TWh | 0.051921 | 0 | 0 | 0 | 0 | 0 | 0
ME Fac. Spec. - NOx 0.20 Rate Annual v3.1, Unit 4097 and retrofits | 733 | 1818 | Rate Constraint in lbs/MMBtu | FALSE | L | Annual | Rate | lb/MWh | 0.98715 | 0 | 0 | 0 | 0 | 0 | 0
ME Fac. Spec. - NOx 0.20 Rate Annual v3.1, Unit 4097 and retrofits | 733 | 1818 | Rate Constraint in lbs/MMBtu | FALSE | L | Annual | Constraint Shadow Price | US2011$/Ton | 0 | 0 | 0 | 0 | 0 | 0 | 0
ME Fac. Spec. - NOx 0.20 Rate Annual v3.1, Unit 4098 and retrofits | 734 | 1818 | Rate Constraint in lbs/MMBtu | FALSE | L | Annual | Seasons Included | Seasons | Winter, Summer | Winter, Summer | Winter, Summer | Winter, Summer | Winter, Summer | Winter, Summer | Winter, Summer
ME Fac. Spec. - NOx 0.20 Rate Annual v3.1, Unit 4098 and retrofits | 734 | 1818 | Rate Constraint in lbs/MMBtu | FALSE | L | Annual | Standard | lb/MMBtu | 0.2 | 0.2 | 0.2 | 0.2 | 0.2 | 0.2 | 0.2
ME Fac. Spec. - NOx 0.20 Rate Annual v3.1, Unit 4098 and retrofits | 734 | 1818 | Rate Constraint in lbs/MMBtu | FALSE | L | Annual | Emissions at Affected Plants NOX | Thousand Tons | 0.012681 | 0 | 0 | 0 | 0 | 0 | 0
ME Fac. Spec. - NOx 0.20 Rate Annual v3.1, Unit 4098 and retrofits | 734 | 1818 | Rate Constraint in lbs/MMBtu | FALSE | L | Annual | Allowances Purchased NOX | Thousand Tons | 0 | 0 | 0 | 0 | 0 | 0 | 0
ME Fac. Spec. - NOx 0.20 Rate Annual v3.1, Unit 4098 and retrofits | 734 | 1818 | Rate Constraint in lbs/MMBtu | FALSE | L | Annual | Allowances Sold NOX | Thousand Tons | 0 | 0 | 0 | 0 | 0 | 0 | 0
ME Fac. Spec. - NOx 0.20 Rate Annual v3.1, Unit 4098 and retrofits | 734 | 1818 | Rate Constraint in lbs/MMBtu | FALSE | L | Annual | Allowances Banked | Thousand Tons | 0 | 0 | 0 | 0 | 0 | 0 | 0
ME Fac. Spec. - NOx 0.20 Rate Annual v3.1, Unit 4098 and retrofits | 734 | 1818 | Rate Constraint in lbs/MMBtu | FALSE | L | Annual | Allowances Withdrawn (1:1) | Thousand Tons | 0 | 0 | 0 | 0 | 0 | 0 | 0
ME Fac. Spec. - NOx 0.20 Rate Annual v3.1, Unit 4098 and retrofits | 734 | 1818 | Rate Constraint in lbs/MMBtu | FALSE | L | Annual | Allowances Withdrawn (n:1) | Thousand Tons | 0 | 0 | 0 | 0 | 0 | 0 | 0
ME Fac. Spec. - NOx 0.20 Rate Annual v3.1, Unit 4098 and retrofits | 734 | 1818 | Rate Constraint in lbs/MMBtu | FALSE | L | Annual | Net Emissions Allowance Position | Thousand Tons | 0.012681 | 0 | 0 | 0 | 0 | 0 | 0
ME Fac. Spec. - NOx 0.20 Rate Annual v3.1, Unit 4098 and retrofits | 734 | 1818 | Rate Constraint in lbs/MMBtu | FALSE | L | Annual | Fuel Consumed | TBtu | 0.16908 | 0 | 0 | 0 | 0 | 0 | 0
ME Fac. Spec. - NOx 0.20 Rate Annual v3.1, Unit 4098 and retrofits | 734 | 1818 | Rate Constraint in lbs/MMBtu | FALSE | L | Annual | Rate | lb/MMBtu | 0.15 | 0 | 0 | 0 | 0 | 0 | 0
ME Fac. Spec. - NOx 0.20 Rate Annual v3.1, Unit 4098 and retrofits | 734 | 1818 | Rate Constraint in lbs/MMBtu | FALSE | L | Annual | Generation | TWh | 0.011661 | 0 | 0 | 0 | 0 | 0 | 0
ME Fac. Spec. - NOx 0.20 Rate Annual v3.1, Unit 4098 and retrofits | 734 | 1818 | Rate Constraint in lbs/MMBtu | FALSE | L | Annual | Qualifying Generation | TWh | 0.011661 | 0 | 0 | 0 | 0 | 0 | 0
ME Fac. Spec. - NOx 0.20 Rate Annual v3.1, Unit 4098 and retrofits | 734 | 1818 | Rate Constraint in lbs/MMBtu | FALSE | L | Annual | Rate | lb/MWh | 1.0875 | 0 | 0 | 0 | 0 | 0 | 0
ME Fac. Spec. - NOx 0.20 Rate Annual v3.1, Unit 4098 and retrofits | 734 | 1818 | Rate Constraint in lbs/MMBtu | FALSE | L | Annual | Constraint Shadow Price | US2011$/Ton | 0 | 0 | 0 | 0 | 0 | 0 | 0
ME Fac. Spec. - NOx 0.20 Rate Annual v3.1, Unit 4099 and retrofits | 735 | 1818 | Rate Constraint in lbs/MMBtu | FALSE | L | Annual | Seasons Included | Seasons | Winter, Summer | Winter, Summer | Winter, Summer | Winter, Summer | Winter, Summer | Winter, Summer | Winter, Summer
ME Fac. Spec. - NOx 0.20 Rate Annual v3.1, Unit 4099 and retrofits | 735 | 1818 | Rate Constraint in lbs/MMBtu | FALSE | L | Annual | Standard | lb/MMBtu | 0.2 | 0.2 | 0.2 | 0.2 | 0.2 | 0.2 | 0.2
ME Fac. Spec. - NOx 0.20 Rate Annual v3.1, Unit 4099 and retrofits | 735 | 1818 | Rate Constraint in lbs/MMBtu | FALSE | L | Annual | Emissions at Affected Plants NOX | Thousand Tons | 0.010686 | 0 | 0 | 0 | 0 | 0 | 0
ME Fac. Spec. - NOx 0.20 Rate Annual v3.1, Unit 4099 and retrofits | 735 | 1818 | Rate Constraint in lbs/MMBtu | FALSE | L | Annual | Allowances Purchased NOX | Thousand Tons | 0 | 0 | 0 | 0 | 0 | 0 | 0
ME Fac. Spec. - NOx 0.20 Rate Annual v3.1, Unit 4099 and retrofits | 735 | 1818 | Rate Constraint in lbs/MMBtu | FALSE | L | Annual | Allowances Sold NOX | Thousand Tons | 0 | 0 | 0 | 0 | 0 | 0 | 0
ME Fac. Spec. - NOx 0.20 Rate Annual v3.1, Unit 4099 and retrofits | 735 | 1818 | Rate Constraint in lbs/MMBtu | FALSE | L | Annual | Allowances Banked | Thousand Tons | 0 | 0 | 0 | 0 | 0 | 0 | 0
ME Fac. Spec. - NOx 0.20 Rate Annual v3.1, Unit 4099 and retrofits | 735 | 1818 | Rate Constraint in lbs/MMBtu | FALSE | L | Annual | Allowances Withdrawn (1:1) | Thousand Tons | 0 | 0 | 0 | 0 | 0 | 0 | 0
ME Fac. Spec. - NOx 0.20 Rate Annual v3.1, Unit 4099 and retrofits | 735 | 1818 | Rate Constraint in lbs/MMBtu | FALSE | L | Annual | Allowances Withdrawn (n:1) | Thousand Tons | 0 | 0 | 0 | 0 | 0 | 0 | 0
ME Fac. Spec. - NOx 0.20 Rate Annual v3.1, Unit 4099 and retrofits | 735 | 1818 | Rate Constraint in lbs/MMBtu | FALSE | L | Annual | Net Emissions Allowance Position | Thousand Tons | 0.010686 | 0 | 0 | 0 | 0 | 0 | 0
ME Fac. Spec. - NOx 0.20 Rate Annual v3.1, Unit 4099 and retrofits | 735 | 1818 | Rate Constraint in lbs/MMBtu | FALSE | L | Annual | Fuel Consumed | TBtu | 0.14248 | 0 | 0 | 0 | 0 | 0 | 0
ME Fac. Spec. - NOx 0.20 Rate Annual v3.1, Unit 4099 and retrofits | 735 | 1818 | Rate Constraint in lbs/MMBtu | FALSE | L | Annual | Rate | lb/MMBtu | 0.15 | 0 | 0 | 0 | 0 | 0 | 0
ME Fac. Spec. - NOx 0.20 Rate Annual v3.1, Unit 4099 and retrofits | 735 | 1818 | Rate Constraint in lbs/MMBtu | FALSE | L | Annual | Generation | TWh | 0.010847 | 0 | 0 | 0 | 0 | 0 | 0
ME Fac. Spec. - NOx 0.20 Rate Annual v3.1, Unit 4099 and retrofits | 735 | 1818 | Rate Constraint in lbs/MMBtu | FALSE | L | Annual | Qualifying Generation | TWh | 0.010847 | 0 | 0 | 0 | 0 | 0 | 0
ME Fac. Spec. - NOx 0.20 Rate Annual v3.1, Unit 4099 and retrofits | 735 | 1818 | Rate Constraint in lbs/MMBtu | FALSE | L | Annual | Rate | lb/MWh | 0.9852 | 0 | 0 | 0 | 0 | 0 | 0
ME Fac. Spec. - NOx 0.20 Rate Annual v3.1, Unit 4099 and retrofits | 735 | 1818 | Rate Constraint in lbs/MMBtu | FALSE | L | Annual | Constraint Shadow Price | US2011$/Ton | 0 | 0 | 0 | 0 | 0 | 0 | 0
ME Fac. Spec. - NOx 0.20 Rate Annual v3.1, Unit 4100 and retrofits | 736 | 1818 | Rate Constraint in lbs/MMBtu | FALSE | L | Annual | Seasons Included | Seasons | Winter, Summer | Winter, Summer | Winter, Summer | Winter, Summer | Winter, Summer | Winter, Summer | Winter, Summer
ME Fac. Spec. - NOx 0.20 Rate Annual v3.1, Unit 4100 and retrofits | 736 | 1818 | Rate Constraint in lbs/MMBtu | FALSE | L | Annual | Standard | lb/MMBtu | 0.2 | 0.2 | 0.2 | 0.2 | 0.2 | 0.2 | 0.2
ME Fac. Spec. - NOx 0.20 Rate Annual v3.1, Unit 4100 and retrofits | 736 | 1818 | Rate Constraint in lbs/MMBtu | FALSE | L | Annual | Emissions at Affected Plants NOX | Thousand Tons | 0.011583 | 0 | 0 | 0 | 0 | 0 | 0
ME Fac. Spec. - NOx 0.20 Rate Annual v3.1, Unit 4100 and retrofits | 736 | 1818 | Rate Constraint in lbs/MMBtu | FALSE | L | Annual | Allowances Purchased NOX | Thousand Tons | 0 | 0 | 0 | 0 | 0 | 0 | 0
ME Fac. Spec. - NOx 0.20 Rate Annual v3.1, Unit 4100 and retrofits | 736 | 1818 | Rate Constraint in lbs/MMBtu | FALSE | L | Annual | Allowances Sold NOX | Thousand Tons | 0 | 0 | 0 | 0 | 0 | 0 | 0
ME Fac. Spec. - NOx 0.20 Rate Annual v3.1, Unit 4100 and retrofits | 736 | 1818 | Rate Constraint in lbs/MMBtu | FALSE | L | Annual | Allowances Banked | Thousand Tons | 0 | 0 | 0 | 0 | 0 | 0 | 0
ME Fac. Spec. - NOx 0.20 Rate Annual v3.1, Unit 4100 and retrofits | 736 | 1818 | Rate Constraint in lbs/MMBtu | FALSE | L | Annual | Allowances Withdrawn (1:1) | Thousand Tons | 0 | 0 | 0 | 0 | 0 | 0 | 0
ME Fac. Spec. - NOx 0.20 Rate Annual v3.1, Unit 4100 and retrofits | 736 | 1818 | Rate Constraint in lbs/MMBtu | FALSE | L | Annual | Allowances Withdrawn (n:1) | Thousand Tons | 0 | 0 | 0 | 0 | 0 | 0 | 0
ME Fac. Spec. - NOx 0.20 Rate Annual v3.1, Unit 4100 and retrofits | 736 | 1818 | Rate Constraint in lbs/MMBtu | FALSE | L | Annual | Net Emissions Allowance Position | Thousand Tons | 0.011583 | 0 | 0 | 0 | 0 | 0 | 0
ME Fac. Spec. - NOx 0.20 Rate Annual v3.1, Unit 4100 and retrofits | 736 | 1818 | Rate Constraint in lbs/MMBtu | FALSE | L | Annual | Fuel Consumed | TBtu | 0.11583 | 0 | 0 | 0 | 0 | 0 | 0
ME Fac. Spec. - NOx 0.20 Rate Annual v3.1, Unit 4100 and retrofits | 736 | 1818 | Rate Constraint in lbs/MMBtu | FALSE | L | Annual | Rate | lb/MMBtu | 0.2 | 0 | 0 | 0 | 0 | 0 | 0
ME Fac. Spec. - NOx 0.20 Rate Annual v3.1, Unit 4100 and retrofits | 736 | 1818 | Rate Constraint in lbs/MMBtu | FALSE | L | Annual | Generation | TWh | 0.0079881 | 0 | 0 | 0 | 0 | 0 | 0
ME Fac. Spec. - NOx 0.20 Rate Annual v3.1, Unit 4100 and retrofits | 736 | 1818 | Rate Constraint in lbs/MMBtu | FALSE | L | Annual | Qualifying Generation | TWh | 0.0079881 | 0 | 0 | 0 | 0 | 0 | 0
ME Fac. Spec. - NOx 0.20 Rate Annual v3.1, Unit 4100 and retrofits | 736 | 1818 | Rate Constraint in lbs/MMBtu | FALSE | L | Annual | Rate | lb/MWh | 1.45 | 0 | 0 | 0 | 0 | 0 | 0
ME Fac. Spec. - NOx 0.20 Rate Annual v3.1, Unit 4100 and retrofits | 736 | 1818 | Rate Constraint in lbs/MMBtu | FALSE | L | Annual | Constraint Shadow Price | US2011$/Ton | 119316.6179 | 0 | 0 | 0 | 0 | 0 | 0
ME Fac. Spec. - NOX 0.22 Rate Annual v3.1, Unit 4100 and retrofits | 737 | 1799 | Rate Constraint in lbs/MMBtu | FALSE | L | Annual | Seasons Included | Seasons | Winter, Summer | Winter, Summer | Winter, Summer | Winter, Summer | Winter, Summer | Winter, Summer | Winter, Summer
ME Fac. Spec. - NOX 0.22 Rate Annual v3.1, Unit 4100 and retrofits | 737 | 1799 | Rate Constraint in lbs/MMBtu | FALSE | L | Annual | Standard | lb/MMBtu | 0.22 | 0.22 | 0.22 | 0.22 | 0.22 | 0.22 | 0.22
ME Fac. Spec. - NOX 0.22 Rate Annual v3.1, Unit 4100 and retrofits | 737 | 1799 | Rate Constraint in lbs/MMBtu | FALSE | L | Annual | Emissions at Affected Plants NOX | Thousand Tons | 0.011583 | 0 | 0 | 0 | 0 | 0 | 0
ME Fac. Spec. - NOX 0.22 Rate Annual v3.1, Unit 4100 and retrofits | 737 | 1799 | Rate Constraint in lbs/MMBtu | FALSE | L | Annual | Allowances Purchased NOX | Thousand Tons | 0 | 0 | 0 | 0 | 0 | 0 | 0
ME Fac. Spec. - NOX 0.22 Rate Annual v3.1, Unit 4100 and retrofits | 737 | 1799 | Rate Constraint in lbs/MMBtu | FALSE | L | Annual | Allowances Sold NOX | Thousand Tons | 0 | 0 | 0 | 0 | 0 | 0 | 0
ME Fac. Spec. - NOX 0.22 Rate Annual v3.1, Unit 4100 and retrofits | 737 | 1799 | Rate Constraint in lbs/MMBtu | FALSE | L | Annual | Allowances Banked | Thousand Tons | 0 | 0 | 0 | 0 | 0 | 0 | 0
ME Fac. Spec. - NOX 0.22 Rate Annual v3.1, Unit 4100 and retrofits | 737 | 1799 | Rate Constraint in lbs/MMBtu | FALSE | L | Annual | Allowances Withdrawn (1:1) | Thousand Tons | 0 | 0 | 0 | 0 | 0 | 0 | 0
ME Fac. Spec. - NOX 0.22 Rate Annual v3.1, Unit 4100 and retrofits | 737 | 1799 | Rate Constraint in lbs/MMBtu | FALSE | L | Annual | Allowances Withdrawn (n:1) | Thousand Tons | 0 | 0 | 0 | 0 | 0 | 0 | 0
ME Fac. Spec. - NOX 0.22 Rate Annual v3.1, Unit 4100 and retrofits | 737 | 1799 | Rate Constraint in lbs/MMBtu | FALSE | L | Annual | Net Emissions Allowance Position | Thousand Tons | 0.011583 | 0 | 0 | 0 | 0 | 0 | 0
ME Fac. Spec. - NOX 0.22 Rate Annual v3.1, Unit 4100 and retrofits | 737 | 1799 | Rate Constraint in lbs/MMBtu | FALSE | L | Annual | Fuel Consumed | TBtu | 0.11583 | 0 | 0 | 0 | 0 | 0 | 0
ME Fac. Spec. - NOX 0.22 Rate Annual v3.1, Unit 4100 and retrofits | 737 | 1799 | Rate Constraint in lbs/MMBtu | FALSE | L | Annual | Rate | lb/MMBtu | 0.2 | 0 | 0 | 0 | 0 | 0 | 0
ME Fac. Spec. - NOX 0.22 Rate Annual v3.1, Unit 4100 and retrofits | 737 | 1799 | Rate Constraint in lbs/MMBtu | FALSE | L | Annual | Generation | TWh | 0.0079881 | 0 | 0 | 0 | 0 | 0 | 0
ME Fac. Spec. - NOX 0.22 Rate Annual v3.1, Unit 4100 and retrofits | 737 | 1799 | Rate Constraint in lbs/MMBtu | FALSE | L | Annual | Qualifying Generation | TWh | 0.0079881 | 0 | 0 | 0 | 0 | 0 | 0
ME Fac. Spec. - NOX 0.22 Rate Annual v3.1, Unit 4100 and retrofits | 737 | 1799 | Rate Constraint in lbs/MMBtu | FALSE | L | Annual | Rate | lb/MWh | 1.45 | 0 | 0 | 0 | 0 | 0 | 0
ME Fac. Spec. - NOX 0.22 Rate Annual v3.1, Unit 4100 and retrofits | 737 | 1799 | Rate Constraint in lbs/MMBtu | FALSE | L | Annual | Constraint Shadow Price | US2011$/Ton | 0 | 0 | 0 | 0 | 0 | 0 | 0
ME Mercury Cap Annual v3.1 | 738 | 1509 | Rate Constraint in MTons | FALSE | L | Annual | Seasons Included | Seasons | Winter, Summer | Winter, Summer | Winter, Summer | Winter, Summer | Winter, Summer | Winter, Summer | Winter, Summer
ME Mercury Cap Annual v3.1 | 738 | 1509 | Rate Constraint in MTons | FALSE | L | Annual | Standard | Lb | 26 | 26 | 26 | 26 | 26 | 26 | 26
ME Mercury Cap Annual v3.1 | 738 | 1509 | Rate Constraint in MTons | FALSE | L | Annual | Standard MER | lbs | 26 | 26 | 26 | 26 | 26 | 26 | 26
ME Mercury Cap Annual v3.1 | 738 | 1509 | Rate Constraint in MTons | FALSE | L | Annual | Emissions at Affected Plants MER | lbs | 0 | 0 | 0 | 0 | 0 | 0 | 0
ME Mercury Cap Annual v3.1 | 738 | 1509 | Rate Constraint in MTons | FALSE | L | Annual | Allowances Purchased MER | lbs | 0 | 0 | 0 | 0 | 0 | 0 | 0
ME Mercury Cap Annual v3.1 | 738 | 1509 | Rate Constraint in MTons | FALSE | L | Annual | Allowances Sold MER | lbs | 0 | 0 | 0 | 0 | 0 | 0 | 0
ME Mercury Cap Annual v3.1 | 738 | 1509 | Rate Constraint in MTons | FALSE | L | Annual | Allowances Banked | lbs | 0 | 0 | 0 | 0 | 0 | 0 | 0
ME Mercury Cap Annual v3.1 | 738 | 1509 | Rate Constraint in MTons | FALSE | L | Annual | Allowances Withdrawn (1:1) | lbs | 0 | 0 | 0 | 0 | 0 | 0 | 0
ME Mercury Cap Annual v3.1 | 738 | 1509 | Rate Constraint in MTons | FALSE | L | Annual | Allowances Withdrawn (n:1) | lbs | 0 | 0 | 0 | 0 | 0 | 0 | 0
ME Mercury Cap Annual v3.1 | 738 | 1509 | Rate Constraint in MTons | FALSE | L | Annual | Net Emissions Allowance Position | lbs | 0 | 0 | 0 | 0 | 0 | 0 | 0
ME Mercury Cap Annual v3.1 | 738 | 1509 | Rate Constraint in MTons | FALSE | L | Annual | Fuel Consumed | TBtu | 0 | 0 | 0 | 0 | 0 | 0 | 0
ME Mercury Cap Annual v3.1 | 738 | 1509 | Rate Constraint in MTons | FALSE | L | Annual | Rate | lb/MMBtu | 0 | 0 | 0 | 0 | 0 | 0 | 0
ME Mercury Cap Annual v3.1 | 738 | 1509 | Rate Constraint in MTons | FALSE | L | Annual | Generation | TWh | 0 | 0 | 0 | 0 | 0 | 0 | 0
ME Mercury Cap Annual v3.1 | 738 | 1509 | Rate Constraint in MTons | FALSE | L | Annual | Qualifying Generation | TWh | 0 | 0 | 0 | 0 | 0 | 0 | 0
ME Mercury Cap Annual v3.1 | 738 | 1509 | Rate Constraint in MTons | FALSE | L | Annual | Rate | lb/MWh | 0 | 0 | 0 | 0 | 0 | 0 | 0
ME Mercury Cap Annual v3.1 | 738 | 1509 | Rate Constraint in MTons | FALSE | L | Annual | Constraint Shadow Price | US2011$/Lb | 0 | 0 | 0 | 0 | 0 | 0 | 0
MI Hg Rule - MER Annual Reduction v4.10 | 739 | 2216 | MACT Fuel Choice Floor in lbs/MMBtu | FALSE | L | Annual | Seasons Included | Seasons | Winter, Summer | Winter, Summer | Winter, Summer | Winter, Summer | Winter, Summer | Winter, Summer | Winter, Summer
MI Hg Rule - MER Annual Reduction v4.10 | 739 | 2216 | MACT Fuel Choice Floor in lbs/MMBtu | FALSE | L | Annual | Emission Floor | lbs/MMBtu | 8.07e-07 | 8.07e-07 | 8.07e-07 | 8.07e-07 | 8.07e-07 | 8.07e-07 | 8.07e-07
MI Hg Rule - MER Annual Reduction v4.10 | 739 | 2216 | MACT Fuel Choice Floor in lbs/MMBtu | FALSE | L | Annual | Emissions at Affected Plants MER | lbs | 165.7637 | 160.8595 | 169.4294 | 167.3205 | 170.1493 | 154.6466 | 142.1856
MI Hg Rule - MER Annual Reduction v4.10 | 739 | 2216 | MACT Fuel Choice Floor in lbs/MMBtu | FALSE | L | Annual | Allowances Purchased MER | lbs | 0 | 0 | 0 | 0 | 0 | 0 | 0
MI Hg Rule - MER Annual Reduction v4.10 | 739 | 2216 | MACT Fuel Choice Floor in lbs/MMBtu | FALSE | L | Annual | Allowances Sold MER | lbs | 0 | 0 | 0 | 0 | 0 | 0 | 0
MI Hg Rule - MER Annual Reduction v4.10 | 739 | 2216 | MACT Fuel Choice Floor in lbs/MMBtu | FALSE | L | Annual | Allowances Banked | lbs | 0 | 0 | 0 | 0 | 0 | 0 | 0
MI Hg Rule - MER Annual Reduction v4.10 | 739 | 2216 | MACT Fuel Choice Floor in lbs/MMBtu | FALSE | L | Annual | Allowances Withdrawn (1:1) | lbs | 0 | 0 | 0 | 0 | 0 | 0 | 0
MI Hg Rule - MER Annual Reduction v4.10 | 739 | 2216 | MACT Fuel Choice Floor in lbs/MMBtu | FALSE | L | Annual | Allowances Withdrawn (n:1) | lbs | 0 | 0 | 0 | 0 | 0 | 0 | 0
MI Hg Rule - MER Annual Reduction v4.10 | 739 | 2216 | MACT Fuel Choice Floor in lbs/MMBtu | FALSE | L | Annual | Net Emissions Allowance Position | lbs | 165.7637 | 160.8595 | 169.4294 | 167.3205 | 170.1493 | 154.6466 | 142.1856
MI Hg Rule - MER Annual Reduction v4.10 | 739 | 2216 | MACT Fuel Choice Floor in lbs/MMBtu | FALSE | L | Annual | Fuel Consumed | TBtu | 378.3018 | 358.7109 | 381.5147 | 373.3039 | 381.2049 | 345.3528 | 316.3033
MI Hg Rule - MER Annual Reduction v4.10 | 739 | 2216 | MACT Fuel Choice Floor in lbs/MMBtu | FALSE | L | Annual | Rate | lb/MMBtu | 4.3818e-07 | 4.4844e-07 | 4.441e-07 | 4.4822e-07 | 4.4635e-07 | 4.4779e-07 | 4.4952e-07
MI Hg Rule - MER Annual Reduction v4.10 | 739 | 2216 | MACT Fuel Choice Floor in lbs/MMBtu | FALSE | L | Annual | Generation | TWh | 36.8162 | 35.2563 | 37.3247 | 36.6155 | 37.3311 | 34.039 | 31.4006
MI Hg Rule - MER Annual Reduction v4.10 | 739 | 2216 | MACT Fuel Choice Floor in lbs/MMBtu | FALSE | L | Annual | Qualifying Generation | TWh | 36.8162 | 35.2563 | 37.3247 | 36.6155 | 37.3311 | 34.039 | 31.4006
MI Hg Rule - MER Annual Reduction v4.10 | 739 | 2216 | MACT Fuel Choice Floor in lbs/MMBtu | FALSE | L | Annual | Constraint Shadow Price | US2011$/Lb | 0 | 0 | 0 | 0 | 0 | 0 | 0
Missouri - NOX .18 Rate Annual v3.1 | 740 | 1820 | Rate Constraint in lbs/MMBtu | FALSE | L | Annual | Seasons Included | Seasons | Winter, Summer | Winter, Summer | Winter, Summer | Winter, Summer | Winter, Summer | Winter, Summer | Winter, Summer
Missouri - NOX .18 Rate Annual v3.1 | 740 | 1820 | Rate Constraint in lbs/MMBtu | FALSE | L | Annual | Standard | lb/MMBtu | 0.18 | 0.18 | 0.18 | 0.18 | 0.18 | 0.18 | 0.18
Missouri - NOX .18 Rate Annual v3.1 | 740 | 1820 | Rate Constraint in lbs/MMBtu | FALSE | L | Annual | Emissions at Affected Plants NOX | Thousand Tons | 16.2304 | 15.3585 | 16.1909 | 15.5421 | 16.2304 | 15.0139 | 14.8488
Missouri - NOX .18 Rate Annual v3.1 | 740 | 1820 | Rate Constraint in lbs/MMBtu | FALSE | L | Annual | Allowances Purchased NOX | Thousand Tons | 0 | 0 | 0 | 0 | 0 | 0 | 0
Missouri - NOX .18 Rate Annual v3.1 | 740 | 1820 | Rate Constraint in lbs/MMBtu | FALSE | L | Annual | Allowances Sold NOX | Thousand Tons | 0 | 0 | 0 | 0 | 0 | 0 | 0
Missouri - NOX .18 Rate Annual v3.1 | 740 | 1820 | Rate Constraint in lbs/MMBtu | FALSE | L | Annual | Allowances Banked | Thousand Tons | 0 | 11.2834 | 14.5049 | 0 | 0 | 0 | 0
Missouri - NOX .18 Rate Annual v3.1 | 740 | 1820 | Rate Constraint in lbs/MMBtu | FALSE | L | Annual | Allowances Withdrawn (1:1) | Thousand Tons | 0 | 0 | -2.8209 | 0 | 0 | 0 | 0
Missouri - NOX .18 Rate Annual v3.1 | 740 | 1820 | Rate Constraint in lbs/MMBtu | FALSE | L | Annual | Allowances Withdrawn (n:1) | Thousand Tons | 0 | 0 | 0 | 0 | -9669.9007 | 0 | 0
Missouri - NOX .18 Rate Annual v3.1 | 740 | 1820 | Rate Constraint in lbs/MMBtu | FALSE | L | Annual | Net Emissions Allowance Position | Thousand Tons | 16.2304 | 26.6419 | 27.8749 | 15.5421 | -9653.6703 | 15.0139 | 14.8488
Missouri - NOX .18 Rate Annual v3.1 | 740 | 1820 | Rate Constraint in lbs/MMBtu | FALSE | L | Annual | Fuel Consumed | TBtu | 310.2249 | 296.021 | 309.7211 | 299.902 | 310.2249 | 290.0379 | 286.7046
Missouri - NOX .18 Rate Annual v3.1 | 740 | 1820 | Rate Constraint in lbs/MMBtu | FALSE | L | Annual | Rate | lb/MMBtu | 0.10464 | 0.10377 | 0.10455 | 0.10365 | 0.10464 | 0.10353 | 0.10358
Missouri - NOX .18 Rate Annual v3.1 | 740 | 1820 | Rate Constraint in lbs/MMBtu | FALSE | L | Annual | Generation | TWh | 29.7646 | 28.4407 | 29.7424 | 28.7972 | 29.7646 | 27.8421 | 27.5215
Missouri - NOX .18 Rate Annual v3.1 | 740 | 1820 | Rate Constraint in lbs/MMBtu | FALSE | L | Annual | Qualifying Generation | TWh | 29.7646 | 28.4407 | 29.7424 | 28.7972 | 29.7646 | 27.8421 | 27.5215
Missouri - NOX .18 Rate Annual v3.1 | 740 | 1820 | Rate Constraint in lbs/MMBtu | FALSE | L | Annual | Rate | lb/MWh | 0.54529 | 0.54002 | 0.54437 | 0.53971 | 0.54529 | 0.53925 | 0.53953
Missouri - NOX .18 Rate Annual v3.1 | 740 | 1820 | Rate Constraint in lbs/MMBtu | FALSE | L | Annual | Constraint Shadow Price | US2011$/Ton | 0 | 0 | 0 | 0 | 0 | 0 | 0
Missouri - NOX .25 Rate Annual v3.1 | 741 | 1821 | Rate Constraint in lbs/MMBtu | FALSE | L | Annual | Seasons Included | Seasons | Winter, Summer | Winter, Summer | Winter, Summer | Winter, Summer | Winter, Summer | Winter, Summer | Winter, Summer
Missouri - NOX .25 Rate Annual v3.1 | 741 | 1821 | Rate Constraint in lbs/MMBtu | FALSE | L | Annual | Standard | lb/MMBtu | 0.25 | 0.25 | 0.25 | 0.25 | 0.25 | 0.25 | 0.25
Missouri - NOX .25 Rate Annual v3.1 | 741 | 1821 | Rate Constraint in lbs/MMBtu | FALSE | L | Annual | Emissions at Affected Plants NOX | Thousand Tons | 20.6454 | 7.1493 | 7.4451 | 7.4546 | 7.5005 | 7.4524 | 7.4597
Missouri - NOX .25 Rate Annual v3.1 | 741 | 1821 | Rate Constraint in lbs/MMBtu | FALSE | L | Annual | Allowances Purchased NOX | Thousand Tons | 0 | 0 | 0 | 0 | 0 | 0 | 0
Missouri - NOX .25 Rate Annual v3.1 | 741 | 1821 | Rate Constraint in lbs/MMBtu | FALSE | L | Annual | Allowances Sold NOX | Thousand Tons | 0 | 0 | 0 | 0 | 0 | 0 | 0
Missouri - NOX .25 Rate Annual v3.1 | 741 | 1821 | Rate Constraint in lbs/MMBtu | FALSE | L | Annual | Allowances Banked | Thousand Tons | 0 | 0 | 14.6944 | 0 | 24.7137 | 0 | 0
Missouri - NOX .25 Rate Annual v3.1 | 741 | 1821 | Rate Constraint in lbs/MMBtu | FALSE | L | Annual | Allowances Withdrawn (1:1) | Thousand Tons | 0 | 0 | 0 | 0 | -9.7963 | -12.3569 | 0
Missouri - NOX .25 Rate Annual v3.1 | 741 | 1821 | Rate Constraint in lbs/MMBtu | FALSE | L | Annual | Allowances Withdrawn (n:1) | Thousand Tons | 0 | 0 | 0 | 0 | 0 | 0 | 0
Missouri - NOX .25 Rate Annual v3.1 | 741 | 1821 | Rate Constraint in lbs/MMBtu | FALSE | L | Annual | Net Emissions Allowance Position | Thousand Tons | 20.6454 | 7.1493 | 22.1395 | 7.4546 | 22.4179 | -4.9044 | 7.4597
Missouri - NOX .25 Rate Annual v3.1 | 741 | 1821 | Rate Constraint in lbs/MMBtu | FALSE | L | Annual | Fuel Consumed | TBtu | 176.3526 | 171.8204 | 177.1159 | 177.3887 | 179.3434 | 177.3465 | 177.303
Missouri - NOX .25 Rate Annual v3.1 | 741 | 1821 | Rate Constraint in lbs/MMBtu | FALSE | L | Annual | Rate | lb/MMBtu | 0.23414 | 0.083219 | 0.08407 | 0.084048 | 0.083644 | 0.084044 | 0.084146
Missouri - NOX .25 Rate Annual v3.1 | 741 | 1821 | Rate Constraint in lbs/MMBtu | FALSE | L | Annual | Generation | TWh | 18.1226 | 17.685 | 18.1583 | 18.1855 | 18.4086 | 18.182 | 18.182
Missouri - NOX .25 Rate Annual v3.1 | 741 | 1821 | Rate Constraint in lbs/MMBtu | FALSE | L | Annual | Qualifying Generation | TWh | 18.1226 | 17.685 | 18.1583 | 18.1855 | 18.4086 | 18.182 | 18.182
Missouri - NOX .25 Rate Annual v3.1 | 741 | 1821 | Rate Constraint in lbs/MMBtu | FALSE | L | Annual | Rate | lb/MWh | 1.1392 | 0.40426 | 0.41001 | 0.40992 | 0.40744 | 0.40988 | 0.41028
Missouri - NOX .25 Rate Annual v3.1 | 741 | 1821 | Rate Constraint in lbs/MMBtu | FALSE | L | Annual | Constraint Shadow Price | US2011$/Ton | 0 | 0 | 0 | 0 | 0 | 0 | 0
Missouri - NOX .35 Rate Annual v3.1 | 742 | 1822 | Rate Constraint in lbs/MMBtu | FALSE | L | Annual | Seasons Included | Seasons | Winter, Summer | Winter, Summer | Winter, Summer | Winter, Summer | Winter, Summer | Winter, Summer | Winter, Summer
Missouri - NOX .35 Rate Annual v3.1 | 742 | 1822 | Rate Constraint in lbs/MMBtu | FALSE | L | Annual | Standard | lb/MMBtu | 0.35 | 0.35 | 0.35 | 0.35 | 0.35 | 0.35 | 0.35
Missouri - NOX .35 Rate Annual v3.1 | 742 | 1822 | Rate Constraint in lbs/MMBtu | FALSE | L | Annual | Emissions at Affected Plants NOX | Thousand Tons | 22.3135 | 16.5722 | 16.6921 | 16.7737 | 16.9159 | 16.8231 | 16.7771
Missouri - NOX .35 Rate Annual v3.1 | 742 | 1822 | Rate Constraint in lbs/MMBtu | FALSE | L | Annual | Allowances Purchased NOX | Thousand Tons | 0 | 0 | 0 | 0 | 0 | 0 | 0
Missouri - NOX .35 Rate Annual v3.1 | 742 | 1822 | Rate Constraint in lbs/MMBtu | FALSE | L | Annual | Allowances Sold NOX | Thousand Tons | 0 | 0 | 0 | 0 | 0 | 0 | 0
Missouri - NOX .35 Rate Annual v3.1 | 742 | 1822 | Rate Constraint in lbs/MMBtu | FALSE | L | Annual | Allowances Banked | Thousand Tons | 0 | 41.3553 | 0 | 0 | 0 | 0 | 0
Missouri - NOX .35 Rate Annual v3.1 | 742 | 1822 | Rate Constraint in lbs/MMBtu | FALSE | L | Annual | Allowances Withdrawn (1:1) | Thousand Tons | 0 | 0 | -10.3388 | 0 | 0 | 0 | 0
Missouri - NOX .35 Rate Annual v3.1 | 742 | 1822 | Rate Constraint in lbs/MMBtu | FALSE | L | Annual | Allowances Withdrawn (n:1) | Thousand Tons | 0 | 0 | 0 | 0 | 0 | 0 | 0
Missouri - NOX .35 Rate Annual v3.1 | 742 | 1822 | Rate Constraint in lbs/MMBtu | FALSE | L | Annual | Net Emissions Allowance Position | Thousand Tons | 22.3135 | 57.9275 | 6.3532 | 16.7737 | 16.9159 | 16.8231 | 16.7771
Missouri - NOX .35 Rate Annual v3.1 | 742 | 1822 | Rate Constraint in lbs/MMBtu | FALSE | L | Annual | Fuel Consumed | TBtu | 324.3505 | 331.0142 | 337.051 | 339.3715 | 343.985 | 341.4871 | 340.4717
Missouri - NOX .35 Rate Annual v3.1 | 742 | 1822 | Rate Constraint in lbs/MMBtu | FALSE | L | Annual | Rate | lb/MMBtu | 0.13759 | 0.10013 | 0.099048 | 0.098851 | 0.098352 | 0.098528 | 0.098552
Missouri - NOX .35 Rate Annual v3.1 | 742 | 1822 | Rate Constraint in lbs/MMBtu | FALSE | L | Annual | Generation | TWh | 31.8211 | 32.2768 | 32.9907 | 33.2322 | 33.6822 | 33.4914 | 33.4004
Missouri - NOX .35 Rate Annual v3.1 | 742 | 1822 | Rate Constraint in lbs/MMBtu | FALSE | L | Annual | Qualifying Generation | TWh | 31.8211 | 32.2768 | 32.9907 | 33.2322 | 33.6822 | 33.4914 | 33.4004
Missouri - NOX .35 Rate Annual v3.1 | 742 | 1822 | Rate Constraint in lbs/MMBtu | FALSE | L | Annual | Rate | lb/MWh | 0.70122 | 0.51344 | 0.50596 | 0.50474 | 0.50222 | 0.50231 | 0.5023
Missouri - NOX .35 Rate Annual v3.1 | 742 | 1822 | Rate Constraint in lbs/MMBtu | FALSE | L | Annual | Constraint Shadow Price | US2011$/Ton | 0 | 0 | 0 | 0 | 0 | 0 | 0
MN Hg Emis Red Act - MER Removal Annual v3.1 | 743 | 1511 | MACT Fuel Choice Floor in lbs/MMBtu | FALSE | L | Annual | Seasons Included | Seasons | Winter, Summer | Winter, Summer | Winter, Summer | Winter, Summer | Winter, Summer | Winter, Summer | Winter, Summer
MN Hg Emis Red Act - MER Removal Annual v3.1 | 743 | 1511 | MACT Fuel Choice Floor in lbs/MMBtu | FALSE | L | Annual | Emission Floor | lbs/MMBtu | 0 | 0 | 0 | 0 | 0 | 0 | 0
MN Hg Emis Red Act - MER Removal Annual v3.1 | 743 | 1511 | MACT Fuel Choice Floor in lbs/MMBtu | FALSE | L | Annual | Emissions at Affected Plants MER | lbs | 104.8589 | 118.4923 | 118.4582 | 118.4923 | 118.4923 | 117.317 | 116.0268
MN Hg Emis Red Act - MER Removal Annual v3.1 | 743 | 1511 | MACT Fuel Choice Floor in lbs/MMBtu | FALSE | L | Annual | Allowances Purchased MER | lbs | 0 | 0 | 0 | 0 | 0 | 0 | 0
MN Hg Emis Red Act - MER Removal Annual v3.1 | 743 | 1511 | MACT Fuel Choice Floor in lbs/MMBtu | FALSE | L | Annual | Allowances Sold MER | lbs | 0 | 0 | 0 | 0 | 0 | 0 | 0
MN Hg Emis Red Act - MER Removal Annual v3.1 | 743 | 1511 | MACT Fuel Choice Floor in lbs/MMBtu | FALSE | L | Annual | Allowances Banked | lbs | 0 | 0 | 0 | 0 | 0 | 0 | 0
MN Hg Emis Red Act - MER Removal Annual v3.1 | 743 | 1511 | MACT Fuel Choice Floor in lbs/MMBtu | FALSE | L | Annual | Allowances Withdrawn (1:1) | lbs | 0 | 0 | 0 | 0 | 0 | 0 | 0
MN Hg Emis Red Act - MER Removal Annual v3.1 | 743 | 1511 | MACT Fuel Choice Floor in lbs/MMBtu | FALSE | L | Annual | Allowances Withdrawn (n:1) | lbs | 0 | 0 | 0 | 0 | 0 | 0 | 0
MN Hg Emis Red Act - MER Removal Annual v3.1 | 743 | 1511 | MACT Fuel Choice Floor in lbs/MMBtu | FALSE | L | Annual | Net Emissions Allowance Position | lbs | 104.8589 | 118.4923 | 118.4582 | 118.4923 | 118.4923 | 117.317 | 116.0268
MN Hg Emis Red Act - MER Removal Annual v3.1 | 743 | 1511 | MACT Fuel Choice Floor in lbs/MMBtu | FALSE | L | Annual | Fuel Consumed | TBtu | 237.8676 | 271.0936 | 271.0298 | 271.0936 | 271.0936 | 269.3652 | 267.5604
MN Hg Emis Red Act - MER Removal Annual v3.1 | 743 | 1511 | MACT Fuel Choice Floor in lbs/MMBtu | FALSE | L | Annual | Rate | lb/MMBtu | 4.4083e-07 | 4.3709e-07 | 4.3707e-07 | 4.3709e-07 | 4.3709e-07 | 4.3553e-07 | 4.3365e-07
MN Hg Emis Red Act - MER Removal Annual v3.1 | 743 | 1511 | MACT Fuel Choice Floor in lbs/MMBtu | FALSE | L | Annual | Generation | TWh | 23.2603 | 26.2844 | 26.2779 | 26.2844 | 26.2844 | 26.2844 | 26.1122
MN Hg Emis Red Act - MER Removal Annual v3.1 | 743 | 1511 | MACT Fuel Choice Floor in lbs/MMBtu | FALSE | L | Annual | Qualifying Generation | TWh | 23.2603 | 26.2844 | 26.2779 | 26.2844 | 26.2844 | 26.2844 | 26.1122
MN Hg Emis Red Act - MER Removal Annual v3.1 | 743 | 1511 | MACT Fuel Choice Floor in lbs/MMBtu | FALSE | L | Annual | Constraint Shadow Price | US2011$/Lb | 0 | 0 | 0 | 0 | 0 | 0 | 0
MT Hg Rate Lignite Annual v3.1 | 744 | 1517 | Rate Constraint in lbs/MMBtu | FALSE | L | Annual | Seasons Included | Seasons | Winter, Summer | Winter, Summer | Winter, Summer | Winter, Summer | Winter, Summer | Winter, Summer | Winter, Summer
MT Hg Rate Lignite Annual v3.1 | 744 | 1517 | Rate Constraint in lbs/MMBtu | FALSE | L | Annual | Standard | lb/MMBtu | 1.5e-06 | 1.5e-06 | 1.5e-06 | 1.5e-06 | 1.5e-06 | 1.5e-06 | 1.5e-06
MT Hg Rate Lignite Annual v3.1 | 744 | 1517 | Rate Constraint in lbs/MMBtu | FALSE | L | Annual | Emissions at Affected Plants MER | lbs | 0 | 0 | 0 | 0 | 0 | 0 | 0
MT Hg Rate Lignite Annual v3.1 | 744 | 1517 | Rate Constraint in lbs/MMBtu | FALSE | L | Annual | Allowances Purchased MER | lbs | 0 | 0 | 0 | 0 | 0 | 0 | 0
MT Hg Rate Lignite Annual v3.1 | 744 | 1517 | Rate Constraint in lbs/MMBtu | FALSE | L | Annual | Allowances Sold MER | lbs | 0 | 0 | 0 | 0 | 0 | 0 | 0
MT Hg Rate Lignite Annual v3.1 | 744 | 1517 | Rate Constraint in lbs/MMBtu | FALSE | L | Annual | Allowances Banked | lbs | 0 | 0 | 0 | 0 | 0 | 0 | 0
MT Hg Rate Lignite Annual v3.1 | 744 | 1517 | Rate Constraint in lbs/MMBtu | FALSE | L | Annual | Allowances Withdrawn (1:1) | lbs | 0 | 0 | 0 | 0 | 0 | 0 | 0
MT Hg Rate Lignite Annual v3.1 | 744 | 1517 | Rate Constraint in lbs/MMBtu | FALSE | L | Annual | Allowances Withdrawn (n:1) | lbs | 0 | 0 | 0 | 0 | 0 | 0 | 0
MT Hg Rate Lignite Annual v3.1 | 744 | 1517 | Rate Constraint in lbs/MMBtu | FALSE | L | Annual | Net Emissions Allowance Position | lbs | 0 | 0 | 0 | 0 | 0 | 0 | 0
MT Hg Rate Lignite Annual v3.1 | 744 | 1517 | Rate Constraint in lbs/MMBtu | FALSE | L | Annual | Fuel Consumed | TBtu | 0 | 0 | 0 | 0 | 0 | 0 | 0
MT Hg Rate Lignite Annual v3.1 | 744 | 1517 | Rate Constraint in lbs/MMBtu | FALSE | L | Annual | Rate | lb/MMBtu | 0 | 0 | 0 | 0 | 0 | 0 | 0
MT Hg Rate Lignite Annual v3.1 | 744 | 1517 | Rate Constraint in lbs/MMBtu | FALSE | L | Annual | Generation | TWh | 0 | 0 | 0 | 0 | 0 | 0 | 0
MT Hg Rate Lignite Annual v3.1 | 744 | 1517 | Rate Constraint in lbs/MMBtu | FALSE | L | Annual | Qualifying Generation | TWh | 0 | 0 | 0 | 0 | 0 | 0 | 0
MT Hg Rate Lignite Annual v3.1 | 744 | 1517 | Rate Constraint in lbs/MMBtu | FALSE | L | Annual | Rate | lb/MWh | 0 | 0 | 0 | 0 | 0 | 0 | 0
MT Hg Rate Lignite Annual v3.1 | 744 | 1517 | Rate Constraint in lbs/MMBtu | FALSE | L | Annual | Constraint Shadow Price | US2011$/Lb | 497540.0094 | 0 | 0 | 0 | 0 | 0 | 0
MT Hg Rate Non Lignite Annual v3.1 | 745 | 1518 | Rate Constraint in lbs/MMBtu | FALSE | L | Annual | Seasons Included | Seasons | Winter, Summer | Winter, Summer | Winter, Summer | Winter, Summer | Winter, Summer | Winter, Summer | Winter, Summer
MT Hg Rate Non Lignite Annual v3.1 | 745 | 1518 | Rate Constraint in lbs/MMBtu | FALSE | L | Annual | Standard | lb/MMBtu | 9e-07 | 9e-07 | 9e-07 | 9e-07 | 9e-07 | 9e-07 | 9e-07
MT Hg Rate Non Lignite Annual v3.1 | 745 | 1518 | Rate Constraint in lbs/MMBtu | FALSE | L | Annual | Emissions at Affected Plants MER | lbs | 82.9529 | 88.0189 | 88.3542 | 88.3639 | 88.3639 | 88.3639 | 88.3639
MT Hg Rate Non Lignite Annual v3.1 | 745 | 1518 | Rate Constraint in lbs/MMBtu | FALSE | L | Annual | Allowances Purchased MER | lbs | 0 | 0 | 0 | 0 | 0 | 0 | 0
MT Hg Rate Non Lignite Annual v3.1 | 745 | 1518 | Rate Constraint in lbs/MMBtu | FALSE | L | Annual | Allowances Sold MER | lbs | 0 | 0 | 0 | 0 | 0 | 0 | 0
MT Hg Rate Non Lignite Annual v3.1 | 745 | 1518 | Rate Constraint in lbs/MMBtu | FALSE | L | Annual | Allowances Banked | lbs | 0 | 82.35 | 0 | 82.7376 | 0 | 82.7378 | 0
MT Hg Rate Non Lignite Annual v3.1 | 745 | 1518 | Rate Constraint in lbs/MMBtu | FALSE | L | Annual | Allowances Withdrawn (1:1) | lbs | 0 | 0 | -20.5875 | 0 | -68.948 | 0 | -110.3171
MT Hg Rate Non Lignite Annual v3.1 | 745 | 1518 | Rate Constraint in lbs/MMBtu | FALSE | L | Annual | Allowances Withdrawn (n:1) | lbs | 0 | 0 | 0 | 0 | 0 | 0 | 0
MT Hg Rate Non Lignite Annual v3.1 | 745 | 1518 | Rate Constraint in lbs/MMBtu | FALSE | L | Annual | Net Emissions Allowance Position | lbs | 82.9529 | 170.3689 | 67.7667 | 171.1015 | 19.4159 | 171.1018 | -21.9532
MT Hg Rate Non Lignite Annual v3.1 | 745 | 1518 | Rate Constraint in lbs/MMBtu | FALSE | L | Annual | Fuel Consumed | TBtu | 183.4714 | 189.2992 | 190.0916 | 190.113 | 190.113 | 190.113 | 190.113
MT Hg Rate Non Lignite Annual v3.1 | 745 | 1518 | Rate Constraint in lbs/MMBtu | FALSE | L | Annual | Rate | lb/MMBtu | 4.5213e-07 | 4.6497e-07 | 4.648e-07 | 4.648e-07 | 4.648e-07 | 4.648e-07 | 4.648e-07
MT Hg Rate Non Lignite Annual v3.1 | 745 | 1518 | Rate Constraint in lbs/MMBtu | FALSE | L | Annual | Generation | TWh | 16.9277 | 17.415 | 17.4796 | 17.4815 | 17.4815 | 17.4815 | 17.4815
MT Hg Rate Non Lignite Annual v3.1 | 745 | 1518 | Rate Constraint in lbs/MMBtu | FALSE | L | Annual | Qualifying Generation | TWh | 16.9277 | 17.415 | 17.4796 | 17.4815 | 17.4815 | 17.4815 | 17.4815
MT Hg Rate Non Lignite Annual v3.1 | 745 | 1518 | Rate Constraint in lbs/MMBtu | FALSE | L | Annual | Rate | lb/MWh | 4.9004 | 5.0542 | 5.0547 | 5.0547 | 5.0547 | 5.0547 | 5.0547
MT Hg Rate Non Lignite Annual v3.1 | 745 | 1518 | Rate Constraint in lbs/MMBtu | FALSE | L | Annual | Constraint Shadow Price | US2011$/Lb | 0 | 0 | 0 | 0 | 0 | 0 | 0
New Hampshire MER Removal Annual v3.1 | 746 | 1966 | MACT Fuel Choice Floor in lbs/MMBtu | FALSE | L | Annual | Seasons Included | Seasons | Winter, Summer | Winter, Summer | Winter, Summer | Winter, Summer | Winter, Summer | Winter, Summer | Winter, Summer
New Hampshire MER Removal Annual v3.1 | 746 | 1966 | MACT Fuel Choice Floor in lbs/MMBtu | FALSE | L | Annual | Emission Floor | lbs/MMBtu | 0 | 0 | 0 | 0 | 0 | 0 | 0
New Hampshire MER Removal Annual v3.1 | 746 | 1966 | MACT Fuel Choice Floor in lbs/MMBtu | FALSE | L | Annual | Emissions at Affected Plants MER | lbs | 0 | 0 | 0 | 0 | 0 | 0 | 0
New Hampshire MER Removal Annual v3.1 | 746 | 1966 | MACT Fuel Choice Floor in lbs/MMBtu | FALSE | L | Annual | Allowances Purchased MER | lbs | 0 | 0 | 0 | 0 | 0 | 0 | 0
New Hampshire MER Removal Annual v3.1 | 746 | 1966 | MACT Fuel Choice Floor in lbs/MMBtu | FALSE | L | Annual | Allowances Sold MER | lbs | 0 | 0 | 0 | 0 | 0 | 0 | 0
New Hampshire MER Removal Annual v3.1 | 746 | 1966 | MACT Fuel Choice Floor in lbs/MMBtu | FALSE | L | Annual | Allowances Banked | lbs | 0 | 0 | 0 | 0 | 0 | 0 | 0
New Hampshire MER Removal Annual v3.1 | 746 | 1966 | MACT Fuel Choice Floor in lbs/MMBtu | FALSE | L | Annual | Allowances Withdrawn (1:1) | lbs | 0 | 0 | 0 | 0 | 0 | 0 | 0
New Hampshire MER Removal Annual v3.1 | 746 | 1966 | MACT Fuel Choice Floor in lbs/MMBtu | FALSE | L | Annual | Allowances Withdrawn (n:1) | lbs | 0 | 0 | 0 | 0 | 0 | 0 | 0
New Hampshire MER Removal Annual v3.1 | 746 | 1966 | MACT Fuel Choice Floor in lbs/MMBtu | FALSE | L | Annual | Net Emissions Allowance Position | lbs | 0 | 0 | 0 | 0 | 0 | 0 | 0
New Hampshire MER Removal Annual v3.1 | 746 | 1966 | MACT Fuel Choice Floor in lbs/MMBtu | FALSE | L | Annual | Fuel Consumed | TBtu | 0 | 0 | 0 | 0 | 0 | 0 | 0
New Hampshire MER Removal Annual v3.1 | 746 | 1966 | MACT Fuel Choice Floor in lbs/MMBtu | FALSE | L | Annual | Rate | lb/MMBtu | 0 | 0 | 0 | 0 | 0 | 0 | 0
New Hampshire MER Removal Annual v3.1 | 746 | 1966 | MACT Fuel Choice Floor in lbs/MMBtu | FALSE | L | Annual | Generation | TWh | 0 | 0 | 0 | 0 | 0 | 0 | 0
New Hampshire MER Removal Annual v3.1 | 746 | 1966 | MACT Fuel Choice Floor in lbs/MMBtu | FALSE | L | Annual | Qualifying Generation | TWh | 0 | 0 | 0 | 0 | 0 | 0 | 0
New Hampshire MER Removal Annual v3.1 | 746 | 1966 | MACT Fuel Choice Floor in lbs/MMBtu | FALSE | L | Annual | Constraint Shadow Price | US2011$/Lb | 0 | 0 | 0 | 0 | 0 | 0 | 0
New Hampshire 6 Unit - NOX Cap Annual v3.1 | 747 | 1830 | Rate Constraint in MTons | FALSE | L | Annual | Seasons Included | Seasons | Winter, Summer | Winter, Summer | Winter, Summer | Winter, Summer | Winter, Summer | Winter, Summer | Winter, Summer
New Hampshire 6 Unit - NOX Cap Annual v3.1 | 747 | 1830 | Rate Constraint in MTons | FALSE | L | Annual | Standard | Thousand Tons | 3.64 | 3.64 | 3.64 | 3.64 | 3.64 | 3.64 | 3.64
New Hampshire 6 Unit - NOX Cap Annual v3.1 | 747 | 1830 | Rate Constraint in MTons | FALSE | L | Annual | Standard NOX | Thousand Tons | 3.64 | 3.64 | 3.64 | 3.64 | 3.64 | 3.64 | 3.64
New Hampshire 6 Unit - NOX Cap Annual v3.1 | 747 | 1830 | Rate Constraint in MTons | FALSE | L | Annual | Emissions at Affected Plants NOX | Thousand Tons | 0.032273 | 0 | 0 | 0 | 0 | 0 | 0
New Hampshire 6 Unit - NOX Cap Annual v3.1 | 747 | 1830 | Rate Constraint in MTons | FALSE | L | Annual | Allowances Purchased NOX | Thousand Tons | 0 | 0 | 0 | 0 | 0 | 0 | 0
New Hampshire 6 Unit - NOX Cap Annual v3.1 | 747 | 1830 | Rate Constraint in MTons | FALSE | L | Annual | Allowances Sold NOX | Thousand Tons | 0 | 0 | 0 | 0 | 0 | 0 | 0
New Hampshire 6 Unit - NOX Cap Annual v3.1 | 747 | 1830 | Rate Constraint in MTons | FALSE | L | Annual | Allowances Banked | Thousand Tons | 0 | 0 | 3.64 | 0 | 0 | 3.64 | 0
New Hampshire 6 Unit - NOX Cap Annual v3.1 | 747 | 1830 | Rate Constraint in MTons | FALSE | L | Annual | Allowances Withdrawn (1:1) | Thousand Tons | 0 | 0 | 0 | -2.912 | 0 | 0 | 0
New Hampshire 6 Unit - NOX Cap Annual v3.1 | 747 | 1830 | Rate Constraint in MTons | FALSE | L | Annual | Allowances Withdrawn (n:1) | Thousand Tons | 0 | 0 | 0 | 0 | 0 | 0 | 0
New Hampshire 6 Unit - NOX Cap Annual v3.1 | 747 | 1830 | Rate Constraint in MTons | FALSE | L | Annual | Net Emissions Allowance Position | Thousand Tons | 0.032273 | 0 | 3.64 | -2.912 | 0 | 3.64 | 0
New Hampshire 6 Unit - NOX Cap Annual v3.1 | 747 | 1830 | Rate Constraint in MTons | FALSE | L | Annual | Fuel Consumed | TBtu | 0.51191 | 0 | 0 | 0 | 0 | 0 | 0
New Hampshire 6 Unit - NOX Cap Annual v3.1 | 747 | 1830 | Rate Constraint in MTons | FALSE | L | Annual | Rate | lb/MMBtu | 0.12609 | 0 | 0 | 0 | 0 | 0 | 0
New Hampshire 6 Unit - NOX Cap Annual v3.1 | 747 | 1830 | Rate Constraint in MTons | FALSE | L | Annual | Generation | TWh | 0.038182 | 0 | 0 | 0 | 0 | 0 | 0
New Hampshire 6 Unit - NOX Cap Annual v3.1 | 747 | 1830 | Rate Constraint in MTons | FALSE | L | Annual | Qualifying Generation | TWh | 0.038182 | 0 | 0 | 0 | 0 | 0 | 0
New Hampshire 6 Unit - NOX Cap Annual v3.1 | 747 | 1830 | Rate Constraint in MTons | FALSE | L | Annual | Rate | lb/MWh | 0.84523 | 0 | 0 | 0 | 0 | 0 | 0
New Hampshire 6 Unit - NOX Cap Annual v3.1 | 747 | 1830 | Rate Constraint in MTons | FALSE | L | Annual | Constraint Shadow Price | US2011$/Ton | 0 | 0 | 0 | 0 | 0 | 0 | 0
New Hampshire 6 Unit - SO2 Cap Annual v3.1 | 748 | 1831 | Rate Constraint in MTons | FALSE | L | Annual | Seasons Included | Seasons | Winter, Summer | Winter, Summer | Winter, Summer | Winter, Summer | Winter, Summer | Winter, Summer | Winter, Summer
New Hampshire 6 Unit - SO2 Cap Annual v3.1 | 748 | 1831 | Rate Constraint in MTons | FALSE | L | Annual | Standard | Thousand Tons | 7.29 | 7.29 | 7.29 | 7.29 | 7.29 | 7.29 | 7.29
New Hampshire 6 Unit - SO2 Cap Annual v3.1 | 748 | 1831 | Rate Constraint in MTons | FALSE | L | Annual | Standard SO2 | Thousand Tons | 7.29 | 7.29 | 7.29 | 7.29 | 7.29 | 7.29 | 7.29
New Hampshire 6 Unit - SO2 Cap Annual v3.1 | 748 | 1831 | Rate Constraint in MTons | FALSE | L | Annual | Emissions at Affected Plants SO2 | Thousand Tons | 0 | 0 | 0 | 0 | 0 | 0 | 0
New Hampshire 6 Unit - SO2 Cap Annual v3.1 | 748 | 1831 | Rate Constraint in MTons | FALSE | L | Annual | Allowances Purchased SO2 | Thousand Tons | 0 | 0 | 0 | 0 | 0 | 0 | 0
New Hampshire 6 Unit - SO2 Cap Annual v3.1 | 748 | 1831 | Rate Constraint in MTons | FALSE | L | Annual | Allowances Sold SO2 | Thousand Tons | 0 | 0 | 0 | 0 | 0 | 0 | 0
New Hampshire 6 Unit - SO2 Cap Annual v3.1 | 748 | 1831 | Rate Constraint in MTons | FALSE | L | Annual | Allowances Banked | Thousand Tons | 0 | 7.29 | 0 | 8.748 | 7.29 | 0 | 0
New Hampshire 6 Unit - SO2 Cap Annual v3.1 | 748 | 1831 | Rate Constraint in MTons | FALSE | L | Annual | Allowances Withdrawn (1:1) | Thousand Tons | 0 | 0 | 0 | 0 | 0 | 0 | 0
New Hampshire 6 Unit - SO2 Cap Annual v3.1 | 748 | 1831 | Rate Constraint in MTons | FALSE | L | Annual | Allowances Withdrawn (n:1) | Thousand Tons | 0 | 0 | 0 | -1458 | 0 | 0 | 0
New Hampshire 6 Unit - SO2 Cap Annual v3.1 | 748 | 1831 | Rate Constraint in MTons | FALSE | L | Annual | Net Emissions Allowance Position | Thousand Tons | 0 | 7.29 | 0 | -1449.252 | 7.29 | 0 | 0
New Hampshire 6 Unit - SO2 Cap Annual v3.1 | 748 | 1831 | Rate Constraint in MTons | FALSE | L | Annual | Fuel Consumed | TBtu | 0.51191 | 0 | 0 | 0 | 0 | 0 | 0
New Hampshire 6 Unit - SO2 Cap Annual v3.1 | 748 | 1831 | Rate Constraint in MTons | FALSE | L | Annual | Rate | lb/MMBtu | 0 | 0 | 0 | 0 | 0 | 0 | 0
New Hampshire 6 Unit - SO2 Cap Annual v3.1 | 748 | 1831 | Rate Constraint in MTons | FALSE | L | Annual | Generation | TWh | 0.038182 | 0 | 0 | 0 | 0 | 0 | 0
New Hampshire 6 Unit - SO2 Cap Annual v3.1 | 748 | 1831 | Rate Constraint in MTons | FALSE | L | Annual | Qualifying Generation | TWh | 0.038182 | 0 | 0 | 0 | 0 | 0 | 0
New Hampshire 6 Unit - SO2 Cap Annual v3.1 | 748 | 1831 | Rate Constraint in MTons | FALSE | L | Annual | Rate | lb/MWh | 0 | 0 | 0 | 0 | 0 | 0 | 0
New Hampshire 6 Unit - SO2 Cap Annual v3.1 | 748 | 1831 | Rate Constraint in MTons | FALSE | L | Annual | Constraint Shadow Price | US2011$/Ton | 0 | 0 | 0 | 0 | 0 | 0 | 0
New Hampshire State - NOX Cap Summer v3.1 | 749 | 1832 | Rate Constraint in MTons | FALSE | L | Annual | Seasons Included | Seasons | Summer | Summer | Summer | Summer | Summer | Summer | Summer
New Hampshire State - NOX Cap Summer v3.1 | 749 | 1832 | Rate Constraint in MTons | FALSE | L | Annual | Standard | Thousand Tons | 2.9 | 2.9 | 2.9 | 2.9 | 2.9 | 2.9 | 2.9
New Hampshire State - NOX Cap Summer v3.1 | 749 | 1832 | Rate Constraint in MTons | FALSE | L | Annual | Standard NOX | Thousand Tons | 2.9 | 2.9 | 2.9 | 2.9 | 2.9 | 2.9 | 2.9
New Hampshire State - NOX Cap Summer v3.1 | 749 | 1832 | Rate Constraint in MTons | FALSE | L | Annual | Emissions at Affected Plants NOX | Thousand Tons | 0.086045 | 0.069548 | 0.069548 | 0.074224 | 0.074224 | 0.069548 | 0.059519
New Hampshire State - NOX Cap Summer v3.1 | 749 | 1832 | Rate Constraint in MTons | FALSE | L | Annual | Allowances Purchased NOX | Thousand Tons | 0 | 0 | 0 | 0 | 0 | 0 | 0
New Hampshire State - NOX Cap Summer v3.1 | 749 | 1832 | Rate Constraint in MTons | FALSE | L | Annual | Allowances Sold NOX | Thousand Tons | 0 | 0 | 0 | 0 | 0 | 0 | 0
New Hampshire State - NOX Cap Summer v3.1 | 749 | 1832 | Rate Constraint in MTons | FALSE | L | Annual | Allowances Banked | Thousand Tons | 0 | 2.8305 | 0 | 0 | 3.2975 | 0 | 0
New Hampshire State - NOX Cap Summer v3.1 | 749 | 1832 | Rate Constraint in MTons | FALSE | L | Annual | Allowances Withdrawn (1:1) | Thousand Tons | 0 | 0 | 0 | 0 | -0.47174 | 0 | 0
New Hampshire State - NOX Cap Summer v3.1 | 749 | 1832 | Rate Constraint in MTons | FALSE | L | Annual | Allowances Withdrawn (n:1) | Thousand Tons | 0 | 0 | 0 | 0 | 0 | -1648.759 | 0
New Hampshire State - NOX Cap Summer v3.1 | 749 | 1832 | Rate Constraint in MTons | FALSE | L | Annual | Net Emissions Allowance Position | Thousand Tons | 0.086045 | 2.9 | 0.069548 | 0.074224 | 2.9 | -1648.6895 | 0.059519
New Hampshire State - NOX Cap Summer v3.1 | 749 | 1832 | Rate Constraint in MTons | FALSE | L | Annual | Fuel Consumed | TBtu | 13.2928 | 13.0312 | 13.0312 | 13.0415 | 13.0415 | 13.0312 | 11.1522
New Hampshire State - NOX Cap Summer v3.1 | 749 | 1832 | Rate Constraint in MTons | FALSE | L | Annual | Rate | lb/MMBtu | 0.012946 | 0.010674 | 0.010674 | 0.011383 | 0.011383 | 0.010674 | 0.010674
New Hampshire State - NOX Cap Summer v3.1 | 749 | 1832 | Rate Constraint in MTons | FALSE | L | Annual | Generation | TWh | 1.7572 | 1.7377 | 1.7377 | 1.7383 | 1.7383 | 1.7377 | 1.4872
New Hampshire State - NOX Cap Summer v3.1 | 749 | 1832 | Rate Constraint in MTons | FALSE | L | Annual | Qualifying Generation | TWh | 1.7572 | 1.7377 | 1.7377 | 1.7383 | 1.7383 | 1.7377 | 1.4872
New Hampshire State - NOX Cap Summer v3.1 | 749 | 1832 | Rate Constraint in MTons | FALSE | L | Annual | Rate | lb/MWh | 0.048966 | 0.040022 | 0.040022 | 0.0427 | 0.0427 | 0.040022 | 0.040022
New Hampshire State - NOX Cap Summer v3.1 | 749 | 1832 | Rate Constraint in MTons | FALSE | L | Annual | Constraint Shadow Price | US2011$/Ton | 0 | 0 | 0 | 0 | 0 | 0 | 0
New Jersey - MER Removal Annual v3.1 | 750 | 1833 | MACT Fuel Choice Floor in lbs/MMBtu | FALSE | L | Annual | Seasons Included | Seasons | Winter, Summer | Winter, Summer | Winter, Summer | Winter, Summer | Winter, Summer | Winter, Summer | Winter, Summer
New Jersey - MER Removal Annual v3.1 | 750 | 1833 | MACT Fuel Choice Floor in lbs/MMBtu | FALSE | L | Annual | Emission Floor | lbs/MMBtu | 0 | 0 | 0 | 0 | 0 | 0 | 0
New Jersey - MER Removal Annual v3.1 | 750 | 1833 | MACT Fuel Choice Floor in lbs/MMBtu | FALSE | L | Annual | Emissions at Affected Plants MER | lbs | 12.6492 | 10.6254 | 10.7634 | 10.8176 | 10.7634 | 0 | 0
New Jersey - MER Removal Annual v3.1 | 750 | 1833 | MACT Fuel Choice Floor in lbs/MMBtu | FALSE | L | Annual | Allowances Purchased MER | lbs | 0 | 0 | 0 | 0 | 0 | 0 | 0
New Jersey - MER Removal Annual v3.1 | 750 | 1833 | MACT Fuel Choice Floor in lbs/MMBtu | FALSE | L | Annual | Allowances Sold MER | lbs | 0 | 0 | 0 | 0 | 0 | 0 | 0
New Jersey - MER Removal Annual v3.1 | 750 | 1833 | MACT Fuel Choice Floor in lbs/MMBtu | FALSE | L | Annual | Allowances Banked | lbs | 0 | 0 | 0 | 0 | 0 | 0 | 0
New Jersey - MER Removal Annual v3.1 | 750 | 1833 | MACT Fuel Choice Floor in lbs/MMBtu | FALSE | L | Annual | Allowances Withdrawn (1:1) | lbs | 0 | 0 | 0 | 0 | 0 | 0 | 0
New Jersey - MER Removal Annual v3.1 | 750 | 1833 | MACT Fuel Choice Floor in lbs/MMBtu | FALSE | L | Annual | Allowances Withdrawn (n:1) | lbs | 0 | 0 | 0 | 0 | 0 | 0 | 0
New Jersey - MER Removal Annual v3.1 | 750 | 1833 | MACT Fuel Choice Floor in lbs/MMBtu | FALSE | L | Annual | Net Emissions Allowance Position | lbs | 12.6492 | 10.6254 | 10.7634 | 10.8176 | 10.7634 | 0 | 0
New Jersey - MER Removal Annual v3.1 | 750 | 1833 | MACT Fuel Choice Floor in lbs/MMBtu | FALSE | L | Annual | Fuel Consumed | TBtu | 20.8937 | 25.0265 | 25.3515 | 17.8684 | 25.3515 | 0 | 0
New Jersey - MER Removal Annual v3.1 | 750 | 1833 | MACT Fuel Choice Floor in lbs/MMBtu | FALSE | L | Annual | Rate | lb/MMBtu | 6.054e-07 | 4.2457e-07 | 4.2457e-07 | 6.054e-07 | 4.2457e-07 | 0 | 0
New Jersey - MER Removal Annual v3.1 | 750 | 1833 | MACT Fuel Choice Floor in lbs/MMBtu | FALSE | L | Annual | Generation | TWh | 1.9889 | 2.3763 | 2.4072 | 1.7009 | 2.4072 | 0 | 0
New Jersey - MER Removal Annual v3.1 | 750 | 1833 | MACT Fuel Choice Floor in lbs/MMBtu | FALSE | L | Annual | Qualifying Generation | TWh | 1.9889 | 2.3763 | 2.4072 | 1.7009 | 2.4072 | 0 | 0
New Jersey - MER Removal Annual v3.1 | 750 | 1833 | MACT Fuel Choice Floor in lbs/MMBtu | FALSE | L | Annual | Constraint Shadow Price | US2011$/Lb | 0 | 0 | 0 | 0 | 0 | 0 | 0
New York - NOX Cap Winter v3.1 | 751 | 1834 | Rate Constraint in MTons | FALSE | L | Annual | Seasons Included | Seasons | Winter | Winter | Winter | Winter | Winter | Winter | Winter
New York - NOX Cap Winter v3.1 | 751 | 1834 | Rate Constraint in MTons | FALSE | L | Annual | Standard | Thousand Tons | 39.91 | 39.91 | 39.91 | 39.91 | 39.91 | 39.91 | 39.91
New York - NOX Cap Winter v3.1 | 751 | 1834 | Rate Constraint in MTons | FALSE | L | Annual | Standard NOX | Thousand Tons | 39.91 | 39.91 | 39.91 | 39.91 | 39.91 | 39.91 | 39.91
New York - NOX Cap Winter v3.1 | 751 | 1834 | Rate Constraint in MTons | FALSE | L | Annual | Emissions at Affected Plants NOX | Thousand Tons | 3.7121 | 2.8534 | 2.748 | 1.9841 | 2.1371 | 2.8172 | 2.1172
New York - NOX Cap Winter v3.1 | 751 | 1834 | Rate Constraint in MTons | FALSE | L | Annual | Allowances Purchased NOX | Thousand Tons | 0 | 0 | 0 | 0 | 0 | 0 | 0
New York - NOX Cap Winter v3.1 | 751 | 1834 | Rate Constraint in MTons | FALSE | L | Annual | Allowances Sold NOX | Thousand Tons | 0 | 0 | 0 | 0 | 0 | 0 | 0
New York - NOX Cap Winter v3.1 | 751 | 1834 | Rate Constraint in MTons | FALSE | L | Annual | Allowances Banked | Thousand Tons | 0 | 37.0566 | 37.162 | 0 | 68.7237 | 0 | 0
New York - NOX Cap Winter v3.1 | 751 | 1834 | Rate Constraint in MTons | FALSE | L | Annual | Allowances Withdrawn (1:1) | Thousand Tons | 0 | 0 | 0 | 0 | 0 | -34.3618 | 0
New York - NOX Cap Winter v3.1 | 751 | 1834 | Rate Constraint in MTons | FALSE | L | Annual | Allowances Withdrawn (n:1) | Thousand Tons | 0 | 0 | 0 | 0 | -30950.7762 | 0 | 0
New York - NOX Cap Winter v3.1 | 751 | 1834 | Rate Constraint in MTons | FALSE | L | Annual | Net Emissions Allowance Position | Thousand Tons | 3.7121 | 39.91 | 39.91 | 1.9841 | -30879.9155 | -31.5447 | 2.1172
New York - NOX Cap Winter v3.1 | 751 | 1834 | Rate Constraint in MTons | FALSE | L | Annual | Fuel Consumed | TBtu | 263.1439 | 220.821 | 217.6461 | 206.4323 | 222.9306 | 357.57 | 346.0167
New York - NOX Cap Winter v3.1 | 751 | 1834 | Rate Constraint in MTons | FALSE | L | Annual | Rate | lb/MMBtu | 0.028213 | 0.025844 | 0.025252 | 0.019223 | 0.019173 | 0.015757 | 0.012238
New York - NOX Cap Winter v3.1 | 751 | 1834 | Rate Constraint in MTons | FALSE | L | Annual | Generation | TWh | 34.4081 | 29.4543 | 29.1395 | 27.8729 | 31.505 | 52.8227 | 51.7363
New York - NOX Cap Winter v3.1 | 751 | 1834 | Rate Constraint in MTons | FALSE | L | Annual | Qualifying Generation | TWh | 34.4081 | 29.4543 | 29.1395 | 27.8729 | 31.505 | 52.8227 | 51.7363
New York - NOX Cap Winter v3.1 | 751 | 1834 | Rate Constraint in MTons | FALSE | L | Annual | Rate | lb/MWh | 0.10788 | 0.096876 | 0.094304 | 0.071183 | 0.067834 | 0.053332 | 0.040923
New York - NOX Cap Winter v3.1 | 751 | 1834 | Rate Constraint in MTons | FALSE | L | Annual | Constraint Shadow Price | US2011$/Ton | 0 | 0 | 0 | 0 | 0 | 0 | 0
New York - SO2 Cap Annual v3.1 | 752 | 1835 | Rate Constraint in MTons | FALSE | L | Annual | Seasons Included | Seasons | Winter, Summer | Winter, Summer | Winter, Summer | Winter, Summer | Winter, Summer | Winter, Summer | Winter, Summer
New York - SO2 Cap Annual v3.1 | 752 | 1835 | Rate Constraint in MTons | FALSE | L | Annual | Standard | Thousand Tons | 131.36 | 131.36 | 131.36 | 131.36 | 131.36 | 131.36 | 131.36
New York - SO2 Cap Annual v3.1 | 752 | 1835 | Rate Constraint in MTons | FALSE | L | Annual | Standard SO2 | Thousand Tons | 131.36 | 131.36 | 131.36 | 131.36 | 131.36 | 131.36 | 131.36
New York - SO2 Cap Annual v3.1 | 752 | 1835 | Rate Constraint in MTons | FALSE | L | Annual | Emissions at Affected Plants SO2 | Thousand Tons | 0 | 0 | 0 | 0 | 0 | 0 | 0
New York - SO2 Cap Annual v3.1 | 752 | 1835 | Rate Constraint in MTons | FALSE | L | Annual | Allowances Purchased SO2 | Thousand Tons | 0 | 0 | 0 | 0 | 0 | 0 | 0
New York - SO2 Cap Annual v3.1 | 752 | 1835 | Rate Constraint in MTons | FALSE | L | Annual | Allowances Sold SO2 | Thousand Tons | 0 | 0 | 0 | 0 | 0 | 0 | 0
New York - SO2 Cap Annual v3.1 | 752 | 1835 | Rate Constraint in MTons | FALSE | L | Annual | Allowances Banked | Thousand Tons | 0 | 0 | 0 | 131.36 | 131.36 | 0 | 0
New York - SO2 Cap Annual v3.1 | 752 | 1835 | Rate Constraint in MTons | FALSE | L | Annual | Allowances Withdrawn (1:1) | Thousand Tons | 0 | 0 | 0 | 0 | 0 | 0 | 0
New York - SO2 Cap Annual v3.1 | 752 | 1835 | Rate Constraint in MTons | FALSE | L | Annual | Allowances Withdrawn (n:1) | Thousand Tons | 0 | 0 | 0 | 0 | 0 | 0 | 0
New York - SO2 Cap Annual v3.1 | 752 | 1835 | Rate Constraint in MTons | FALSE | L | Annual | Net Emissions Allowance Position | Thousand Tons | 0 | 0 | 0 | 131.36 | 131.36 | 0 | 0
New York - SO2 Cap Annual v3.1 | 752 | 1835 | Rate Constraint in MTons | FALSE | L | Annual | Fuel Consumed | TBtu | 541.6141 | 464.8915 | 451.0432 | 425.509 | 455.5708 | 670.5211 | 661.4726
New York - SO2 Cap Annual v3.1 | 752 | 1835 | Rate Constraint in MTons | FALSE | L | Annual | Rate | lb/MMBtu | 0 | 0 | 0 | 0 | 0 | 0 | 0
New York - SO2 Cap Annual v3.1 | 752 | 1835 | Rate Constraint in MTons | FALSE | L | Annual | Generation | TWh | 67.7815 | 59.3714 | 58.0679 | 55.4247 | 62.1178 | 97.2287 | 96.9666
New York - SO2 Cap Annual v3.1 | 752 | 1835 | Rate Constraint in MTons | FALSE | L | Annual | Qualifying Generation | TWh | 67.7815 | 59.3714 | 58.0679 | 55.4247 | 62.1178 | 97.2287 | 96.9666
New York - SO2 Cap Annual v3.1 | 752 | 1835 | Rate Constraint in MTons | FALSE | L | Annual | Rate | lb/MWh | 0 | 0 | 0 | 0 | 0 | 0 | 0
New York - SO2 Cap Annual v3.1 | 752 | 1835 | Rate Constraint in MTons | FALSE | L | Annual | Constraint Shadow Price | US2011$/Ton | 0 | 0 | 0 | 0 | 0 | 0 | 0
NJ BLEngland - NOx Annual GPS v4.10, Unit 4210 and retrofits | 753 | 2271 | Rate Constraint in lbs/MWh | FALSE | L | Annual | Seasons Included | Seasons | Winter, Summer | Winter, Summer | Winter, Summer | Winter, Summer | Winter, Summer | Winter, Summer | Winter, Summer
NJ BLEngland - NOx Annual GPS v4.10, Unit 4210 and retrofits | 753 | 2271 | Rate Constraint in lbs/MWh | FALSE | L | Annual | Standard | lb/MWh | 1.8124 | 1.8124 | 1.8124 | 1.8124 | 1.8124 | 1.8124 | 1.8124
NJ BLEngland - NOx Annual GPS v4.10, Unit 4210 and retrofits | 753 | 2271 | Rate Constraint in lbs/MWh | FALSE | L | Annual | Emissions at Affected Plants NOX | Thousand Tons | 0 | 0 | 0 | 0 | 0 | 0 | 0
NJ BLEngland - NOx Annual GPS v4.10, Unit 4210 and retrofits | 753 | 2271 | Rate Constraint in lbs/MWh | FALSE | L | Annual | Allowances Purchased NOX | Thousand Tons | 0 | 0 | 0 | 0 | 0 | 0 | 0
NJ BLEngland - NOx Annual GPS v4.10, Unit 4210 and retrofits | 753 | 2271 | Rate Constraint in lbs/MWh | FALSE | L | Annual | Allowances Sold NOX | Thousand Tons | 0 | 0 | 0 | 0 | 0 | 0 | 0
NJ BLEngland - NOx Annual GPS v4.10, Unit 4210 and retrofits | 753 | 2271 | Rate Constraint in lbs/MWh | FALSE | L | Annual | Allowances Banked | Thousand Tons | 0 | 0 | 0 | 0 | 0 | 0 | 0
NJ BLEngland - NOx Annual GPS v4.10, Unit 4210 and retrofits | 753 | 2271 | Rate Constraint in lbs/MWh | FALSE | L | Annual | Allowances Withdrawn (1:1) | Thousand Tons | 0 | 0 | 0 | 0 | 0 | 0 | 0
NJ BLEngland - NOx Annual GPS v4.10, Unit 4210 and retrofits | 753 | 2271 | Rate Constraint in lbs/MWh | FALSE | L | Annual | Allowances Withdrawn (n:1) | Thousand Tons | 0 | 0 | 0 | 0 | 0 | 0 | 0
NJ BLEngland - NOx Annual GPS v4.10, Unit 4210 and retrofits | 753 | 2271 | Rate Constraint in lbs/MWh | FALSE | L | Annual | Net Emissions Allowance Position | Thousand Tons | 0 | 0 | 0 | 0 | 0 | 0 | 0
NJ BLEngland - NOx Annual GPS v4.10, Unit 4210 and retrofits | 753 | 2271 | Rate Constraint in lbs/MWh | FALSE | L | Annual | Fuel Consumed | TBtu | 0 | 0 | 0 | 0 | 0 | 0 | 0
NJ BLEngland - NOx Annual GPS v4.10, Unit 4210 and retrofits | 753 | 2271 | Rate Constraint in lbs/MWh | FALSE | L | Annual | Rate | lb/MMBtu | 0 | 0 | 0 | 0 | 0 | 0 | 0
NJ BLEngland - NOx Annual GPS v4.10, Unit 4210 and retrofits | 753 | 2271 | Rate Constraint in lbs/MWh | FALSE | L | Annual | Generation | TWh | 0 | 0 | 0 | 0 | 0 | 0 | 0
NJ BLEngland - NOx Annual GPS v4.10, Unit 4210 and retrofits | 753 | 2271 | Rate Constraint in lbs/MWh | FALSE | L | Annual | Qualifying Generation | TWh | 0 | 0 | 0 | 0 | 0 | 0 | 0
NJ BLEngland - NOx Annual GPS v4.10, Unit 4210 and retrofits | 753 | 2271 | Rate Constraint in lbs/MWh | FALSE | L | Annual | Constraint Shadow Price | US2011$/Ton | 10382.2204 | 25773.8867 | 2070.6399 | 12307.9715 | 16786.3403 | 23656.5902 | 3366.3061
NJ BLEngland 3- NOx AnnualGPS v4.10, Unit 4161 and retrofits | 754 | 2272 | Rate Constraint in lbs/MWh | FALSE | L | Annual | Seasons Included | Seasons | Winter, Summer | Winter, Summer | Winter, Summer | Winter, Summer | Winter, Summer | Winter, Summer | Winter, Summer
NJ BLEngland 3- NOx AnnualGPS v4.10, Unit 4161 and retrofits | 754 | 2272 | Rate Constraint in lbs/MWh | FALSE | L | Annual | Standard | lb/MWh | 2 | 2 | 2 | 2 | 2 | 2 | 2
NJ BLEngland 3- NOx AnnualGPS v4.10, Unit 4161 and retrofits | 754 | 2272 | Rate Constraint in lbs/MWh | FALSE | L | Annual | Emissions at Affected Plants NOX | Thousand Tons | 0.177 | 0.177 | 0.17685 | 0.177 | 0.177 | 0 | 0
NJ BLEngland 3- NOx AnnualGPS v4.10, Unit 4161 and retrofits | 754 | 2272 | Rate Constraint in lbs/MWh | FALSE | L | Annual | Allowances Purchased NOX | Thousand Tons | 0 | 0 | 0 | 0 | 0 | 0 | 0
NJ BLEngland 3- NOx AnnualGPS v4.10, Unit 4161 and retrofits | 754 | 2272 | Rate Constraint in lbs/MWh | FALSE | L | Annual | Allowances Sold NOX | Thousand Tons | 0 | 0 | 0 | 0 | 0 | 0 | 0
NJ BLEngland 3- NOx AnnualGPS v4.10, Unit 4161 and retrofits | 754 | 2272 | Rate Constraint in lbs/MWh | FALSE | L | Annual | Allowances Banked | Thousand Tons | 0 | 0 | 0 | 0 | 0 | 0 | 0
NJ BLEngland 3- NOx AnnualGPS v4.10, Unit 4161 and retrofits | 754 | 2272 | Rate Constraint in lbs/MWh | FALSE | L | Annual | Allowances Withdrawn (1:1) | Thousand Tons | 0 | 0 | 0 | 0 | 0 | 0 | 0
NJ BLEngland 3- NOx AnnualGPS v4.10, Unit 4161 and retrofits | 754 | 2272 | Rate Constraint in lbs/MWh | FALSE | L | Annual | Allowances Withdrawn (n:1) | Thousand Tons | 0 | 0 | 0 | 0 | 0 | 0 | 0
NJ BLEngland 3- NOx AnnualGPS v4.10, Unit 4161 and retrofits | 754 | 2272 | Rate Constraint in lbs/MWh | FALSE | L | Annual | Net Emissions Allowance Position | Thousand Tons | 0.177 | 0.177 | 0.17685 | 0.177 | 0.177 | 0 | 0
NJ BLEngland 3- NOx AnnualGPS v4.10, Unit 4161 and retrofits | 754 | 2272 | Rate Constraint in lbs/MWh | FALSE | L | Annual | Fuel Consumed | TBtu | 1.8951 | 1.8951 | 1.8935 | 1.8951 | 1.8951 | 0 | 0
NJ BLEngland 3- NOx AnnualGPS v4.10, Unit 4161 and retrofits | 754 | 2272 | Rate Constraint in lbs/MWh | FALSE | L | Annual | Rate | lb/MMBtu | 0.1868 | 0.1868 | 0.1868 | 0.1868 | 0.1868 | 0 | 0
NJ BLEngland 3- NOx AnnualGPS v4.10, Unit 4161 and retrofits | 754 | 2272 | Rate Constraint in lbs/MWh | FALSE | L | Annual | Generation | TWh | 0.17857 | 0.17857 | 0.17842 | 0.17857 | 0.17857 | 0 | 0
NJ BLEngland 3- NOx AnnualGPS v4.10, Unit 4161 and retrofits | 754 | 2272 | Rate Constraint in lbs/MWh | FALSE | L | Annual | Qualifying Generation | TWh | 0.17857 | 0.17857 | 0.17842 | 0.17857 | 0.17857 | 0 | 0
NJ BLEngland 3- NOx AnnualGPS v4.10, Unit 4161 and retrofits | 754 | 2272 | Rate Constraint in lbs/MWh | FALSE | L | Annual | Constraint Shadow Price | US2011$/Ton | 0 | 0 | 0 | 0 | 0 | 0 | 0
NJ ChambersCogen- NOx Annual GPS v4.10, Unit 3720 and retrofits | 755 | 2273 | Rate Constraint in lbs/MWh | FALSE | L | Annual | Seasons Included | Seasons | Winter, Summer | Winter, Summer | Winter, Summer | Winter, Summer | Winter, Summer | Winter, Summer | Winter, Summer
NJ ChambersCogen- NOx Annual GPS v4.10, Unit 3720 and retrofits | 755 | 2273 | Rate Constraint in lbs/MWh | FALSE | L | Annual | Standard | lb/MWh | 1.8124 | 1.8124 | 1.8124 | 1.8124 | 1.8124 | 1.8124 | 1.8124
NJ ChambersCogen- NOx Annual GPS v4.10, Unit 3720 and retrofits | 755 | 2273 | Rate Constraint in lbs/MWh | FALSE | L | Annual | Emissions at Affected Plants NOX | Thousand Tons | 0.53115 | 0.5873 | 0.60276 | 0.46235 | 0.60276 | 0 | 0
NJ ChambersCogen- NOx Annual GPS v4.10, Unit 3720 and retrofits | 755 | 2273 | Rate Constraint in lbs/MWh | FALSE | L | Annual | Allowances Purchased NOX | Thousand Tons | 0 | 0 | 0 | 0 | 0 | 0 | 0
NJ ChambersCogen- NOx Annual GPS v4.10, Unit 3720 and retrofits | 755 | 2273 | Rate Constraint in lbs/MWh | FALSE | L | Annual | Allowances Sold NOX | Thousand Tons | 0 | 0 | 0 | 0 | 0 | 0 | 0
NJ ChambersCogen- NOx Annual GPS v4.10, Unit 3720 and retrofits | 755 | 2273 | Rate Constraint in lbs/MWh | FALSE | L | Annual | Allowances Banked | Thousand Tons | 0 | 0 | 0 | 0 | 0 | 0 | 0
NJ ChambersCogen- NOx Annual GPS v4.10, Unit 3720 and retrofits | 755 | 2273 | Rate Constraint in lbs/MWh | FALSE | L | Annual | Allowances Withdrawn (1:1) | Thousand Tons | 0 | 0 | 0 | 0 | 0 | 0 | 0
NJ ChambersCogen- NOx Annual GPS v4.10, Unit 3720 and retrofits | 755 | 2273 | Rate Constraint in lbs/MWh | FALSE | L | Annual | Allowances Withdrawn (n:1) | Thousand Tons | 0 | 0 | 0 | 0 | 0 | 0 | 0
NJ ChambersCogen- NOx Annual GPS v4.10, Unit 3720 and retrofits | 755 | 2273 | Rate Constraint in lbs/MWh | FALSE | L | Annual | Net Emissions Allowance Position | Thousand Tons | 0.53115 | 0.5873 | 0.60276 | 0.46235 | 0.60276 | 0 | 0
NJ ChambersCogen- NOx Annual GPS v4.10, Unit 3720 and retrofits | 755 | 2273 | Rate Constraint in lbs/MWh | FALSE | L | Annual | Fuel Consumed | TBtu | 6.6095 | 7.3082 | 7.5006 | 5.7534 | 7.5006 | 0 | 0
NJ ChambersCogen- NOx Annual GPS v4.10, Unit 3720 and retrofits | 755 | 2273 | Rate Constraint in lbs/MWh | FALSE | L | Annual | Rate | lb/MMBtu | 0.16072 | 0.16072 | 0.16072 | 0.16072 | 0.16072 | 0 | 0
NJ ChambersCogen- NOx Annual GPS v4.10, Unit 3720 and retrofits | 755 | 2273 | Rate Constraint in lbs/MWh | FALSE | L | Annual | Generation | TWh | 0.62018 | 0.68575 | 0.7038 | 0.53986 | 0.7038 | 0 | 0
NJ ChambersCogen- NOx Annual GPS v4.10, Unit 3720 and retrofits | 755 | 2273 | Rate Constraint in lbs/MWh | FALSE | L | Annual | Qualifying Generation | TWh | 0.62018 | 0.68575 | 0.7038 | 0.53986 | 0.7038 | 0 | 0
NJ ChambersCogen- NOx Annual GPS v4.10, Unit 3720 and retrofits | 755 | 2273 | Rate Constraint in lbs/MWh | FALSE | L | Annual | Constraint Shadow Price | US2011$/Ton | 0 | 0 | 0 | 0 | 0 | 0 | 0
NJ ChambersCogen- NOx Annual GPS v4.10, Unit 3721 and retrofits | 756 | 2273 | Rate Constraint in lbs/MWh | FALSE | L | Annual | Seasons Included | Seasons | Winter, Summer | Winter, Summer | Winter, Summer | Winter, Summer | Winter, Summer | Winter, Summer | Winter, Summer
NJ ChambersCogen- NOx Annual GPS v4.10, Unit 3721 and retrofits | 756 | 2273 | Rate Constraint in lbs/MWh | FALSE | L | Annual | Standard | lb/MWh | 1.8124 | 1.8124 | 1.8124 | 1.8124 | 1.8124 | 1.8124 | 1.8124
NJ ChambersCogen- NOx Annual GPS v4.10, Unit 3721 and retrofits | 756 | 2273 | Rate Constraint in lbs/MWh | FALSE | L | Annual | Emissions at Affected Plants NOX | Thousand Tons | 0.29208 | 0.55689 | 0.55689 | 0.24229 | 0.55689 | 0 | 0
NJ ChambersCogen- NOx Annual GPS v4.10, Unit 3721 and retrofits | 756 | 2273 | Rate Constraint in lbs/MWh | FALSE | L | Annual | Allowances Purchased NOX | Thousand Tons | 0 | 0 | 0 | 0 | 0 | 0 | 0
NJ ChambersCogen- NOx Annual GPS v4.10, Unit 3721 and retrofits | 756 | 2273 | Rate Constraint in lbs/MWh | FALSE | L | Annual | Allowances Sold NOX | Thousand Tons | 0 | 0 | 0 | 0 | 0 | 0 | 0
NJ ChambersCogen- NOx Annual GPS v4.10, Unit 3721 and retrofits | 756 | 2273 | Rate Constraint in lbs/MWh | FALSE | L | Annual | Allowances Banked | Thousand Tons | 0 | 0 | 0 | 0 | 0 | 0 | 0
NJ ChambersCogen- NOx Annual GPS v4.10, Unit 3721 and retrofits | 756 | 2273 | Rate Constraint in lbs/MWh | FALSE | L | Annual | Allowances Withdrawn (1:1) | Thousand Tons | 0 | 0 | 0 | 0 | 0 | 0 | 0
NJ ChambersCogen- NOx Annual GPS v4.10, Unit 3721 and retrofits | 756 | 2273 | Rate Constraint in lbs/MWh | FALSE | L | Annual | Allowances Withdrawn (n:1) | Thousand Tons | 0 | 0 | 0 | 0 | 0 | 0 | 0
NJ ChambersCogen- NOx Annual GPS v4.10, Unit 3721 and retrofits | 756 | 2273 | Rate Constraint in lbs/MWh | FALSE | L | Annual | Net Emissions Allowance Position | Thousand Tons | 0.29208 | 0.55689 | 0.55689 | 0.24229 | 0.55689 | 0 | 0
NJ ChambersCogen- NOx Annual GPS v4.10, Unit 3721 and retrofits | 756 | 2273 | Rate Constraint in lbs/MWh | FALSE | L | Annual | Fuel Consumed | TBtu | 3.9339 | 7.5006 | 7.5006 | 3.2633 | 7.5006 | 0 | 0
NJ ChambersCogen- NOx Annual GPS v4.10, Unit 3721 and retrofits | 756 | 2273 | Rate Constraint in lbs/MWh | FALSE | L | Annual | Rate | lb/MMBtu | 0.14849 | 0.14849 | 0.14849 | 0.14849 | 0.14849 | 0 | 0
NJ ChambersCogen- NOx Annual GPS v4.10, Unit 3721 and retrofits | 756 | 2273 | Rate Constraint in lbs/MWh | FALSE | L | Annual | Generation | TWh | 0.36913 | 0.7038 | 0.7038 | 0.3062 | 0.7038 | 0 | 0
NJ ChambersCogen- NOx Annual GPS v4.10, Unit 3721 and retrofits | 756 | 2273 | Rate Constraint in lbs/MWh | FALSE | L | Annual | Qualifying Generation | TWh | 0.36913 | 0.7038 | 0.7038 | 0.3062 | 0.7038 | 0 | 0
NJ ChambersCogen- NOx Annual GPS v4.10, Unit 3721 and retrofits | 756 | 2273 | Rate Constraint in lbs/MWh | FALSE | L | Annual | Constraint Shadow Price | US2011$/Ton | 0 | 0 | 0 | 0 | 0 | 0 | 0
NJ HEDD CC Ngas Units - Nox Rate Annual v5.12, Unit 2990 and retrofits | 757 | 5788 | Rate Constraint in lbs/MWh | FALSE | L | Annual | Seasons Included | Seasons | Winter, Summer | Winter, Summer | Winter, Summer | Winter, Summer | Winter, Summer | Winter, Summer | Winter, Summer
NJ HEDD CC Ngas Units - Nox Rate Annual v5.12, Unit 2990 and retrofits | 757 | 5788 | Rate Constraint in lbs/MWh | FALSE | L | Annual | Standard | lb/MWh | 0.75 | 0.75 | 0.75 | 0.75 | 0.75 | 0.75 | 0.75
NJ HEDD CC Ngas Units - Nox Rate Annual v5.12, Unit 2990 and retrofits | 757 | 5788 | Rate Constraint in lbs/MWh | FALSE | L | Annual | Emissions at Affected Plants NOX | Thousand Tons | 0.013943 | 0.0086911 | 0.0086911 | 0.0086911 | 0.0086911 | 0.0069394 | 0.0069394
NJ HEDD CC Ngas Units - Nox Rate Annual v5.12, Unit 2990 and retrofits | 757 | 5788 | Rate Constraint in lbs/MWh | FALSE | L | Annual | Allowances Purchased NOX | Thousand Tons | 0 | 0 | 0 | 0 | 0 | 0 | 0
NJ HEDD CC Ngas Units - Nox Rate Annual v5.12, Unit 2990 and retrofits | 757 | 5788 | Rate Constraint in lbs/MWh | FALSE | L | Annual | Allowances Sold NOX | Thousand Tons | 0 | 0 | 0 | 0 | 0 | 0 | 0
NJ HEDD CC Ngas Units - Nox Rate Annual v5.12, Unit 2990 and retrofits | 757 | 5788 | Rate Constraint in lbs/MWh | FALSE | L | Annual | Allowances Banked | Thousand Tons | 0 | 0 | 0 | 0 | 0 | 0 | 0
NJ HEDD CC Ngas Units - Nox Rate Annual v5.12, Unit 2990 and retrofits | 757 | 5788 | Rate Constraint in lbs/MWh | FALSE | L | Annual | Allowances Withdrawn (1:1) | Thousand Tons | 0 | 0 | 0 | 0 | 0 | 0 | 0
NJ HEDD CC Ngas Units - Nox Rate Annual v5.12, Unit 2990 and retrofits | 757 | 5788 | Rate Constraint in lbs/MWh | FALSE | L | Annual | Allowances Withdrawn (n:1) | Thousand Tons | 0 | 0 | 0 | 0 | 0 | 0 | 0
NJ HEDD CC Ngas Units - Nox Rate Annual v5.12, Unit 2990 and retrofits | 757 | 5788 | Rate Constraint in lbs/MWh | FALSE | L | Annual | Net Emissions Allowance Position | Thousand Tons | 0.013943 | 0.0086911 | 0.0086911 | 0.0086911 | 0.0086911 | 0.0069394 | 0.0069394
NJ HEDD CC Ngas Units - Nox Rate Annual v5.12, Unit 2990 and retrofits | 757 | 5788 | Rate Constraint in lbs/MWh | FALSE | L | Annual | Fuel Consumed | TBtu | 4.4579 | 2.7788 | 2.7788 | 2.7788 | 2.7788 | 2.2187 | 2.2187
NJ HEDD CC Ngas Units - Nox Rate Annual v5.12, Unit 2990 and retrofits | 757 | 5788 | Rate Constraint in lbs/MWh | FALSE | L | Annual | Rate | lb/MMBtu | 0.0062553 | 0.0062553 | 0.0062553 | 0.0062553 | 0.0062553 | 0.0062553 | 0.0062553
NJ HEDD CC Ngas Units - Nox Rate Annual v5.12, Unit 2990 and retrofits | 757 | 5788 | Rate Constraint in lbs/MWh | FALSE | L | Annual | Generation | TWh | 0.55453 | 0.34566 | 0.34566 | 0.34566 | 0.34566 | 0.27599 | 0.27599
NJ HEDD CC Ngas Units - Nox Rate Annual v5.12, Unit 2990 and retrofits | 757 | 5788 | Rate Constraint in lbs/MWh | FALSE | L | Annual | Qualifying Generation | TWh | 0.55453 | 0.34566 | 0.34566 | 0.34566 | 0.34566 | 0.27599 | 0.27599
NJ HEDD CC Ngas Units - Nox Rate Annual v5.12, Unit 2990 and retrofits | 757 | 5788 | Rate Constraint in lbs/MWh | FALSE | L | Annual | Constraint Shadow Price | US2011$/Ton | 0 | 0 | 0 | 0 | 0 | 0 | 0
NJ HEDD CC Ngas Units - Nox Rate Annual v5.12, Unit 2991 and retrofits | 758 | 5788 | Rate Constraint in lbs/MWh | FALSE | L | Annual | Seasons Included | Seasons | Winter, Summer | Winter, Summer | Winter, Summer | Winter, Summer | Winter, Summer | Winter, Summer | Winter, Summer
NJ HEDD CC Ngas Units - Nox Rate Annual v5.12, Unit 2991 and retrofits | 758 | 5788 | Rate Constraint in lbs/MWh | FALSE | L | Annual | Standard | lb/MWh | 0.75 | 0.75 | 0.75 | 0.75 | 0.75 | 0.75 | 0.75
NJ HEDD CC Ngas Units - Nox Rate Annual v5.12, Unit 2991 and retrofits | 758 | 5788 | Rate Constraint in lbs/MWh | FALSE | L | Annual | Emissions at Affected Plants NOX | Thousand Tons | 0.013943 | 0.0086911 | 0.0086911 | 0.0086911 | 0.0086911 | 0.0069394 | 0.0069394
NJ HEDD CC Ngas Units - Nox Rate Annual v5.12, Unit 2991 and retrofits | 758 | 5788 | Rate Constraint in lbs/MWh | FALSE | L | Annual | Allowances Purchased NOX | Thousand Tons | 0 | 0 | 0 | 0 | 0 | 0 | 0
NJ HEDD CC Ngas Units - Nox Rate Annual v5.12, Unit 2991 and retrofits | 758 | 5788 | Rate Constraint in lbs/MWh | FALSE | L | Annual | Allowances Sold NOX | Thousand Tons | 0 | 0 | 0 | 0 | 0 | 0 | 0
NJ HEDD CC Ngas Units - Nox Rate Annual v5.12, Unit 2991 and retrofits | 758 | 5788 | Rate Constraint in lbs/MWh | FALSE | L | Annual | Allowances Banked | Thousand Tons | 0 | 0 | 0 | 0 | 0 | 0 | 0
NJ HEDD CC Ngas Units - Nox Rate Annual v5.12, Unit 2991 and retrofits | 758 | 5788 | Rate Constraint in lbs/MWh | FALSE | L | Annual | Allowances Withdrawn (1:1) | Thousand Tons | 0 | 0 | 0 | 0 | 0 | 0 | 0
NJ HEDD CC Ngas Units - Nox Rate Annual v5.12, Unit 2991 and retrofits | 758 | 5788 | Rate Constraint in lbs/MWh | FALSE | L | Annual | Allowances Withdrawn (n:1) | Thousand Tons | 0 | 0 | 0 | 0 | 0 | 0 | 0
NJ HEDD CC Ngas Units - Nox Rate Annual v5.12, Unit 2991 and retrofits | 758 | 5788 | Rate Constraint in lbs/MWh | FALSE | L | Annual | Net Emissions Allowance Position | Thousand Tons | 0.013943 | 0.0086911 | 0.0086911 | 0.0086911 | 0.0086911 | 0.0069394 | 0.0069394
NJ HEDD CC Ngas Units - Nox Rate Annual v5.12, Unit 2991 and retrofits | 758 | 5788 | Rate Constraint in lbs/MWh | FALSE | L | Annual | Fuel Consumed | TBtu | 4.4579 | 2.7788 | 2.7788 | 2.7788 | 2.7788 | 2.2187 | 2.2187
NJ HEDD CC Ngas Units - Nox Rate Annual v5.12, Unit 2991 and retrofits | 758 | 5788 | Rate Constraint in lbs/MWh | FALSE | L | Annual | Rate | lb/MMBtu | 0.0062553 | 0.0062553 | 0.0062553 | 0.0062553 | 0.0062553 | 0.0062553 | 0.0062553
NJ HEDD CC Ngas Units - Nox Rate Annual v5.12, Unit 2991 and retrofits | 758 | 5788 | Rate Constraint in lbs/MWh | FALSE | L | Annual | Generation | TWh | 0.55453 | 0.34566 | 0.34566 | 0.34566 | 0.34566 | 0.27599 | 0.27599
NJ HEDD CC Ngas Units - Nox Rate Annual v5.12, Unit 2991 and retrofits | 758 | 5788 | Rate Constraint in lbs/MWh | FALSE | L | Annual | Qualifying Generation | TWh | 0.55453 | 0.34566 | 0.34566 | 0.34566 | 0.34566 | 0.27599 | 0.27599
NJ HEDD CC Ngas Units - Nox Rate Annual v5.12, Unit 2991 and retrofits | 758 | 5788 | Rate Constraint in lbs/MWh | FALSE | L | Annual | Constraint Shadow Price | US2011$/Ton | 0 | 0 | 0 | 0 | 0 | 0 | 0
NJ HEDD CC Ngas Units - Nox Rate Annual v5.12, Unit 2992 and retrofits | 759 | 5788 | Rate Constraint in lbs/MWh | FALSE | L | Annual | Seasons Included | Seasons | Winter, Summer | Winter, Summer | Winter, Summer | Winter, Summer | Winter, Summer | Winter, Summer | Winter, Summer
NJ HEDD CC Ngas Units - Nox Rate Annual v5.12, Unit 2992 and retrofits | 759 | 5788 | Rate Constraint in lbs/MWh | FALSE | L | Annual | Standard | lb/MWh | 0.75 | 0.75 | 0.75 | 0.75 | 0.75 | 0.75 | 0.75
NJ HEDD CC Ngas Units - Nox Rate Annual v5.12, Unit 2992 and retrofits | 759 | 5788 | Rate Constraint in lbs/MWh | FALSE | L | Annual | Emissions at Affected Plants NOX | Thousand Tons | 0.020045 | 0.012495 | 0.012495 | 0.012495 | 0.012495 | 0.0099765 | 0.0099765
NJ HEDD CC Ngas Units - Nox Rate Annual v5.12, Unit 2992 and retrofits | 759 | 5788 | Rate Constraint in lbs/MWh | FALSE | L | Annual | Allowances Purchased NOX | Thousand Tons | 0 | 0 | 0 | 0 | 0 | 0 | 0
NJ HEDD CC Ngas Units - Nox Rate Annual v5.12, Unit 2992 and retrofits | 759 | 5788 | Rate Constraint in lbs/MWh | FALSE | L | Annual | Allowances Sold NOX | Thousand Tons | 0 | 0 | 0 | 0 | 0 | 0 | 0
NJ HEDD CC Ngas Units - Nox Rate Annual v5.12, Unit 2992 and retrofits | 759 | 5788 | Rate Constraint in lbs/MWh | FALSE | L | Annual | Allowances Banked | Thousand Tons | 0 | 0 | 0 | 0 | 0 | 0 | 0
NJ HEDD CC Ngas Units - Nox Rate Annual v5.12, Unit 2992 and retrofits | 759 | 5788 | Rate Constraint in lbs/MWh | FALSE | L | Annual | Allowances Withdrawn (1:1) | Thousand Tons | 0 | 0 | 0 | 0 | 0 | 0 | 0
NJ HEDD CC Ngas Units - Nox Rate Annual v5.12, Unit 2992 and retrofits | 759 | 5788 | Rate Constraint in lbs/MWh | FALSE | L | Annual | Allowances Withdrawn (n:1) | Thousand Tons | 0 | 0 | 0 | 0 | 0 | 0 | 0
NJ HEDD CC Ngas Units - Nox Rate Annual v5.12, Unit 2992 and retrofits | 759 | 5788 | Rate Constraint in lbs/MWh | FALSE | L | Annual | Net Emissions Allowance Position | Thousand Tons | 0.020045 | 0.012495 | 0.012495 | 0.012495 | 0.012495 | 0.0099765 | 0.0099765
NJ HEDD CC Ngas Units - Nox Rate Annual v5.12, Unit 2992 and retrofits | 759 | 5788 | Rate Constraint in lbs/MWh | FALSE | L | Annual | Fuel Consumed | TBtu | 6.4089 | 3.9949 | 3.9949 | 3.9949 | 3.9949 | 3.1897 | 3.1897
NJ HEDD CC Ngas Units - Nox Rate Annual v5.12, Unit 2992 and retrofits | 759 | 5788 | Rate Constraint in lbs/MWh | FALSE | L | Annual | Rate | lb/MMBtu | 0.0062553 | 0.0062553 | 0.0062553 | 0.0062553 | 0.0062553 | 0.0062553 | 0.0062553
NJ HEDD CC Ngas Units - Nox Rate Annual v5.12, Unit 2992 and retrofits | 759 | 5788 | Rate Constraint in lbs/MWh | FALSE | L | Annual | Generation | TWh | 0.79722 | 0.49694 | 0.49694 | 0.49694 | 0.49694 | 0.39678 | 0.39678
NJ HEDD CC Ngas Units - Nox Rate Annual v5.12, Unit 2992 and retrofits | 759 | 5788 | Rate Constraint in lbs/MWh | FALSE | L | Annual | Qualifying Generation | TWh | 0.79722 | 0.49694 | 0.49694 | 0.49694 | 0.49694 | 0.39678 | 0.39678
NJ HEDD CC Ngas Units - Nox Rate Annual v5.12, Unit 2992 and retrofits | 759 | 5788 | Rate Constraint in lbs/MWh | FALSE | L | Annual | Constraint Shadow Price | US2011$/Ton | 0 | 0 | 0 | 0 | 0 | 0 | 0
NJ HEDD CC Ngas Units - Nox Rate Annual v5.12, Unit 2999 and retrofits | 760 | 5788 | Rate Constraint in lbs/MWh | FALSE | L | Annual | Seasons Included | Seasons | Winter, Summer | Winter, Summer | Winter, Summer | Winter, Summer | Winter, Summer | Winter, Summer | Winter, Summer
NJ HEDD CC Ngas Units - Nox Rate Annual v5.12, Unit 2999 and retrofits | 760 | 5788 | Rate Constraint in lbs/MWh | FALSE | L | Annual | Standard | lb/MWh | 0.75 | 0.75 | 0.75 | 0.75 | 0.75 | 0.75 | 0.75
NJ HEDD CC Ngas Units - Nox Rate Annual v5.12, Unit 2999 and retrofits | 760 | 5788 | Rate Constraint in lbs/MWh | FALSE | L | Annual | Emissions at Affected Plants NOX | Thousand Tons | 0.001554 | 0.001554 | 0.001554 | 0.0012371 | 0.001554 | 0.0012371 | 0.0012371
NJ HEDD CC Ngas Units - Nox Rate Annual v5.12, Unit 2999 and retrofits | 760 | 5788 | Rate Constraint in lbs/MWh | FALSE | L | Annual | Allowances Purchased NOX | Thousand Tons | 0 | 0 | 0 | 0 | 0 | 0 | 0
NJ HEDD CC Ngas Units - Nox Rate Annual v5.12, Unit 2999 and retrofits | 760 | 5788 | Rate Constraint in lbs/MWh | FALSE | L | Annual | Allowances Sold NOX | Thousand Tons | 0 | 0 | 0 | 0 | 0 | 0 | 0
NJ HEDD CC Ngas Units - Nox Rate Annual v5.12, Unit 2999 and retrofits | 760 | 5788 | Rate Constraint in lbs/MWh | FALSE | L | Annual | Allowances Banked | Thousand Tons | 0 | 0 | 0 | 0 | 0 | 0 | 0
NJ HEDD CC Ngas Units - Nox Rate Annual v5.12, Unit 2999 and retrofits | 760 | 5788 | Rate Constraint in lbs/MWh | FALSE | L | Annual | Allowances Withdrawn (1:1) | Thousand Tons | 0 | 0 | 0 | 0 | 0 | 0 | 0
NJ HEDD CC Ngas Units - Nox Rate Annual v5.12, Unit 2999 and retrofits | 760 | 5788 | Rate Constraint in lbs/MWh | FALSE | L | Annual | Allowances Withdrawn (n:1) | Thousand Tons | 0 | 0 | 0 | 0 | 0 | 0 | 0
NJ HEDD CC Ngas Units - Nox Rate Annual v5.12, Unit 2999 and retrofits | 760 | 5788 | Rate Constraint in lbs/MWh | FALSE | L | Annual | Net Emissions Allowance Position | Thousand Tons | 0.001554 | 0.001554 | 0.001554 | 0.0012371 | 0.001554 | 0.0012371 | 0.0012371
NJ HEDD CC Ngas Units - Nox Rate Annual v5.12, Unit 2999 and retrofits | 760 | 5788 | Rate Constraint in lbs/MWh | FALSE | L | Annual | Fuel Consumed | TBtu | 0.043159 | 0.043159 | 0.043159 | 0.034359 | 0.043159 | 0.034359 | 0.034359
NJ HEDD CC Ngas Units - Nox Rate Annual v5.12, Unit 2999 and retrofits | 760 | 5788 | Rate Constraint in lbs/MWh | FALSE | L | Annual | Rate | lb/MMBtu | 0.072012 | 0.072012 | 0.072012 | 0.072012 | 0.072012 | 0.072012 | 0.072012
NJ HEDD CC Ngas Units - Nox Rate Annual v5.12, Unit 2999 and retrofits | 760 | 5788 | Rate Constraint in lbs/MWh | FALSE | L | Annual | Generation | TWh | 0.0041439 | 0.0041439 | 0.0041439 | 0.003299 | 0.0041439 | 0.003299 | 0.003299
NJ HEDD CC Ngas Units - Nox Rate Annual v5.12, Unit 2999 and retrofits | 760 | 5788 | Rate Constraint in lbs/MWh | FALSE | L | Annual | Qualifying Generation | TWh | 0.0041439 | 0.0041439 | 0.0041439 | 0.003299 | 0.0041439 | 0.003299 | 0.003299
NJ HEDD CC Ngas Units - Nox Rate Annual v5.12, Unit 2999 and retrofits | 760 | 5788 | Rate Constraint in lbs/MWh | FALSE | L | Annual | Constraint Shadow Price | US2011$/Ton | 809436322393.173 | 691565219545.972 | 630209103295.054 | 825494518623.098 | 604322336626.085 | 0 | 0
NJ HEDD CC Ngas Units - Nox Rate Annual v5.12, Unit 3003 and retrofits | 761 | 5788 | Rate Constraint in lbs/MWh | FALSE | L | Annual | Seasons Included | Seasons | Winter, Summer | Winter, Summer | Winter, Summer | Winter, Summer | Winter, Summer | Winter, Summer | Winter, Summer
NJ HEDD CC Ngas Units - Nox Rate Annual v5.12, Unit 3003 and retrofits | 761 | 5788 | Rate Constraint in lbs/MWh | FALSE | L | Annual | Standard | lb/MWh | 0.75 | 0.75 | 0.75 | 0.75 | 0.75 | 0.75 | 0.75
NJ HEDD CC Ngas Units - Nox Rate Annual v5.12, Unit 3003 and retrofits | 761 | 5788 | Rate Constraint in lbs/MWh | FALSE | L | Annual | Emissions at Affected Plants NOX | Thousand Tons | 0.044797 | 0.027924 | 0.027924 | 0.027924 | 0.027924 | 0.022296 | 0.022296
NJ HEDD CC Ngas Units - Nox Rate Annual v5.12, Unit 3003 and retrofits | 761 | 5788 | Rate Constraint in lbs/MWh | FALSE | L | Annual | Allowances Purchased NOX | Thousand Tons | 0 | 0 | 0 | 0 | 0 | 0 | 0
NJ HEDD CC Ngas Units - Nox Rate Annual v5.12, Unit 3003 and retrofits | 761 | 5788 | Rate Constraint in lbs/MWh | FALSE | L | Annual | Allowances Sold NOX | Thousand Tons | 0 | 0 | 0 | 0 | 0 | 0 | 0
NJ HEDD CC Ngas Units - Nox Rate Annual v5.12, Unit 3003 and retrofits | 761 | 5788 | Rate Constraint in lbs/MWh | FALSE | L | Annual | Allowances Banked | Thousand Tons | 0 | 0 | 0 | 0 | 0 | 0 | 0
NJ HEDD CC Ngas Units - Nox Rate Annual v5.12, Unit 3003 and retrofits | 761 | 5788 | Rate Constraint in lbs/MWh | FALSE | L | Annual | Allowances Withdrawn (1:1) | Thousand Tons | 0 | 0 | 0 | 0 | 0 | 0 | 0
NJ HEDD CC Ngas Units - Nox Rate Annual v5.12, Unit 3003 and retrofits | 761 | 5788 | Rate Constraint in lbs/MWh | FALSE | L | Annual | Allowances Withdrawn (n:1) | Thousand Tons | 0 | 0 | 0 | 0 | 0 | 0 | 0
NJ HEDD CC Ngas Units - Nox Rate Annual v5.12, Unit 3003 and retrofits | 761 | 5788 | Rate Constraint in lbs/MWh | FALSE | L | Annual | Net Emissions Allowance Position | Thousand Tons | 0.044797 | 0.027924 | 0.027924 | 0.027924 | 0.027924 | 0.022296 | 0.022296
NJ HEDD CC Ngas Units - Nox Rate Annual v5.12, Unit 3003 and retrofits | 761 | 5788 | Rate Constraint in lbs/MWh | FALSE | L | Annual | Fuel Consumed | TBtu | 3.0297 | 1.8885 | 1.8885 | 1.8885 | 1.8885 | 1.5079 | 1.5079
NJ HEDD CC Ngas Units - Nox Rate Annual v5.12, Unit 3003 and retrofits | 761 | 5788 | Rate Constraint in lbs/MWh | FALSE | L | Annual | Rate | lb/MMBtu | 0.029572 | 0.029572 | 0.029572 | 0.029572 | 0.029572 | 0.029572 | 0.029572
NJ HEDD CC Ngas Units - Nox Rate Annual v5.12, Unit 3003 and retrofits | 761 | 5788 | Rate Constraint in lbs/MWh | FALSE | L | Annual | Generation | TWh | 0.37688 | 0.23492 | 0.23492 | 0.23492 | 0.23492 | 0.18757 | 0.18757
NJ HEDD CC Ngas Units - Nox Rate Annual v5.12, Unit 3003 and retrofits | 761 | 5788 | Rate Constraint in lbs/MWh | FALSE | L | Annual | Qualifying Generation | TWh | 0.37688 | 0.23492 | 0.23492 | 0.23492 | 0.23492 | 0.18757 | 0.18757
NJ HEDD CC Ngas Units - Nox Rate Annual v5.12, Unit 3003 and retrofits | 761 | 5788 | Rate Constraint in lbs/MWh | FALSE | L | Annual | Constraint Shadow Price | US2011$/Ton | 0 | 0 | 0 | 0 | 0 | 0 | 0
NJ HEDD CC Ngas Units - Nox Rate Annual v5.12, Unit 3004 and retrofits | 762 | 5788 | Rate Constraint in lbs/MWh | FALSE | L | Annual | Seasons Included | Seasons | Winter, Summer | Winter, Summer | Winter, Summer | Winter, Summer | Winter, Summer | Winter, Summer | Winter, Summer
NJ HEDD CC Ngas Units - Nox Rate Annual v5.12, Unit 3004 and retrofits | 762 | 5788 | Rate Constraint in lbs/MWh | FALSE | L | Annual | Standard | lb/MWh | 0.75 | 0.75 | 0.75 | 0.75 | 0.75 | 0.75 | 0.75
NJ HEDD CC Ngas Units - Nox Rate Annual v5.12, Unit 3004 and retrofits | 762 | 5788 | Rate Constraint in lbs/MWh | FALSE | L | Annual | Emissions at Affected Plants NOX | Thousand Tons | 0.044797 | 0.027924 | 0.027924 | 0.027924 | 0.027924 | 0.022296 | 0.022296
NJ HEDD CC Ngas Units - Nox Rate Annual v5.12, Unit 3004 and retrofits | 762 | 5788 | Rate Constraint in lbs/MWh | FALSE | L | Annual | Allowances Purchased NOX | Thousand Tons | 0 | 0 | 0 | 0 | 0 | 0 | 0
NJ HEDD CC Ngas Units - Nox Rate Annual v5.12, Unit 3004 and retrofits | 762 | 5788 | Rate Constraint in lbs/MWh | FALSE | L | Annual | Allowances Sold NOX | Thousand Tons | 0 | 0 | 0 | 0 | 0 | 0 | 0
NJ HEDD CC Ngas Units - Nox Rate Annual v5.12, Unit 3004 and retrofits | 762 | 5788 | Rate Constraint in lbs/MWh | FALSE | L | Annual | Allowances Banked | Thousand Tons | 0 | 0 | 0 | 0 | 0 | 0 | 0
NJ HEDD CC Ngas Units - Nox Rate Annual v5.12, Unit 3004 and retrofits | 762 | 5788 | Rate Constraint in lbs/MWh | FALSE | L | Annual | Allowances Withdrawn (1:1) | Thousand Tons | 0 | 0 | 0 | 0 | 0 | 0 | 0
NJ HEDD CC Ngas Units - Nox Rate Annual v5.12, Unit 3004 and retrofits | 762 | 5788 | Rate Constraint in lbs/MWh | FALSE | L | Annual | Allowances Withdrawn (n:1) | Thousand Tons | 0 | 0 | 0 | 0 | 0 | 0 | 0
NJ HEDD CC Ngas Units - Nox Rate Annual v5.12, Unit 3004 and retrofits | 762 | 5788 | Rate Constraint in lbs/MWh | FALSE | L | Annual | Net Emissions Allowance Position | Thousand Tons | 0.044797 | 0.027924 | 0.027924 | 0.027924 | 0.027924 | 0.022296 | 0.022296
NJ HEDD CC Ngas Units - Nox Rate Annual v5.12, Unit 3004 and retrofits | 762 | 5788 | Rate Constraint in lbs/MWh | FALSE | L | Annual | Fuel Consumed | TBtu | 3.0297 | 1.8885 | 1.8885 | 1.8885 | 1.8885 | 1.5079 | 1.5079
NJ HEDD CC Ngas Units - Nox Rate Annual v5.12, Unit 3004 and retrofits | 762 | 5788 | Rate Constraint in lbs/MWh | FALSE | L | Annual | Rate | lb/MMBtu | 0.029572 | 0.029572 | 0.029572 | 0.029572 | 0.029572 | 0.029572 | 0.029572
NJ HEDD CC Ngas Units - Nox Rate Annual v5.12, Unit 3004 and retrofits | 762 | 5788 | Rate Constraint in lbs/MWh | FALSE | L | Annual | Generation | TWh | 0.37688 | 0.23492 | 0.23492 | 0.23492 | 0.23492 | 0.18757 | 0.18757
NJ HEDD CC Ngas Units - Nox Rate Annual v5.12, Unit 3004 and retrofits | 762 | 5788 | Rate Constraint in lbs/MWh | FALSE | L | Annual | Qualifying Generation | TWh | 0.37688 | 0.23492 | 0.23492 | 0.23492 | 0.23492 | 0.18757 | 0.18757
NJ HEDD CC Ngas Units - Nox Rate Annual v5.12, Unit 3004 and retrofits | 762 | 5788 | Rate Constraint in lbs/MWh | FALSE | L | Annual | Constraint Shadow Price | US2011$/Ton | 0 | 0 | 0 | 0 | 0 | 0 | 0
NJ HEDD CC Ngas Units - Nox Rate Annual v5.12, Unit 3005 and retrofits | 763 | 5788 | Rate Constraint in lbs/MWh | FALSE | L | Annual | Seasons Included | Seasons | Winter, Summer | Winter, Summer | Winter, Summer | Winter, Summer | Winter, Summer | Winter, Summer | Winter, Summer
NJ HEDD CC Ngas Units - Nox Rate Annual v5.12, Unit 3005 and retrofits | 763 | 5788 | Rate Constraint in lbs/MWh | FALSE | L | Annual | Standard | lb/MWh | 0.75 | 0.75 | 0.75 | 0.75 | 0.75 | 0.75 | 0.75
NJ HEDD CC Ngas Units - Nox Rate Annual v5.12, Unit 3005 and retrofits | 763 | 5788 | Rate Constraint in lbs/MWh | FALSE | L | Annual | Emissions at Affected Plants NOX | Thousand Tons | 0.044797 | 0.027924 | 0.027924 | 0.027924 | 0.027924 | 0.022296 | 0.022296
NJ HEDD CC Ngas Units - Nox Rate Annual v5.12, Unit 3005 and retrofits | 763 | 5788 | Rate Constraint in lbs/MWh | FALSE | L | Annual | Allowances Purchased NOX | Thousand Tons | 0 | 0 | 0 | 0 | 0 | 0 | 0
NJ HEDD CC Ngas Units - Nox Rate Annual v5.12, Unit 3005 and retrofits | 763 | 5788 | Rate Constraint in lbs/MWh | FALSE | L | Annual | Allowances Sold NOX | Thousand Tons | 0 | 0 | 0 | 0 | 0 | 0 | 0
NJ HEDD CC Ngas Units - Nox Rate Annual v5.12, Unit 3005 and retrofits | 763 | 5788 | Rate Constraint in lbs/MWh | FALSE | L | Annual | Allowances Banked | Thousand Tons | 0 | 0 | 0 | 0 | 0 | 0 | 0
NJ HEDD CC Ngas Units - Nox Rate Annual v5.12, Unit 3005 and retrofits | 763 | 5788 | Rate Constraint in lbs/MWh | FALSE | L | Annual | Allowances Withdrawn (1:1) | Thousand Tons | 0 | 0 | 0 | 0 | 0 | 0 | 0
NJ HEDD CC Ngas Units - Nox Rate Annual v5.12, Unit 3005 and retrofits | 763 | 5788 | Rate Constraint in lbs/MWh | FALSE | L | Annual | Allowances Withdrawn (n:1) | Thousand Tons | 0 | 0 | 0 | 0 | 0 | 0 | 0
NJ HEDD CC Ngas Units - Nox Rate Annual v5.12, Unit 3005 and retrofits | 763 | 5788 | Rate Constraint in lbs/MWh | FALSE | L | Annual | Net Emissions Allowance Position | Thousand Tons | 0.044797 | 0.027924 | 0.027924 | 0.027924 | 0.027924 | 0.022296 | 0.022296
NJ HEDD CC Ngas Units - Nox Rate Annual v5.12, Unit 3005 and retrofits | 763 | 5788 | Rate Constraint in lbs/MWh | FALSE | L | Annual | Fuel Consumed | TBtu | 3.0297 | 1.8885 | 1.8885 | 1.8885 | 1.8885 | 1.5079 | 1.5079
NJ HEDD CC Ngas Units - Nox Rate Annual v5.12, Unit 3005 and retrofits | 763 | 5788 | Rate Constraint in lbs/MWh | FALSE | L | Annual | Rate | lb/MMBtu | 0.029572 | 0.029572 | 0.029572 | 0.029572 | 0.029572 | 0.029572 | 0.029572
NJ HEDD CC Ngas Units - Nox Rate Annual v5.12, Unit 3005 and retrofits | 763 | 5788 | Rate Constraint in lbs/MWh | FALSE | L | Annual | Generation | TWh | 0.37688 | 0.23492 | 0.23492 | 0.23492 | 0.23492 | 0.18757 | 0.18757
NJ HEDD CC Ngas Units - Nox Rate Annual v5.12, Unit 3005 and retrofits | 763 | 5788 | Rate Constraint in lbs/MWh | FALSE | L | Annual | Qualifying Generation | TWh | 0.37688 | 0.23492 | 0.23492 | 0.23492 | 0.23492 | 0.18757 | 0.18757
NJ HEDD CC Ngas Units - Nox Rate Annual v5.12, Unit 3005 and retrofits | 763 | 5788 | Rate Constraint in lbs/MWh | FALSE | L | Annual | Constraint Shadow Price | US2011$/Ton | 0 | 0 | 0 | 0 | 0 | 0 | 0
NJ HEDD CC Ngas Units - Nox Rate Annual v5.12, Unit 3006 and retrofits | 764 | 5788 | Rate Constraint in lbs/MWh | FALSE | L | Annual | Seasons Included | Seasons | Winter, Summer | Winter, Summer | Winter, Summer | Winter, Summer | Winter, Summer | Winter, Summer | Winter, Summer
NJ HEDD CC Ngas Units - Nox Rate Annual v5.12, Unit 3006 and retrofits | 764 | 5788 | Rate Constraint in lbs/MWh | FALSE | L | Annual | Standard | lb/MWh | 0.75 | 0.75 | 0.75 | 0.75 | 0.75 | 0.75 | 0.75
NJ HEDD CC Ngas Units - Nox Rate Annual v5.12, Unit 3006 and retrofits | 764 | 5788 | Rate Constraint in lbs/MWh | FALSE | L | Annual | Emissions at Affected Plants NOX | Thousand Tons | 0.044797 | 0.027924 | 0.027924 | 0.027924 | 0.027924 | 0.022296 | 0.022296
NJ HEDD CC Ngas Units - Nox Rate Annual v5.12, Unit 3006 and retrofits | 764 | 5788 | Rate Constraint in lbs/MWh | FALSE | L | Annual | Allowances Purchased NOX | Thousand Tons | 0 | 0 | 0 | 0 | 0 | 0 | 0
NJ HEDD CC Ngas Units - Nox Rate Annual v5.12, Unit 3006 and retrofits | 764 | 5788 | Rate Constraint in lbs/MWh | FALSE | L | Annual | Allowances Sold NOX | Thousand Tons | 0 | 0 | 0 | 0 | 0 | 0 | 0
NJ HEDD CC Ngas Units - Nox Rate Annual v5.12, Unit 3006 and retrofits | 764 | 5788 | Rate Constraint in lbs/MWh | FALSE | L | Annual | Allowances Banked | Thousand Tons | 0 | 0 | 0 | 0 | 0 | 0 | 0
NJ HEDD CC Ngas Units - Nox Rate Annual v5.12, Unit 3006 and retrofits | 764 | 5788 | Rate Constraint in lbs/MWh | FALSE | L | Annual | Allowances Withdrawn (1:1) | Thousand Tons | 0 | 0 | 0 | 0 | 0 | 0 | 0
NJ HEDD CC Ngas Units - Nox Rate Annual v5.12, Unit 3006 and retrofits | 764 | 5788 | Rate Constraint in lbs/MWh | FALSE | L | Annual | Allowances Withdrawn (n:1) | Thousand Tons | 0 | 0 | 0 | 0 | 0 | 0 | 0
NJ HEDD CC Ngas Units - Nox Rate Annual v5.12, Unit 3006 and retrofits | 764 | 5788 | Rate Constraint in lbs/MWh | FALSE | L | Annual | Net Emissions Allowance Position | Thousand Tons | 0.044797 | 0.027924 | 0.027924 | 0.027924 | 0.027924 | 0.022296 | 0.022296
NJ HEDD CC Ngas Units - Nox Rate Annual v5.12, Unit 3006 and retrofits | 764 | 5788 | Rate Constraint in lbs/MWh | FALSE | L | Annual | Fuel Consumed | TBtu | 3.0297 | 1.8885 | 1.8885 | 1.8885 | 1.8885 | 1.5079 | 1.5079
NJ HEDD CC Ngas Units - Nox Rate Annual v5.12, Unit 3006 and retrofits | 764 | 5788 | Rate Constraint in lbs/MWh | FALSE | L | Annual | Rate | lb/MMBtu | 0.029572 | 0.029572 | 0.029572 | 0.029572 | 0.029572 | 0.029572 | 0.029572
NJ HEDD CC Ngas Units - Nox Rate Annual v5.12, Unit 3006 and retrofits | 764 | 5788 | Rate Constraint in lbs/MWh | FALSE | L | Annual | Generation | TWh | 0.37688 | 0.23492 | 0.23492 | 0.23492 | 0.23492 | 0.18757 | 0.18757
NJ HEDD CC Ngas Units - Nox Rate Annual v5.12, Unit 3006 and retrofits | 764 | 5788 | Rate Constraint in lbs/MWh | FALSE | L | Annual | Qualifying Generation | TWh | 0.37688 | 0.23492 | 0.23492 | 0.23492 | 0.23492 | 0.18757 | 0.18757
NJ HEDD CC Ngas Units - Nox Rate Annual v5.12, Unit 3006 and retrofits | 764 | 5788 | Rate Constraint in lbs/MWh | FALSE | L | Annual | Constraint Shadow Price | US2011$/Ton | 0 | 0 | 0 | 0 | 0 | 0 | 0
NJ HEDD CC Ngas Units - Nox Rate Annual v5.12, Unit 3007 and retrofits | 765 | 5788 | Rate Constraint in lbs/MWh | FALSE | L | Annual | Seasons Included | Seasons | Winter, Summer | Winter, Summer | Winter, Summer | Winter, Summer | Winter, Summer | Winter, Summer | Winter, Summer
NJ HEDD CC Ngas Units - Nox Rate Annual v5.12, Unit 3007 and retrofits | 765 | 5788 | Rate Constraint in lbs/MWh | FALSE | L | Annual | Standard | lb/MWh | 0.75 | 0.75 | 0.75 | 0.75 | 0.75 | 0.75 | 0.75
NJ HEDD CC Ngas Units - Nox Rate Annual v5.12, Unit 3007 and retrofits | 765 | 5788 | Rate Constraint in lbs/MWh | FALSE | L | Annual | Emissions at Affected Plants NOX | Thousand Tons | 0.079256 | 0.047707 | 0.047707 | 0.047707 | 0.047707 | 0.038092 | 0.038092
NJ HEDD CC Ngas Units - Nox Rate Annual v5.12, Unit 3007 and retrofits | 765 | 5788 | Rate Constraint in lbs/MWh | FALSE | L | Annual | Allowances Purchased NOX | Thousand Tons | 0 | 0 | 0 | 0 | 0 | 0 | 0
NJ HEDD CC Ngas Units - Nox Rate Annual v5.12, Unit 3007 and retrofits | 765 | 5788 | Rate Constraint in lbs/MWh | FALSE | L | Annual | Allowances Sold NOX | Thousand Tons | 0 | 0 | 0 | 0 | 0 | 0 | 0
NJ HEDD CC Ngas Units - Nox Rate Annual v5.12, Unit 3007 and retrofits | 765 | 5788 | Rate Constraint in lbs/MWh | FALSE | L | Annual | Allowances Banked | Thousand Tons | 0 | 0 | 0 | 0 | 0 | 0 | 0
NJ HEDD CC Ngas Units - Nox Rate Annual v5.12, Unit 3007 and retrofits | 765 | 5788 | Rate Constraint in lbs/MWh | FALSE | L | Annual | Allowances Withdrawn (1:1) | Thousand Tons | 0 | 0 | 0 | 0 | 0 | 0 | 0
NJ HEDD CC Ngas Units - Nox Rate Annual v5.12, Unit 3007 and retrofits | 765 | 5788 | Rate Constraint in lbs/MWh | FALSE | L | Annual | Allowances Withdrawn (n:1) | Thousand Tons | 0 | 0 | 0 | 0 | 0 | 0 | 0
NJ HEDD CC Ngas Units - Nox Rate Annual v5.12, Unit 3007 and retrofits | 765 | 5788 | Rate Constraint in lbs/MWh | FALSE | L | Annual | Net Emissions Allowance Position | Thousand Tons | 0.079256 | 0.047707 | 0.047707 | 0.047707 | 0.047707 | 0.038092 | 0.038092
NJ HEDD CC Ngas Units - Nox Rate Annual v5.12, Unit 3007 and retrofits | 765 | 5788 | Rate Constraint in lbs/MWh | FALSE | L | Annual | Fuel Consumed | TBtu | 5.3601 | 3.2265 | 3.2265 | 3.2265 | 3.2265 | 2.5762 | 2.5762
NJ HEDD CC Ngas Units - Nox Rate Annual v5.12, Unit 3007 and retrofits | 765 | 5788 | Rate Constraint in lbs/MWh | FALSE | L | Annual | Rate | lb/MMBtu | 0.029572 | 0.029572 | 0.029572 | 0.029572 | 0.029572 | 0.029572 | 0.029572
NJ HEDD CC Ngas Units - Nox Rate Annual v5.12, Unit 3007 and retrofits | 765 | 5788 | Rate Constraint in lbs/MWh | FALSE | L | Annual | Generation | TWh | 0.66677 | 0.40135 | 0.40135 | 0.40135 | 0.40135 | 0.32046 | 0.32046
NJ HEDD CC Ngas Units - Nox Rate Annual v5.12, Unit 3007 and retrofits | 765 | 5788 | Rate Constraint in lbs/MWh | FALSE | L | Annual | Qualifying Generation | TWh | 0.66677 | 0.40135 | 0.40135 | 0.40135 | 0.40135 | 0.32046 | 0.32046
NJ HEDD CC Ngas Units - Nox Rate Annual v5.12, Unit 3007 and retrofits | 765 | 5788 | Rate Constraint in lbs/MWh | FALSE | L | Annual | Constraint Shadow Price | US2011$/Ton | 0 | 0 | 0 | 0 | 0 | 0 | 0
NJ HEDD CC Ngas Units - Nox Rate Annual v5.12, Unit 3080 and retrofits | 766 | 5788 | Rate Constraint in lbs/MWh | FALSE | L | Annual | Seasons Included | Seasons | Winter, Summer | Winter, Summer | Winter, Summer | Winter, Summer | Winter, Summer | Winter, Summer | Winter, Summer
NJ HEDD CC Ngas Units - Nox Rate Annual v5.12, Unit 3080 and retrofits | 766 | 5788 | Rate Constraint in lbs/MWh | FALSE | L | Annual | Standard | lb/MWh | 0.75 | 0.75 | 0.75 | 0.75 | 0.75 | 0.75 | 0.75
NJ HEDD CC Ngas Units - Nox Rate Annual v5.12, Unit 3080 and retrofits | 766 | 5788 | Rate Constraint in lbs/MWh | FALSE | L | Annual | Emissions at Affected Plants NOX | Thousand Tons | 0.035688 | 0.035688 | 0.035688 | 0.035688 | 0.035688 | 0.035688 | 0.035688
NJ HEDD CC Ngas Units - Nox Rate Annual v5.12, Unit 3080 and retrofits | 766 | 5788 | Rate Constraint in lbs/MWh | FALSE | L | Annual | Allowances Purchased NOX | Thousand Tons | 0 | 0 | 0 | 0 | 0 | 0 | 0
NJ HEDD CC Ngas Units - Nox Rate Annual v5.12, Unit 3080 and retrofits | 766 | 5788 | Rate Constraint in lbs/MWh | FALSE | L | Annual | Allowances Sold NOX | Thousand Tons | 0 | 0 | 0 | 0 | 0 | 0 | 0
NJ HEDD CC Ngas Units - Nox Rate Annual v5.12, Unit 3080 and retrofits | 766 | 5788 | Rate Constraint in lbs/MWh | FALSE | L | Annual | Allowances Banked | Thousand Tons | 0 | 0 | 0 | 0 | 0 | 0 | 0
NJ HEDD CC Ngas Units - Nox Rate Annual v5.12, Unit 3080 and retrofits | 766 | 5788 | Rate Constraint in lbs/MWh | FALSE | L | Annual | Allowances Withdrawn (1:1) | Thousand Tons | 0 | 0 | 0 | 0 | 0 | 0 | 0
NJ HEDD CC Ngas Units - Nox Rate Annual v5.12, Unit 3080 and retrofits | 766 | 5788 | Rate Constraint in lbs/MWh | FALSE | L | Annual | Allowances Withdrawn (n:1) | Thousand Tons | 0 | 0 | 0 | 0 | 0 | 0 | 0
NJ HEDD CC Ngas Units - Nox Rate Annual v5.12, Unit 3080 and retrofits | 766 | 5788 | Rate Constraint in lbs/MWh | FALSE | L | Annual | Net Emissions Allowance Position | Thousand Tons | 0.035688 | 0.035688 | 0.035688 | 0.035688 | 0.035688 | 0.035688 | 0.035688
NJ HEDD CC Ngas Units - Nox Rate Annual v5.12, Unit 3080 and retrofits | 766 | 5788 | Rate Constraint in lbs/MWh | FALSE | L | Annual | Fuel Consumed | TBtu | 4.8649 | 4.8649 | 4.8649 | 4.8649 | 4.8649 | 4.8649 | 4.8649
NJ HEDD CC Ngas Units - Nox Rate Annual v5.12, Unit 3080 and retrofits | 766 | 5788 | Rate Constraint in lbs/MWh | FALSE | L | Annual | Rate | lb/MMBtu | 0.014672 | 0.014672 | 0.014672 | 0.014672 | 0.014672 | 0.014672 | 0.014672
NJ HEDD CC Ngas Units - Nox Rate Annual v5.12, Unit 3080 and retrofits | 766 | 5788 | Rate Constraint in lbs/MWh | FALSE | L | Annual | Generation | TWh | 0.71521 | 0.71521 | 0.71521 | 0.71521 | 0.71521 | 0.71521 | 0.71521
NJ HEDD CC Ngas Units - Nox Rate Annual v5.12, Unit 3080 and retrofits | 766 | 5788 | Rate Constraint in lbs/MWh | FALSE | L | Annual | Qualifying Generation | TWh | 0.71521 | 0.71521 | 0.71521 | 0.71521 | 0.71521 | 0.71521 | 0.71521
NJ HEDD CC Ngas Units - Nox Rate Annual v5.12, Unit 3080 and retrofits | 766 | 5788 | Rate Constraint in lbs/MWh | FALSE | L | Annual | Constraint Shadow Price | US2011$/Ton | 0 | 0 | 0 | 0 | 0 | 0 | 0
NJ HEDD CC Ngas Units - Nox Rate Annual v5.12, Unit 3081 and retrofits | 767 | 5788 | Rate Constraint in lbs/MWh | FALSE | L | Annual | Seasons Included | Seasons | Winter, Summer | Winter, Summer | Winter, Summer | Winter, Summer | Winter, Summer | Winter, Summer | Winter, Summer
NJ HEDD CC Ngas Units - Nox Rate Annual v5.12, Unit 3081 and retrofits | 767 | 5788 | Rate Constraint in lbs/MWh | FALSE | L | Annual | Standard | lb/MWh | 0.75 | 0.75 | 0.75 | 0.75 | 0.75 | 0.75 | 0.75
NJ HEDD CC Ngas Units - Nox Rate Annual v5.12, Unit 3081 and retrofits | 767 | 5788 | Rate Constraint in lbs/MWh | FALSE | L | Annual | Emissions at Affected Plants NOX | Thousand Tons | 0.073843 | 0.073843 | 0.073843 | 0.073843 | 0.073843 | 0.073843 | 0.073843
NJ HEDD CC Ngas Units - Nox Rate Annual v5.12, Unit 3081 and retrofits | 767 | 5788 | Rate Constraint in lbs/MWh | FALSE | L | Annual | Allowances Purchased NOX | Thousand Tons | 0 | 0 | 0 | 0 | 0 | 0 | 0
NJ HEDD CC Ngas Units - Nox Rate Annual v5.12, Unit 3081 and retrofits | 767 | 5788 | Rate Constraint in lbs/MWh | FALSE | L | Annual | Allowances Sold NOX | Thousand Tons | 0 | 0 | 0 | 0 | 0 | 0 | 0
NJ HEDD CC Ngas Units - Nox Rate Annual v5.12, Unit 3081 and retrofits | 767 | 5788 | Rate Constraint in lbs/MWh | FALSE | L | Annual | Allowances Banked | Thousand Tons | 0 | 0 | 0 | 0 | 0 | 0 | 0
NJ HEDD CC Ngas Units - Nox Rate Annual v5.12, Unit 3081 and retrofits | 767 | 5788 | Rate Constraint in lbs/MWh | FALSE | L | Annual | Allowances Withdrawn (1:1) | Thousand Tons | 0 | 0 | 0 | 0 | 0 | 0 | 0
NJ HEDD CC Ngas Units - Nox Rate Annual v5.12, Unit 3081 and retrofits | 767 | 5788 | Rate Constraint in lbs/MWh | FALSE | L | Annual | Allowances Withdrawn (n:1) | Thousand Tons | 0 | 0 | 0 | 0 | 0 | 0 | 0
NJ HEDD CC Ngas Units - Nox Rate Annual v5.12, Unit 3081 and retrofits | 767 | 5788 | Rate Constraint in lbs/MWh | FALSE | L | Annual | Net Emissions Allowance Position | Thousand Tons | 0.073843 | 0.073843 | 0.073843 | 0.073843 | 0.073843 | 0.073843 | 0.073843
NJ HEDD CC Ngas Units - Nox Rate Annual v5.12, Unit 3081 and retrofits | 767 | 5788 | Rate Constraint in lbs/MWh | FALSE | L | Annual | Fuel Consumed | TBtu | 4.6061 | 4.6061 | 4.6061 | 4.6061 | 4.6061 | 4.6061 | 4.6061
NJ HEDD CC Ngas Units - Nox Rate Annual v5.12, Unit 3081 and retrofits | 767 | 5788 | Rate Constraint in lbs/MWh | FALSE | L | Annual | Rate | lb/MMBtu | 0.032063 | 0.032063 | 0.032063 | 0.032063 | 0.032063 | 0.032063 | 0.032063
NJ HEDD CC Ngas Units - Nox Rate Annual v5.12, Unit 3081 and retrofits | 767 | 5788 | Rate Constraint in lbs/MWh | FALSE | L | Annual | Generation | TWh | 0.67717 | 0.67717 | 0.67717 | 0.67717 | 0.67717 | 0.67717 | 0.67717
NJ HEDD CC Ngas Units - Nox Rate Annual v5.12, Unit 3081 and retrofits | 767 | 5788 | Rate Constraint in lbs/MWh | FALSE | L | Annual | Qualifying Generation | TWh | 0.67717 | 0.67717 | 0.67717 | 0.67717 | 0.67717 | 0.67717 | 0.67717
NJ HEDD CC Ngas Units - Nox Rate Annual v5.12, Unit 3081 and retrofits | 767 | 5788 | Rate Constraint in lbs/MWh | FALSE | L | Annual | Constraint Shadow Price | US2011$/Ton | 0 | 0 | 0 | 0 | 0 | 0 | 0
NJ HEDD CC Ngas Units - Nox Rate Annual v5.12, Unit 3082 and retrofits | 768 | 5788 | Rate Constraint in lbs/MWh | FALSE | L | Annual | Seasons Included | Seasons | Winter, Summer | Winter, Summer | Winter, Summer | Winter, Summer | Winter, Summer | Winter, Summer | Winter, Summer
NJ HEDD CC Ngas Units - Nox Rate Annual v5.12, Unit 3082 and retrofits | 768 | 5788 | Rate Constraint in lbs/MWh | FALSE | L | Annual | Standard | lb/MWh | 0.75 | 0.75 | 0.75 | 0.75 | 0.75 | 0.75 | 0.75
NJ HEDD CC Ngas Units - Nox Rate Annual v5.12, Unit 3082 and retrofits | 768 | 5788 | Rate Constraint in lbs/MWh | FALSE | L | Annual | Emissions at Affected Plants NOX | Thousand Tons | 0.077992 | 0.077992 | 0.077992 | 0.077992 | 0.077992 | 0.077992 | 0.077992
NJ HEDD CC Ngas Units - Nox Rate Annual v5.12, Unit 3082 and retrofits | 768 | 5788 | Rate Constraint in lbs/MWh | FALSE | L | Annual | Allowances Purchased NOX | Thousand Tons | 0 | 0 | 0 | 0 | 0 | 0 | 0
NJ HEDD CC Ngas Units - Nox Rate Annual v5.12, Unit 3082 and retrofits | 768 | 5788 | Rate Constraint in lbs/MWh | FALSE | L | Annual | Allowances Sold NOX | Thousand Tons | 0 | 0 | 0 | 0 | 0 | 0 | 0
NJ HEDD CC Ngas Units - Nox Rate Annual v5.12, Unit 3082 and retrofits | 768 | 5788 | Rate Constraint in lbs/MWh | FALSE | L | Annual | Allowances Banked | Thousand Tons | 0 | 0 | 0 | 0 | 0 | 0 | 0
NJ HEDD CC Ngas Units - Nox Rate Annual v5.12, Unit 3082 and retrofits | 768 | 5788 | Rate Constraint in lbs/MWh | FALSE | L | Annual | Allowances Withdrawn (1:1) | Thousand Tons | 0 | 0 | 0 | 0 | 0 | 0 | 0
NJ HEDD CC Ngas Units - Nox Rate Annual v5.12, Unit 3082 and retrofits | 768 | 5788 | Rate Constraint in lbs/MWh | FALSE | L | Annual | Allowances Withdrawn (n:1) | Thousand Tons | 0 | 0 | 0 | 0 | 0 | 0 | 0
NJ HEDD CC Ngas Units - Nox Rate Annual v5.12, Unit 3082 and retrofits | 768 | 5788 | Rate Constraint in lbs/MWh | FALSE | L | Annual | Net Emissions Allowance Position | Thousand Tons | 0.077992 | 0.077992 | 0.077992 | 0.077992 | 0.077992 | 0.077992 | 0.077992
NJ HEDD CC Ngas Units - Nox Rate Annual v5.12, Unit 3082 and retrofits | 768 | 5788 | Rate Constraint in lbs/MWh | FALSE | L | Annual | Fuel Consumed | TBtu | 4.8649 | 4.8649 | 4.8649 | 4.8649 | 4.8649 | 4.8649 | 4.8649
NJ HEDD CC Ngas Units - Nox Rate Annual v5.12, Unit 3082 and retrofits | 768 | 5788 | Rate Constraint in lbs/MWh | FALSE | L | Annual | Rate | lb/MMBtu | 0.032063 | 0.032063 | 0.032063 | 0.032063 | 0.032063 | 0.032063 | 0.032063
NJ HEDD CC Ngas Units - Nox Rate Annual v5.12, Unit 3082 and retrofits | 768 | 5788 | Rate Constraint in lbs/MWh | FALSE | L | Annual | Generation | TWh | 0.71521 | 0.71521 | 0.71521 | 0.71521 | 0.71521 | 0.71521 | 0.71521
NJ HEDD CC Ngas Units - Nox Rate Annual v5.12, Unit 3082 and retrofits | 768 | 5788 | Rate Constraint in lbs/MWh | FALSE | L | Annual | Qualifying Generation | TWh | 0.71521 | 0.71521 | 0.71521 | 0.71521 | 0.71521 | 0.71521 | 0.71521
NJ HEDD CC Ngas Units - Nox Rate Annual v5.12, Unit 3082 and retrofits | 768 | 5788 | Rate Constraint in lbs/MWh | FALSE | L | Annual | Constraint Shadow Price | US2011$/Ton | 0 | 0 | 0 | 0 | 0 | 0 | 0
NJ HEDD CC Ngas Units - Nox Rate Annual v5.12, Unit 3083 and retrofits | 769 | 5788 | Rate Constraint in lbs/MWh | FALSE | L | Annual | Seasons Included | Seasons | Winter, Summer | Winter, Summer | Winter, Summer | Winter, Summer | Winter, Summer | Winter, Summer | Winter, Summer
NJ HEDD CC Ngas Units - Nox Rate Annual v5.12, Unit 3083 and retrofits | 769 | 5788 | Rate Constraint in lbs/MWh | FALSE | L | Annual | Standard | lb/MWh | 0.75 | 0.75 | 0.75 | 0.75 | 0.75 | 0.75 | 0.75
NJ HEDD CC Ngas Units - Nox Rate Annual v5.12, Unit 3083 and retrofits | 769 | 5788 | Rate Constraint in lbs/MWh | FALSE | L | Annual | Emissions at Affected Plants NOX | Thousand Tons | 0.074439 | 0.074439 | 0.074439 | 0.074439 | 0.074439 | 0.074439 | 0.074439
NJ HEDD CC Ngas Units - Nox Rate Annual v5.12, Unit 3083 and retrofits | 769 | 5788 | Rate Constraint in lbs/MWh | FALSE | L | Annual | Allowances Purchased NOX | Thousand Tons | 0 | 0 | 0 | 0 | 0 | 0 | 0
NJ HEDD CC Ngas Units - Nox Rate Annual v5.12, Unit 3083 and retrofits | 769 | 5788 | Rate Constraint in lbs/MWh | FALSE | L | Annual | Allowances Sold NOX | Thousand Tons | 0 | 0 | 0 | 0 | 0 | 0 | 0
NJ HEDD CC Ngas Units - Nox Rate Annual v5.12, Unit 3083 and retrofits | 769 | 5788 | Rate Constraint in lbs/MWh | FALSE | L | Annual | Allowances Banked | Thousand Tons | 0 | 0 | 0 | 0 | 0 | 0 | 0
NJ HEDD CC Ngas Units - Nox Rate Annual v5.12, Unit 3083 and retrofits | 769 | 5788 | Rate Constraint in lbs/MWh | FALSE | L | Annual | Allowances Withdrawn (1:1) | Thousand Tons | 0 | 0 | 0 | 0 | 0 | 0 | 0
NJ HEDD CC Ngas Units - Nox Rate Annual v5.12, Unit 3083 and retrofits | 769 | 5788 | Rate Constraint in lbs/MWh | FALSE | L | Annual | Allowances Withdrawn (n:1) | Thousand Tons | 0 | 0 | 0 | 0 | 0 | 0 | 0
NJ HEDD CC Ngas Units - Nox Rate Annual v5.12, Unit 3083 and retrofits | 769 | 5788 | Rate Constraint in lbs/MWh | FALSE | L | Annual | Net Emissions Allowance Position | Thousand Tons | 0.074439 | 0.074439 | 0.074439 | 0.074439 | 0.074439 | 0.074439 | 0.074439
NJ HEDD CC Ngas Units - Nox Rate Annual v5.12, Unit 3083 and retrofits | 769 | 5788 | Rate Constraint in lbs/MWh | FALSE | L | Annual | Fuel Consumed | TBtu | 4.6061 | 4.6061 | 4.6061 | 4.6061 | 4.6061 | 4.6061 | 4.6061
NJ HEDD CC Ngas Units - Nox Rate Annual v5.12, Unit 3083 and retrofits | 769 | 5788 | Rate Constraint in lbs/MWh | FALSE | L | Annual | Rate | lb/MMBtu | 0.032322 | 0.032322 | 0.032322 | 0.032322 | 0.032322 | 0.032322 | 0.032322
NJ HEDD CC Ngas Units - Nox Rate Annual v5.12, Unit 3083 and retrofits | 769 | 5788 | Rate Constraint in lbs/MWh | FALSE | L | Annual | Generation | TWh | 0.67717 | 0.67717 | 0.67717 | 0.67717 | 0.67717 | 0.67717 | 0.67717
NJ HEDD CC Ngas Units - Nox Rate Annual v5.12, Unit 3083 and retrofits | 769 | 5788 | Rate Constraint in lbs/MWh | FALSE | L | Annual | Qualifying Generation | TWh | 0.67717 | 0.67717 | 0.67717 | 0.67717 | 0.67717 | 0.67717 | 0.67717
NJ HEDD CC Ngas Units - Nox Rate Annual v5.12, Unit 3083 and retrofits | 769 | 5788 | Rate Constraint in lbs/MWh | FALSE | L | Annual | Constraint Shadow Price | US2011$/Ton | 0 | 0 | 0 | 0 | 0 | 0 | 0
NJ HEDD CC Ngas Units - Nox Rate Annual v5.12, Unit 3084 and retrofits | 770 | 5788 | Rate Constraint in lbs/MWh | FALSE | L | Annual | Seasons Included | Seasons | Winter, Summer | Winter, Summer | Winter, Summer | Winter, Summer | Winter, Summer | Winter, Summer | Winter, Summer
NJ HEDD CC Ngas Units - Nox Rate Annual v5.12, Unit 3084 and retrofits | 770 | 5788 | Rate Constraint in lbs/MWh | FALSE | L | Annual | Standard | lb/MWh | 0.75 | 0.75 | 0.75 | 0.75 | 0.75 | 0.75 | 0.75
NJ HEDD CC Ngas Units - Nox Rate Annual v5.12, Unit 3084 and retrofits | 770 | 5788 | Rate Constraint in lbs/MWh | FALSE | L | Annual | Emissions at Affected Plants NOX | Thousand Tons | 0.033789 | 0.033789 | 0.033789 | 0.033789 | 0.033789 | 0.033789 | 0.033789
NJ HEDD CC Ngas Units - Nox Rate Annual v5.12, Unit 3084 and retrofits | 770 | 5788 | Rate Constraint in lbs/MWh | FALSE | L | Annual | Allowances Purchased NOX | Thousand Tons | 0 | 0 | 0 | 0 | 0 | 0 | 0
NJ HEDD CC Ngas Units - Nox Rate Annual v5.12, Unit 3084 and retrofits | 770 | 5788 | Rate Constraint in lbs/MWh | FALSE | L | Annual | Allowances Sold NOX | Thousand Tons | 0 | 0 | 0 | 0 | 0 | 0 | 0
NJ HEDD CC Ngas Units - Nox Rate Annual v5.12, Unit 3084 and retrofits | 770 | 5788 | Rate Constraint in lbs/MWh | FALSE | L | Annual | Allowances Banked | Thousand Tons | 0 | 0 | 0 | 0 | 0 | 0 | 0
NJ HEDD CC Ngas Units - Nox Rate Annual v5.12, Unit 3084 and retrofits | 770 | 5788 | Rate Constraint in lbs/MWh | FALSE | L | Annual | Allowances Withdrawn (1:1) | Thousand Tons | 0 | 0 | 0 | 0 | 0 | 0 | 0
NJ HEDD CC Ngas Units - Nox Rate Annual v5.12, Unit 3084 and retrofits | 770 | 5788 | Rate Constraint in lbs/MWh | FALSE | L | Annual | Allowances Withdrawn (n:1) | Thousand Tons | 0 | 0 | 0 | 0 | 0 | 0 | 0
NJ HEDD CC Ngas Units - Nox Rate Annual v5.12, Unit 3084 and retrofits | 770 | 5788 | Rate Constraint in lbs/MWh | FALSE | L | Annual | Net Emissions Allowance Position | Thousand Tons | 0.033789 | 0.033789 | 0.033789 | 0.033789 | 0.033789 | 0.033789 | 0.033789
NJ HEDD CC Ngas Units - Nox Rate Annual v5.12, Unit 3084 and retrofits | 770 | 5788 | Rate Constraint in lbs/MWh | FALSE | L | Annual | Fuel Consumed | TBtu | 4.6061 | 4.6061 | 4.6061 | 4.6061 | 4.6061 | 4.6061 | 4.6061
NJ HEDD CC Ngas Units - Nox Rate Annual v5.12, Unit 3084 and retrofits | 770 | 5788 | Rate Constraint in lbs/MWh | FALSE | L | Annual | Rate | lb/MMBtu | 0.014672 | 0.014672 | 0.014672 | 0.014672 | 0.014672 | 0.014672 | 0.014672
NJ HEDD CC Ngas Units - Nox Rate Annual v5.12, Unit 3084 and retrofits | 770 | 5788 | Rate Constraint in lbs/MWh | FALSE | L | Annual | Generation | TWh | 0.67717 | 0.67717 | 0.67717 | 0.67717 | 0.67717 | 0.67717 | 0.67717
NJ HEDD CC Ngas Units - Nox Rate Annual v5.12, Unit 3084 and retrofits | 770 | 5788 | Rate Constraint in lbs/MWh | FALSE | L | Annual | Qualifying Generation | TWh | 0.67717 | 0.67717 | 0.67717 | 0.67717 | 0.67717 | 0.67717 | 0.67717
NJ HEDD CC Ngas Units - Nox Rate Annual v5.12, Unit 3084 and retrofits | 770 | 5788 | Rate Constraint in lbs/MWh | FALSE | L | Annual | Constraint Shadow Price | US2011$/Ton | 0 | 0 | 0 | 0 | 0 | 0 | 0
NJ HEDD CC Ngas Units - Nox Rate Annual v5.12, Unit 3085 and retrofits | 771 | 5788 | Rate Constraint in lbs/MWh | FALSE | L | Annual | Seasons Included | Seasons | Winter, Summer | Winter, Summer | Winter, Summer | Winter, Summer | Winter, Summer | Winter, Summer | Winter, Summer
NJ HEDD CC Ngas Units - Nox Rate Annual v5.12, Unit 3085 and retrofits | 771 | 5788 | Rate Constraint in lbs/MWh | FALSE | L | Annual | Standard | lb/MWh | 0.75 | 0.75 | 0.75 | 0.75 | 0.75 | 0.75 | 0.75
NJ HEDD CC Ngas Units - Nox Rate Annual v5.12, Unit 3085 and retrofits | 771 | 5788 | Rate Constraint in lbs/MWh | FALSE | L | Annual | Emissions at Affected Plants NOX | Thousand Tons | 0.078621 | 0.078621 | 0.078621 | 0.078621 | 0.078621 | 0.078621 | 0.078621
NJ HEDD CC Ngas Units - Nox Rate Annual v5.12, Unit 3085 and retrofits | 771 | 5788 | Rate Constraint in lbs/MWh | FALSE | L | Annual | Allowances Purchased NOX | Thousand Tons | 0 | 0 | 0 | 0 | 0 | 0 | 0
NJ HEDD CC Ngas Units - Nox Rate Annual v5.12, Unit 3085 and retrofits | 771 | 5788 | Rate Constraint in lbs/MWh | FALSE | L | Annual | Allowances Sold NOX | Thousand Tons | 0 | 0 | 0 | 0 | 0 | 0 | 0
NJ HEDD CC Ngas Units - Nox Rate Annual v5.12, Unit 3085 and retrofits | 771 | 5788 | Rate Constraint in lbs/MWh | FALSE | L | Annual | Allowances Banked | Thousand Tons | 0 | 0 | 0 | 0 | 0 | 0 | 0
NJ HEDD CC Ngas Units - Nox Rate Annual v5.12, Unit 3085 and retrofits | 771 | 5788 | Rate Constraint in lbs/MWh | FALSE | L | Annual | Allowances Withdrawn (1:1) | Thousand Tons | 0 | 0 | 0 | 0 | 0 | 0 | 0
NJ HEDD CC Ngas Units - Nox Rate Annual v5.12, Unit 3085 and retrofits | 771 | 5788 | Rate Constraint in lbs/MWh | FALSE | L | Annual | Allowances Withdrawn (n:1) | Thousand Tons | 0 | 0 | 0 | 0 | 0 | 0 | 0
NJ HEDD CC Ngas Units - Nox Rate Annual v5.12, Unit 3085 and retrofits | 771 | 5788 | Rate Constraint in lbs/MWh | FALSE | L | Annual | Net Emissions Allowance Position | Thousand Tons | 0.078621 | 0.078621 | 0.078621 | 0.078621 | 0.078621 | 0.078621 | 0.078621
NJ HEDD CC Ngas Units - Nox Rate Annual v5.12, Unit 3085 and retrofits | 771 | 5788 | Rate Constraint in lbs/MWh | FALSE | L | Annual | Fuel Consumed | TBtu | 4.8649 | 4.8649 | 4.8649 | 4.8649 | 4.8649 | 4.8649 | 4.8649
NJ HEDD CC Ngas Units - Nox Rate Annual v5.12, Unit 3085 and retrofits | 771 | 5788 | Rate Constraint in lbs/MWh | FALSE | L | Annual | Rate | lb/MMBtu | 0.032322 | 0.032322 | 0.032322 | 0.032322 | 0.032322 | 0.032322 | 0.032322
NJ HEDD CC Ngas Units - Nox Rate Annual v5.12, Unit 3085 and retrofits | 771 | 5788 | Rate Constraint in lbs/MWh | FALSE | L | Annual | Generation | TWh | 0.71521 | 0.71521 | 0.71521 | 0.71521 | 0.71521 | 0.71521 | 0.71521
NJ HEDD CC Ngas Units - Nox Rate Annual v5.12, Unit 3085 and retrofits | 771 | 5788 | Rate Constraint in lbs/MWh | FALSE | L | Annual | Qualifying Generation | TWh | 0.71521 | 0.71521 | 0.71521 | 0.71521 | 0.71521 | 0.71521 | 0.71521
NJ HEDD CC Ngas Units - Nox Rate Annual v5.12, Unit 3085 and retrofits | 771 | 5788 | Rate Constraint in lbs/MWh | FALSE | L | Annual | Constraint Shadow Price | US2011$/Ton | 0 | 0 | 0 | 0 | 0 | 0 | 0
NJ HEDD CC Ngas Units - Nox Rate Annual v5.12, Unit 3086 and retrofits | 772 | 5788 | Rate Constraint in lbs/MWh | FALSE | L | Annual | Seasons Included | Seasons | Winter, Summer | Winter, Summer | Winter, Summer | Winter, Summer | Winter, Summer | Winter, Summer | Winter, Summer
NJ HEDD CC Ngas Units - Nox Rate Annual v5.12, Unit 3086 and retrofits | 772 | 5788 | Rate Constraint in lbs/MWh | FALSE | L | Annual | Standard | lb/MWh | 0.75 | 0.75 | 0.75 | 0.75 | 0.75 | 0.75 | 0.75
NJ HEDD CC Ngas Units - Nox Rate Annual v5.12, Unit 3086 and retrofits | 772 | 5788 | Rate Constraint in lbs/MWh | FALSE | L | Annual | Emissions at Affected Plants NOX | Thousand Tons | 0.078621 | 0.078621 | 0.078621 | 0.078621 | 0.078621 | 0.078621 | 0.078621
NJ HEDD CC Ngas Units - Nox Rate Annual v5.12, Unit 3086 and retrofits | 772 | 5788 | Rate Constraint in lbs/MWh | FALSE | L | Annual | Allowances Purchased NOX | Thousand Tons | 0 | 0 | 0 | 0 | 0 | 0 | 0
NJ HEDD CC Ngas Units - Nox Rate Annual v5.12, Unit 3086 and retrofits | 772 | 5788 | Rate Constraint in lbs/MWh | FALSE | L | Annual | Allowances Sold NOX | Thousand Tons | 0 | 0 | 0 | 0 | 0 | 0 | 0
NJ HEDD CC Ngas Units - Nox Rate Annual v5.12, Unit 3086 and retrofits | 772 | 5788 | Rate Constraint in lbs/MWh | FALSE | L | Annual | Allowances Banked | Thousand Tons | 0 | 0 | 0 | 0 | 0 | 0 | 0
NJ HEDD CC Ngas Units - Nox Rate Annual v5.12, Unit 3086 and retrofits | 772 | 5788 | Rate Constraint in lbs/MWh | FALSE | L | Annual | Allowances Withdrawn (1:1) | Thousand Tons | 0 | 0 | 0 | 0 | 0 | 0 | 0
NJ HEDD CC Ngas Units - Nox Rate Annual v5.12, Unit 3086 and retrofits | 772 | 5788 | Rate Constraint in lbs/MWh | FALSE | L | Annual | Allowances Withdrawn (n:1) | Thousand Tons | 0 | 0 | 0 | 0 | 0 | 0 | 0
NJ HEDD CC Ngas Units - Nox Rate Annual v5.12, Unit 3086 and retrofits | 772 | 5788 | Rate Constraint in lbs/MWh | FALSE | L | Annual | Net Emissions Allowance Position | Thousand Tons | 0.078621 | 0.078621 | 0.078621 | 0.078621 | 0.078621 | 0.078621 | 0.078621
NJ HEDD CC Ngas Units - Nox Rate Annual v5.12, Unit 3086 and retrofits | 772 | 5788 | Rate Constraint in lbs/MWh | FALSE | L | Annual | Fuel Consumed | TBtu | 4.8649 | 4.8649 | 4.8649 | 4.8649 | 4.8649 | 4.8649 | 4.8649
NJ HEDD CC Ngas Units - Nox Rate Annual v5.12, Unit 3086 and retrofits | 772 | 5788 | Rate Constraint in lbs/MWh | FALSE | L | Annual | Rate | lb/MMBtu | 0.032322 | 0.032322 | 0.032322 | 0.032322 | 0.032322 | 0.032322 | 0.032322
NJ HEDD CC Ngas Units - Nox Rate Annual v5.12, Unit 3086 and retrofits | 772 | 5788 | Rate Constraint in lbs/MWh | FALSE | L | Annual | Generation | TWh | 0.71521 | 0.71521 | 0.71521 | 0.71521 | 0.71521 | 0.71521 | 0.71521
NJ HEDD CC Ngas Units - Nox Rate Annual v5.12, Unit 3086 and retrofits | 772 | 5788 | Rate Constraint in lbs/MWh | FALSE | L | Annual | Qualifying Generation | TWh | 0.71521 | 0.71521 | 0.71521 | 0.71521 | 0.71521 | 0.71521 | 0.71521
NJ HEDD CC Ngas Units - Nox Rate Annual v5.12, Unit 3086 and retrofits | 772 | 5788 | Rate Constraint in lbs/MWh | FALSE | L | Annual | Constraint Shadow Price | US2011$/Ton | 0 | 0 | 0 | 0 | 0 | 0 | 0
NJ HEDD CC Ngas Units - Nox Rate Annual v5.12, Unit 3087 and retrofits | 773 | 5788 | Rate Constraint in lbs/MWh | FALSE | L | Annual | Seasons Included | Seasons | Winter, Summer | Winter, Summer | Winter, Summer | Winter, Summer | Winter, Summer | Winter, Summer | Winter, Summer
NJ HEDD CC Ngas Units - Nox Rate Annual v5.12, Unit 3087 and retrofits | 773 | 5788 | Rate Constraint in lbs/MWh | FALSE | L | Annual | Standard | lb/MWh | 0.75 | 0.75 | 0.75 | 0.75 | 0.75 | 0.75 | 0.75
NJ HEDD CC Ngas Units - Nox Rate Annual v5.12, Unit 3087 and retrofits | 773 | 5788 | Rate Constraint in lbs/MWh | FALSE | L | Annual | Emissions at Affected Plants NOX | Thousand Tons | 0.077992 | 0.077992 | 0.077992 | 0.077992 | 0.077992 | 0.077992 | 0.077992
NJ HEDD CC Ngas Units - Nox Rate Annual v5.12, Unit 3087 and retrofits | 773 | 5788 | Rate Constraint in lbs/MWh | FALSE | L | Annual | Allowances Purchased NOX | Thousand Tons | 0 | 0 | 0 | 0 | 0 | 0 | 0
NJ HEDD CC Ngas Units - Nox Rate Annual v5.12, Unit 3087 and retrofits | 773 | 5788 | Rate Constraint in lbs/MWh | FALSE | L | Annual | Allowances Sold NOX | Thousand Tons | 0 | 0 | 0 | 0 | 0 | 0 | 0
NJ HEDD CC Ngas Units - Nox Rate Annual v5.12, Unit 3087 and retrofits | 773 | 5788 | Rate Constraint in lbs/MWh | FALSE | L | Annual | Allowances Banked | Thousand Tons | 0 | 0 | 0 | 0 | 0 | 0 | 0
NJ HEDD CC Ngas Units - Nox Rate Annual v5.12, Unit 3087 and retrofits | 773 | 5788 | Rate Constraint in lbs/MWh | FALSE | L | Annual | Allowances Withdrawn (1:1) | Thousand Tons | 0 | 0 | 0 | 0 | 0 | 0 | 0
NJ HEDD CC Ngas Units - Nox Rate Annual v5.12, Unit 3087 and retrofits | 773 | 5788 | Rate Constraint in lbs/MWh | FALSE | L | Annual | Allowances Withdrawn (n:1) | Thousand Tons | 0 | 0 | 0 | 0 | 0 | 0 | 0
NJ HEDD CC Ngas Units - Nox Rate Annual v5.12, Unit 3087 and retrofits | 773 | 5788 | Rate Constraint in lbs/MWh | FALSE | L | Annual | Net Emissions Allowance Position | Thousand Tons | 0.077992 | 0.077992 | 0.077992 | 0.077992 | 0.077992 | 0.077992 | 0.077992
NJ HEDD CC Ngas Units - Nox Rate Annual v5.12, Unit 3087 and retrofits | 773 | 5788 | Rate Constraint in lbs/MWh | FALSE | L | Annual | Fuel Consumed | TBtu | 4.8649 | 4.8649 | 4.8649 | 4.8649 | 4.8649 | 4.8649 | 4.8649
NJ HEDD CC Ngas Units - Nox Rate Annual v5.12, Unit 3087 and retrofits | 773 | 5788 | Rate Constraint in lbs/MWh | FALSE | L | Annual | Rate | lb/MMBtu | 0.032063 | 0.032063 | 0.032063 | 0.032063 | 0.032063 | 0.032063 | 0.032063
NJ HEDD CC Ngas Units - Nox Rate Annual v5.12, Unit 3087 and retrofits | 773 | 5788 | Rate Constraint in lbs/MWh | FALSE | L | Annual | Generation | TWh | 0.71521 | 0.71521 | 0.71521 | 0.71521 | 0.71521 | 0.71521 | 0.71521
NJ HEDD CC Ngas Units - Nox Rate Annual v5.12, Unit 3087 and retrofits | 773 | 5788 | Rate Constraint in lbs/MWh | FALSE | L | Annual | Qualifying Generation | TWh | 0.71521 | 0.71521 | 0.71521 | 0.71521 | 0.71521 | 0.71521 | 0.71521
NJ HEDD CC Ngas Units - Nox Rate Annual v5.12, Unit 3087 and retrofits | 773 | 5788 | Rate Constraint in lbs/MWh | FALSE | L | Annual | Constraint Shadow Price | US2011$/Ton | 0 | 0 | 0 | 0 | 0 | 0 | 0
NJ HEDD CC Ngas Units - Nox Rate Annual v5.12, Unit 3088 and retrofits | 774 | 5788 | Rate Constraint in lbs/MWh | FALSE | L | Annual | Seasons Included | Seasons | Winter, Summer | Winter, Summer | Winter, Summer | Winter, Summer | Winter, Summer | Winter, Summer | Winter, Summer
NJ HEDD CC Ngas Units - Nox Rate Annual v5.12, Unit 3088 and retrofits | 774 | 5788 | Rate Constraint in lbs/MWh | FALSE | L | Annual | Standard | lb/MWh | 0.75 | 0.75 | 0.75 | 0.75 | 0.75 | 0.75 | 0.75
NJ HEDD CC Ngas Units - Nox Rate Annual v5.12, Unit 3088 and retrofits | 774 | 5788 | Rate Constraint in lbs/MWh | FALSE | L | Annual | Emissions at Affected Plants NOX | Thousand Tons | 0.060365 | 0.060365 | 0.060365 | 0.060365 | 0.060365 | 0.060365 | 0.060365
NJ HEDD CC Ngas Units - Nox Rate Annual v5.12, Unit 3088 and retrofits | 774 | 5788 | Rate Constraint in lbs/MWh | FALSE | L | Annual | Allowances Purchased NOX | Thousand Tons | 0 | 0 | 0 | 0 | 0 | 0 | 0
NJ HEDD CC Ngas Units - Nox Rate Annual v5.12, Unit 3088 and retrofits | 774 | 5788 | Rate Constraint in lbs/MWh | FALSE | L | Annual | Allowances Sold NOX | Thousand Tons | 0 | 0 | 0 | 0 | 0 | 0 | 0
NJ HEDD CC Ngas Units - Nox Rate Annual v5.12, Unit 3088 and retrofits | 774 | 5788 | Rate Constraint in lbs/MWh | FALSE | L | Annual | Allowances Banked | Thousand Tons | 0 | 0 | 0 | 0 | 0 | 0 | 0
NJ HEDD CC Ngas Units - Nox Rate Annual v5.12, Unit 3088 and retrofits | 774 | 5788 | Rate Constraint in lbs/MWh | FALSE | L | Annual | Allowances Withdrawn (1:1) | Thousand Tons | 0 | 0 | 0 | 0 | 0 | 0 | 0
NJ HEDD CC Ngas Units - Nox Rate Annual v5.12, Unit 3088 and retrofits | 774 | 5788 | Rate Constraint in lbs/MWh | FALSE | L | Annual | Allowances Withdrawn (n:1) | Thousand Tons | 0 | 0 | 0 | 0 | 0 | 0 | 0
NJ HEDD CC Ngas Units - Nox Rate Annual v5.12, Unit 3088 and retrofits | 774 | 5788 | Rate Constraint in lbs/MWh | FALSE | L | Annual | Net Emissions Allowance Position | Thousand Tons | 0.060365 | 0.060365 | 0.060365 | 0.060365 | 0.060365 | 0.060365 | 0.060365
NJ HEDD CC Ngas Units - Nox Rate Annual v5.12, Unit 3088 and retrofits | 774 | 5788 | Rate Constraint in lbs/MWh | FALSE | L | Annual | Fuel Consumed | TBtu | 8.2289 | 8.2289 | 8.2289 | 8.2289 | 8.2289 | 8.2289 | 8.2289
NJ HEDD CC Ngas Units - Nox Rate Annual v5.12, Unit 3088 and retrofits | 774 | 5788 | Rate Constraint in lbs/MWh | FALSE | L | Annual | Rate | lb/MMBtu | 0.014672 | 0.014672 | 0.014672 | 0.014672 | 0.014672 | 0.014672 | 0.014672
NJ HEDD CC Ngas Units - Nox Rate Annual v5.12, Unit 3088 and retrofits | 774 | 5788 | Rate Constraint in lbs/MWh | FALSE | L | Annual | Generation | TWh | 1.2098 | 1.2098 | 1.2098 | 1.2098 | 1.2098 | 1.2098 | 1.2098
NJ HEDD CC Ngas Units - Nox Rate Annual v5.12, Unit 3088 and retrofits | 774 | 5788 | Rate Constraint in lbs/MWh | FALSE | L | Annual | Qualifying Generation | TWh | 1.2098 | 1.2098 | 1.2098 | 1.2098 | 1.2098 | 1.2098 | 1.2098
NJ HEDD CC Ngas Units - Nox Rate Annual v5.12, Unit 3088 and retrofits | 774 | 5788 | Rate Constraint in lbs/MWh | FALSE | L | Annual | Constraint Shadow Price | US2011$/Ton | 0 | 0 | 0 | 0 | 0 | 0 | 0
NJ LoganGen- NOx Annual GPS v4.10, Unit 3722 and retrofits | 775 | 2278 | Rate Constraint in lbs/MWh | FALSE | L | Annual | Seasons Included | Seasons | Winter, Summer | Winter, Summer | Winter, Summer | Winter, Summer | Winter, Summer | Winter, Summer | Winter, Summer
NJ LoganGen- NOx Annual GPS v4.10, Unit 3722 and retrofits | 775 | 2278 | Rate Constraint in lbs/MWh | FALSE | L | Annual | Standard | lb/MWh | 1.5414 | 1.5414 | 1.5414 | 1.5414 | 1.5414 | 1.5414 | 1.5414
NJ LoganGen- NOx Annual GPS v4.10, Unit 3722 and retrofits | 775 | 2278 | Rate Constraint in lbs/MWh | FALSE | L | Annual | Emissions at Affected Plants NOX | Thousand Tons | 0.69022 | 0.68137 | 0.69022 | 0.59028 | 0.69022 | 0 | 0
NJ LoganGen- NOx Annual GPS v4.10, Unit 3722 and retrofits | 775 | 2278 | Rate Constraint in lbs/MWh | FALSE | L | Annual | Allowances Purchased NOX | Thousand Tons | 0 | 0 | 0 | 0 | 0 | 0 | 0
NJ LoganGen- NOx Annual GPS v4.10, Unit 3722 and retrofits | 775 | 2278 | Rate Constraint in lbs/MWh | FALSE | L | Annual | Allowances Sold NOX | Thousand Tons | 0 | 0 | 0 | 0 | 0 | 0 | 0
NJ LoganGen- NOx Annual GPS v4.10, Unit 3722 and retrofits | 775 | 2278 | Rate Constraint in lbs/MWh | FALSE | L | Annual | Allowances Banked | Thousand Tons | 0 | 0 | 0 | 0 | 0 | 0 | 0
NJ LoganGen- NOx Annual GPS v4.10, Unit 3722 and retrofits | 775 | 2278 | Rate Constraint in lbs/MWh | FALSE | L | Annual | Allowances Withdrawn (1:1) | Thousand Tons | 0 | 0 | 0 | 0 | 0 | 0 | 0
NJ LoganGen- NOx Annual GPS v4.10, Unit 3722 and retrofits | 775 | 2278 | Rate Constraint in lbs/MWh | FALSE | L | Annual | Allowances Withdrawn (n:1) | Thousand Tons | 0 | 0 | 0 | 0 | 0 | 0 | 0
NJ LoganGen- NOx Annual GPS v4.10, Unit 3722 and retrofits | 775 | 2278 | Rate Constraint in lbs/MWh | FALSE | L | Annual | Net Emissions Allowance Position | Thousand Tons | 0.69022 | 0.68137 | 0.69022 | 0.59028 | 0.69022 | 0 | 0
NJ LoganGen- NOx Annual GPS v4.10, Unit 3722 and retrofits | 775 | 2278 | Rate Constraint in lbs/MWh | FALSE | L | Annual | Fuel Consumed | TBtu | 10.3504 | 10.2176 | 10.3504 | 8.8517 | 10.3504 | 0 | 0
NJ LoganGen- NOx Annual GPS v4.10, Unit 3722 and retrofits | 775 | 2278 | Rate Constraint in lbs/MWh | FALSE | L | Annual | Rate | lb/MMBtu | 0.13337 | 0.13337 | 0.13337 | 0.13337 | 0.13337 | 0 | 0
NJ LoganGen- NOx Annual GPS v4.10, Unit 3722 and retrofits | 775 | 2278 | Rate Constraint in lbs/MWh | FALSE | L | Annual | Generation | TWh | 0.99959 | 0.98677 | 0.99959 | 0.85485 | 0.99959 | 0 | 0
NJ LoganGen- NOx Annual GPS v4.10, Unit 3722 and retrofits | 775 | 2278 | Rate Constraint in lbs/MWh | FALSE | L | Annual | Qualifying Generation | TWh | 0.99959 | 0.98677 | 0.99959 | 0.85485 | 0.99959 | 0 | 0
NJ LoganGen- NOx Annual GPS v4.10, Unit 3722 and retrofits | 775 | 2278 | Rate Constraint in lbs/MWh | FALSE | L | Annual | Constraint Shadow Price | US2011$/Ton | 0 | 0 | 0 | 0 | 0 | 0 | 0
NJ Non-HEDD CC Ngas Units - Nox Rate Annual v5.12, Unit 2966 and retrofits | 776 | 5789 | Rate Constraint in lbs/MWh | FALSE | L | Annual | Seasons Included | Seasons | Winter, Summer | Winter, Summer | Winter, Summer | Winter, Summer | Winter, Summer | Winter, Summer | Winter, Summer
NJ Non-HEDD CC Ngas Units - Nox Rate Annual v5.12, Unit 2966 and retrofits | 776 | 5789 | Rate Constraint in lbs/MWh | FALSE | L | Annual | Standard | lb/MWh | 1.3 | 1.3 | 1.3 | 1.3 | 1.3 | 1.3 | 1.3
NJ Non-HEDD CC Ngas Units - Nox Rate Annual v5.12, Unit 2966 and retrofits | 776 | 5789 | Rate Constraint in lbs/MWh | FALSE | L | Annual | Emissions at Affected Plants NOX | Thousand Tons | 0.0031176 | 0.0031176 | 0.0031176 | 0.0031176 | 0.0031176 | 0.00095587 | 0.00095587
NJ Non-HEDD CC Ngas Units - Nox Rate Annual v5.12, Unit 2966 and retrofits | 776 | 5789 | Rate Constraint in lbs/MWh | FALSE | L | Annual | Allowances Purchased NOX | Thousand Tons | 0 | 0 | 0 | 0 | 0 | 0 | 0
NJ Non-HEDD CC Ngas Units - Nox Rate Annual v5.12, Unit 2966 and retrofits | 776 | 5789 | Rate Constraint in lbs/MWh | FALSE | L | Annual | Allowances Sold NOX | Thousand Tons | 0 | 0 | 0 | 0 | 0 | 0 | 0
NJ Non-HEDD CC Ngas Units - Nox Rate Annual v5.12, Unit 2966 and retrofits | 776 | 5789 | Rate Constraint in lbs/MWh | FALSE | L | Annual | Allowances Banked | Thousand Tons | 0 | 0 | 0 | 0 | 0 | 0 | 0
NJ Non-HEDD CC Ngas Units - Nox Rate Annual v5.12, Unit 2966 and retrofits | 776 | 5789 | Rate Constraint in lbs/MWh | FALSE | L | Annual | Allowances Withdrawn (1:1) | Thousand Tons | 0 | 0 | 0 | 0 | 0 | 0 | 0
NJ Non-HEDD CC Ngas Units - Nox Rate Annual v5.12, Unit 2966 and retrofits | 776 | 5789 | Rate Constraint in lbs/MWh | FALSE | L | Annual | Allowances Withdrawn (n:1) | Thousand Tons | 0 | 0 | 0 | 0 | 0 | 0 | 0
NJ Non-HEDD CC Ngas Units - Nox Rate Annual v5.12, Unit 2966 and retrofits | 776 | 5789 | Rate Constraint in lbs/MWh | FALSE | L | Annual | Net Emissions Allowance Position | Thousand Tons | 0.0031176 | 0.0031176 | 0.0031176 | 0.0031176 | 0.0031176 | 0.00095587 | 0.00095587
NJ Non-HEDD CC Ngas Units - Nox Rate Annual v5.12, Unit 2966 and retrofits | 776 | 5789 | Rate Constraint in lbs/MWh | FALSE | L | Annual | Fuel Consumed | TBtu | 0.12041 | 0.12041 | 0.12041 | 0.12041 | 0.12041 | 0.036917 | 0.036917
NJ Non-HEDD CC Ngas Units - Nox Rate Annual v5.12, Unit 2966 and retrofits | 776 | 5789 | Rate Constraint in lbs/MWh | FALSE | L | Annual | Rate | lb/MMBtu | 0.051785 | 0.051785 | 0.051785 | 0.051785 | 0.051785 | 0.051785 | 0.051785
NJ Non-HEDD CC Ngas Units - Nox Rate Annual v5.12, Unit 2966 and retrofits | 776 | 5789 | Rate Constraint in lbs/MWh | FALSE | L | Annual | Generation | TWh | 0.011836 | 0.011836 | 0.011836 | 0.011836 | 0.011836 | 0.0036289 | 0.0036289
NJ Non-HEDD CC Ngas Units - Nox Rate Annual v5.12, Unit 2966 and retrofits | 776 | 5789 | Rate Constraint in lbs/MWh | FALSE | L | Annual | Qualifying Generation | TWh | 0.011836 | 0.011836 | 0.011836 | 0.011836 | 0.011836 | 0.0036289 | 0.0036289
NJ Non-HEDD CC Ngas Units - Nox Rate Annual v5.12, Unit 2966 and retrofits | 776 | 5789 | Rate Constraint in lbs/MWh | FALSE | L | Annual | Constraint Shadow Price | US2011$/Ton | 0 | 0 | 0 | 0 | 0 | 0 | 0
NJ Non-HEDD CC Ngas Units - Nox Rate Annual v5.12, Unit 2967 and retrofits | 777 | 5789 | Rate Constraint in lbs/MWh | FALSE | L | Annual | Seasons Included | Seasons | Winter, Summer | Winter, Summer | Winter, Summer | Winter, Summer | Winter, Summer | Winter, Summer | Winter, Summer
NJ Non-HEDD CC Ngas Units - Nox Rate Annual v5.12, Unit 2967 and retrofits | 777 | 5789 | Rate Constraint in lbs/MWh | FALSE | L | Annual | Standard | lb/MWh | 1.3 | 1.3 | 1.3 | 1.3 | 1.3 | 1.3 | 1.3
NJ Non-HEDD CC Ngas Units - Nox Rate Annual v5.12, Unit 2967 and retrofits | 777 | 5789 | Rate Constraint in lbs/MWh | FALSE | L | Annual | Emissions at Affected Plants NOX | Thousand Tons | 0.062618 | 0.062618 | 0.036292 | 0.036346 | 0.01756 | 0.036346 | 0.036346
NJ Non-HEDD CC Ngas Units - Nox Rate Annual v5.12, Unit 2967 and retrofits | 777 | 5789 | Rate Constraint in lbs/MWh | FALSE | L | Annual | Allowances Purchased NOX | Thousand Tons | 0 | 0 | 0 | 0 | 0 | 0 | 0
NJ Non-HEDD CC Ngas Units - Nox Rate Annual v5.12, Unit 2967 and retrofits | 777 | 5789 | Rate Constraint in lbs/MWh | FALSE | L | Annual | Allowances Sold NOX | Thousand Tons | 0 | 0 | 0 | 0 | 0 | 0 | 0
NJ Non-HEDD CC Ngas Units - Nox Rate Annual v5.12, Unit 2967 and retrofits | 777 | 5789 | Rate Constraint in lbs/MWh | FALSE | L | Annual | Allowances Banked | Thousand Tons | 0 | 0 | 0 | 0 | 0 | 0 | 0
NJ Non-HEDD CC Ngas Units - Nox Rate Annual v5.12, Unit 2967 and retrofits | 777 | 5789 | Rate Constraint in lbs/MWh | FALSE | L | Annual | Allowances Withdrawn (1:1) | Thousand Tons | 0 | 0 | 0 | 0 | 0 | 0 | 0
NJ Non-HEDD CC Ngas Units - Nox Rate Annual v5.12, Unit 2967 and retrofits | 777 | 5789 | Rate Constraint in lbs/MWh | FALSE | L | Annual | Allowances Withdrawn (n:1) | Thousand Tons | 0 | 0 | 0 | 0 | 0 | 0 | 0
NJ Non-HEDD CC Ngas Units - Nox Rate Annual v5.12, Unit 2967 and retrofits | 777 | 5789 | Rate Constraint in lbs/MWh | FALSE | L | Annual | Net Emissions Allowance Position | Thousand Tons | 0.062618 | 0.062618 | 0.036292 | 0.036346 | 0.01756 | 0.036346 | 0.036346
NJ Non-HEDD CC Ngas Units - Nox Rate Annual v5.12, Unit 2967 and retrofits | 777 | 5789 | Rate Constraint in lbs/MWh | FALSE | L | Annual | Fuel Consumed | TBtu | 15.9555 | 15.9555 | 9.2475 | 9.2611 | 4.4744 | 9.2611 | 9.2611
NJ Non-HEDD CC Ngas Units - Nox Rate Annual v5.12, Unit 2967 and retrofits | 777 | 5789 | Rate Constraint in lbs/MWh | FALSE | L | Annual | Rate | lb/MMBtu | 0.0078491 | 0.0078491 | 0.0078491 | 0.0078491 | 0.0078491 | 0.0078491 | 0.0078491
NJ Non-HEDD CC Ngas Units - Nox Rate Annual v5.12, Unit 2967 and retrofits | 777 | 5789 | Rate Constraint in lbs/MWh | FALSE | L | Annual | Generation | TWh | 2.1091 | 2.1091 | 1.2224 | 1.2242 | 0.59147 | 1.2242 | 1.2242
NJ Non-HEDD CC Ngas Units - Nox Rate Annual v5.12, Unit 2967 and retrofits | 777 | 5789 | Rate Constraint in lbs/MWh | FALSE | L | Annual | Qualifying Generation | TWh | 2.1091 | 2.1091 | 1.2224 | 1.2242 | 0.59147 | 1.2242 | 1.2242
NJ Non-HEDD CC Ngas Units - Nox Rate Annual v5.12, Unit 2967 and retrofits | 777 | 5789 | Rate Constraint in lbs/MWh | FALSE | L | Annual | Constraint Shadow Price | US2011$/Ton | 0 | 0 | 0 | 0 | 0 | 0 | 0
NJ Non-HEDD CC Ngas Units - Nox Rate Annual v5.12, Unit 2968 and retrofits | 778 | 5789 | Rate Constraint in lbs/MWh | FALSE | L | Annual | Seasons Included | Seasons | Winter, Summer | Winter, Summer | Winter, Summer | Winter, Summer | Winter, Summer | Winter, Summer | Winter, Summer
NJ Non-HEDD CC Ngas Units - Nox Rate Annual v5.12, Unit 2968 and retrofits | 778 | 5789 | Rate Constraint in lbs/MWh | FALSE | L | Annual | Standard | lb/MWh | 1.3 | 1.3 | 1.3 | 1.3 | 1.3 | 1.3 | 1.3
NJ Non-HEDD CC Ngas Units - Nox Rate Annual v5.12, Unit 2968 and retrofits | 778 | 5789 | Rate Constraint in lbs/MWh | FALSE | L | Annual | Emissions at Affected Plants NOX | Thousand Tons | 0.038718 | 0.026684 | 0.02244 | 0.022474 | 0.010858 | 0.022474 | 0.022474
NJ Non-HEDD CC Ngas Units - Nox Rate Annual v5.12, Unit 2968 and retrofits | 778 | 5789 | Rate Constraint in lbs/MWh | FALSE | L | Annual | Allowances Purchased NOX | Thousand Tons | 0 | 0 | 0 | 0 | 0 | 0 | 0
NJ Non-HEDD CC Ngas Units - Nox Rate Annual v5.12, Unit 2968 and retrofits | 778 | 5789 | Rate Constraint in lbs/MWh | FALSE | L | Annual | Allowances Sold NOX | Thousand Tons | 0 | 0 | 0 | 0 | 0 | 0 | 0
NJ Non-HEDD CC Ngas Units - Nox Rate Annual v5.12, Unit 2968 and retrofits | 778 | 5789 | Rate Constraint in lbs/MWh | FALSE | L | Annual | Allowances Banked | Thousand Tons | 0 | 0 | 0 | 0 | 0 | 0 | 0
NJ Non-HEDD CC Ngas Units - Nox Rate Annual v5.12, Unit 2968 and retrofits | 778 | 5789 | Rate Constraint in lbs/MWh | FALSE | L | Annual | Allowances Withdrawn (1:1) | Thousand Tons | 0 | 0 | 0 | 0 | 0 | 0 | 0
NJ Non-HEDD CC Ngas Units - Nox Rate Annual v5.12, Unit 2968 and retrofits | 778 | 5789 | Rate Constraint in lbs/MWh | FALSE | L | Annual | Allowances Withdrawn (n:1) | Thousand Tons | 0 | 0 | 0 | 0 | 0 | 0 | 0
NJ Non-HEDD CC Ngas Units - Nox Rate Annual v5.12, Unit 2968 and retrofits | 778 | 5789 | Rate Constraint in lbs/MWh | FALSE | L | Annual | Net Emissions Allowance Position | Thousand Tons | 0.038718 | 0.026684 | 0.02244 | 0.022474 | 0.010858 | 0.022474 | 0.022474
NJ Non-HEDD CC Ngas Units - Nox Rate Annual v5.12, Unit 2968 and retrofits | 778 | 5789 | Rate Constraint in lbs/MWh | FALSE | L | Annual | Fuel Consumed | TBtu | 9.8657 | 6.7993 | 5.718 | 5.7264 | 2.7667 | 5.7264 | 5.7264
NJ Non-HEDD CC Ngas Units - Nox Rate Annual v5.12, Unit 2968 and retrofits | 778 | 5789 | Rate Constraint in lbs/MWh | FALSE | L | Annual | Rate | lb/MMBtu | 0.0078491 | 0.0078491 | 0.0078491 | 0.0078491 | 0.0078491 | 0.0078491 | 0.0078491
NJ Non-HEDD CC Ngas Units - Nox Rate Annual v5.12, Unit 2968 and retrofits | 778 | 5789 | Rate Constraint in lbs/MWh | FALSE | L | Annual | Generation | TWh | 1.3041 | 0.89879 | 0.75584 | 0.75696 | 0.36572 | 0.75696 | 0.75696
NJ Non-HEDD CC Ngas Units - Nox Rate Annual v5.12, Unit 2968 and retrofits | 778 | 5789 | Rate Constraint in lbs/MWh | FALSE | L | Annual | Qualifying Generation | TWh | 1.3041 | 0.89879 | 0.75584 | 0.75696 | 0.36572 | 0.75696 | 0.75696
NJ Non-HEDD CC Ngas Units - Nox Rate Annual v5.12, Unit 2968 and retrofits | 778 | 5789 | Rate Constraint in lbs/MWh | FALSE | L | Annual | Constraint Shadow Price | US2011$/Ton | 0 | 0 | 0 | 0 | 0 | 0 | 0
NJ Non-HEDD CC Ngas Units - Nox Rate Annual v5.12, Unit 2969 and retrofits | 779 | 5789 | Rate Constraint in lbs/MWh | FALSE | L | Annual | Seasons Included | Seasons | Winter, Summer | Winter, Summer | Winter, Summer | Winter, Summer | Winter, Summer | Winter, Summer | Winter, Summer
NJ Non-HEDD CC Ngas Units - Nox Rate Annual v5.12, Unit 2969 and retrofits | 779 | 5789 | Rate Constraint in lbs/MWh | FALSE | L | Annual | Standard | lb/MWh | 1.3 | 1.3 | 1.3 | 1.3 | 1.3 | 1.3 | 1.3
NJ Non-HEDD CC Ngas Units - Nox Rate Annual v5.12, Unit 2969 and retrofits | 779 | 5789 | Rate Constraint in lbs/MWh | FALSE | L | Annual | Emissions at Affected Plants NOX | Thousand Tons | 0.038718 | 0.026684 | 0.02244 | 0.022474 | 0.014465 | 0.022474 | 0.022474
NJ Non-HEDD CC Ngas Units - Nox Rate Annual v5.12, Unit 2969 and retrofits | 779 | 5789 | Rate Constraint in lbs/MWh | FALSE | L | Annual | Allowances Purchased NOX | Thousand Tons | 0 | 0 | 0 | 0 | 0 | 0 | 0
NJ Non-HEDD CC Ngas Units - Nox Rate Annual v5.12, Unit 2969 and retrofits | 779 | 5789 | Rate Constraint in lbs/MWh | FALSE | L | Annual | Allowances Sold NOX | Thousand Tons | 0 | 0 | 0 | 0 | 0 | 0 | 0
NJ Non-HEDD CC Ngas Units - Nox Rate Annual v5.12, Unit 2969 and retrofits | 779 | 5789 | Rate Constraint in lbs/MWh | FALSE | L | Annual | Allowances Banked | Thousand Tons | 0 | 0 | 0 | 0 | 0 | 0 | 0
NJ Non-HEDD CC Ngas Units - Nox Rate Annual v5.12, Unit 2969 and retrofits | 779 | 5789 | Rate Constraint in lbs/MWh | FALSE | L | Annual | Allowances Withdrawn (1:1) | Thousand Tons | 0 | 0 | 0 | 0 | 0 | 0 | 0
NJ Non-HEDD CC Ngas Units - Nox Rate Annual v5.12, Unit 2969 and retrofits | 779 | 5789 | Rate Constraint in lbs/MWh | FALSE | L | Annual | Allowances Withdrawn (n:1) | Thousand Tons | 0 | 0 | 0 | 0 | 0 | 0 | 0
NJ Non-HEDD CC Ngas Units - Nox Rate Annual v5.12, Unit 2969 and retrofits | 779 | 5789 | Rate Constraint in lbs/MWh | FALSE | L | Annual | Net Emissions Allowance Position | Thousand Tons | 0.038718 | 0.026684 | 0.02244 | 0.022474 | 0.014465 | 0.022474 | 0.022474
NJ Non-HEDD CC Ngas Units - Nox Rate Annual v5.12, Unit 2969 and retrofits | 779 | 5789 | Rate Constraint in lbs/MWh | FALSE | L | Annual | Fuel Consumed | TBtu | 9.8657 | 6.7993 | 5.718 | 5.7264 | 3.6857 | 5.7264 | 5.7264
NJ Non-HEDD CC Ngas Units - Nox Rate Annual v5.12, Unit 2969 and retrofits | 779 | 5789 | Rate Constraint in lbs/MWh | FALSE | L | Annual | Rate | lb/MMBtu | 0.0078491 | 0.0078491 | 0.0078491 | 0.0078491 | 0.0078491 | 0.0078491 | 0.0078491
NJ Non-HEDD CC Ngas Units - Nox Rate Annual v5.12, Unit 2969 and retrofits | 779 | 5789 | Rate Constraint in lbs/MWh | FALSE | L | Annual | Generation | TWh | 1.3041 | 0.89879 | 0.75584 | 0.75696 | 0.48721 | 0.75696 | 0.75696
NJ Non-HEDD CC Ngas Units - Nox Rate Annual v5.12, Unit 2969 and retrofits | 779 | 5789 | Rate Constraint in lbs/MWh | FALSE | L | Annual | Qualifying Generation | TWh | 1.3041 | 0.89879 | 0.75584 | 0.75696 | 0.48721 | 0.75696 | 0.75696
NJ Non-HEDD CC Ngas Units - Nox Rate Annual v5.12, Unit 2969 and retrofits | 779 | 5789 | Rate Constraint in lbs/MWh | FALSE | L | Annual | Constraint Shadow Price | US2011$/Ton | 0 | 0 | 0 | 0 | 0 | 0 | 0
NJ Non-HEDD CC Ngas Units - Nox Rate Annual v5.12, Unit 2970 and retrofits | 780 | 5789 | Rate Constraint in lbs/MWh | FALSE | L | Annual | Seasons Included | Seasons | Winter, Summer | Winter, Summer | Winter, Summer | Winter, Summer | Winter, Summer | Winter, Summer | Winter, Summer
NJ Non-HEDD CC Ngas Units - Nox Rate Annual v5.12, Unit 2970 and retrofits | 780 | 5789 | Rate Constraint in lbs/MWh | FALSE | L | Annual | Standard | lb/MWh | 1.3 | 1.3 | 1.3 | 1.3 | 1.3 | 1.3 | 1.3
NJ Non-HEDD CC Ngas Units - Nox Rate Annual v5.12, Unit 2970 and retrofits | 780 | 5789 | Rate Constraint in lbs/MWh | FALSE | L | Annual | Emissions at Affected Plants NOX | Thousand Tons | 0.06567 | 0.045259 | 0.038061 | 0.038117 | 0.018416 | 0.038117 | 0.038117
NJ Non-HEDD CC Ngas Units - Nox Rate Annual v5.12, Unit 2970 and retrofits | 780 | 5789 | Rate Constraint in lbs/MWh | FALSE | L | Annual | Allowances Purchased NOX | Thousand Tons | 0 | 0 | 0 | 0 | 0 | 0 | 0
NJ Non-HEDD CC Ngas Units - Nox Rate Annual v5.12, Unit 2970 and retrofits | 780 | 5789 | Rate Constraint in lbs/MWh | FALSE | L | Annual | Allowances Sold NOX | Thousand Tons | 0 | 0 | 0 | 0 | 0 | 0 | 0
NJ Non-HEDD CC Ngas Units - Nox Rate Annual v5.12, Unit 2970 and retrofits | 780 | 5789 | Rate Constraint in lbs/MWh | FALSE | L | Annual | Allowances Banked | Thousand Tons | 0 | 0 | 0 | 0 | 0 | 0 | 0
NJ Non-HEDD CC Ngas Units - Nox Rate Annual v5.12, Unit 2970 and retrofits | 780 | 5789 | Rate Constraint in lbs/MWh | FALSE | L | Annual | Allowances Withdrawn (1:1) | Thousand Tons | 0 | 0 | 0 | 0 | 0 | 0 | 0
NJ Non-HEDD CC Ngas Units - Nox Rate Annual v5.12, Unit 2970 and retrofits | 780 | 5789 | Rate Constraint in lbs/MWh | FALSE | L | Annual | Allowances Withdrawn (n:1) | Thousand Tons | 0 | 0 | 0 | 0 | 0 | 0 | 0
NJ Non-HEDD CC Ngas Units - Nox Rate Annual v5.12, Unit 2970 and retrofits | 780 | 5789 | Rate Constraint in lbs/MWh | FALSE | L | Annual | Net Emissions Allowance Position | Thousand Tons | 0.06567 | 0.045259 | 0.038061 | 0.038117 | 0.018416 | 0.038117 | 0.038117
NJ Non-HEDD CC Ngas Units - Nox Rate Annual v5.12, Unit 2970 and retrofits | 780 | 5789 | Rate Constraint in lbs/MWh | FALSE | L | Annual | Fuel Consumed | TBtu | 16.1109 | 11.1034 | 9.3375 | 9.3513 | 4.518 | 9.3513 | 9.3513
NJ Non-HEDD CC Ngas Units - Nox Rate Annual v5.12, Unit 2970 and retrofits | 780 | 5789 | Rate Constraint in lbs/MWh | FALSE | L | Annual | Rate | lb/MMBtu | 0.0081523 | 0.0081523 | 0.0081523 | 0.0081523 | 0.0081523 | 0.0081523 | 0.0081523
NJ Non-HEDD CC Ngas Units - Nox Rate Annual v5.12, Unit 2970 and retrofits | 780 | 5789 | Rate Constraint in lbs/MWh | FALSE | L | Annual | Generation | TWh | 2.1297 | 1.4677 | 1.2343 | 1.2361 | 0.59723 | 1.2361 | 1.2361
NJ Non-HEDD CC Ngas Units - Nox Rate Annual v5.12, Unit 2970 and retrofits | 780 | 5789 | Rate Constraint in lbs/MWh | FALSE | L | Annual | Qualifying Generation | TWh | 2.1297 | 1.4677 | 1.2343 | 1.2361 | 0.59723 | 1.2361 | 1.2361
NJ Non-HEDD CC Ngas Units - Nox Rate Annual v5.12, Unit 2970 and retrofits | 780 | 5789 | Rate Constraint in lbs/MWh | FALSE | L | Annual | Constraint Shadow Price | US2011$/Ton | 0 | 0 | 0 | 0 | 0 | 0 | 0
NJ Non-HEDD CC Ngas Units - Nox Rate Annual v5.12, Unit 2971 and retrofits | 781 | 5789 | Rate Constraint in lbs/MWh | FALSE | L | Annual | Seasons Included | Seasons | Winter, Summer | Winter, Summer | Winter, Summer | Winter, Summer | Winter, Summer | Winter, Summer | Winter, Summer
NJ Non-HEDD CC Ngas Units - Nox Rate Annual v5.12, Unit 2971 and retrofits | 781 | 5789 | Rate Constraint in lbs/MWh | FALSE | L | Annual | Standard | lb/MWh | 1.3 | 1.3 | 1.3 | 1.3 | 1.3 | 1.3 | 1.3
NJ Non-HEDD CC Ngas Units - Nox Rate Annual v5.12, Unit 2971 and retrofits | 781 | 5789 | Rate Constraint in lbs/MWh | FALSE | L | Annual | Emissions at Affected Plants NOX | Thousand Tons | 0.040589 | 0.030775 | 0.023525 | 0.02356 | 0.011383 | 0.02356 | 0.02356
NJ Non-HEDD CC Ngas Units - Nox Rate Annual v5.12, Unit 2971 and retrofits | 781 | 5789 | Rate Constraint in lbs/MWh | FALSE | L | Annual | Allowances Purchased NOX | Thousand Tons | 0 | 0 | 0 | 0 | 0 | 0 | 0
NJ Non-HEDD CC Ngas Units - Nox Rate Annual v5.12, Unit 2971 and retrofits | 781 | 5789 | Rate Constraint in lbs/MWh | FALSE | L | Annual | Allowances Sold NOX | Thousand Tons | 0 | 0 | 0 | 0 | 0 | 0 | 0
NJ Non-HEDD CC Ngas Units - Nox Rate Annual v5.12, Unit 2971 and retrofits | 781 | 5789 | Rate Constraint in lbs/MWh | FALSE | L | Annual | Allowances Banked | Thousand Tons | 0 | 0 | 0 | 0 | 0 | 0 | 0
NJ Non-HEDD CC Ngas Units - Nox Rate Annual v5.12, Unit 2971 and retrofits | 781 | 5789 | Rate Constraint in lbs/MWh | FALSE | L | Annual | Allowances Withdrawn (1:1) | Thousand Tons | 0 | 0 | 0 | 0 | 0 | 0 | 0
NJ Non-HEDD CC Ngas Units - Nox Rate Annual v5.12, Unit 2971 and retrofits | 781 | 5789 | Rate Constraint in lbs/MWh | FALSE | L | Annual | Allowances Withdrawn (n:1) | Thousand Tons | 0 | 0 | 0 | 0 | 0 | 0 | 0
NJ Non-HEDD CC Ngas Units - Nox Rate Annual v5.12, Unit 2971 and retrofits | 781 | 5789 | Rate Constraint in lbs/MWh | FALSE | L | Annual | Net Emissions Allowance Position | Thousand Tons | 0.040589 | 0.030775 | 0.023525 | 0.02356 | 0.011383 | 0.02356 | 0.02356
NJ Non-HEDD CC Ngas Units - Nox Rate Annual v5.12, Unit 2971 and retrofits | 781 | 5789 | Rate Constraint in lbs/MWh | FALSE | L | Annual | Fuel Consumed | TBtu | 9.9578 | 7.55 | 5.7713 | 5.7799 | 2.7925 | 5.7799 | 5.7799
NJ Non-HEDD CC Ngas Units - Nox Rate Annual v5.12, Unit 2971 and retrofits | 781 | 5789 | Rate Constraint in lbs/MWh | FALSE | L | Annual | Rate | lb/MMBtu | 0.0081523 | 0.0081523 | 0.0081523 | 0.0081523 | 0.0081523 | 0.0081523 | 0.0081523
NJ Non-HEDD CC Ngas Units - Nox Rate Annual v5.12, Unit 2971 and retrofits | 781 | 5789 | Rate Constraint in lbs/MWh | FALSE | L | Annual | Generation | TWh | 1.3163 | 0.99802 | 0.7629 | 0.76403 | 0.36913 | 0.76403 | 0.76403
NJ Non-HEDD CC Ngas Units - Nox Rate Annual v5.12, Unit 2971 and retrofits | 781 | 5789 | Rate Constraint in lbs/MWh | FALSE | L | Annual | Qualifying Generation | TWh | 1.3163 | 0.99802 | 0.7629 | 0.76403 | 0.36913 | 0.76403 | 0.76403
NJ Non-HEDD CC Ngas Units - Nox Rate Annual v5.12, Unit 2971 and retrofits | 781 | 5789 | Rate Constraint in lbs/MWh | FALSE | L | Annual | Constraint Shadow Price | US2011$/Ton | 0 | 0 | 0 | 0 | 0 | 0 | 0
NJ Non-HEDD CC Ngas Units - Nox Rate Annual v5.12, Unit 2972 and retrofits | 782 | 5789 | Rate Constraint in lbs/MWh | FALSE | L | Annual | Seasons Included | Seasons | Winter, Summer | Winter, Summer | Winter, Summer | Winter, Summer | Winter, Summer | Winter, Summer | Winter, Summer
NJ Non-HEDD CC Ngas Units - Nox Rate Annual v5.12, Unit 2972 and retrofits | 782 | 5789 | Rate Constraint in lbs/MWh | FALSE | L | Annual | Standard | lb/MWh | 1.3 | 1.3 | 1.3 | 1.3 | 1.3 | 1.3 | 1.3
NJ Non-HEDD CC Ngas Units - Nox Rate Annual v5.12, Unit 2972 and retrofits | 782 | 5789 | Rate Constraint in lbs/MWh | FALSE | L | Annual | Emissions at Affected Plants NOX | Thousand Tons | 0.040589 | 0.027974 | 0.024785 | 0.02356 | 0.016682 | 0.02356 | 0.02356
NJ Non-HEDD CC Ngas Units - Nox Rate Annual v5.12, Unit 2972 and retrofits | 782 | 5789 | Rate Constraint in lbs/MWh | FALSE | L | Annual | Allowances Purchased NOX | Thousand Tons | 0 | 0 | 0 | 0 | 0 | 0 | 0
NJ Non-HEDD CC Ngas Units - Nox Rate Annual v5.12, Unit 2972 and retrofits | 782 | 5789 | Rate Constraint in lbs/MWh | FALSE | L | Annual | Allowances Sold NOX | Thousand Tons | 0 | 0 | 0 | 0 | 0 | 0 | 0
NJ Non-HEDD CC Ngas Units - Nox Rate Annual v5.12, Unit 2972 and retrofits | 782 | 5789 | Rate Constraint in lbs/MWh | FALSE | L | Annual | Allowances Banked | Thousand Tons | 0 | 0 | 0 | 0 | 0 | 0 | 0
NJ Non-HEDD CC Ngas Units - Nox Rate Annual v5.12, Unit 2972 and retrofits | 782 | 5789 | Rate Constraint in lbs/MWh | FALSE | L | Annual | Allowances Withdrawn (1:1) | Thousand Tons | 0 | 0 | 0 | 0 | 0 | 0 | 0
NJ Non-HEDD CC Ngas Units - Nox Rate Annual v5.12, Unit 2972 and retrofits | 782 | 5789 | Rate Constraint in lbs/MWh | FALSE | L | Annual | Allowances Withdrawn (n:1) | Thousand Tons | 0 | 0 | 0 | 0 | 0 | 0 | 0
NJ Non-HEDD CC Ngas Units - Nox Rate Annual v5.12, Unit 2972 and retrofits | 782 | 5789 | Rate Constraint in lbs/MWh | FALSE | L | Annual | Net Emissions Allowance Position | Thousand Tons | 0.040589 | 0.027974 | 0.024785 | 0.02356 | 0.016682 | 0.02356 | 0.02356
NJ Non-HEDD CC Ngas Units - Nox Rate Annual v5.12, Unit 2972 and retrofits | 782 | 5789 | Rate Constraint in lbs/MWh | FALSE | L | Annual | Fuel Consumed | TBtu | 9.9578 | 6.8628 | 6.0804 | 5.7799 | 4.0925 | 5.7799 | 5.7799
NJ Non-HEDD CC Ngas Units - Nox Rate Annual v5.12, Unit 2972 and retrofits | 782 | 5789 | Rate Constraint in lbs/MWh | FALSE | L | Annual | Rate | lb/MMBtu | 0.0081523 | 0.0081523 | 0.0081523 | 0.0081523 | 0.0081523 | 0.0081523 | 0.0081523
NJ Non-HEDD CC Ngas Units - Nox Rate Annual v5.12, Unit 2972 and retrofits | 782 | 5789 | Rate Constraint in lbs/MWh | FALSE | L | Annual | Generation | TWh | 1.3163 | 0.90718 | 0.80375 | 0.76403 | 0.54098 | 0.76403 | 0.76403
NJ Non-HEDD CC Ngas Units - Nox Rate Annual v5.12, Unit 2972 and retrofits | 782 | 5789 | Rate Constraint in lbs/MWh | FALSE | L | Annual | Qualifying Generation | TWh | 1.3163 | 0.90718 | 0.80375 | 0.76403 | 0.54098 | 0.76403 | 0.76403
NJ Non-HEDD CC Ngas Units - Nox Rate Annual v5.12, Unit 2972 and retrofits | 782 | 5789 | Rate Constraint in lbs/MWh | FALSE | L | Annual | Constraint Shadow Price | US2011$/Ton | 0 | 0 | 0 | 0 | 0 | 0 | 0
NJ Non-HEDD CC Ngas Units - Nox Rate Annual v5.12, Unit 2973 and retrofits | 783 | 5789 | Rate Constraint in lbs/MWh | FALSE | L | Annual | Seasons Included | Seasons | Winter, Summer | Winter, Summer | Winter, Summer | Winter, Summer | Winter, Summer | Winter, Summer | Winter, Summer
NJ Non-HEDD CC Ngas Units - Nox Rate Annual v5.12, Unit 2973 and retrofits | 783 | 5789 | Rate Constraint in lbs/MWh | FALSE | L | Annual | Standard | lb/MWh | 1.3 | 1.3 | 1.3 | 1.3 | 1.3 | 1.3 | 1.3
NJ Non-HEDD CC Ngas Units - Nox Rate Annual v5.12, Unit 2973 and retrofits | 783 | 5789 | Rate Constraint in lbs/MWh | FALSE | L | Annual | Emissions at Affected Plants NOX | Thousand Tons | 0.016697 | 0.0052727 | 0.0052727 | 0.0052727 | 0.0052727 | 0.014594 | 0.014594
NJ Non-HEDD CC Ngas Units - Nox Rate Annual v5.12, Unit 2973 and retrofits | 783 | 5789 | Rate Constraint in lbs/MWh | FALSE | L | Annual | Allowances Purchased NOX | Thousand Tons | 0 | 0 | 0 | 0 | 0 | 0 | 0
NJ Non-HEDD CC Ngas Units - Nox Rate Annual v5.12, Unit 2973 and retrofits | 783 | 5789 | Rate Constraint in lbs/MWh | FALSE | L | Annual | Allowances Sold NOX | Thousand Tons | 0 | 0 | 0 | 0 | 0 | 0 | 0
NJ Non-HEDD CC Ngas Units - Nox Rate Annual v5.12, Unit 2973 and retrofits | 783 | 5789 | Rate Constraint in lbs/MWh | FALSE | L | Annual | Allowances Banked | Thousand Tons | 0 | 0 | 0 | 0 | 0 | 0 | 0
NJ Non-HEDD CC Ngas Units - Nox Rate Annual v5.12, Unit 2973 and retrofits | 783 | 5789 | Rate Constraint in lbs/MWh | FALSE | L | Annual | Allowances Withdrawn (1:1) | Thousand Tons | 0 | 0 | 0 | 0 | 0 | 0 | 0
NJ Non-HEDD CC Ngas Units - Nox Rate Annual v5.12, Unit 2973 and retrofits | 783 | 5789 | Rate Constraint in lbs/MWh | FALSE | L | Annual | Allowances Withdrawn (n:1) | Thousand Tons | 0 | 0 | 0 | 0 | 0 | 0 | 0
NJ Non-HEDD CC Ngas Units - Nox Rate Annual v5.12, Unit 2973 and retrofits | 783 | 5789 | Rate Constraint in lbs/MWh | FALSE | L | Annual | Net Emissions Allowance Position | Thousand Tons | 0.016697 | 0.0052727 | 0.0052727 | 0.0052727 | 0.0052727 | 0.014594 | 0.014594
NJ Non-HEDD CC Ngas Units - Nox Rate Annual v5.12, Unit 2973 and retrofits | 783 | 5789 | Rate Constraint in lbs/MWh | FALSE | L | Annual | Fuel Consumed | TBtu | 1.2403 | 0.39167 | 0.39167 | 0.39167 | 0.39167 | 1.0841 | 1.0841
NJ Non-HEDD CC Ngas Units - Nox Rate Annual v5.12, Unit 2973 and retrofits | 783 | 5789 | Rate Constraint in lbs/MWh | FALSE | L | Annual | Rate | lb/MMBtu | 0.026924 | 0.026924 | 0.026924 | 0.026924 | 0.026924 | 0.026924 | 0.026924
NJ Non-HEDD CC Ngas Units - Nox Rate Annual v5.12, Unit 2973 and retrofits | 783 | 5789 | Rate Constraint in lbs/MWh | FALSE | L | Annual | Generation | TWh | 0.1363 | 0.043041 | 0.043041 | 0.043041 | 0.043041 | 0.11913 | 0.11913
NJ Non-HEDD CC Ngas Units - Nox Rate Annual v5.12, Unit 2973 and retrofits | 783 | 5789 | Rate Constraint in lbs/MWh | FALSE | L | Annual | Qualifying Generation | TWh | 0.1363 | 0.043041 | 0.043041 | 0.043041 | 0.043041 | 0.11913 | 0.11913
NJ Non-HEDD CC Ngas Units - Nox Rate Annual v5.12, Unit 2973 and retrofits | 783 | 5789 | Rate Constraint in lbs/MWh | FALSE | L | Annual | Constraint Shadow Price | US2011$/Ton | 0 | 0 | 0 | 0 | 0 | 0 | 0
NJ Non-HEDD CC Ngas Units - Nox Rate Annual v5.12, Unit 2974 and retrofits | 784 | 5789 | Rate Constraint in lbs/MWh | FALSE | L | Annual | Seasons Included | Seasons | Winter, Summer | Winter, Summer | Winter, Summer | Winter, Summer | Winter, Summer | Winter, Summer | Winter, Summer
NJ Non-HEDD CC Ngas Units - Nox Rate Annual v5.12, Unit 2974 and retrofits | 784 | 5789 | Rate Constraint in lbs/MWh | FALSE | L | Annual | Standard | lb/MWh | 1.3 | 1.3 | 1.3 | 1.3 | 1.3 | 1.3 | 1.3
NJ Non-HEDD CC Ngas Units - Nox Rate Annual v5.12, Unit 2974 and retrofits | 784 | 5789 | Rate Constraint in lbs/MWh | FALSE | L | Annual | Emissions at Affected Plants NOX | Thousand Tons | 0.0065992 | 0.0052537 | 0.0052537 | 0.0052537 | 0.0052537 | 0.0052537 | 0.0052537
NJ Non-HEDD CC Ngas Units - Nox Rate Annual v5.12, Unit 2974 and retrofits | 784 | 5789 | Rate Constraint in lbs/MWh | FALSE | L | Annual | Allowances Purchased NOX | Thousand Tons | 0 | 0 | 0 | 0 | 0 | 0 | 0
NJ Non-HEDD CC Ngas Units - Nox Rate Annual v5.12, Unit 2974 and retrofits | 784 | 5789 | Rate Constraint in lbs/MWh | FALSE | L | Annual | Allowances Sold NOX | Thousand Tons | 0 | 0 | 0 | 0 | 0 | 0 | 0
NJ Non-HEDD CC Ngas Units - Nox Rate Annual v5.12, Unit 2974 and retrofits | 784 | 5789 | Rate Constraint in lbs/MWh | FALSE | L | Annual | Allowances Banked | Thousand Tons | 0 | 0 | 0 | 0 | 0 | 0 | 0
NJ Non-HEDD CC Ngas Units - Nox Rate Annual v5.12, Unit 2974 and retrofits | 784 | 5789 | Rate Constraint in lbs/MWh | FALSE | L | Annual | Allowances Withdrawn (1:1) | Thousand Tons | 0 | 0 | 0 | 0 | 0 | 0 | 0
NJ Non-HEDD CC Ngas Units - Nox Rate Annual v5.12, Unit 2974 and retrofits | 784 | 5789 | Rate Constraint in lbs/MWh | FALSE | L | Annual | Allowances Withdrawn (n:1) | Thousand Tons | 0 | 0 | 0 | 0 | 0 | 0 | 0
NJ Non-HEDD CC Ngas Units - Nox Rate Annual v5.12, Unit 2974 and retrofits | 784 | 5789 | Rate Constraint in lbs/MWh | FALSE | L | Annual | Net Emissions Allowance Position | Thousand Tons | 0.0065992 | 0.0052537 | 0.0052537 | 0.0052537 | 0.0052537 | 0.0052537 | 0.0052537
NJ Non-HEDD CC Ngas Units - Nox Rate Annual v5.12, Unit 2974 and retrofits | 784 | 5789 | Rate Constraint in lbs/MWh | FALSE | L | Annual | Fuel Consumed | TBtu | 0.11474 | 0.091349 | 0.091349 | 0.091349 | 0.091349 | 0.091349 | 0.091349
NJ Non-HEDD CC Ngas Units - Nox Rate Annual v5.12, Unit 2974 and retrofits | 784 | 5789 | Rate Constraint in lbs/MWh | FALSE | L | Annual | Rate | lb/MMBtu | 0.11502 | 0.11502 | 0.11502 | 0.11502 | 0.11502 | 0.11502 | 0.11502
NJ Non-HEDD CC Ngas Units - Nox Rate Annual v5.12, Unit 2974 and retrofits | 784 | 5789 | Rate Constraint in lbs/MWh | FALSE | L | Annual | Generation | TWh | 0.010153 | 0.0080826 | 0.0080826 | 0.0080826 | 0.0080826 | 0.0080826 | 0.0080826
NJ Non-HEDD CC Ngas Units - Nox Rate Annual v5.12, Unit 2974 and retrofits | 784 | 5789 | Rate Constraint in lbs/MWh | FALSE | L | Annual | Qualifying Generation | TWh | 0.010153 | 0.0080826 | 0.0080826 | 0.0080826 | 0.0080826 | 0.0080826 | 0.0080826
NJ Non-HEDD CC Ngas Units - Nox Rate Annual v5.12, Unit 2974 and retrofits | 784 | 5789 | Rate Constraint in lbs/MWh | FALSE | L | Annual | Constraint Shadow Price | US2011$/Ton | 0 | 0 | 0 | 39453692475.0914 | 0 | 0 | 0
NJ Non-HEDD CC Ngas Units - Nox Rate Annual v5.12, Unit 2975 and retrofits | 785 | 5789 | Rate Constraint in lbs/MWh | FALSE | L | Annual | Seasons Included | Seasons | Winter, Summer | Winter, Summer | Winter, Summer | Winter, Summer | Winter, Summer | Winter, Summer | Winter, Summer
NJ Non-HEDD CC Ngas Units - Nox Rate Annual v5.12, Unit 2975 and retrofits | 785 | 5789 | Rate Constraint in lbs/MWh | FALSE | L | Annual | Standard | lb/MWh | 1.3 | 1.3 | 1.3 | 1.3 | 1.3 | 1.3 | 1.3
NJ Non-HEDD CC Ngas Units - Nox Rate Annual v5.12, Unit 2975 and retrofits | 785 | 5789 | Rate Constraint in lbs/MWh | FALSE | L | Annual | Emissions at Affected Plants NOX | Thousand Tons | 0.0065992 | 0.0052537 | 0.0052537 | 0.0052537 | 0.0052537 | 0.0052537 | 0.0052537
NJ Non-HEDD CC Ngas Units - Nox Rate Annual v5.12, Unit 2975 and retrofits | 785 | 5789 | Rate Constraint in lbs/MWh | FALSE | L | Annual | Allowances Purchased NOX | Thousand Tons | 0 | 0 | 0 | 0 | 0 | 0 | 0
NJ Non-HEDD CC Ngas Units - Nox Rate Annual v5.12, Unit 2975 and retrofits | 785 | 5789 | Rate Constraint in lbs/MWh | FALSE | L | Annual | Allowances Sold NOX | Thousand Tons | 0 | 0 | 0 | 0 | 0 | 0 | 0
NJ Non-HEDD CC Ngas Units - Nox Rate Annual v5.12, Unit 2975 and retrofits | 785 | 5789 | Rate Constraint in lbs/MWh | FALSE | L | Annual | Allowances Banked | Thousand Tons | 0 | 0 | 0 | 0 | 0 | 0 | 0
NJ Non-HEDD CC Ngas Units - Nox Rate Annual v5.12, Unit 2975 and retrofits | 785 | 5789 | Rate Constraint in lbs/MWh | FALSE | L | Annual | Allowances Withdrawn (1:1) | Thousand Tons | 0 | 0 | 0 | 0 | 0 | 0 | 0
NJ Non-HEDD CC Ngas Units - Nox Rate Annual v5.12, Unit 2975 and retrofits | 785 | 5789 | Rate Constraint in lbs/MWh | FALSE | L | Annual | Allowances Withdrawn (n:1) | Thousand Tons | 0 | 0 | 0 | 0 | 0 | 0 | 0
NJ Non-HEDD CC Ngas Units - Nox Rate Annual v5.12, Unit 2975 and retrofits | 785 | 5789 | Rate Constraint in lbs/MWh | FALSE | L | Annual | Net Emissions Allowance Position | Thousand Tons | 0.0065992 | 0.0052537 | 0.0052537 | 0.0052537 | 0.0052537 | 0.0052537 | 0.0052537
NJ Non-HEDD CC Ngas Units - Nox Rate Annual v5.12, Unit 2975 and retrofits | 785 | 5789 | Rate Constraint in lbs/MWh | FALSE | L | Annual | Fuel Consumed | TBtu | 0.11474 | 0.091349 | 0.091349 | 0.091349 | 0.091349 | 0.091349 | 0.091349
NJ Non-HEDD CC Ngas Units - Nox Rate Annual v5.12, Unit 2975 and retrofits | 785 | 5789 | Rate Constraint in lbs/MWh | FALSE | L | Annual | Rate | lb/MMBtu | 0.11502 | 0.11502 | 0.11502 | 0.11502 | 0.11502 | 0.11502 | 0.11502
NJ Non-HEDD CC Ngas Units - Nox Rate Annual v5.12, Unit 2975 and retrofits | 785 | 5789 | Rate Constraint in lbs/MWh | FALSE | L | Annual | Generation | TWh | 0.010153 | 0.0080826 | 0.0080826 | 0.0080826 | 0.0080826 | 0.0080826 | 0.0080826
NJ Non-HEDD CC Ngas Units - Nox Rate Annual v5.12, Unit 2975 and retrofits | 785 | 5789 | Rate Constraint in lbs/MWh | FALSE | L | Annual | Qualifying Generation | TWh | 0.010153 | 0.0080826 | 0.0080826 | 0.0080826 | 0.0080826 | 0.0080826 | 0.0080826
NJ Non-HEDD CC Ngas Units - Nox Rate Annual v5.12, Unit 2975 and retrofits | 785 | 5789 | Rate Constraint in lbs/MWh | FALSE | L | Annual | Constraint Shadow Price | US2011$/Ton | 0 | 0 | 0 | 39453692475.0914 | 0 | 0 | 0
NJ Non-HEDD CC Ngas Units - Nox Rate Annual v5.12, Unit 2976 and retrofits | 786 | 5789 | Rate Constraint in lbs/MWh | FALSE | L | Annual | Seasons Included | Seasons | Winter, Summer | Winter, Summer | Winter, Summer | Winter, Summer | Winter, Summer | Winter, Summer | Winter, Summer
NJ Non-HEDD CC Ngas Units - Nox Rate Annual v5.12, Unit 2976 and retrofits | 786 | 5789 | Rate Constraint in lbs/MWh | FALSE | L | Annual | Standard | lb/MWh | 1.3 | 1.3 | 1.3 | 1.3 | 1.3 | 1.3 | 1.3
NJ Non-HEDD CC Ngas Units - Nox Rate Annual v5.12, Unit 2976 and retrofits | 786 | 5789 | Rate Constraint in lbs/MWh | FALSE | L | Annual | Emissions at Affected Plants NOX | Thousand Tons | 0.012121 | 0.0096496 | 0.0096496 | 0.0096496 | 0.0096496 | 0.0096496 | 0.0096496
NJ Non-HEDD CC Ngas Units - Nox Rate Annual v5.12, Unit 2976 and retrofits | 786 | 5789 | Rate Constraint in lbs/MWh | FALSE | L | Annual | Allowances Purchased NOX | Thousand Tons | 0 | 0 | 0 | 0 | 0 | 0 | 0
NJ Non-HEDD CC Ngas Units - Nox Rate Annual v5.12, Unit 2976 and retrofits | 786 | 5789 | Rate Constraint in lbs/MWh | FALSE | L | Annual | Allowances Sold NOX | Thousand Tons | 0 | 0 | 0 | 0 | 0 | 0 | 0
NJ Non-HEDD CC Ngas Units - Nox Rate Annual v5.12, Unit 2976 and retrofits | 786 | 5789 | Rate Constraint in lbs/MWh | FALSE | L | Annual | Allowances Banked | Thousand Tons | 0 | 0 | 0 | 0 | 0 | 0 | 0
NJ Non-HEDD CC Ngas Units - Nox Rate Annual v5.12, Unit 2976 and retrofits | 786 | 5789 | Rate Constraint in lbs/MWh | FALSE | L | Annual | Allowances Withdrawn (1:1) | Thousand Tons | 0 | 0 | 0 | 0 | 0 | 0 | 0
NJ Non-HEDD CC Ngas Units - Nox Rate Annual v5.12, Unit 2976 and retrofits | 786 | 5789 | Rate Constraint in lbs/MWh | FALSE | L | Annual | Allowances Withdrawn (n:1) | Thousand Tons | 0 | 0 | 0 | 0 | 0 | 0 | 0
NJ Non-HEDD CC Ngas Units - Nox Rate Annual v5.12, Unit 2976 and retrofits | 786 | 5789 | Rate Constraint in lbs/MWh | FALSE | L | Annual | Net Emissions Allowance Position | Thousand Tons | 0.012121 | 0.0096496 | 0.0096496 | 0.0096496 | 0.0096496 | 0.0096496 | 0.0096496
NJ Non-HEDD CC Ngas Units - Nox Rate Annual v5.12, Unit 2976 and retrofits | 786 | 5789 | Rate Constraint in lbs/MWh | FALSE | L | Annual | Fuel Consumed | TBtu | 0.21076 | 0.16778 | 0.16778 | 0.16778 | 0.16778 | 0.16778 | 0.16778
NJ Non-HEDD CC Ngas Units - Nox Rate Annual v5.12, Unit 2976 and retrofits | 786 | 5789 | Rate Constraint in lbs/MWh | FALSE | L | Annual | Rate | lb/MMBtu | 0.11502 | 0.11502 | 0.11502 | 0.11502 | 0.11502 | 0.11502 | 0.11502
NJ Non-HEDD CC Ngas Units - Nox Rate Annual v5.12, Unit 2976 and retrofits | 786 | 5789 | Rate Constraint in lbs/MWh | FALSE | L | Annual | Generation | TWh | 0.018648 | 0.014846 | 0.014846 | 0.014846 | 0.014846 | 0.014846 | 0.014846
NJ Non-HEDD CC Ngas Units - Nox Rate Annual v5.12, Unit 2976 and retrofits | 786 | 5789 | Rate Constraint in lbs/MWh | FALSE | L | Annual | Qualifying Generation | TWh | 0.018648 | 0.014846 | 0.014846 | 0.014846 | 0.014846 | 0.014846 | 0.014846
NJ Non-HEDD CC Ngas Units - Nox Rate Annual v5.12, Unit 2976 and retrofits | 786 | 5789 | Rate Constraint in lbs/MWh | FALSE | L | Annual | Constraint Shadow Price | US2011$/Ton | 0 | 0 | 0 | 39453692475.0914 | 0 | 0 | 0
NJ Non-HEDD CC Ngas Units - Nox Rate Annual v5.12, Unit 2977 and retrofits | 787 | 5789 | Rate Constraint in lbs/MWh | FALSE | L | Annual | Seasons Included | Seasons | Winter, Summer | Winter, Summer | Winter, Summer | Winter, Summer | Winter, Summer | Winter, Summer | Winter, Summer
NJ Non-HEDD CC Ngas Units - Nox Rate Annual v5.12, Unit 2977 and retrofits | 787 | 5789 | Rate Constraint in lbs/MWh | FALSE | L | Annual | Standard | lb/MWh | 1.3 | 1.3 | 1.3 | 1.3 | 1.3 | 1.3 | 1.3
NJ Non-HEDD CC Ngas Units - Nox Rate Annual v5.12, Unit 2977 and retrofits | 787 | 5789 | Rate Constraint in lbs/MWh | FALSE | L | Annual | Emissions at Affected Plants NOX | Thousand Tons | 0.0065992 | 0.0052537 | 0.0052537 | 0.0052537 | 0.0052537 | 0.0052537 | 0.0052537
NJ Non-HEDD CC Ngas Units - Nox Rate Annual v5.12, Unit 2977 and retrofits | 787 | 5789 | Rate Constraint in lbs/MWh | FALSE | L | Annual | Allowances Purchased NOX | Thousand Tons | 0 | 0 | 0 | 0 | 0 | 0 | 0
NJ Non-HEDD CC Ngas Units - Nox Rate Annual v5.12, Unit 2977 and retrofits | 787 | 5789 | Rate Constraint in lbs/MWh | FALSE | L | Annual | Allowances Sold NOX | Thousand Tons | 0 | 0 | 0 | 0 | 0 | 0 | 0
NJ Non-HEDD CC Ngas Units - Nox Rate Annual v5.12, Unit 2977 and retrofits | 787 | 5789 | Rate Constraint in lbs/MWh | FALSE | L | Annual | Allowances Banked | Thousand Tons | 0 | 0 | 0 | 0 | 0 | 0 | 0
NJ Non-HEDD CC Ngas Units - Nox Rate Annual v5.12, Unit 2977 and retrofits | 787 | 5789 | Rate Constraint in lbs/MWh | FALSE | L | Annual | Allowances Withdrawn (1:1) | Thousand Tons | 0 | 0 | 0 | 0 | 0 | 0 | 0
NJ Non-HEDD CC Ngas Units - Nox Rate Annual v5.12, Unit 2977 and retrofits | 787 | 5789 | Rate Constraint in lbs/MWh | FALSE | L | Annual | Allowances Withdrawn (n:1) | Thousand Tons | 0 | 0 | 0 | 0 | 0 | 0 | 0
NJ Non-HEDD CC Ngas Units - Nox Rate Annual v5.12, Unit 2977 and retrofits | 787 | 5789 | Rate Constraint in lbs/MWh | FALSE | L | Annual | Net Emissions Allowance Position | Thousand Tons | 0.0065992 | 0.0052537 | 0.0052537 | 0.0052537 | 0.0052537 | 0.0052537 | 0.0052537
NJ Non-HEDD CC Ngas Units - Nox Rate Annual v5.12, Unit 2977 and retrofits | 787 | 5789 | Rate Constraint in lbs/MWh | FALSE | L | Annual | Fuel Consumed | TBtu | 0.11474 | 0.091349 | 0.091349 | 0.091349 | 0.091349 | 0.091349 | 0.091349
NJ Non-HEDD CC Ngas Units - Nox Rate Annual v5.12, Unit 2977 and retrofits | 787 | 5789 | Rate Constraint in lbs/MWh | FALSE | L | Annual | Rate | lb/MMBtu | 0.11502 | 0.11502 | 0.11502 | 0.11502 | 0.11502 | 0.11502 | 0.11502
NJ Non-HEDD CC Ngas Units - Nox Rate Annual v5.12, Unit 2977 and retrofits | 787 | 5789 | Rate Constraint in lbs/MWh | FALSE | L | Annual | Generation | TWh | 0.010153 | 0.0080826 | 0.0080826 | 0.0080826 | 0.0080826 | 0.0080826 | 0.0080826
NJ Non-HEDD CC Ngas Units - Nox Rate Annual v5.12, Unit 2977 and retrofits | 787 | 5789 | Rate Constraint in lbs/MWh | FALSE | L | Annual | Qualifying Generation | TWh | 0.010153 | 0.0080826 | 0.0080826 | 0.0080826 | 0.0080826 | 0.0080826 | 0.0080826
NJ Non-HEDD CC Ngas Units - Nox Rate Annual v5.12, Unit 2977 and retrofits | 787 | 5789 | Rate Constraint in lbs/MWh | FALSE | L | Annual | Constraint Shadow Price | US2011$/Ton | 0 | 0 | 0 | 39453692475.0914 | 0 | 0 | 0
NJ Non-HEDD CC Ngas Units - Nox Rate Annual v5.12, Unit 2978 and retrofits | 788 | 5789 | Rate Constraint in lbs/MWh | FALSE | L | Annual | Seasons Included | Seasons | Winter, Summer | Winter, Summer | Winter, Summer | Winter, Summer | Winter, Summer | Winter, Summer | Winter, Summer
NJ Non-HEDD CC Ngas Units - Nox Rate Annual v5.12, Unit 2978 and retrofits | 788 | 5789 | Rate Constraint in lbs/MWh | FALSE | L | Annual | Standard | lb/MWh | 1.3 | 1.3 | 1.3 | 1.3 | 1.3 | 1.3 | 1.3
NJ Non-HEDD CC Ngas Units - Nox Rate Annual v5.12, Unit 2978 and retrofits | 788 | 5789 | Rate Constraint in lbs/MWh | FALSE | L | Annual | Emissions at Affected Plants NOX | Thousand Tons | 0.0068685 | 0.0054681 | 0.0054681 | 0.0054681 | 0.0054681 | 0.0054681 | 0.0054681
NJ Non-HEDD CC Ngas Units - Nox Rate Annual v5.12, Unit 2978 and retrofits | 788 | 5789 | Rate Constraint in lbs/MWh | FALSE | L | Annual | Allowances Purchased NOX | Thousand Tons | 0 | 0 | 0 | 0 | 0 | 0 | 0
NJ Non-HEDD CC Ngas Units - Nox Rate Annual v5.12, Unit 2978 and retrofits | 788 | 5789 | Rate Constraint in lbs/MWh | FALSE | L | Annual | Allowances Sold NOX | Thousand Tons | 0 | 0 | 0 | 0 | 0 | 0 | 0
NJ Non-HEDD CC Ngas Units - Nox Rate Annual v5.12, Unit 2978 and retrofits | 788 | 5789 | Rate Constraint in lbs/MWh | FALSE | L | Annual | Allowances Banked | Thousand Tons | 0 | 0 | 0 | 0 | 0 | 0 | 0
NJ Non-HEDD CC Ngas Units - Nox Rate Annual v5.12, Unit 2978 and retrofits | 788 | 5789 | Rate Constraint in lbs/MWh | FALSE | L | Annual | Allowances Withdrawn (1:1) | Thousand Tons | 0 | 0 | 0 | 0 | 0 | 0 | 0
NJ Non-HEDD CC Ngas Units - Nox Rate Annual v5.12, Unit 2978 and retrofits | 788 | 5789 | Rate Constraint in lbs/MWh | FALSE | L | Annual | Allowances Withdrawn (n:1) | Thousand Tons | 0 | 0 | 0 | 0 | 0 | 0 | 0
NJ Non-HEDD CC Ngas Units - Nox Rate Annual v5.12, Unit 2978 and retrofits | 788 | 5789 | Rate Constraint in lbs/MWh | FALSE | L | Annual | Net Emissions Allowance Position | Thousand Tons | 0.0068685 | 0.0054681 | 0.0054681 | 0.0054681 | 0.0054681 | 0.0054681 | 0.0054681
NJ Non-HEDD CC Ngas Units - Nox Rate Annual v5.12, Unit 2978 and retrofits | 788 | 5789 | Rate Constraint in lbs/MWh | FALSE | L | Annual | Fuel Consumed | TBtu | 0.11943 | 0.095078 | 0.095078 | 0.095078 | 0.095078 | 0.095078 | 0.095078
NJ Non-HEDD CC Ngas Units - Nox Rate Annual v5.12, Unit 2978 and retrofits | 788 | 5789 | Rate Constraint in lbs/MWh | FALSE | L | Annual | Rate | lb/MMBtu | 0.11502 | 0.11502 | 0.11502 | 0.11502 | 0.11502 | 0.11502 | 0.11502
NJ Non-HEDD CC Ngas Units - Nox Rate Annual v5.12, Unit 2978 and retrofits | 788 | 5789 | Rate Constraint in lbs/MWh | FALSE | L | Annual | Generation | TWh | 0.010567 | 0.0084125 | 0.0084125 | 0.0084125 | 0.0084125 | 0.0084125 | 0.0084125
NJ Non-HEDD CC Ngas Units - Nox Rate Annual v5.12, Unit 2978 and retrofits | 788 | 5789 | Rate Constraint in lbs/MWh | FALSE | L | Annual | Qualifying Generation | TWh | 0.010567 | 0.0084125 | 0.0084125 | 0.0084125 | 0.0084125 | 0.0084125 | 0.0084125
NJ Non-HEDD CC Ngas Units - Nox Rate Annual v5.12, Unit 2978 and retrofits | 788 | 5789 | Rate Constraint in lbs/MWh | FALSE | L | Annual | Constraint Shadow Price | US2011$/Ton | 0 | 0 | 0 | 39453692475.0914 | 0 | 0 | 0
NJ Non-HEDD CC Ngas Units - Nox Rate Annual v5.12, Unit 2979 and retrofits | 789 | 5789 | Rate Constraint in lbs/MWh | FALSE | L | Annual | Seasons Included | Seasons | Winter, Summer | Winter, Summer | Winter, Summer | Winter, Summer | Winter, Summer | Winter, Summer | Winter, Summer
NJ Non-HEDD CC Ngas Units - Nox Rate Annual v5.12, Unit 2979 and retrofits | 789 | 5789 | Rate Constraint in lbs/MWh | FALSE | L | Annual | Standard | lb/MWh | 1.3 | 1.3 | 1.3 | 1.3 | 1.3 | 1.3 | 1.3
NJ Non-HEDD CC Ngas Units - Nox Rate Annual v5.12, Unit 2979 and retrofits | 789 | 5789 | Rate Constraint in lbs/MWh | FALSE | L | Annual | Emissions at Affected Plants NOX | Thousand Tons | 0.014329 | 0.012879 | 0.004525 | 0.004525 | 0.004525 | 0.012524 | 0.012524
NJ Non-HEDD CC Ngas Units - Nox Rate Annual v5.12, Unit 2979 and retrofits | 789 | 5789 | Rate Constraint in lbs/MWh | FALSE | L | Annual | Allowances Purchased NOX | Thousand Tons | 0 | 0 | 0 | 0 | 0 | 0 | 0
NJ Non-HEDD CC Ngas Units - Nox Rate Annual v5.12, Unit 2979 and retrofits | 789 | 5789 | Rate Constraint in lbs/MWh | FALSE | L | Annual | Allowances Sold NOX | Thousand Tons | 0 | 0 | 0 | 0 | 0 | 0 | 0
NJ Non-HEDD CC Ngas Units - Nox Rate Annual v5.12, Unit 2979 and retrofits | 789 | 5789 | Rate Constraint in lbs/MWh | FALSE | L | Annual | Allowances Banked | Thousand Tons | 0 | 0 | 0 | 0 | 0 | 0 | 0
NJ Non-HEDD CC Ngas Units - Nox Rate Annual v5.12, Unit 2979 and retrofits | 789 | 5789 | Rate Constraint in lbs/MWh | FALSE | L | Annual | Allowances Withdrawn (1:1) | Thousand Tons | 0 | 0 | 0 | 0 | 0 | 0 | 0
NJ Non-HEDD CC Ngas Units - Nox Rate Annual v5.12, Unit 2979 and retrofits | 789 | 5789 | Rate Constraint in lbs/MWh | FALSE | L | Annual | Allowances Withdrawn (n:1) | Thousand Tons | 0 | 0 | 0 | 0 | 0 | 0 | 0
NJ Non-HEDD CC Ngas Units - Nox Rate Annual v5.12, Unit 2979 and retrofits | 789 | 5789 | Rate Constraint in lbs/MWh | FALSE | L | Annual | Net Emissions Allowance Position | Thousand Tons | 0.014329 | 0.012879 | 0.004525 | 0.004525 | 0.004525 | 0.012524 | 0.012524
NJ Non-HEDD CC Ngas Units - Nox Rate Annual v5.12, Unit 2979 and retrofits | 789 | 5789 | Rate Constraint in lbs/MWh | FALSE | L | Annual | Fuel Consumed | TBtu | 0.77142 | 0.69338 | 0.24361 | 0.24361 | 0.24361 | 0.67425 | 0.67425
NJ Non-HEDD CC Ngas Units - Nox Rate Annual v5.12, Unit 2979 and retrofits | 789 | 5789 | Rate Constraint in lbs/MWh | FALSE | L | Annual | Rate | lb/MMBtu | 0.03715 | 0.03715 | 0.03715 | 0.03715 | 0.03715 | 0.03715 | 0.03715
NJ Non-HEDD CC Ngas Units - Nox Rate Annual v5.12, Unit 2979 and retrofits | 789 | 5789 | Rate Constraint in lbs/MWh | FALSE | L | Annual | Generation | TWh | 0.085183 | 0.076565 | 0.0269 | 0.0269 | 0.0269 | 0.074453 | 0.074453
NJ Non-HEDD CC Ngas Units - Nox Rate Annual v5.12, Unit 2979 and retrofits | 789 | 5789 | Rate Constraint in lbs/MWh | FALSE | L | Annual | Qualifying Generation | TWh | 0.085183 | 0.076565 | 0.0269 | 0.0269 | 0.0269 | 0.074453 | 0.074453
NJ Non-HEDD CC Ngas Units - Nox Rate Annual v5.12, Unit 2979 and retrofits | 789 | 5789 | Rate Constraint in lbs/MWh | FALSE | L | Annual | Constraint Shadow Price | US2011$/Ton | 0 | 0 | 0 | 0 | 0 | 0 | 0
NJ Non-HEDD CC Ngas Units - Nox Rate Annual v5.12, Unit 2980 and retrofits | 790 | 5789 | Rate Constraint in lbs/MWh | FALSE | L | Annual | Seasons Included | Seasons | Winter, Summer | Winter, Summer | Winter, Summer | Winter, Summer | Winter, Summer | Winter, Summer | Winter, Summer
NJ Non-HEDD CC Ngas Units - Nox Rate Annual v5.12, Unit 2980 and retrofits | 790 | 5789 | Rate Constraint in lbs/MWh | FALSE | L | Annual | Standard | lb/MWh | 1.3 | 1.3 | 1.3 | 1.3 | 1.3 | 1.3 | 1.3
NJ Non-HEDD CC Ngas Units - Nox Rate Annual v5.12, Unit 2980 and retrofits | 790 | 5789 | Rate Constraint in lbs/MWh | FALSE | L | Annual | Emissions at Affected Plants NOX | Thousand Tons | 0.0031485 | 0.0031485 | 0.0031485 | 0.0031485 | 0.0031485 | 0.00096534 | 0.00096534
NJ Non-HEDD CC Ngas Units - Nox Rate Annual v5.12, Unit 2980 and retrofits | 790 | 5789 | Rate Constraint in lbs/MWh | FALSE | L | Annual | Allowances Purchased NOX | Thousand Tons | 0 | 0 | 0 | 0 | 0 | 0 | 0
NJ Non-HEDD CC Ngas Units - Nox Rate Annual v5.12, Unit 2980 and retrofits | 790 | 5789 | Rate Constraint in lbs/MWh | FALSE | L | Annual | Allowances Sold NOX | Thousand Tons | 0 | 0 | 0 | 0 | 0 | 0 | 0
NJ Non-HEDD CC Ngas Units - Nox Rate Annual v5.12, Unit 2980 and retrofits | 790 | 5789 | Rate Constraint in lbs/MWh | FALSE | L | Annual | Allowances Banked | Thousand Tons | 0 | 0 | 0 | 0 | 0 | 0 | 0
NJ Non-HEDD CC Ngas Units - Nox Rate Annual v5.12, Unit 2980 and retrofits | 790 | 5789 | Rate Constraint in lbs/MWh | FALSE | L | Annual | Allowances Withdrawn (1:1) | Thousand Tons | 0 | 0 | 0 | 0 | 0 | 0 | 0
NJ Non-HEDD CC Ngas Units - Nox Rate Annual v5.12, Unit 2980 and retrofits | 790 | 5789 | Rate Constraint in lbs/MWh | FALSE | L | Annual | Allowances Withdrawn (n:1) | Thousand Tons | 0 | 0 | 0 | 0 | 0 | 0 | 0
NJ Non-HEDD CC Ngas Units - Nox Rate Annual v5.12, Unit 2980 and retrofits | 790 | 5789 | Rate Constraint in lbs/MWh | FALSE | L | Annual | Net Emissions Allowance Position | Thousand Tons | 0.0031485 | 0.0031485 | 0.0031485 | 0.0031485 | 0.0031485 | 0.00096534 | 0.00096534
NJ Non-HEDD CC Ngas Units - Nox Rate Annual v5.12, Unit 2980 and retrofits | 790 | 5789 | Rate Constraint in lbs/MWh | FALSE | L | Annual | Fuel Consumed | TBtu | 0.12041 | 0.12041 | 0.12041 | 0.12041 | 0.12041 | 0.036917 | 0.036917
NJ Non-HEDD CC Ngas Units - Nox Rate Annual v5.12, Unit 2980 and retrofits | 790 | 5789 | Rate Constraint in lbs/MWh | FALSE | L | Annual | Rate | lb/MMBtu | 0.052298 | 0.052298 | 0.052298 | 0.052298 | 0.052298 | 0.052298 | 0.052298
NJ Non-HEDD CC Ngas Units - Nox Rate Annual v5.12, Unit 2980 and retrofits | 790 | 5789 | Rate Constraint in lbs/MWh | FALSE | L | Annual | Generation | TWh | 0.011836 | 0.011836 | 0.011836 | 0.011836 | 0.011836 | 0.0036289 | 0.0036289
NJ Non-HEDD CC Ngas Units - Nox Rate Annual v5.12, Unit 2980 and retrofits | 790 | 5789 | Rate Constraint in lbs/MWh | FALSE | L | Annual | Qualifying Generation | TWh | 0.011836 | 0.011836 | 0.011836 | 0.011836 | 0.011836 | 0.0036289 | 0.0036289
NJ Non-HEDD CC Ngas Units - Nox Rate Annual v5.12, Unit 2980 and retrofits | 790 | 5789 | Rate Constraint in lbs/MWh | FALSE | L | Annual | Constraint Shadow Price | US2011$/Ton | 0 | 0 | 0 | 0 | 0 | 0 | 0
NJ Non-HEDD CC Ngas Units - Nox Rate Annual v5.12, Unit 2981 and retrofits | 791 | 5789 | Rate Constraint in lbs/MWh | FALSE | L | Annual | Seasons Included | Seasons | Winter, Summer | Winter, Summer | Winter, Summer | Winter, Summer | Winter, Summer | Winter, Summer | Winter, Summer
NJ Non-HEDD CC Ngas Units - Nox Rate Annual v5.12, Unit 2981 and retrofits | 791 | 5789 | Rate Constraint in lbs/MWh | FALSE | L | Annual | Standard | lb/MWh | 1.3 | 1.3 | 1.3 | 1.3 | 1.3 | 1.3 | 1.3
NJ Non-HEDD CC Ngas Units - Nox Rate Annual v5.12, Unit 2981 and retrofits | 791 | 5789 | Rate Constraint in lbs/MWh | FALSE | L | Annual | Emissions at Affected Plants NOX | Thousand Tons | 0.027264 | 0.027264 | 0.027264 | 0.027264 | 0.027264 | 0.021769 | 0.021769
NJ Non-HEDD CC Ngas Units - Nox Rate Annual v5.12, Unit 2981 and retrofits | 791 | 5789 | Rate Constraint in lbs/MWh | FALSE | L | Annual | Allowances Purchased NOX | Thousand Tons | 0 | 0 | 0 | 0 | 0 | 0 | 0
NJ Non-HEDD CC Ngas Units - Nox Rate Annual v5.12, Unit 2981 and retrofits | 791 | 5789 | Rate Constraint in lbs/MWh | FALSE | L | Annual | Allowances Sold NOX | Thousand Tons | 0 | 0 | 0 | 0 | 0 | 0 | 0
NJ Non-HEDD CC Ngas Units - Nox Rate Annual v5.12, Unit 2981 and retrofits | 791 | 5789 | Rate Constraint in lbs/MWh | FALSE | L | Annual | Allowances Banked | Thousand Tons | 0 | 0 | 0 | 0 | 0 | 0 | 0
NJ Non-HEDD CC Ngas Units - Nox Rate Annual v5.12, Unit 2981 and retrofits | 791 | 5789 | Rate Constraint in lbs/MWh | FALSE | L | Annual | Allowances Withdrawn (1:1) | Thousand Tons | 0 | 0 | 0 | 0 | 0 | 0 | 0
NJ Non-HEDD CC Ngas Units - Nox Rate Annual v5.12, Unit 2981 and retrofits | 791 | 5789 | Rate Constraint in lbs/MWh | FALSE | L | Annual | Allowances Withdrawn (n:1) | Thousand Tons | 0 | 0 | 0 | 0 | 0 | 0 | 0
NJ Non-HEDD CC Ngas Units - Nox Rate Annual v5.12, Unit 2981 and retrofits | 791 | 5789 | Rate Constraint in lbs/MWh | FALSE | L | Annual | Net Emissions Allowance Position | Thousand Tons | 0.027264 | 0.027264 | 0.027264 | 0.027264 | 0.027264 | 0.021769 | 0.021769
NJ Non-HEDD CC Ngas Units - Nox Rate Annual v5.12, Unit 2981 and retrofits | 791 | 5789 | Rate Constraint in lbs/MWh | FALSE | L | Annual | Fuel Consumed | TBtu | 1.363 | 1.363 | 1.363 | 1.363 | 1.363 | 1.0883 | 1.0883
NJ Non-HEDD CC Ngas Units - Nox Rate Annual v5.12, Unit 2981 and retrofits | 791 | 5789 | Rate Constraint in lbs/MWh | FALSE | L | Annual | Rate | lb/MMBtu | 0.040006 | 0.040006 | 0.040006 | 0.040006 | 0.040006 | 0.040006 | 0.040006
NJ Non-HEDD CC Ngas Units - Nox Rate Annual v5.12, Unit 2981 and retrofits | 791 | 5789 | Rate Constraint in lbs/MWh | FALSE | L | Annual | Generation | TWh | 0.16003 | 0.16003 | 0.16003 | 0.16003 | 0.16003 | 0.12778 | 0.12778
NJ Non-HEDD CC Ngas Units - Nox Rate Annual v5.12, Unit 2981 and retrofits | 791 | 5789 | Rate Constraint in lbs/MWh | FALSE | L | Annual | Qualifying Generation | TWh | 0.16003 | 0.16003 | 0.16003 | 0.16003 | 0.16003 | 0.12778 | 0.12778
NJ Non-HEDD CC Ngas Units - Nox Rate Annual v5.12, Unit 2981 and retrofits | 791 | 5789 | Rate Constraint in lbs/MWh | FALSE | L | Annual | Constraint Shadow Price | US2011$/Ton | 0 | 0 | 0 | 0 | 0 | 0 | 0
NJ Non-HEDD CC Ngas Units - Nox Rate Annual v5.12, Unit 2982 and retrofits | 792 | 5789 | Rate Constraint in lbs/MWh | FALSE | L | Annual | Seasons Included | Seasons | Winter, Summer | Winter, Summer | Winter, Summer | Winter, Summer | Winter, Summer | Winter, Summer | Winter, Summer
NJ Non-HEDD CC Ngas Units - Nox Rate Annual v5.12, Unit 2982 and retrofits | 792 | 5789 | Rate Constraint in lbs/MWh | FALSE | L | Annual | Standard | lb/MWh | 1.3 | 1.3 | 1.3 | 1.3 | 1.3 | 1.3 | 1.3
NJ Non-HEDD CC Ngas Units - Nox Rate Annual v5.12, Unit 2982 and retrofits | 792 | 5789 | Rate Constraint in lbs/MWh | FALSE | L | Annual | Emissions at Affected Plants NOX | Thousand Tons | 0.024002 | 0.027264 | 0.027264 | 0.027264 | 0.024914 | 0.019117 | 0.021769
NJ Non-HEDD CC Ngas Units - Nox Rate Annual v5.12, Unit 2982 and retrofits | 792 | 5789 | Rate Constraint in lbs/MWh | FALSE | L | Annual | Allowances Purchased NOX | Thousand Tons | 0 | 0 | 0 | 0 | 0 | 0 | 0
NJ Non-HEDD CC Ngas Units - Nox Rate Annual v5.12, Unit 2982 and retrofits | 792 | 5789 | Rate Constraint in lbs/MWh | FALSE | L | Annual | Allowances Sold NOX | Thousand Tons | 0 | 0 | 0 | 0 | 0 | 0 | 0
NJ Non-HEDD CC Ngas Units - Nox Rate Annual v5.12, Unit 2982 and retrofits | 792 | 5789 | Rate Constraint in lbs/MWh | FALSE | L | Annual | Allowances Banked | Thousand Tons | 0 | 0 | 0 | 0 | 0 | 0 | 0
NJ Non-HEDD CC Ngas Units - Nox Rate Annual v5.12, Unit 2982 and retrofits | 792 | 5789 | Rate Constraint in lbs/MWh | FALSE | L | Annual | Allowances Withdrawn (1:1) | Thousand Tons | 0 | 0 | 0 | 0 | 0 | 0 | 0
NJ Non-HEDD CC Ngas Units - Nox Rate Annual v5.12, Unit 2982 and retrofits | 792 | 5789 | Rate Constraint in lbs/MWh | FALSE | L | Annual | Allowances Withdrawn (n:1) | Thousand Tons | 0 | 0 | 0 | 0 | 0 | 0 | 0
NJ Non-HEDD CC Ngas Units - Nox Rate Annual v5.12, Unit 2982 and retrofits | 792 | 5789 | Rate Constraint in lbs/MWh | FALSE | L | Annual | Net Emissions Allowance Position | Thousand Tons | 0.024002 | 0.027264 | 0.027264 | 0.027264 | 0.024914 | 0.019117 | 0.021769
NJ Non-HEDD CC Ngas Units - Nox Rate Annual v5.12, Unit 2982 and retrofits | 792 | 5789 | Rate Constraint in lbs/MWh | FALSE | L | Annual | Fuel Consumed | TBtu | 1.1999 | 1.363 | 1.363 | 1.363 | 1.2455 | 0.9557 | 1.0883
NJ Non-HEDD CC Ngas Units - Nox Rate Annual v5.12, Unit 2982 and retrofits | 792 | 5789 | Rate Constraint in lbs/MWh | FALSE | L | Annual | Rate | lb/MMBtu | 0.040006 | 0.040006 | 0.040006 | 0.040006 | 0.040006 | 0.040006 | 0.040006
NJ Non-HEDD CC Ngas Units - Nox Rate Annual v5.12, Unit 2982 and retrofits | 792 | 5789 | Rate Constraint in lbs/MWh | FALSE | L | Annual | Generation | TWh | 0.14089 | 0.16003 | 0.16003 | 0.16003 | 0.14624 | 0.11221 | 0.12778
NJ Non-HEDD CC Ngas Units - Nox Rate Annual v5.12, Unit 2982 and retrofits | 792 | 5789 | Rate Constraint in lbs/MWh | FALSE | L | Annual | Qualifying Generation | TWh | 0.14089 | 0.16003 | 0.16003 | 0.16003 | 0.14624 | 0.11221 | 0.12778
NJ Non-HEDD CC Ngas Units - Nox Rate Annual v5.12, Unit 2982 and retrofits | 792 | 5789 | Rate Constraint in lbs/MWh | FALSE | L | Annual | Constraint Shadow Price | US2011$/Ton | 0 | 0 | 0 | 0 | 0 | 0 | 0
NJ Non-HEDD CC Ngas Units - Nox Rate Annual v5.12, Unit 2983 and retrofits | 793 | 5789 | Rate Constraint in lbs/MWh | FALSE | L | Annual | Seasons Included | Seasons | Winter, Summer | Winter, Summer | Winter, Summer | Winter, Summer | Winter, Summer | Winter, Summer | Winter, Summer
NJ Non-HEDD CC Ngas Units - Nox Rate Annual v5.12, Unit 2983 and retrofits | 793 | 5789 | Rate Constraint in lbs/MWh | FALSE | L | Annual | Standard | lb/MWh | 1.3 | 1.3 | 1.3 | 1.3 | 1.3 | 1.3 | 1.3
NJ Non-HEDD CC Ngas Units - Nox Rate Annual v5.12, Unit 2983 and retrofits | 793 | 5789 | Rate Constraint in lbs/MWh | FALSE | L | Annual | Emissions at Affected Plants NOX | Thousand Tons | 0.018153 | 0.011316 | 0.011316 | 0.011316 | 0.011316 | 0.0090349 | 0.0090349
NJ Non-HEDD CC Ngas Units - Nox Rate Annual v5.12, Unit 2983 and retrofits | 793 | 5789 | Rate Constraint in lbs/MWh | FALSE | L | Annual | Allowances Purchased NOX | Thousand Tons | 0 | 0 | 0 | 0 | 0 | 0 | 0
NJ Non-HEDD CC Ngas Units - Nox Rate Annual v5.12, Unit 2983 and retrofits | 793 | 5789 | Rate Constraint in lbs/MWh | FALSE | L | Annual | Allowances Sold NOX | Thousand Tons | 0 | 0 | 0 | 0 | 0 | 0 | 0
NJ Non-HEDD CC Ngas Units - Nox Rate Annual v5.12, Unit 2983 and retrofits | 793 | 5789 | Rate Constraint in lbs/MWh | FALSE | L | Annual | Allowances Banked | Thousand Tons | 0 | 0 | 0 | 0 | 0 | 0 | 0
NJ Non-HEDD CC Ngas Units - Nox Rate Annual v5.12, Unit 2983 and retrofits | 793 | 5789 | Rate Constraint in lbs/MWh | FALSE | L | Annual | Allowances Withdrawn (1:1) | Thousand Tons | 0 | 0 | 0 | 0 | 0 | 0 | 0
NJ Non-HEDD CC Ngas Units - Nox Rate Annual v5.12, Unit 2983 and retrofits | 793 | 5789 | Rate Constraint in lbs/MWh | FALSE | L | Annual | Allowances Withdrawn (n:1) | Thousand Tons | 0 | 0 | 0 | 0 | 0 | 0 | 0
NJ Non-HEDD CC Ngas Units - Nox Rate Annual v5.12, Unit 2983 and retrofits | 793 | 5789 | Rate Constraint in lbs/MWh | FALSE | L | Annual | Net Emissions Allowance Position | Thousand Tons | 0.018153 | 0.011316 | 0.011316 | 0.011316 | 0.011316 | 0.0090349 | 0.0090349
NJ Non-HEDD CC Ngas Units - Nox Rate Annual v5.12, Unit 2983 and retrofits | 793 | 5789 | Rate Constraint in lbs/MWh | FALSE | L | Annual | Fuel Consumed | TBtu | 0.99535 | 0.62044 | 0.62044 | 0.62044 | 0.62044 | 0.49539 | 0.49539
NJ Non-HEDD CC Ngas Units - Nox Rate Annual v5.12, Unit 2983 and retrofits | 793 | 5789 | Rate Constraint in lbs/MWh | FALSE | L | Annual | Rate | lb/MMBtu | 0.036476 | 0.036476 | 0.036476 | 0.036476 | 0.036476 | 0.036476 | 0.036476
NJ Non-HEDD CC Ngas Units - Nox Rate Annual v5.12, Unit 2983 and retrofits | 793 | 5789 | Rate Constraint in lbs/MWh | FALSE | L | Annual | Generation | TWh | 0.11981 | 0.07468 | 0.07468 | 0.07468 | 0.07468 | 0.059628 | 0.059628
NJ Non-HEDD CC Ngas Units - Nox Rate Annual v5.12, Unit 2983 and retrofits | 793 | 5789 | Rate Constraint in lbs/MWh | FALSE | L | Annual | Qualifying Generation | TWh | 0.11981 | 0.07468 | 0.07468 | 0.07468 | 0.07468 | 0.059628 | 0.059628
NJ Non-HEDD CC Ngas Units - Nox Rate Annual v5.12, Unit 2983 and retrofits | 793 | 5789 | Rate Constraint in lbs/MWh | FALSE | L | Annual | Constraint Shadow Price | US2011$/Ton | 0 | 0 | 0 | 0 | 0 | 0 | 0
NJ Non-HEDD CC Ngas Units - Nox Rate Annual v5.12, Unit 2984 and retrofits | 794 | 5789 | Rate Constraint in lbs/MWh | FALSE | L | Annual | Seasons Included | Seasons | Winter, Summer | Winter, Summer | Winter, Summer | Winter, Summer | Winter, Summer | Winter, Summer | Winter, Summer
NJ Non-HEDD CC Ngas Units - Nox Rate Annual v5.12, Unit 2984 and retrofits | 794 | 5789 | Rate Constraint in lbs/MWh | FALSE | L | Annual | Standard | lb/MWh | 1.3 | 1.3 | 1.3 | 1.3 | 1.3 | 1.3 | 1.3
NJ Non-HEDD CC Ngas Units - Nox Rate Annual v5.12, Unit 2984 and retrofits | 794 | 5789 | Rate Constraint in lbs/MWh | FALSE | L | Annual | Emissions at Affected Plants NOX | Thousand Tons | 0.0021386 | 0.0021386 | 0.0019707 | 0.0019707 | 0.0019707 | 0.00065571 | 0.00065571
NJ Non-HEDD CC Ngas Units - Nox Rate Annual v5.12, Unit 2984 and retrofits | 794 | 5789 | Rate Constraint in lbs/MWh | FALSE | L | Annual | Allowances Purchased NOX | Thousand Tons | 0 | 0 | 0 | 0 | 0 | 0 | 0
NJ Non-HEDD CC Ngas Units - Nox Rate Annual v5.12, Unit 2984 and retrofits | 794 | 5789 | Rate Constraint in lbs/MWh | FALSE | L | Annual | Allowances Sold NOX | Thousand Tons | 0 | 0 | 0 | 0 | 0 | 0 | 0
NJ Non-HEDD CC Ngas Units - Nox Rate Annual v5.12, Unit 2984 and retrofits | 794 | 5789 | Rate Constraint in lbs/MWh | FALSE | L | Annual | Allowances Banked | Thousand Tons | 0 | 0 | 0 | 0 | 0 | 0 | 0
NJ Non-HEDD CC Ngas Units - Nox Rate Annual v5.12, Unit 2984 and retrofits | 794 | 5789 | Rate Constraint in lbs/MWh | FALSE | L | Annual | Allowances Withdrawn (1:1) | Thousand Tons | 0 | 0 | 0 | 0 | 0 | 0 | 0
NJ Non-HEDD CC Ngas Units - Nox Rate Annual v5.12, Unit 2984 and retrofits | 794 | 5789 | Rate Constraint in lbs/MWh | FALSE | L | Annual | Allowances Withdrawn (n:1) | Thousand Tons | 0 | 0 | 0 | 0 | 0 | 0 | 0
NJ Non-HEDD CC Ngas Units - Nox Rate Annual v5.12, Unit 2984 and retrofits | 794 | 5789 | Rate Constraint in lbs/MWh | FALSE | L | Annual | Net Emissions Allowance Position | Thousand Tons | 0.0021386 | 0.0021386 | 0.0019707 | 0.0019707 | 0.0019707 | 0.00065571 | 0.00065571
NJ Non-HEDD CC Ngas Units - Nox Rate Annual v5.12, Unit 2984 and retrofits | 794 | 5789 | Rate Constraint in lbs/MWh | FALSE | L | Annual | Fuel Consumed | TBtu | 0.080794 | 0.080794 | 0.07445 | 0.07445 | 0.07445 | 0.024772 | 0.024772
NJ Non-HEDD CC Ngas Units - Nox Rate Annual v5.12, Unit 2984 and retrofits | 794 | 5789 | Rate Constraint in lbs/MWh | FALSE | L | Annual | Rate | lb/MMBtu | 0.052941 | 0.052941 | 0.052941 | 0.052941 | 0.052941 | 0.052941 | 0.052941
NJ Non-HEDD CC Ngas Units - Nox Rate Annual v5.12, Unit 2984 and retrofits | 794 | 5789 | Rate Constraint in lbs/MWh | FALSE | L | Annual | Generation | TWh | 0.0074782 | 0.0074782 | 0.006891 | 0.006891 | 0.006891 | 0.0022928 | 0.0022928
NJ Non-HEDD CC Ngas Units - Nox Rate Annual v5.12, Unit 2984 and retrofits | 794 | 5789 | Rate Constraint in lbs/MWh | FALSE | L | Annual | Qualifying Generation | TWh | 0.0074782 | 0.0074782 | 0.006891 | 0.006891 | 0.006891 | 0.0022928 | 0.0022928
NJ Non-HEDD CC Ngas Units - Nox Rate Annual v5.12, Unit 2984 and retrofits | 794 | 5789 | Rate Constraint in lbs/MWh | FALSE | L | Annual | Constraint Shadow Price | US2011$/Ton | 0 | 0 | 0 | 0 | 0 | 0 | 0
NJ Non-HEDD CC Ngas Units - Nox Rate Annual v5.12, Unit 2985 and retrofits | 795 | 5789 | Rate Constraint in lbs/MWh | FALSE | L | Annual | Seasons Included | Seasons | Winter, Summer | Winter, Summer | Winter, Summer | Winter, Summer | Winter, Summer | Winter, Summer | Winter, Summer
NJ Non-HEDD CC Ngas Units - Nox Rate Annual v5.12, Unit 2985 and retrofits | 795 | 5789 | Rate Constraint in lbs/MWh | FALSE | L | Annual | Standard | lb/MWh | 1.3 | 1.3 | 1.3 | 1.3 | 1.3 | 1.3 | 1.3
NJ Non-HEDD CC Ngas Units - Nox Rate Annual v5.12, Unit 2985 and retrofits | 795 | 5789 | Rate Constraint in lbs/MWh | FALSE | L | Annual | Emissions at Affected Plants NOX | Thousand Tons | 0.0035849 | 0.0027327 | 0.0027327 | 0.0027327 | 0.0027327 | 0.00083785 | 0.0075636
NJ Non-HEDD CC Ngas Units - Nox Rate Annual v5.12, Unit 2985 and retrofits | 795 | 5789 | Rate Constraint in lbs/MWh | FALSE | L | Annual | Allowances Purchased NOX | Thousand Tons | 0 | 0 | 0 | 0 | 0 | 0 | 0
NJ Non-HEDD CC Ngas Units - Nox Rate Annual v5.12, Unit 2985 and retrofits | 795 | 5789 | Rate Constraint in lbs/MWh | FALSE | L | Annual | Allowances Sold NOX | Thousand Tons | 0 | 0 | 0 | 0 | 0 | 0 | 0
NJ Non-HEDD CC Ngas Units - Nox Rate Annual v5.12, Unit 2985 and retrofits | 795 | 5789 | Rate Constraint in lbs/MWh | FALSE | L | Annual | Allowances Banked | Thousand Tons | 0 | 0 | 0 | 0 | 0 | 0 | 0
NJ Non-HEDD CC Ngas Units - Nox Rate Annual v5.12, Unit 2985 and retrofits | 795 | 5789 | Rate Constraint in lbs/MWh | FALSE | L | Annual | Allowances Withdrawn (1:1) | Thousand Tons | 0 | 0 | 0 | 0 | 0 | 0 | 0
NJ Non-HEDD CC Ngas Units - Nox Rate Annual v5.12, Unit 2985 and retrofits | 795 | 5789 | Rate Constraint in lbs/MWh | FALSE | L | Annual | Allowances Withdrawn (n:1) | Thousand Tons | 0 | 0 | 0 | 0 | 0 | 0 | 0
NJ Non-HEDD CC Ngas Units - Nox Rate Annual v5.12, Unit 2985 and retrofits | 795 | 5789 | Rate Constraint in lbs/MWh | FALSE | L | Annual | Net Emissions Allowance Position | Thousand Tons | 0.0035849 | 0.0027327 | 0.0027327 | 0.0027327 | 0.0027327 | 0.00083785 | 0.0075636
NJ Non-HEDD CC Ngas Units - Nox Rate Annual v5.12, Unit 2985 and retrofits | 795 | 5789 | Rate Constraint in lbs/MWh | FALSE | L | Annual | Fuel Consumed | TBtu | 0.27778 | 0.21175 | 0.21175 | 0.21175 | 0.21175 | 0.064922 | 0.58607
NJ Non-HEDD CC Ngas Units - Nox Rate Annual v5.12, Unit 2985 and retrofits | 795 | 5789 | Rate Constraint in lbs/MWh | FALSE | L | Annual | Rate | lb/MMBtu | 0.025811 | 0.025811 | 0.025811 | 0.025811 | 0.025811 | 0.025811 | 0.025811
NJ Non-HEDD CC Ngas Units - Nox Rate Annual v5.12, Unit 2985 and retrofits | 795 | 5789 | Rate Constraint in lbs/MWh | FALSE | L | Annual | Generation | TWh | 0.029642 | 0.022596 | 0.022596 | 0.022596 | 0.022596 | 0.0069279 | 0.062541
NJ Non-HEDD CC Ngas Units - Nox Rate Annual v5.12, Unit 2985 and retrofits | 795 | 5789 | Rate Constraint in lbs/MWh | FALSE | L | Annual | Qualifying Generation | TWh | 0.029642 | 0.022596 | 0.022596 | 0.022596 | 0.022596 | 0.0069279 | 0.062541
NJ Non-HEDD CC Ngas Units - Nox Rate Annual v5.12, Unit 2985 and retrofits | 795 | 5789 | Rate Constraint in lbs/MWh | FALSE | L | Annual | Constraint Shadow Price | US2011$/Ton | 0 | 0 | 0 | 0 | 0 | 0 | 0
NJ Non-HEDD CC Ngas Units - Nox Rate Annual v5.12, Unit 2986 and retrofits | 796 | 5789 | Rate Constraint in lbs/MWh | FALSE | L | Annual | Seasons Included | Seasons | Winter, Summer | Winter, Summer | Winter, Summer | Winter, Summer | Winter, Summer | Winter, Summer | Winter, Summer
NJ Non-HEDD CC Ngas Units - Nox Rate Annual v5.12, Unit 2986 and retrofits | 796 | 5789 | Rate Constraint in lbs/MWh | FALSE | L | Annual | Standard | lb/MWh | 1.3 | 1.3 | 1.3 | 1.3 | 1.3 | 1.3 | 1.3
NJ Non-HEDD CC Ngas Units - Nox Rate Annual v5.12, Unit 2986 and retrofits | 796 | 5789 | Rate Constraint in lbs/MWh | FALSE | L | Annual | Emissions at Affected Plants NOX | Thousand Tons | 0.0036082 | 0.0027327 | 0.0027327 | 0.0027327 | 0.0027327 | 0.00083785 | 0.0075636
NJ Non-HEDD CC Ngas Units - Nox Rate Annual v5.12, Unit 2986 and retrofits | 796 | 5789 | Rate Constraint in lbs/MWh | FALSE | L | Annual | Allowances Purchased NOX | Thousand Tons | 0 | 0 | 0 | 0 | 0 | 0 | 0
NJ Non-HEDD CC Ngas Units - Nox Rate Annual v5.12, Unit 2986 and retrofits | 796 | 5789 | Rate Constraint in lbs/MWh | FALSE | L | Annual | Allowances Sold NOX | Thousand Tons | 0 | 0 | 0 | 0 | 0 | 0 | 0
NJ Non-HEDD CC Ngas Units - Nox Rate Annual v5.12, Unit 2986 and retrofits | 796 | 5789 | Rate Constraint in lbs/MWh | FALSE | L | Annual | Allowances Banked | Thousand Tons | 0 | 0 | 0 | 0 | 0 | 0 | 0
NJ Non-HEDD CC Ngas Units - Nox Rate Annual v5.12, Unit 2986 and retrofits | 796 | 5789 | Rate Constraint in lbs/MWh | FALSE | L | Annual | Allowances Withdrawn (1:1) | Thousand Tons | 0 | 0 | 0 | 0 | 0 | 0 | 0
NJ Non-HEDD CC Ngas Units - Nox Rate Annual v5.12, Unit 2986 and retrofits | 796 | 5789 | Rate Constraint in lbs/MWh | FALSE | L | Annual | Allowances Withdrawn (n:1) | Thousand Tons | 0 | 0 | 0 | 0 | 0 | 0 | 0
NJ Non-HEDD CC Ngas Units - Nox Rate Annual v5.12, Unit 2986 and retrofits | 796 | 5789 | Rate Constraint in lbs/MWh | FALSE | L | Annual | Net Emissions Allowance Position | Thousand Tons | 0.0036082 | 0.0027327 | 0.0027327 | 0.0027327 | 0.0027327 | 0.00083785 | 0.0075636
NJ Non-HEDD CC Ngas Units - Nox Rate Annual v5.12, Unit 2986 and retrofits | 796 | 5789 | Rate Constraint in lbs/MWh | FALSE | L | Annual | Fuel Consumed | TBtu | 0.27958 | 0.21175 | 0.21175 | 0.21175 | 0.21175 | 0.064922 | 0.58607
NJ Non-HEDD CC Ngas Units - Nox Rate Annual v5.12, Unit 2986 and retrofits | 796 | 5789 | Rate Constraint in lbs/MWh | FALSE | L | Annual | Rate | lb/MMBtu | 0.025811 | 0.025811 | 0.025811 | 0.025811 | 0.025811 | 0.025811 | 0.025811
NJ Non-HEDD CC Ngas Units - Nox Rate Annual v5.12, Unit 2986 and retrofits | 796 | 5789 | Rate Constraint in lbs/MWh | FALSE | L | Annual | Generation | TWh | 0.029835 | 0.022596 | 0.022596 | 0.022596 | 0.022596 | 0.0069279 | 0.062541
NJ Non-HEDD CC Ngas Units - Nox Rate Annual v5.12, Unit 2986 and retrofits | 796 | 5789 | Rate Constraint in lbs/MWh | FALSE | L | Annual | Qualifying Generation | TWh | 0.029835 | 0.022596 | 0.022596 | 0.022596 | 0.022596 | 0.0069279 | 0.062541
NJ Non-HEDD CC Ngas Units - Nox Rate Annual v5.12, Unit 2986 and retrofits | 796 | 5789 | Rate Constraint in lbs/MWh | FALSE | L | Annual | Constraint Shadow Price | US2011$/Ton | 0 | 0 | 0 | 0 | 0 | 0 | 0
NJ Non-HEDD CC Ngas Units - Nox Rate Annual v5.12, Unit 2987 and retrofits | 797 | 5789 | Rate Constraint in lbs/MWh | FALSE | L | Annual | Seasons Included | Seasons | Winter, Summer | Winter, Summer | Winter, Summer | Winter, Summer | Winter, Summer | Winter, Summer | Winter, Summer
NJ Non-HEDD CC Ngas Units - Nox Rate Annual v5.12, Unit 2987 and retrofits | 797 | 5789 | Rate Constraint in lbs/MWh | FALSE | L | Annual | Standard | lb/MWh | 1.3 | 1.3 | 1.3 | 1.3 | 1.3 | 1.3 | 1.3
NJ Non-HEDD CC Ngas Units - Nox Rate Annual v5.12, Unit 2987 and retrofits | 797 | 5789 | Rate Constraint in lbs/MWh | FALSE | L | Annual | Emissions at Affected Plants NOX | Thousand Tons | 0.0030927 | 0.0023423 | 0.0023423 | 0.0023423 | 0.0023423 | 0.00071816 | 0.0064831
NJ Non-HEDD CC Ngas Units - Nox Rate Annual v5.12, Unit 2987 and retrofits | 797 | 5789 | Rate Constraint in lbs/MWh | FALSE | L | Annual | Allowances Purchased NOX | Thousand Tons | 0 | 0 | 0 | 0 | 0 | 0 | 0
NJ Non-HEDD CC Ngas Units - Nox Rate Annual v5.12, Unit 2987 and retrofits | 797 | 5789 | Rate Constraint in lbs/MWh | FALSE | L | Annual | Allowances Sold NOX | Thousand Tons | 0 | 0 | 0 | 0 | 0 | 0 | 0
NJ Non-HEDD CC Ngas Units - Nox Rate Annual v5.12, Unit 2987 and retrofits | 797 | 5789 | Rate Constraint in lbs/MWh | FALSE | L | Annual | Allowances Banked | Thousand Tons | 0 | 0 | 0 | 0 | 0 | 0 | 0
NJ Non-HEDD CC Ngas Units - Nox Rate Annual v5.12, Unit 2987 and retrofits | 797 | 5789 | Rate Constraint in lbs/MWh | FALSE | L | Annual | Allowances Withdrawn (1:1) | Thousand Tons | 0 | 0 | 0 | 0 | 0 | 0 | 0
NJ Non-HEDD CC Ngas Units - Nox Rate Annual v5.12, Unit 2987 and retrofits | 797 | 5789 | Rate Constraint in lbs/MWh | FALSE | L | Annual | Allowances Withdrawn (n:1) | Thousand Tons | 0 | 0 | 0 | 0 | 0 | 0 | 0
NJ Non-HEDD CC Ngas Units - Nox Rate Annual v5.12, Unit 2987 and retrofits | 797 | 5789 | Rate Constraint in lbs/MWh | FALSE | L | Annual | Net Emissions Allowance Position | Thousand Tons | 0.0030927 | 0.0023423 | 0.0023423 | 0.0023423 | 0.0023423 | 0.00071816 | 0.0064831
NJ Non-HEDD CC Ngas Units - Nox Rate Annual v5.12, Unit 2987 and retrofits | 797 | 5789 | Rate Constraint in lbs/MWh | FALSE | L | Annual | Fuel Consumed | TBtu | 0.23964 | 0.1815 | 0.1815 | 0.1815 | 0.1815 | 0.055647 | 0.50235
NJ Non-HEDD CC Ngas Units - Nox Rate Annual v5.12, Unit 2987 and retrofits | 797 | 5789 | Rate Constraint in lbs/MWh | FALSE | L | Annual | Rate | lb/MMBtu | 0.025811 | 0.025811 | 0.025811 | 0.025811 | 0.025811 | 0.025811 | 0.025811
NJ Non-HEDD CC Ngas Units - Nox Rate Annual v5.12, Unit 2987 and retrofits | 797 | 5789 | Rate Constraint in lbs/MWh | FALSE | L | Annual | Generation | TWh | 0.025573 | 0.019368 | 0.019368 | 0.019368 | 0.019368 | 0.0059382 | 0.053606
NJ Non-HEDD CC Ngas Units - Nox Rate Annual v5.12, Unit 2987 and retrofits | 797 | 5789 | Rate Constraint in lbs/MWh | FALSE | L | Annual | Qualifying Generation | TWh | 0.025573 | 0.019368 | 0.019368 | 0.019368 | 0.019368 | 0.0059382 | 0.053606
NJ Non-HEDD CC Ngas Units - Nox Rate Annual v5.12, Unit 2987 and retrofits | 797 | 5789 | Rate Constraint in lbs/MWh | FALSE | L | Annual | Constraint Shadow Price | US2011$/Ton | 0 | 0 | 0 | 0 | 0 | 0 | 0
NJ Non-HEDD CC Ngas Units - Nox Rate Annual v5.12, Unit 2988 and retrofits | 798 | 5789 | Rate Constraint in lbs/MWh | FALSE | L | Annual | Seasons Included | Seasons | Winter, Summer | Winter, Summer | Winter, Summer | Winter, Summer | Winter, Summer | Winter, Summer | Winter, Summer
NJ Non-HEDD CC Ngas Units - Nox Rate Annual v5.12, Unit 2988 and retrofits | 798 | 5789 | Rate Constraint in lbs/MWh | FALSE | L | Annual | Standard | lb/MWh | 1.3 | 1.3 | 1.3 | 1.3 | 1.3 | 1.3 | 1.3
NJ Non-HEDD CC Ngas Units - Nox Rate Annual v5.12, Unit 2988 and retrofits | 798 | 5789 | Rate Constraint in lbs/MWh | FALSE | L | Annual | Emissions at Affected Plants NOX | Thousand Tons | 0.0052433 | 0.0052433 | 0.0052433 | 0.0052433 | 0.0052433 | 0.0016076 | 0.0016076
NJ Non-HEDD CC Ngas Units - Nox Rate Annual v5.12, Unit 2988 and retrofits | 798 | 5789 | Rate Constraint in lbs/MWh | FALSE | L | Annual | Allowances Purchased NOX | Thousand Tons | 0 | 0 | 0 | 0 | 0 | 0 | 0
NJ Non-HEDD CC Ngas Units - Nox Rate Annual v5.12, Unit 2988 and retrofits | 798 | 5789 | Rate Constraint in lbs/MWh | FALSE | L | Annual | Allowances Sold NOX | Thousand Tons | 0 | 0 | 0 | 0 | 0 | 0 | 0
NJ Non-HEDD CC Ngas Units - Nox Rate Annual v5.12, Unit 2988 and retrofits | 798 | 5789 | Rate Constraint in lbs/MWh | FALSE | L | Annual | Allowances Banked | Thousand Tons | 0 | 0 | 0 | 0 | 0 | 0 | 0
NJ Non-HEDD CC Ngas Units - Nox Rate Annual v5.12, Unit 2988 and retrofits | 798 | 5789 | Rate Constraint in lbs/MWh | FALSE | L | Annual | Allowances Withdrawn (1:1) | Thousand Tons | 0 | 0 | 0 | 0 | 0 | 0 | 0
NJ Non-HEDD CC Ngas Units - Nox Rate Annual v5.12, Unit 2988 and retrofits | 798 | 5789 | Rate Constraint in lbs/MWh | FALSE | L | Annual | Allowances Withdrawn (n:1) | Thousand Tons | 0 | 0 | 0 | 0 | 0 | 0 | 0
NJ Non-HEDD CC Ngas Units - Nox Rate Annual v5.12, Unit 2988 and retrofits | 798 | 5789 | Rate Constraint in lbs/MWh | FALSE | L | Annual | Net Emissions Allowance Position | Thousand Tons | 0.0052433 | 0.0052433 | 0.0052433 | 0.0052433 | 0.0052433 | 0.0016076 | 0.0016076
NJ Non-HEDD CC Ngas Units - Nox Rate Annual v5.12, Unit 2988 and retrofits | 798 | 5789 | Rate Constraint in lbs/MWh | FALSE | L | Annual | Fuel Consumed | TBtu | 0.2025 | 0.2025 | 0.2025 | 0.2025 | 0.2025 | 0.062088 | 0.062088
NJ Non-HEDD CC Ngas Units - Nox Rate Annual v5.12, Unit 2988 and retrofits | 798 | 5789 | Rate Constraint in lbs/MWh | FALSE | L | Annual | Rate | lb/MMBtu | 0.051785 | 0.051785 | 0.051785 | 0.051785 | 0.051785 | 0.051785 | 0.051785
NJ Non-HEDD CC Ngas Units - Nox Rate Annual v5.12, Unit 2988 and retrofits | 798 | 5789 | Rate Constraint in lbs/MWh | FALSE | L | Annual | Generation | TWh | 0.019906 | 0.019906 | 0.019906 | 0.019906 | 0.019906 | 0.0061032 | 0.0061032
NJ Non-HEDD CC Ngas Units - Nox Rate Annual v5.12, Unit 2988 and retrofits | 798 | 5789 | Rate Constraint in lbs/MWh | FALSE | L | Annual | Qualifying Generation | TWh | 0.019906 | 0.019906 | 0.019906 | 0.019906 | 0.019906 | 0.0061032 | 0.0061032
NJ Non-HEDD CC Ngas Units - Nox Rate Annual v5.12, Unit 2988 and retrofits | 798 | 5789 | Rate Constraint in lbs/MWh | FALSE | L | Annual | Constraint Shadow Price | US2011$/Ton | 0 | 0 | 0 | 0 | 0 | 0 | 0
NJ Non-HEDD CC Ngas Units - Nox Rate Annual v5.12, Unit 2989 and retrofits | 799 | 5789 | Rate Constraint in lbs/MWh | FALSE | L | Annual | Seasons Included | Seasons | Winter, Summer | Winter, Summer | Winter, Summer | Winter, Summer | Winter, Summer | Winter, Summer | Winter, Summer
NJ Non-HEDD CC Ngas Units - Nox Rate Annual v5.12, Unit 2989 and retrofits | 799 | 5789 | Rate Constraint in lbs/MWh | FALSE | L | Annual | Standard | lb/MWh | 1.3 | 1.3 | 1.3 | 1.3 | 1.3 | 1.3 | 1.3
NJ Non-HEDD CC Ngas Units - Nox Rate Annual v5.12, Unit 2989 and retrofits | 799 | 5789 | Rate Constraint in lbs/MWh | FALSE | L | Annual | Emissions at Affected Plants NOX | Thousand Tons | 0.0052952 | 0.0052952 | 0.0052952 | 0.0052952 | 0.0052952 | 0.0016235 | 0.0016235
NJ Non-HEDD CC Ngas Units - Nox Rate Annual v5.12, Unit 2989 and retrofits | 799 | 5789 | Rate Constraint in lbs/MWh | FALSE | L | Annual | Allowances Purchased NOX | Thousand Tons | 0 | 0 | 0 | 0 | 0 | 0 | 0
NJ Non-HEDD CC Ngas Units - Nox Rate Annual v5.12, Unit 2989 and retrofits | 799 | 5789 | Rate Constraint in lbs/MWh | FALSE | L | Annual | Allowances Sold NOX | Thousand Tons | 0 | 0 | 0 | 0 | 0 | 0 | 0
NJ Non-HEDD CC Ngas Units - Nox Rate Annual v5.12, Unit 2989 and retrofits | 799 | 5789 | Rate Constraint in lbs/MWh | FALSE | L | Annual | Allowances Banked | Thousand Tons | 0 | 0 | 0 | 0 | 0 | 0 | 0
NJ Non-HEDD CC Ngas Units - Nox Rate Annual v5.12, Unit 2989 and retrofits | 799 | 5789 | Rate Constraint in lbs/MWh | FALSE | L | Annual | Allowances Withdrawn (1:1) | Thousand Tons | 0 | 0 | 0 | 0 | 0 | 0 | 0
NJ Non-HEDD CC Ngas Units - Nox Rate Annual v5.12, Unit 2989 and retrofits | 799 | 5789 | Rate Constraint in lbs/MWh | FALSE | L | Annual | Allowances Withdrawn (n:1) | Thousand Tons | 0 | 0 | 0 | 0 | 0 | 0 | 0
NJ Non-HEDD CC Ngas Units - Nox Rate Annual v5.12, Unit 2989 and retrofits | 799 | 5789 | Rate Constraint in lbs/MWh | FALSE | L | Annual | Net Emissions Allowance Position | Thousand Tons | 0.0052952 | 0.0052952 | 0.0052952 | 0.0052952 | 0.0052952 | 0.0016235 | 0.0016235
NJ Non-HEDD CC Ngas Units - Nox Rate Annual v5.12, Unit 2989 and retrofits | 799 | 5789 | Rate Constraint in lbs/MWh | FALSE | L | Annual | Fuel Consumed | TBtu | 0.2025 | 0.2025 | 0.2025 | 0.2025 | 0.2025 | 0.062088 | 0.062088
NJ Non-HEDD CC Ngas Units - Nox Rate Annual v5.12, Unit 2989 and retrofits | 799 | 5789 | Rate Constraint in lbs/MWh | FALSE | L | Annual | Rate | lb/MMBtu | 0.052298 | 0.052298 | 0.052298 | 0.052298 | 0.052298 | 0.052298 | 0.052298
NJ Non-HEDD CC Ngas Units - Nox Rate Annual v5.12, Unit 2989 and retrofits | 799 | 5789 | Rate Constraint in lbs/MWh | FALSE | L | Annual | Generation | TWh | 0.019906 | 0.019906 | 0.019906 | 0.019906 | 0.019906 | 0.0061032 | 0.0061032
NJ Non-HEDD CC Ngas Units - Nox Rate Annual v5.12, Unit 2989 and retrofits | 799 | 5789 | Rate Constraint in lbs/MWh | FALSE | L | Annual | Qualifying Generation | TWh | 0.019906 | 0.019906 | 0.019906 | 0.019906 | 0.019906 | 0.0061032 | 0.0061032
NJ Non-HEDD CC Ngas Units - Nox Rate Annual v5.12, Unit 2989 and retrofits | 799 | 5789 | Rate Constraint in lbs/MWh | FALSE | L | Annual | Constraint Shadow Price | US2011$/Ton | 0 | 0 | 0 | 0 | 0 | 0 | 0
NJ Non-HEDD CC Ngas Units - Nox Rate Annual v5.12, Unit 2993 and retrofits | 800 | 5789 | Rate Constraint in lbs/MWh | FALSE | L | Annual | Seasons Included | Seasons | Winter, Summer | Winter, Summer | Winter, Summer | Winter, Summer | Winter, Summer | Winter, Summer | Winter, Summer
NJ Non-HEDD CC Ngas Units - Nox Rate Annual v5.12, Unit 2993 and retrofits | 800 | 5789 | Rate Constraint in lbs/MWh | FALSE | L | Annual | Standard | lb/MWh | 1.3 | 1.3 | 1.3 | 1.3 | 1.3 | 1.3 | 1.3
NJ Non-HEDD CC Ngas Units - Nox Rate Annual v5.12, Unit 2993 and retrofits | 800 | 5789 | Rate Constraint in lbs/MWh | FALSE | L | Annual | Emissions at Affected Plants NOX | Thousand Tons | 0.085622 | 0.085622 | 0.085622 | 0.085622 | 0.085622 | 0.085622 | 0.085622
NJ Non-HEDD CC Ngas Units - Nox Rate Annual v5.12, Unit 2993 and retrofits | 800 | 5789 | Rate Constraint in lbs/MWh | FALSE | L | Annual | Allowances Purchased NOX | Thousand Tons | 0 | 0 | 0 | 0 | 0 | 0 | 0
NJ Non-HEDD CC Ngas Units - Nox Rate Annual v5.12, Unit 2993 and retrofits | 800 | 5789 | Rate Constraint in lbs/MWh | FALSE | L | Annual | Allowances Sold NOX | Thousand Tons | 0 | 0 | 0 | 0 | 0 | 0 | 0
NJ Non-HEDD CC Ngas Units - Nox Rate Annual v5.12, Unit 2993 and retrofits | 800 | 5789 | Rate Constraint in lbs/MWh | FALSE | L | Annual | Allowances Banked | Thousand Tons | 0 | 0 | 0 | 0 | 0 | 0 | 0
NJ Non-HEDD CC Ngas Units - Nox Rate Annual v5.12, Unit 2993 and retrofits | 800 | 5789 | Rate Constraint in lbs/MWh | FALSE | L | Annual | Allowances Withdrawn (1:1) | Thousand Tons | 0 | 0 | 0 | 0 | 0 | 0 | 0
NJ Non-HEDD CC Ngas Units - Nox Rate Annual v5.12, Unit 2993 and retrofits | 800 | 5789 | Rate Constraint in lbs/MWh | FALSE | L | Annual | Allowances Withdrawn (n:1) | Thousand Tons | 0 | 0 | 0 | 0 | 0 | 0 | 0
NJ Non-HEDD CC Ngas Units - Nox Rate Annual v5.12, Unit 2993 and retrofits | 800 | 5789 | Rate Constraint in lbs/MWh | FALSE | L | Annual | Net Emissions Allowance Position | Thousand Tons | 0.085622 | 0.085622 | 0.085622 | 0.085622 | 0.085622 | 0.085622 | 0.085622
NJ Non-HEDD CC Ngas Units - Nox Rate Annual v5.12, Unit 2993 and retrofits | 800 | 5789 | Rate Constraint in lbs/MWh | FALSE | L | Annual | Fuel Consumed | TBtu | 1.757 | 1.757 | 1.757 | 1.757 | 1.757 | 1.757 | 1.757
NJ Non-HEDD CC Ngas Units - Nox Rate Annual v5.12, Unit 2993 and retrofits | 800 | 5789 | Rate Constraint in lbs/MWh | FALSE | L | Annual | Rate | lb/MMBtu | 0.097465 | 0.097465 | 0.097465 | 0.097465 | 0.097465 | 0.097465 | 0.097465
NJ Non-HEDD CC Ngas Units - Nox Rate Annual v5.12, Unit 2993 and retrofits | 800 | 5789 | Rate Constraint in lbs/MWh | FALSE | L | Annual | Generation | TWh | 0.30435 | 0.30435 | 0.30435 | 0.30435 | 0.30435 | 0.30435 | 0.30435
NJ Non-HEDD CC Ngas Units - Nox Rate Annual v5.12, Unit 2993 and retrofits | 800 | 5789 | Rate Constraint in lbs/MWh | FALSE | L | Annual | Qualifying Generation | TWh | 0.30435 | 0.30435 | 0.30435 | 0.30435 | 0.30435 | 0.30435 | 0.30435
NJ Non-HEDD CC Ngas Units - Nox Rate Annual v5.12, Unit 2993 and retrofits | 800 | 5789 | Rate Constraint in lbs/MWh | FALSE | L | Annual | Constraint Shadow Price | US2011$/Ton | 0 | 0 | 0 | 0 | 0 | 0 | 0
NJ Non-HEDD CC Ngas Units - Nox Rate Annual v5.12, Unit 2994 and retrofits | 801 | 5789 | Rate Constraint in lbs/MWh | FALSE | L | Annual | Seasons Included | Seasons | Winter, Summer | Winter, Summer | Winter, Summer | Winter, Summer | Winter, Summer | Winter, Summer | Winter, Summer
NJ Non-HEDD CC Ngas Units - Nox Rate Annual v5.12, Unit 2994 and retrofits | 801 | 5789 | Rate Constraint in lbs/MWh | FALSE | L | Annual | Standard | lb/MWh | 1.3 | 1.3 | 1.3 | 1.3 | 1.3 | 1.3 | 1.3
NJ Non-HEDD CC Ngas Units - Nox Rate Annual v5.12, Unit 2994 and retrofits | 801 | 5789 | Rate Constraint in lbs/MWh | FALSE | L | Annual | Emissions at Affected Plants NOX | Thousand Tons | 0.085622 | 0.085622 | 0.085622 | 0.085622 | 0.085622 | 0.085622 | 0.085622
NJ Non-HEDD CC Ngas Units - Nox Rate Annual v5.12, Unit 2994 and retrofits | 801 | 5789 | Rate Constraint in lbs/MWh | FALSE | L | Annual | Allowances Purchased NOX | Thousand Tons | 0 | 0 | 0 | 0 | 0 | 0 | 0
NJ Non-HEDD CC Ngas Units - Nox Rate Annual v5.12, Unit 2994 and retrofits | 801 | 5789 | Rate Constraint in lbs/MWh | FALSE | L | Annual | Allowances Sold NOX | Thousand Tons | 0 | 0 | 0 | 0 | 0 | 0 | 0
NJ Non-HEDD CC Ngas Units - Nox Rate Annual v5.12, Unit 2994 and retrofits | 801 | 5789 | Rate Constraint in lbs/MWh | FALSE | L | Annual | Allowances Banked | Thousand Tons | 0 | 0 | 0 | 0 | 0 | 0 | 0
NJ Non-HEDD CC Ngas Units - Nox Rate Annual v5.12, Unit 2994 and retrofits | 801 | 5789 | Rate Constraint in lbs/MWh | FALSE | L | Annual | Allowances Withdrawn (1:1) | Thousand Tons | 0 | 0 | 0 | 0 | 0 | 0 | 0
NJ Non-HEDD CC Ngas Units - Nox Rate Annual v5.12, Unit 2994 and retrofits | 801 | 5789 | Rate Constraint in lbs/MWh | FALSE | L | Annual | Allowances Withdrawn (n:1) | Thousand Tons | 0 | 0 | 0 | 0 | 0 | 0 | 0
NJ Non-HEDD CC Ngas Units - Nox Rate Annual v5.12, Unit 2994 and retrofits | 801 | 5789 | Rate Constraint in lbs/MWh | FALSE | L | Annual | Net Emissions Allowance Position | Thousand Tons | 0.085622 | 0.085622 | 0.085622 | 0.085622 | 0.085622 | 0.085622 | 0.085622
NJ Non-HEDD CC Ngas Units - Nox Rate Annual v5.12, Unit 2994 and retrofits | 801 | 5789 | Rate Constraint in lbs/MWh | FALSE | L | Annual | Fuel Consumed | TBtu | 1.757 | 1.757 | 1.757 | 1.757 | 1.757 | 1.757 | 1.757
NJ Non-HEDD CC Ngas Units - Nox Rate Annual v5.12, Unit 2994 and retrofits | 801 | 5789 | Rate Constraint in lbs/MWh | FALSE | L | Annual | Rate | lb/MMBtu | 0.097465 | 0.097465 | 0.097465 | 0.097465 | 0.097465 | 0.097465 | 0.097465
NJ Non-HEDD CC Ngas Units - Nox Rate Annual v5.12, Unit 2994 and retrofits | 801 | 5789 | Rate Constraint in lbs/MWh | FALSE | L | Annual | Generation | TWh | 0.30435 | 0.30435 | 0.30435 | 0.30435 | 0.30435 | 0.30435 | 0.30435
NJ Non-HEDD CC Ngas Units - Nox Rate Annual v5.12, Unit 2994 and retrofits | 801 | 5789 | Rate Constraint in lbs/MWh | FALSE | L | Annual | Qualifying Generation | TWh | 0.30435 | 0.30435 | 0.30435 | 0.30435 | 0.30435 | 0.30435 | 0.30435
NJ Non-HEDD CC Ngas Units - Nox Rate Annual v5.12, Unit 2994 and retrofits | 801 | 5789 | Rate Constraint in lbs/MWh | FALSE | L | Annual | Constraint Shadow Price | US2011$/Ton | 0 | 0 | 0 | 0 | 0 | 0 | 0
NJ Non-HEDD CC Ngas Units - Nox Rate Annual v5.12, Unit 2995 and retrofits | 802 | 5789 | Rate Constraint in lbs/MWh | FALSE | L | Annual | Seasons Included | Seasons | Winter, Summer | Winter, Summer | Winter, Summer | Winter, Summer | Winter, Summer | Winter, Summer | Winter, Summer
NJ Non-HEDD CC Ngas Units - Nox Rate Annual v5.12, Unit 2995 and retrofits | 802 | 5789 | Rate Constraint in lbs/MWh | FALSE | L | Annual | Standard | lb/MWh | 1.3 | 1.3 | 1.3 | 1.3 | 1.3 | 1.3 | 1.3
NJ Non-HEDD CC Ngas Units - Nox Rate Annual v5.12, Unit 2995 and retrofits | 802 | 5789 | Rate Constraint in lbs/MWh | FALSE | L | Annual | Emissions at Affected Plants NOX | Thousand Tons | 0.085622 | 0.085622 | 0.085622 | 0.085622 | 0.085622 | 0.085622 | 0.085622
NJ Non-HEDD CC Ngas Units - Nox Rate Annual v5.12, Unit 2995 and retrofits | 802 | 5789 | Rate Constraint in lbs/MWh | FALSE | L | Annual | Allowances Purchased NOX | Thousand Tons | 0 | 0 | 0 | 0 | 0 | 0 | 0
NJ Non-HEDD CC Ngas Units - Nox Rate Annual v5.12, Unit 2995 and retrofits | 802 | 5789 | Rate Constraint in lbs/MWh | FALSE | L | Annual | Allowances Sold NOX | Thousand Tons | 0 | 0 | 0 | 0 | 0 | 0 | 0
NJ Non-HEDD CC Ngas Units - Nox Rate Annual v5.12, Unit 2995 and retrofits | 802 | 5789 | Rate Constraint in lbs/MWh | FALSE | L | Annual | Allowances Banked | Thousand Tons | 0 | 0 | 0 | 0 | 0 | 0 | 0
NJ Non-HEDD CC Ngas Units - Nox Rate Annual v5.12, Unit 2995 and retrofits | 802 | 5789 | Rate Constraint in lbs/MWh | FALSE | L | Annual | Allowances Withdrawn (1:1) | Thousand Tons | 0 | 0 | 0 | 0 | 0 | 0 | 0
NJ Non-HEDD CC Ngas Units - Nox Rate Annual v5.12, Unit 2995 and retrofits | 802 | 5789 | Rate Constraint in lbs/MWh | FALSE | L | Annual | Allowances Withdrawn (n:1) | Thousand Tons | 0 | 0 | 0 | 0 | 0 | 0 | 0
NJ Non-HEDD CC Ngas Units - Nox Rate Annual v5.12, Unit 2995 and retrofits | 802 | 5789 | Rate Constraint in lbs/MWh | FALSE | L | Annual | Net Emissions Allowance Position | Thousand Tons | 0.085622 | 0.085622 | 0.085622 | 0.085622 | 0.085622 | 0.085622 | 0.085622
NJ Non-HEDD CC Ngas Units - Nox Rate Annual v5.12, Unit 2995 and retrofits | 802 | 5789 | Rate Constraint in lbs/MWh | FALSE | L | Annual | Fuel Consumed | TBtu | 1.757 | 1.757 | 1.757 | 1.757 | 1.757 | 1.757 | 1.757
NJ Non-HEDD CC Ngas Units - Nox Rate Annual v5.12, Unit 2995 and retrofits | 802 | 5789 | Rate Constraint in lbs/MWh | FALSE | L | Annual | Rate | lb/MMBtu | 0.097465 | 0.097465 | 0.097465 | 0.097465 | 0.097465 | 0.097465 | 0.097465
NJ Non-HEDD CC Ngas Units - Nox Rate Annual v5.12, Unit 2995 and retrofits | 802 | 5789 | Rate Constraint in lbs/MWh | FALSE | L | Annual | Generation | TWh | 0.30435 | 0.30435 | 0.30435 | 0.30435 | 0.30435 | 0.30435 | 0.30435
NJ Non-HEDD CC Ngas Units - Nox Rate Annual v5.12, Unit 2995 and retrofits | 802 | 5789 | Rate Constraint in lbs/MWh | FALSE | L | Annual | Qualifying Generation | TWh | 0.30435 | 0.30435 | 0.30435 | 0.30435 | 0.30435 | 0.30435 | 0.30435
NJ Non-HEDD CC Ngas Units - Nox Rate Annual v5.12, Unit 2995 and retrofits | 802 | 5789 | Rate Constraint in lbs/MWh | FALSE | L | Annual | Constraint Shadow Price | US2011$/Ton | 0 | 0 | 0 | 0 | 0 | 0 | 0
NJ Non-HEDD CC Ngas Units - Nox Rate Annual v5.12, Unit 2996 and retrofits | 803 | 5789 | Rate Constraint in lbs/MWh | FALSE | L | Annual | Seasons Included | Seasons | Winter, Summer | Winter, Summer | Winter, Summer | Winter, Summer | Winter, Summer | Winter, Summer | Winter, Summer
NJ Non-HEDD CC Ngas Units - Nox Rate Annual v5.12, Unit 2996 and retrofits | 803 | 5789 | Rate Constraint in lbs/MWh | FALSE | L | Annual | Standard | lb/MWh | 1.3 | 1.3 | 1.3 | 1.3 | 1.3 | 1.3 | 1.3
NJ Non-HEDD CC Ngas Units - Nox Rate Annual v5.12, Unit 2996 and retrofits | 803 | 5789 | Rate Constraint in lbs/MWh | FALSE | L | Annual | Emissions at Affected Plants NOX | Thousand Tons | 0.085622 | 0.085622 | 0.085622 | 0.085622 | 0.085622 | 0.085622 | 0.085622
NJ Non-HEDD CC Ngas Units - Nox Rate Annual v5.12, Unit 2996 and retrofits | 803 | 5789 | Rate Constraint in lbs/MWh | FALSE | L | Annual | Allowances Purchased NOX | Thousand Tons | 0 | 0 | 0 | 0 | 0 | 0 | 0
NJ Non-HEDD CC Ngas Units - Nox Rate Annual v5.12, Unit 2996 and retrofits | 803 | 5789 | Rate Constraint in lbs/MWh | FALSE | L | Annual | Allowances Sold NOX | Thousand Tons | 0 | 0 | 0 | 0 | 0 | 0 | 0
NJ Non-HEDD CC Ngas Units - Nox Rate Annual v5.12, Unit 2996 and retrofits | 803 | 5789 | Rate Constraint in lbs/MWh | FALSE | L | Annual | Allowances Banked | Thousand Tons | 0 | 0 | 0 | 0 | 0 | 0 | 0
NJ Non-HEDD CC Ngas Units - Nox Rate Annual v5.12, Unit 2996 and retrofits | 803 | 5789 | Rate Constraint in lbs/MWh | FALSE | L | Annual | Allowances Withdrawn (1:1) | Thousand Tons | 0 | 0 | 0 | 0 | 0 | 0 | 0
NJ Non-HEDD CC Ngas Units - Nox Rate Annual v5.12, Unit 2996 and retrofits | 803 | 5789 | Rate Constraint in lbs/MWh | FALSE | L | Annual | Allowances Withdrawn (n:1) | Thousand Tons | 0 | 0 | 0 | 0 | 0 | 0 | 0
NJ Non-HEDD CC Ngas Units - Nox Rate Annual v5.12, Unit 2996 and retrofits | 803 | 5789 | Rate Constraint in lbs/MWh | FALSE | L | Annual | Net Emissions Allowance Position | Thousand Tons | 0.085622 | 0.085622 | 0.085622 | 0.085622 | 0.085622 | 0.085622 | 0.085622
NJ Non-HEDD CC Ngas Units - Nox Rate Annual v5.12, Unit 2996 and retrofits | 803 | 5789 | Rate Constraint in lbs/MWh | FALSE | L | Annual | Fuel Consumed | TBtu | 1.757 | 1.757 | 1.757 | 1.757 | 1.757 | 1.757 | 1.757
NJ Non-HEDD CC Ngas Units - Nox Rate Annual v5.12, Unit 2996 and retrofits | 803 | 5789 | Rate Constraint in lbs/MWh | FALSE | L | Annual | Rate | lb/MMBtu | 0.097465 | 0.097465 | 0.097465 | 0.097465 | 0.097465 | 0.097465 | 0.097465
NJ Non-HEDD CC Ngas Units - Nox Rate Annual v5.12, Unit 2996 and retrofits | 803 | 5789 | Rate Constraint in lbs/MWh | FALSE | L | Annual | Generation | TWh | 0.30435 | 0.30435 | 0.30435 | 0.30435 | 0.30435 | 0.30435 | 0.30435
NJ Non-HEDD CC Ngas Units - Nox Rate Annual v5.12, Unit 2996 and retrofits | 803 | 5789 | Rate Constraint in lbs/MWh | FALSE | L | Annual | Qualifying Generation | TWh | 0.30435 | 0.30435 | 0.30435 | 0.30435 | 0.30435 | 0.30435 | 0.30435
NJ Non-HEDD CC Ngas Units - Nox Rate Annual v5.12, Unit 2996 and retrofits | 803 | 5789 | Rate Constraint in lbs/MWh | FALSE | L | Annual | Constraint Shadow Price | US2011$/Ton | 0 | 0 | 0 | 0 | 0 | 0 | 0
NJ Non-HEDD CC Ngas Units - Nox Rate Annual v5.12, Unit 2997 and retrofits | 804 | 5789 | Rate Constraint in lbs/MWh | FALSE | L | Annual | Seasons Included | Seasons | Winter, Summer | Winter, Summer | Winter, Summer | Winter, Summer | Winter, Summer | Winter, Summer | Winter, Summer
NJ Non-HEDD CC Ngas Units - Nox Rate Annual v5.12, Unit 2997 and retrofits | 804 | 5789 | Rate Constraint in lbs/MWh | FALSE | L | Annual | Standard | lb/MWh | 1.3 | 1.3 | 1.3 | 1.3 | 1.3 | 1.3 | 1.3
NJ Non-HEDD CC Ngas Units - Nox Rate Annual v5.12, Unit 2997 and retrofits | 804 | 5789 | Rate Constraint in lbs/MWh | FALSE | L | Annual | Emissions at Affected Plants NOX | Thousand Tons | 0.027225 | 0.024471 | 0.0085975 | 0.011534 | 0.0085975 | 0.023796 | 0.023796
NJ Non-HEDD CC Ngas Units - Nox Rate Annual v5.12, Unit 2997 and retrofits | 804 | 5789 | Rate Constraint in lbs/MWh | FALSE | L | Annual | Allowances Purchased NOX | Thousand Tons | 0 | 0 | 0 | 0 | 0 | 0 | 0
NJ Non-HEDD CC Ngas Units - Nox Rate Annual v5.12, Unit 2997 and retrofits | 804 | 5789 | Rate Constraint in lbs/MWh | FALSE | L | Annual | Allowances Sold NOX | Thousand Tons | 0 | 0 | 0 | 0 | 0 | 0 | 0
NJ Non-HEDD CC Ngas Units - Nox Rate Annual v5.12, Unit 2997 and retrofits | 804 | 5789 | Rate Constraint in lbs/MWh | FALSE | L | Annual | Allowances Banked | Thousand Tons | 0 | 0 | 0 | 0 | 0 | 0 | 0
NJ Non-HEDD CC Ngas Units - Nox Rate Annual v5.12, Unit 2997 and retrofits | 804 | 5789 | Rate Constraint in lbs/MWh | FALSE | L | Annual | Allowances Withdrawn (1:1) | Thousand Tons | 0 | 0 | 0 | 0 | 0 | 0 | 0
NJ Non-HEDD CC Ngas Units - Nox Rate Annual v5.12, Unit 2997 and retrofits | 804 | 5789 | Rate Constraint in lbs/MWh | FALSE | L | Annual | Allowances Withdrawn (n:1) | Thousand Tons | 0 | 0 | 0 | 0 | 0 | 0 | 0
NJ Non-HEDD CC Ngas Units - Nox Rate Annual v5.12, Unit 2997 and retrofits | 804 | 5789 | Rate Constraint in lbs/MWh | FALSE | L | Annual | Net Emissions Allowance Position | Thousand Tons | 0.027225 | 0.024471 | 0.0085975 | 0.011534 | 0.0085975 | 0.023796 | 0.023796
NJ Non-HEDD CC Ngas Units - Nox Rate Annual v5.12, Unit 2997 and retrofits | 804 | 5789 | Rate Constraint in lbs/MWh | FALSE | L | Annual | Fuel Consumed | TBtu | 1.4657 | 1.3174 | 0.46285 | 0.62095 | 0.46285 | 1.2811 | 1.2811
NJ Non-HEDD CC Ngas Units - Nox Rate Annual v5.12, Unit 2997 and retrofits | 804 | 5789 | Rate Constraint in lbs/MWh | FALSE | L | Annual | Rate | lb/MMBtu | 0.03715 | 0.03715 | 0.03715 | 0.03715 | 0.03715 | 0.03715 | 0.03715
NJ Non-HEDD CC Ngas Units - Nox Rate Annual v5.12, Unit 2997 and retrofits | 804 | 5789 | Rate Constraint in lbs/MWh | FALSE | L | Annual | Generation | TWh | 0.16185 | 0.14547 | 0.05111 | 0.068567 | 0.05111 | 0.14146 | 0.14146
NJ Non-HEDD CC Ngas Units - Nox Rate Annual v5.12, Unit 2997 and retrofits | 804 | 5789 | Rate Constraint in lbs/MWh | FALSE | L | Annual | Qualifying Generation | TWh | 0.16185 | 0.14547 | 0.05111 | 0.068567 | 0.05111 | 0.14146 | 0.14146
NJ Non-HEDD CC Ngas Units - Nox Rate Annual v5.12, Unit 2997 and retrofits | 804 | 5789 | Rate Constraint in lbs/MWh | FALSE | L | Annual | Constraint Shadow Price | US2011$/Ton | 0 | 0 | 0 | 0 | 0 | 0 | 0
NJ Non-HEDD CC Ngas Units - Nox Rate Annual v5.12, Unit 2998 and retrofits | 805 | 5789 | Rate Constraint in lbs/MWh | FALSE | L | Annual | Seasons Included | Seasons | Winter, Summer | Winter, Summer | Winter, Summer | Winter, Summer | Winter, Summer | Winter, Summer | Winter, Summer
NJ Non-HEDD CC Ngas Units - Nox Rate Annual v5.12, Unit 2998 and retrofits | 805 | 5789 | Rate Constraint in lbs/MWh | FALSE | L | Annual | Standard | lb/MWh | 1.3 | 1.3 | 1.3 | 1.3 | 1.3 | 1.3 | 1.3
NJ Non-HEDD CC Ngas Units - Nox Rate Annual v5.12, Unit 2998 and retrofits | 805 | 5789 | Rate Constraint in lbs/MWh | FALSE | L | Annual | Emissions at Affected Plants NOX | Thousand Tons | 0.016358 | 0.016358 | 0.016358 | 0.016358 | 0.016358 | 0.011416 | 0.013061
NJ Non-HEDD CC Ngas Units - Nox Rate Annual v5.12, Unit 2998 and retrofits | 805 | 5789 | Rate Constraint in lbs/MWh | FALSE | L | Annual | Allowances Purchased NOX | Thousand Tons | 0 | 0 | 0 | 0 | 0 | 0 | 0
NJ Non-HEDD CC Ngas Units - Nox Rate Annual v5.12, Unit 2998 and retrofits | 805 | 5789 | Rate Constraint in lbs/MWh | FALSE | L | Annual | Allowances Sold NOX | Thousand Tons | 0 | 0 | 0 | 0 | 0 | 0 | 0
NJ Non-HEDD CC Ngas Units - Nox Rate Annual v5.12, Unit 2998 and retrofits | 805 | 5789 | Rate Constraint in lbs/MWh | FALSE | L | Annual | Allowances Banked | Thousand Tons | 0 | 0 | 0 | 0 | 0 | 0 | 0
NJ Non-HEDD CC Ngas Units - Nox Rate Annual v5.12, Unit 2998 and retrofits | 805 | 5789 | Rate Constraint in lbs/MWh | FALSE | L | Annual | Allowances Withdrawn (1:1) | Thousand Tons | 0 | 0 | 0 | 0 | 0 | 0 | 0
NJ Non-HEDD CC Ngas Units - Nox Rate Annual v5.12, Unit 2998 and retrofits | 805 | 5789 | Rate Constraint in lbs/MWh | FALSE | L | Annual | Allowances Withdrawn (n:1) | Thousand Tons | 0 | 0 | 0 | 0 | 0 | 0 | 0
NJ Non-HEDD CC Ngas Units - Nox Rate Annual v5.12, Unit 2998 and retrofits | 805 | 5789 | Rate Constraint in lbs/MWh | FALSE | L | Annual | Net Emissions Allowance Position | Thousand Tons | 0.016358 | 0.016358 | 0.016358 | 0.016358 | 0.016358 | 0.011416 | 0.013061
NJ Non-HEDD CC Ngas Units - Nox Rate Annual v5.12, Unit 2998 and retrofits | 805 | 5789 | Rate Constraint in lbs/MWh | FALSE | L | Annual | Fuel Consumed | TBtu | 0.81778 | 0.81778 | 0.81778 | 0.81778 | 0.81778 | 0.57071 | 0.65296
NJ Non-HEDD CC Ngas Units - Nox Rate Annual v5.12, Unit 2998 and retrofits | 805 | 5789 | Rate Constraint in lbs/MWh | FALSE | L | Annual | Rate | lb/MMBtu | 0.040006 | 0.040006 | 0.040006 | 0.040006 | 0.040006 | 0.040006 | 0.040006
NJ Non-HEDD CC Ngas Units - Nox Rate Annual v5.12, Unit 2998 and retrofits | 805 | 5789 | Rate Constraint in lbs/MWh | FALSE | L | Annual | Generation | TWh | 0.096017 | 0.096017 | 0.096017 | 0.096017 | 0.096017 | 0.067008 | 0.076665
NJ Non-HEDD CC Ngas Units - Nox Rate Annual v5.12, Unit 2998 and retrofits | 805 | 5789 | Rate Constraint in lbs/MWh | FALSE | L | Annual | Qualifying Generation | TWh | 0.096017 | 0.096017 | 0.096017 | 0.096017 | 0.096017 | 0.067008 | 0.076665
NJ Non-HEDD CC Ngas Units - Nox Rate Annual v5.12, Unit 2998 and retrofits | 805 | 5789 | Rate Constraint in lbs/MWh | FALSE | L | Annual | Constraint Shadow Price | US2011$/Ton | 0 | 0 | 0 | 0 | 0 | 0 | 0
NJ Non-HEDD CC Ngas Units - Nox Rate Annual v5.12, Unit 3000 and retrofits | 806 | 5789 | Rate Constraint in lbs/MWh | FALSE | L | Annual | Seasons Included | Seasons | Winter, Summer | Winter, Summer | Winter, Summer | Winter, Summer | Winter, Summer | Winter, Summer | Winter, Summer
NJ Non-HEDD CC Ngas Units - Nox Rate Annual v5.12, Unit 3000 and retrofits | 806 | 5789 | Rate Constraint in lbs/MWh | FALSE | L | Annual | Standard | lb/MWh | 1.3 | 1.3 | 1.3 | 1.3 | 1.3 | 1.3 | 1.3
NJ Non-HEDD CC Ngas Units - Nox Rate Annual v5.12, Unit 3000 and retrofits | 806 | 5789 | Rate Constraint in lbs/MWh | FALSE | L | Annual | Emissions at Affected Plants NOX | Thousand Tons | 0.00090787 | 0.00090787 | 0.00090787 | 0.00083659 | 0.00090787 | 0.00027835 | 0.00027835
NJ Non-HEDD CC Ngas Units - Nox Rate Annual v5.12, Unit 3000 and retrofits | 806 | 5789 | Rate Constraint in lbs/MWh | FALSE | L | Annual | Allowances Purchased NOX | Thousand Tons | 0 | 0 | 0 | 0 | 0 | 0 | 0
NJ Non-HEDD CC Ngas Units - Nox Rate Annual v5.12, Unit 3000 and retrofits | 806 | 5789 | Rate Constraint in lbs/MWh | FALSE | L | Annual | Allowances Sold NOX | Thousand Tons | 0 | 0 | 0 | 0 | 0 | 0 | 0
NJ Non-HEDD CC Ngas Units - Nox Rate Annual v5.12, Unit 3000 and retrofits | 806 | 5789 | Rate Constraint in lbs/MWh | FALSE | L | Annual | Allowances Banked | Thousand Tons | 0 | 0 | 0 | 0 | 0 | 0 | 0
NJ Non-HEDD CC Ngas Units - Nox Rate Annual v5.12, Unit 3000 and retrofits | 806 | 5789 | Rate Constraint in lbs/MWh | FALSE | L | Annual | Allowances Withdrawn (1:1) | Thousand Tons | 0 | 0 | 0 | 0 | 0 | 0 | 0
NJ Non-HEDD CC Ngas Units - Nox Rate Annual v5.12, Unit 3000 and retrofits | 806 | 5789 | Rate Constraint in lbs/MWh | FALSE | L | Annual | Allowances Withdrawn (n:1) | Thousand Tons | 0 | 0 | 0 | 0 | 0 | 0 | 0
NJ Non-HEDD CC Ngas Units - Nox Rate Annual v5.12, Unit 3000 and retrofits | 806 | 5789 | Rate Constraint in lbs/MWh | FALSE | L | Annual | Net Emissions Allowance Position | Thousand Tons | 0.00090787 | 0.00090787 | 0.00090787 | 0.00083659 | 0.00090787 | 0.00027835 | 0.00027835
NJ Non-HEDD CC Ngas Units - Nox Rate Annual v5.12, Unit 3000 and retrofits | 806 | 5789 | Rate Constraint in lbs/MWh | FALSE | L | Annual | Fuel Consumed | TBtu | 0.025215 | 0.025215 | 0.025215 | 0.023235 | 0.025215 | 0.0077308 | 0.0077308
NJ Non-HEDD CC Ngas Units - Nox Rate Annual v5.12, Unit 3000 and retrofits | 806 | 5789 | Rate Constraint in lbs/MWh | FALSE | L | Annual | Rate | lb/MMBtu | 0.072012 | 0.072012 | 0.072012 | 0.072012 | 0.072012 | 0.072012 | 0.072012
NJ Non-HEDD CC Ngas Units - Nox Rate Annual v5.12, Unit 3000 and retrofits | 806 | 5789 | Rate Constraint in lbs/MWh | FALSE | L | Annual | Generation | TWh | 0.002421 | 0.002421 | 0.002421 | 0.0022309 | 0.002421 | 0.00074228 | 0.00074228
NJ Non-HEDD CC Ngas Units - Nox Rate Annual v5.12, Unit 3000 and retrofits | 806 | 5789 | Rate Constraint in lbs/MWh | FALSE | L | Annual | Qualifying Generation | TWh | 0.002421 | 0.002421 | 0.002421 | 0.0022309 | 0.002421 | 0.00074228 | 0.00074228
NJ Non-HEDD CC Ngas Units - Nox Rate Annual v5.12, Unit 3000 and retrofits | 806 | 5789 | Rate Constraint in lbs/MWh | FALSE | L | Annual | Constraint Shadow Price | US2011$/Ton | 0 | 0 | 0 | 0 | 0 | 0 | 0
NJ Non-HEDD CC Ngas Units - Nox Rate Annual v5.12, Unit 3001 and retrofits | 807 | 5789 | Rate Constraint in lbs/MWh | FALSE | L | Annual | Seasons Included | Seasons | Winter, Summer | Winter, Summer | Winter, Summer | Winter, Summer | Winter, Summer | Winter, Summer | Winter, Summer
NJ Non-HEDD CC Ngas Units - Nox Rate Annual v5.12, Unit 3001 and retrofits | 807 | 5789 | Rate Constraint in lbs/MWh | FALSE | L | Annual | Standard | lb/MWh | 1.3 | 1.3 | 1.3 | 1.3 | 1.3 | 1.3 | 1.3
NJ Non-HEDD CC Ngas Units - Nox Rate Annual v5.12, Unit 3001 and retrofits | 807 | 5789 | Rate Constraint in lbs/MWh | FALSE | L | Annual | Emissions at Affected Plants NOX | Thousand Tons | 0.039418 | 0.024571 | 0.024571 | 0.024571 | 0.024571 | 0.019619 | 0.019619
NJ Non-HEDD CC Ngas Units - Nox Rate Annual v5.12, Unit 3001 and retrofits | 807 | 5789 | Rate Constraint in lbs/MWh | FALSE | L | Annual | Allowances Purchased NOX | Thousand Tons | 0 | 0 | 0 | 0 | 0 | 0 | 0
NJ Non-HEDD CC Ngas Units - Nox Rate Annual v5.12, Unit 3001 and retrofits | 807 | 5789 | Rate Constraint in lbs/MWh | FALSE | L | Annual | Allowances Sold NOX | Thousand Tons | 0 | 0 | 0 | 0 | 0 | 0 | 0
NJ Non-HEDD CC Ngas Units - Nox Rate Annual v5.12, Unit 3001 and retrofits | 807 | 5789 | Rate Constraint in lbs/MWh | FALSE | L | Annual | Allowances Banked | Thousand Tons | 0 | 0 | 0 | 0 | 0 | 0 | 0
NJ Non-HEDD CC Ngas Units - Nox Rate Annual v5.12, Unit 3001 and retrofits | 807 | 5789 | Rate Constraint in lbs/MWh | FALSE | L | Annual | Allowances Withdrawn (1:1) | Thousand Tons | 0 | 0 | 0 | 0 | 0 | 0 | 0
NJ Non-HEDD CC Ngas Units - Nox Rate Annual v5.12, Unit 3001 and retrofits | 807 | 5789 | Rate Constraint in lbs/MWh | FALSE | L | Annual | Allowances Withdrawn (n:1) | Thousand Tons | 0 | 0 | 0 | 0 | 0 | 0 | 0
NJ Non-HEDD CC Ngas Units - Nox Rate Annual v5.12, Unit 3001 and retrofits | 807 | 5789 | Rate Constraint in lbs/MWh | FALSE | L | Annual | Net Emissions Allowance Position | Thousand Tons | 0.039418 | 0.024571 | 0.024571 | 0.024571 | 0.024571 | 0.019619 | 0.019619
NJ Non-HEDD CC Ngas Units - Nox Rate Annual v5.12, Unit 3001 and retrofits | 807 | 5789 | Rate Constraint in lbs/MWh | FALSE | L | Annual | Fuel Consumed | TBtu | 2.1613 | 1.3472 | 1.3472 | 1.3472 | 1.3472 | 1.0757 | 1.0757
NJ Non-HEDD CC Ngas Units - Nox Rate Annual v5.12, Unit 3001 and retrofits | 807 | 5789 | Rate Constraint in lbs/MWh | FALSE | L | Annual | Rate | lb/MMBtu | 0.036476 | 0.036476 | 0.036476 | 0.036476 | 0.036476 | 0.036476 | 0.036476
NJ Non-HEDD CC Ngas Units - Nox Rate Annual v5.12, Unit 3001 and retrofits | 807 | 5789 | Rate Constraint in lbs/MWh | FALSE | L | Annual | Generation | TWh | 0.26015 | 0.16216 | 0.16216 | 0.16216 | 0.16216 | 0.12948 | 0.12948
NJ Non-HEDD CC Ngas Units - Nox Rate Annual v5.12, Unit 3001 and retrofits | 807 | 5789 | Rate Constraint in lbs/MWh | FALSE | L | Annual | Qualifying Generation | TWh | 0.26015 | 0.16216 | 0.16216 | 0.16216 | 0.16216 | 0.12948 | 0.12948
NJ Non-HEDD CC Ngas Units - Nox Rate Annual v5.12, Unit 3001 and retrofits | 807 | 5789 | Rate Constraint in lbs/MWh | FALSE | L | Annual | Constraint Shadow Price | US2011$/Ton | 0 | 0 | 0 | 0 | 0 | 0 | 0
NJ Non-HEDD CC Ngas Units - Nox Rate Annual v5.12, Unit 3002 and retrofits | 808 | 5789 | Rate Constraint in lbs/MWh | FALSE | L | Annual | Seasons Included | Seasons | Winter, Summer | Winter, Summer | Winter, Summer | Winter, Summer | Winter, Summer | Winter, Summer | Winter, Summer
NJ Non-HEDD CC Ngas Units - Nox Rate Annual v5.12, Unit 3002 and retrofits | 808 | 5789 | Rate Constraint in lbs/MWh | FALSE | L | Annual | Standard | lb/MWh | 1.3 | 1.3 | 1.3 | 1.3 | 1.3 | 1.3 | 1.3
NJ Non-HEDD CC Ngas Units - Nox Rate Annual v5.12, Unit 3002 and retrofits | 808 | 5789 | Rate Constraint in lbs/MWh | FALSE | L | Annual | Emissions at Affected Plants NOX | Thousand Tons | 0.0078468 | 0.0078468 | 0.0072307 | 0.0072307 | 0.0072307 | 0.0024058 | 0.0024058
NJ Non-HEDD CC Ngas Units - Nox Rate Annual v5.12, Unit 3002 and retrofits | 808 | 5789 | Rate Constraint in lbs/MWh | FALSE | L | Annual | Allowances Purchased NOX | Thousand Tons | 0 | 0 | 0 | 0 | 0 | 0 | 0
NJ Non-HEDD CC Ngas Units - Nox Rate Annual v5.12, Unit 3002 and retrofits | 808 | 5789 | Rate Constraint in lbs/MWh | FALSE | L | Annual | Allowances Sold NOX | Thousand Tons | 0 | 0 | 0 | 0 | 0 | 0 | 0
NJ Non-HEDD CC Ngas Units - Nox Rate Annual v5.12, Unit 3002 and retrofits | 808 | 5789 | Rate Constraint in lbs/MWh | FALSE | L | Annual | Allowances Banked | Thousand Tons | 0 | 0 | 0 | 0 | 0 | 0 | 0
NJ Non-HEDD CC Ngas Units - Nox Rate Annual v5.12, Unit 3002 and retrofits | 808 | 5789 | Rate Constraint in lbs/MWh | FALSE | L | Annual | Allowances Withdrawn (1:1) | Thousand Tons | 0 | 0 | 0 | 0 | 0 | 0 | 0
NJ Non-HEDD CC Ngas Units - Nox Rate Annual v5.12, Unit 3002 and retrofits | 808 | 5789 | Rate Constraint in lbs/MWh | FALSE | L | Annual | Allowances Withdrawn (n:1) | Thousand Tons | 0 | 0 | 0 | 0 | 0 | 0 | 0
NJ Non-HEDD CC Ngas Units - Nox Rate Annual v5.12, Unit 3002 and retrofits | 808 | 5789 | Rate Constraint in lbs/MWh | FALSE | L | Annual | Net Emissions Allowance Position | Thousand Tons | 0.0078468 | 0.0078468 | 0.0072307 | 0.0072307 | 0.0072307 | 0.0024058 | 0.0024058
NJ Non-HEDD CC Ngas Units - Nox Rate Annual v5.12, Unit 3002 and retrofits | 808 | 5789 | Rate Constraint in lbs/MWh | FALSE | L | Annual | Fuel Consumed | TBtu | 0.29644 | 0.29644 | 0.27316 | 0.27316 | 0.27316 | 0.090889 | 0.090889
NJ Non-HEDD CC Ngas Units - Nox Rate Annual v5.12, Unit 3002 and retrofits | 808 | 5789 | Rate Constraint in lbs/MWh | FALSE | L | Annual | Rate | lb/MMBtu | 0.052941 | 0.052941 | 0.052941 | 0.052941 | 0.052941 | 0.052941 | 0.052941
NJ Non-HEDD CC Ngas Units - Nox Rate Annual v5.12, Unit 3002 and retrofits | 808 | 5789 | Rate Constraint in lbs/MWh | FALSE | L | Annual | Generation | TWh | 0.027438 | 0.027438 | 0.025283 | 0.025283 | 0.025283 | 0.0084125 | 0.0084125
NJ Non-HEDD CC Ngas Units - Nox Rate Annual v5.12, Unit 3002 and retrofits | 808 | 5789 | Rate Constraint in lbs/MWh | FALSE | L | Annual | Qualifying Generation | TWh | 0.027438 | 0.027438 | 0.025283 | 0.025283 | 0.025283 | 0.0084125 | 0.0084125
NJ Non-HEDD CC Ngas Units - Nox Rate Annual v5.12, Unit 3002 and retrofits | 808 | 5789 | Rate Constraint in lbs/MWh | FALSE | L | Annual | Constraint Shadow Price | US2011$/Ton | 0 | 0 | 0 | 0 | 0 | 0 | 0
NJ Non-HEDD CC Ngas Units - Nox Rate Annual v5.12, Unit 3008 and retrofits | 809 | 5789 | Rate Constraint in lbs/MWh | FALSE | L | Annual | Seasons Included | Seasons | Winter, Summer | Winter, Summer | Winter, Summer | Winter, Summer | Winter, Summer | Winter, Summer | Winter, Summer
NJ Non-HEDD CC Ngas Units - Nox Rate Annual v5.12, Unit 3008 and retrofits | 809 | 5789 | Rate Constraint in lbs/MWh | FALSE | L | Annual | Standard | lb/MWh | 1.3 | 1.3 | 1.3 | 1.3 | 1.3 | 1.3 | 1.3
NJ Non-HEDD CC Ngas Units - Nox Rate Annual v5.12, Unit 3008 and retrofits | 809 | 5789 | Rate Constraint in lbs/MWh | FALSE | L | Annual | Emissions at Affected Plants NOX | Thousand Tons | 0.014401 | 0.0045477 | 0.0045477 | 0.0045477 | 0.0045477 | 0.012587 | 0.012587
NJ Non-HEDD CC Ngas Units - Nox Rate Annual v5.12, Unit 3008 and retrofits | 809 | 5789 | Rate Constraint in lbs/MWh | FALSE | L | Annual | Allowances Purchased NOX | Thousand Tons | 0 | 0 | 0 | 0 | 0 | 0 | 0
NJ Non-HEDD CC Ngas Units - Nox Rate Annual v5.12, Unit 3008 and retrofits | 809 | 5789 | Rate Constraint in lbs/MWh | FALSE | L | Annual | Allowances Sold NOX | Thousand Tons | 0 | 0 | 0 | 0 | 0 | 0 | 0
NJ Non-HEDD CC Ngas Units - Nox Rate Annual v5.12, Unit 3008 and retrofits | 809 | 5789 | Rate Constraint in lbs/MWh | FALSE | L | Annual | Allowances Banked | Thousand Tons | 0 | 0 | 0 | 0 | 0 | 0 | 0
NJ Non-HEDD CC Ngas Units - Nox Rate Annual v5.12, Unit 3008 and retrofits | 809 | 5789 | Rate Constraint in lbs/MWh | FALSE | L | Annual | Allowances Withdrawn (1:1) | Thousand Tons | 0 | 0 | 0 | 0 | 0 | 0 | 0
NJ Non-HEDD CC Ngas Units - Nox Rate Annual v5.12, Unit 3008 and retrofits | 809 | 5789 | Rate Constraint in lbs/MWh | FALSE | L | Annual | Allowances Withdrawn (n:1) | Thousand Tons | 0 | 0 | 0 | 0 | 0 | 0 | 0
NJ Non-HEDD CC Ngas Units - Nox Rate Annual v5.12, Unit 3008 and retrofits | 809 | 5789 | Rate Constraint in lbs/MWh | FALSE | L | Annual | Net Emissions Allowance Position | Thousand Tons | 0.014401 | 0.0045477 | 0.0045477 | 0.0045477 | 0.0045477 | 0.012587 | 0.012587
NJ Non-HEDD CC Ngas Units - Nox Rate Annual v5.12, Unit 3008 and retrofits | 809 | 5789 | Rate Constraint in lbs/MWh | FALSE | L | Annual | Fuel Consumed | TBtu | 1.0698 | 0.33782 | 0.33782 | 0.33782 | 0.33782 | 0.93501 | 0.93501
NJ Non-HEDD CC Ngas Units - Nox Rate Annual v5.12, Unit 3008 and retrofits | 809 | 5789 | Rate Constraint in lbs/MWh | FALSE | L | Annual | Rate | lb/MMBtu | 0.026924 | 0.026924 | 0.026924 | 0.026924 | 0.026924 | 0.026924 | 0.026924
NJ Non-HEDD CC Ngas Units - Nox Rate Annual v5.12, Unit 3008 and retrofits | 809 | 5789 | Rate Constraint in lbs/MWh | FALSE | L | Annual | Generation | TWh | 0.11756 | 0.037123 | 0.037123 | 0.037123 | 0.037123 | 0.10275 | 0.10275
NJ Non-HEDD CC Ngas Units - Nox Rate Annual v5.12, Unit 3008 and retrofits | 809 | 5789 | Rate Constraint in lbs/MWh | FALSE | L | Annual | Qualifying Generation | TWh | 0.11756 | 0.037123 | 0.037123 | 0.037123 | 0.037123 | 0.10275 | 0.10275
NJ Non-HEDD CC Ngas Units - Nox Rate Annual v5.12, Unit 3008 and retrofits | 809 | 5789 | Rate Constraint in lbs/MWh | FALSE | L | Annual | Constraint Shadow Price | US2011$/Ton | 0 | 0 | 0 | 0 | 0 | 0 | 0
NJ Non-HEDD CC Ngas Units - Nox Rate Annual v5.12, Unit 3009 and retrofits | 810 | 5789 | Rate Constraint in lbs/MWh | FALSE | L | Annual | Seasons Included | Seasons | Winter, Summer | Winter, Summer | Winter, Summer | Winter, Summer | Winter, Summer | Winter, Summer | Winter, Summer
NJ Non-HEDD CC Ngas Units - Nox Rate Annual v5.12, Unit 3009 and retrofits | 810 | 5789 | Rate Constraint in lbs/MWh | FALSE | L | Annual | Standard | lb/MWh | 1.3 | 1.3 | 1.3 | 1.3 | 1.3 | 1.3 | 1.3
NJ Non-HEDD CC Ngas Units - Nox Rate Annual v5.12, Unit 3009 and retrofits | 810 | 5789 | Rate Constraint in lbs/MWh | FALSE | L | Annual | Emissions at Affected Plants NOX | Thousand Tons | 0.014401 | 0.0045477 | 0.0045477 | 0.0045477 | 0.0045477 | 0.012587 | 0.012587
NJ Non-HEDD CC Ngas Units - Nox Rate Annual v5.12, Unit 3009 and retrofits | 810 | 5789 | Rate Constraint in lbs/MWh | FALSE | L | Annual | Allowances Purchased NOX | Thousand Tons | 0 | 0 | 0 | 0 | 0 | 0 | 0
NJ Non-HEDD CC Ngas Units - Nox Rate Annual v5.12, Unit 3009 and retrofits | 810 | 5789 | Rate Constraint in lbs/MWh | FALSE | L | Annual | Allowances Sold NOX | Thousand Tons | 0 | 0 | 0 | 0 | 0 | 0 | 0
NJ Non-HEDD CC Ngas Units - Nox Rate Annual v5.12, Unit 3009 and retrofits | 810 | 5789 | Rate Constraint in lbs/MWh | FALSE | L | Annual | Allowances Banked | Thousand Tons | 0 | 0 | 0 | 0 | 0 | 0 | 0
NJ Non-HEDD CC Ngas Units - Nox Rate Annual v5.12, Unit 3009 and retrofits | 810 | 5789 | Rate Constraint in lbs/MWh | FALSE | L | Annual | Allowances Withdrawn (1:1) | Thousand Tons | 0 | 0 | 0 | 0 | 0 | 0 | 0
NJ Non-HEDD CC Ngas Units - Nox Rate Annual v5.12, Unit 3009 and retrofits | 810 | 5789 | Rate Constraint in lbs/MWh | FALSE | L | Annual | Allowances Withdrawn (n:1) | Thousand Tons | 0 | 0 | 0 | 0 | 0 | 0 | 0
NJ Non-HEDD CC Ngas Units - Nox Rate Annual v5.12, Unit 3009 and retrofits | 810 | 5789 | Rate Constraint in lbs/MWh | FALSE | L | Annual | Net Emissions Allowance Position | Thousand Tons | 0.014401 | 0.0045477 | 0.0045477 | 0.0045477 | 0.0045477 | 0.012587 | 0.012587
NJ Non-HEDD CC Ngas Units - Nox Rate Annual v5.12, Unit 3009 and retrofits | 810 | 5789 | Rate Constraint in lbs/MWh | FALSE | L | Annual | Fuel Consumed | TBtu | 1.0698 | 0.33782 | 0.33782 | 0.33782 | 0.33782 | 0.93501 | 0.93501
NJ Non-HEDD CC Ngas Units - Nox Rate Annual v5.12, Unit 3009 and retrofits | 810 | 5789 | Rate Constraint in lbs/MWh | FALSE | L | Annual | Rate | lb/MMBtu | 0.026924 | 0.026924 | 0.026924 | 0.026924 | 0.026924 | 0.026924 | 0.026924
NJ Non-HEDD CC Ngas Units - Nox Rate Annual v5.12, Unit 3009 and retrofits | 810 | 5789 | Rate Constraint in lbs/MWh | FALSE | L | Annual | Generation | TWh | 0.11756 | 0.037123 | 0.037123 | 0.037123 | 0.037123 | 0.10275 | 0.10275
NJ Non-HEDD CC Ngas Units - Nox Rate Annual v5.12, Unit 3009 and retrofits | 810 | 5789 | Rate Constraint in lbs/MWh | FALSE | L | Annual | Qualifying Generation | TWh | 0.11756 | 0.037123 | 0.037123 | 0.037123 | 0.037123 | 0.10275 | 0.10275
NJ Non-HEDD CC Ngas Units - Nox Rate Annual v5.12, Unit 3009 and retrofits | 810 | 5789 | Rate Constraint in lbs/MWh | FALSE | L | Annual | Constraint Shadow Price | US2011$/Ton | 0 | 0 | 0 | 0 | 0 | 0 | 0
NJ Non-HEDD CC Ngas Units - Nox Rate Annual v5.12, Unit 3018 and retrofits | 811 | 5789 | Rate Constraint in lbs/MWh | FALSE | L | Annual | Seasons Included | Seasons | Winter, Summer | Winter, Summer | Winter, Summer | Winter, Summer | Winter, Summer | Winter, Summer | Winter, Summer
NJ Non-HEDD CC Ngas Units - Nox Rate Annual v5.12, Unit 3018 and retrofits | 811 | 5789 | Rate Constraint in lbs/MWh | FALSE | L | Annual | Standard | lb/MWh | 1.3 | 1.3 | 1.3 | 1.3 | 1.3 | 1.3 | 1.3
NJ Non-HEDD CC Ngas Units - Nox Rate Annual v5.12, Unit 3018 and retrofits | 811 | 5789 | Rate Constraint in lbs/MWh | FALSE | L | Annual | Emissions at Affected Plants NOX | Thousand Tons | 0.40767 | 0.40767 | 0.40767 | 0.40767 | 0.40767 | 0.40767 | 0.40767
NJ Non-HEDD CC Ngas Units - Nox Rate Annual v5.12, Unit 3018 and retrofits | 811 | 5789 | Rate Constraint in lbs/MWh | FALSE | L | Annual | Allowances Purchased NOX | Thousand Tons | 0 | 0 | 0 | 0 | 0 | 0 | 0
NJ Non-HEDD CC Ngas Units - Nox Rate Annual v5.12, Unit 3018 and retrofits | 811 | 5789 | Rate Constraint in lbs/MWh | FALSE | L | Annual | Allowances Sold NOX | Thousand Tons | 0 | 0 | 0 | 0 | 0 | 0 | 0
NJ Non-HEDD CC Ngas Units - Nox Rate Annual v5.12, Unit 3018 and retrofits | 811 | 5789 | Rate Constraint in lbs/MWh | FALSE | L | Annual | Allowances Banked | Thousand Tons | 0 | 0 | 0 | 0 | 0 | 0 | 0
NJ Non-HEDD CC Ngas Units - Nox Rate Annual v5.12, Unit 3018 and retrofits | 811 | 5789 | Rate Constraint in lbs/MWh | FALSE | L | Annual | Allowances Withdrawn (1:1) | Thousand Tons | 0 | 0 | 0 | 0 | 0 | 0 | 0
NJ Non-HEDD CC Ngas Units - Nox Rate Annual v5.12, Unit 3018 and retrofits | 811 | 5789 | Rate Constraint in lbs/MWh | FALSE | L | Annual | Allowances Withdrawn (n:1) | Thousand Tons | 0 | 0 | 0 | 0 | 0 | 0 | 0
NJ Non-HEDD CC Ngas Units - Nox Rate Annual v5.12, Unit 3018 and retrofits | 811 | 5789 | Rate Constraint in lbs/MWh | FALSE | L | Annual | Net Emissions Allowance Position | Thousand Tons | 0.40767 | 0.40767 | 0.40767 | 0.40767 | 0.40767 | 0.40767 | 0.40767
NJ Non-HEDD CC Ngas Units - Nox Rate Annual v5.12, Unit 3018 and retrofits | 811 | 5789 | Rate Constraint in lbs/MWh | FALSE | L | Annual | Fuel Consumed | TBtu | 16.3069 | 16.3069 | 16.3069 | 16.3069 | 16.3069 | 16.3069 | 16.3069
NJ Non-HEDD CC Ngas Units - Nox Rate Annual v5.12, Unit 3018 and retrofits | 811 | 5789 | Rate Constraint in lbs/MWh | FALSE | L | Annual | Rate | lb/MMBtu | 0.05 | 0.05 | 0.05 | 0.05 | 0.05 | 0.05 | 0.05
NJ Non-HEDD CC Ngas Units - Nox Rate Annual v5.12, Unit 3018 and retrofits | 811 | 5789 | Rate Constraint in lbs/MWh | FALSE | L | Annual | Generation | TWh | 2.313 | 2.313 | 2.313 | 2.313 | 2.313 | 2.313 | 2.313
NJ Non-HEDD CC Ngas Units - Nox Rate Annual v5.12, Unit 3018 and retrofits | 811 | 5789 | Rate Constraint in lbs/MWh | FALSE | L | Annual | Qualifying Generation | TWh | 2.313 | 2.313 | 2.313 | 2.313 | 2.313 | 2.313 | 2.313
NJ Non-HEDD CC Ngas Units - Nox Rate Annual v5.12, Unit 3018 and retrofits | 811 | 5789 | Rate Constraint in lbs/MWh | FALSE | L | Annual | Constraint Shadow Price | US2011$/Ton | 0 | 0 | 0 | 0 | 0 | 0 | 0
NJ Non-HEDD CC Ngas Units - Nox Rate Annual v5.12, Unit 3019 and retrofits | 812 | 5789 | Rate Constraint in lbs/MWh | FALSE | L | Annual | Seasons Included | Seasons | Winter, Summer | Winter, Summer | Winter, Summer | Winter, Summer | Winter, Summer | Winter, Summer | Winter, Summer
NJ Non-HEDD CC Ngas Units - Nox Rate Annual v5.12, Unit 3019 and retrofits | 812 | 5789 | Rate Constraint in lbs/MWh | FALSE | L | Annual | Standard | lb/MWh | 1.3 | 1.3 | 1.3 | 1.3 | 1.3 | 1.3 | 1.3
NJ Non-HEDD CC Ngas Units - Nox Rate Annual v5.12, Unit 3019 and retrofits | 812 | 5789 | Rate Constraint in lbs/MWh | FALSE | L | Annual | Emissions at Affected Plants NOX | Thousand Tons | 0.40767 | 0.40767 | 0.40767 | 0.40767 | 0.40767 | 0.40767 | 0.40767
NJ Non-HEDD CC Ngas Units - Nox Rate Annual v5.12, Unit 3019 and retrofits | 812 | 5789 | Rate Constraint in lbs/MWh | FALSE | L | Annual | Allowances Purchased NOX | Thousand Tons | 0 | 0 | 0 | 0 | 0 | 0 | 0
NJ Non-HEDD CC Ngas Units - Nox Rate Annual v5.12, Unit 3019 and retrofits | 812 | 5789 | Rate Constraint in lbs/MWh | FALSE | L | Annual | Allowances Sold NOX | Thousand Tons | 0 | 0 | 0 | 0 | 0 | 0 | 0
NJ Non-HEDD CC Ngas Units - Nox Rate Annual v5.12, Unit 3019 and retrofits | 812 | 5789 | Rate Constraint in lbs/MWh | FALSE | L | Annual | Allowances Banked | Thousand Tons | 0 | 0 | 0 | 0 | 0 | 0 | 0
NJ Non-HEDD CC Ngas Units - Nox Rate Annual v5.12, Unit 3019 and retrofits | 812 | 5789 | Rate Constraint in lbs/MWh | FALSE | L | Annual | Allowances Withdrawn (1:1) | Thousand Tons | 0 | 0 | 0 | 0 | 0 | 0 | 0
NJ Non-HEDD CC Ngas Units - Nox Rate Annual v5.12, Unit 3019 and retrofits | 812 | 5789 | Rate Constraint in lbs/MWh | FALSE | L | Annual | Allowances Withdrawn (n:1) | Thousand Tons | 0 | 0 | 0 | 0 | 0 | 0 | 0
NJ Non-HEDD CC Ngas Units - Nox Rate Annual v5.12, Unit 3019 and retrofits | 812 | 5789 | Rate Constraint in lbs/MWh | FALSE | L | Annual | Net Emissions Allowance Position | Thousand Tons | 0.40767 | 0.40767 | 0.40767 | 0.40767 | 0.40767 | 0.40767 | 0.40767
NJ Non-HEDD CC Ngas Units - Nox Rate Annual v5.12, Unit 3019 and retrofits | 812 | 5789 | Rate Constraint in lbs/MWh | FALSE | L | Annual | Fuel Consumed | TBtu | 16.3069 | 16.3069 | 16.3069 | 16.3069 | 16.3069 | 16.3069 | 16.3069
NJ Non-HEDD CC Ngas Units - Nox Rate Annual v5.12, Unit 3019 and retrofits | 812 | 5789 | Rate Constraint in lbs/MWh | FALSE | L | Annual | Rate | lb/MMBtu | 0.05 | 0.05 | 0.05 | 0.05 | 0.05 | 0.05 | 0.05
NJ Non-HEDD CC Ngas Units - Nox Rate Annual v5.12, Unit 3019 and retrofits | 812 | 5789 | Rate Constraint in lbs/MWh | FALSE | L | Annual | Generation | TWh | 2.313 | 2.313 | 2.313 | 2.313 | 2.313 | 2.313 | 2.313
NJ Non-HEDD CC Ngas Units - Nox Rate Annual v5.12, Unit 3019 and retrofits | 812 | 5789 | Rate Constraint in lbs/MWh | FALSE | L | Annual | Qualifying Generation | TWh | 2.313 | 2.313 | 2.313 | 2.313 | 2.313 | 2.313 | 2.313
NJ Non-HEDD CC Ngas Units - Nox Rate Annual v5.12, Unit 3019 and retrofits | 812 | 5789 | Rate Constraint in lbs/MWh | FALSE | L | Annual | Constraint Shadow Price | US2011$/Ton | 0 | 0 | 0 | 0 | 0 | 0 | 0
NJ Non-HEDD CC Ngas Units - Nox Rate Annual v5.12, Unit 3020 and retrofits | 813 | 5789 | Rate Constraint in lbs/MWh | FALSE | L | Annual | Seasons Included | Seasons | Winter, Summer | Winter, Summer | Winter, Summer | Winter, Summer | Winter, Summer | Winter, Summer | Winter, Summer
NJ Non-HEDD CC Ngas Units - Nox Rate Annual v5.12, Unit 3020 and retrofits | 813 | 5789 | Rate Constraint in lbs/MWh | FALSE | L | Annual | Standard | lb/MWh | 1.3 | 1.3 | 1.3 | 1.3 | 1.3 | 1.3 | 1.3
NJ Non-HEDD CC Ngas Units - Nox Rate Annual v5.12, Unit 3020 and retrofits | 813 | 5789 | Rate Constraint in lbs/MWh | FALSE | L | Annual | Emissions at Affected Plants NOX | Thousand Tons | 0.36693 | 0.36693 | 0.36693 | 0.36693 | 0.36693 | 0.36693 | 0.36693
NJ Non-HEDD CC Ngas Units - Nox Rate Annual v5.12, Unit 3020 and retrofits | 813 | 5789 | Rate Constraint in lbs/MWh | FALSE | L | Annual | Allowances Purchased NOX | Thousand Tons | 0 | 0 | 0 | 0 | 0 | 0 | 0
NJ Non-HEDD CC Ngas Units - Nox Rate Annual v5.12, Unit 3020 and retrofits | 813 | 5789 | Rate Constraint in lbs/MWh | FALSE | L | Annual | Allowances Sold NOX | Thousand Tons | 0 | 0 | 0 | 0 | 0 | 0 | 0
NJ Non-HEDD CC Ngas Units - Nox Rate Annual v5.12, Unit 3020 and retrofits | 813 | 5789 | Rate Constraint in lbs/MWh | FALSE | L | Annual | Allowances Banked | Thousand Tons | 0 | 0 | 0 | 0 | 0 | 0 | 0
NJ Non-HEDD CC Ngas Units - Nox Rate Annual v5.12, Unit 3020 and retrofits | 813 | 5789 | Rate Constraint in lbs/MWh | FALSE | L | Annual | Allowances Withdrawn (1:1) | Thousand Tons | 0 | 0 | 0 | 0 | 0 | 0 | 0
NJ Non-HEDD CC Ngas Units - Nox Rate Annual v5.12, Unit 3020 and retrofits | 813 | 5789 | Rate Constraint in lbs/MWh | FALSE | L | Annual | Allowances Withdrawn (n:1) | Thousand Tons | 0 | 0 | 0 | 0 | 0 | 0 | 0
NJ Non-HEDD CC Ngas Units - Nox Rate Annual v5.12, Unit 3020 and retrofits | 813 | 5789 | Rate Constraint in lbs/MWh | FALSE | L | Annual | Net Emissions Allowance Position | Thousand Tons | 0.36693 | 0.36693 | 0.36693 | 0.36693 | 0.36693 | 0.36693 | 0.36693
NJ Non-HEDD CC Ngas Units - Nox Rate Annual v5.12, Unit 3020 and retrofits | 813 | 5789 | Rate Constraint in lbs/MWh | FALSE | L | Annual | Fuel Consumed | TBtu | 14.6771 | 14.6771 | 14.6771 | 14.6771 | 14.6771 | 14.6771 | 14.6771
NJ Non-HEDD CC Ngas Units - Nox Rate Annual v5.12, Unit 3020 and retrofits | 813 | 5789 | Rate Constraint in lbs/MWh | FALSE | L | Annual | Rate | lb/MMBtu | 0.05 | 0.05 | 0.05 | 0.05 | 0.05 | 0.05 | 0.05
NJ Non-HEDD CC Ngas Units - Nox Rate Annual v5.12, Unit 3020 and retrofits | 813 | 5789 | Rate Constraint in lbs/MWh | FALSE | L | Annual | Generation | TWh | 2.2826 | 2.2826 | 2.2826 | 2.2826 | 2.2826 | 2.2826 | 2.2826
NJ Non-HEDD CC Ngas Units - Nox Rate Annual v5.12, Unit 3020 and retrofits | 813 | 5789 | Rate Constraint in lbs/MWh | FALSE | L | Annual | Qualifying Generation | TWh | 2.2826 | 2.2826 | 2.2826 | 2.2826 | 2.2826 | 2.2826 | 2.2826
NJ Non-HEDD CC Ngas Units - Nox Rate Annual v5.12, Unit 3020 and retrofits | 813 | 5789 | Rate Constraint in lbs/MWh | FALSE | L | Annual | Constraint Shadow Price | US2011$/Ton | 0 | 0 | 0 | 0 | 0 | 0 | 0
NJ Non-HEDD CC Ngas Units - Nox Rate Annual v5.12, Unit 3021 and retrofits | 814 | 5789 | Rate Constraint in lbs/MWh | FALSE | L | Annual | Seasons Included | Seasons | Winter, Summer | Winter, Summer | Winter, Summer | Winter, Summer | Winter, Summer | Winter, Summer | Winter, Summer
NJ Non-HEDD CC Ngas Units - Nox Rate Annual v5.12, Unit 3021 and retrofits | 814 | 5789 | Rate Constraint in lbs/MWh | FALSE | L | Annual | Standard | lb/MWh | 1.3 | 1.3 | 1.3 | 1.3 | 1.3 | 1.3 | 1.3
NJ Non-HEDD CC Ngas Units - Nox Rate Annual v5.12, Unit 3021 and retrofits | 814 | 5789 | Rate Constraint in lbs/MWh | FALSE | L | Annual | Emissions at Affected Plants NOX | Thousand Tons | 0.36693 | 0.36693 | 0.36693 | 0.36693 | 0.36693 | 0.36693 | 0.36693
NJ Non-HEDD CC Ngas Units - Nox Rate Annual v5.12, Unit 3021 and retrofits | 814 | 5789 | Rate Constraint in lbs/MWh | FALSE | L | Annual | Allowances Purchased NOX | Thousand Tons | 0 | 0 | 0 | 0 | 0 | 0 | 0
NJ Non-HEDD CC Ngas Units - Nox Rate Annual v5.12, Unit 3021 and retrofits | 814 | 5789 | Rate Constraint in lbs/MWh | FALSE | L | Annual | Allowances Sold NOX | Thousand Tons | 0 | 0 | 0 | 0 | 0 | 0 | 0
NJ Non-HEDD CC Ngas Units - Nox Rate Annual v5.12, Unit 3021 and retrofits | 814 | 5789 | Rate Constraint in lbs/MWh | FALSE | L | Annual | Allowances Banked | Thousand Tons | 0 | 0 | 0 | 0 | 0 | 0 | 0
NJ Non-HEDD CC Ngas Units - Nox Rate Annual v5.12, Unit 3021 and retrofits | 814 | 5789 | Rate Constraint in lbs/MWh | FALSE | L | Annual | Allowances Withdrawn (1:1) | Thousand Tons | 0 | 0 | 0 | 0 | 0 | 0 | 0
NJ Non-HEDD CC Ngas Units - Nox Rate Annual v5.12, Unit 3021 and retrofits | 814 | 5789 | Rate Constraint in lbs/MWh | FALSE | L | Annual | Allowances Withdrawn (n:1) | Thousand Tons | 0 | 0 | 0 | 0 | 0 | 0 | 0
NJ Non-HEDD CC Ngas Units - Nox Rate Annual v5.12, Unit 3021 and retrofits | 814 | 5789 | Rate Constraint in lbs/MWh | FALSE | L | Annual | Net Emissions Allowance Position | Thousand Tons | 0.36693 | 0.36693 | 0.36693 | 0.36693 | 0.36693 | 0.36693 | 0.36693
NJ Non-HEDD CC Ngas Units - Nox Rate Annual v5.12, Unit 3021 and retrofits | 814 | 5789 | Rate Constraint in lbs/MWh | FALSE | L | Annual | Fuel Consumed | TBtu | 14.6771 | 14.6771 | 14.6771 | 14.6771 | 14.6771 | 14.6771 | 14.6771
NJ Non-HEDD CC Ngas Units - Nox Rate Annual v5.12, Unit 3021 and retrofits | 814 | 5789 | Rate Constraint in lbs/MWh | FALSE | L | Annual | Rate | lb/MMBtu | 0.05 | 0.05 | 0.05 | 0.05 | 0.05 | 0.05 | 0.05
NJ Non-HEDD CC Ngas Units - Nox Rate Annual v5.12, Unit 3021 and retrofits | 814 | 5789 | Rate Constraint in lbs/MWh | FALSE | L | Annual | Generation | TWh | 2.2826 | 2.2826 | 2.2826 | 2.2826 | 2.2826 | 2.2826 | 2.2826
NJ Non-HEDD CC Ngas Units - Nox Rate Annual v5.12, Unit 3021 and retrofits | 814 | 5789 | Rate Constraint in lbs/MWh | FALSE | L | Annual | Qualifying Generation | TWh | 2.2826 | 2.2826 | 2.2826 | 2.2826 | 2.2826 | 2.2826 | 2.2826
NJ Non-HEDD CC Ngas Units - Nox Rate Annual v5.12, Unit 3021 and retrofits | 814 | 5789 | Rate Constraint in lbs/MWh | FALSE | L | Annual | Constraint Shadow Price | US2011$/Ton | 0 | 0 | 0 | 0 | 0 | 0 | 0
NJ Non-HEDD CC Ngas Units - Nox Rate Annual v5.12, Unit 3022 and retrofits | 815 | 5789 | Rate Constraint in lbs/MWh | FALSE | L | Annual | Seasons Included | Seasons | Winter, Summer | Winter, Summer | Winter, Summer | Winter, Summer | Winter, Summer | Winter, Summer | Winter, Summer
NJ Non-HEDD CC Ngas Units - Nox Rate Annual v5.12, Unit 3022 and retrofits | 815 | 5789 | Rate Constraint in lbs/MWh | FALSE | L | Annual | Standard | lb/MWh | 1.3 | 1.3 | 1.3 | 1.3 | 1.3 | 1.3 | 1.3
NJ Non-HEDD CC Ngas Units - Nox Rate Annual v5.12, Unit 3022 and retrofits | 815 | 5789 | Rate Constraint in lbs/MWh | FALSE | L | Annual | Emissions at Affected Plants NOX | Thousand Tons | 0.24462 | 0.24462 | 0.24462 | 0.24462 | 0.24462 | 0.24462 | 0.24462
NJ Non-HEDD CC Ngas Units - Nox Rate Annual v5.12, Unit 3022 and retrofits | 815 | 5789 | Rate Constraint in lbs/MWh | FALSE | L | Annual | Allowances Purchased NOX | Thousand Tons | 0 | 0 | 0 | 0 | 0 | 0 | 0
NJ Non-HEDD CC Ngas Units - Nox Rate Annual v5.12, Unit 3022 and retrofits | 815 | 5789 | Rate Constraint in lbs/MWh | FALSE | L | Annual | Allowances Sold NOX | Thousand Tons | 0 | 0 | 0 | 0 | 0 | 0 | 0
NJ Non-HEDD CC Ngas Units - Nox Rate Annual v5.12, Unit 3022 and retrofits | 815 | 5789 | Rate Constraint in lbs/MWh | FALSE | L | Annual | Allowances Banked | Thousand Tons | 0 | 0 | 0 | 0 | 0 | 0 | 0
NJ Non-HEDD CC Ngas Units - Nox Rate Annual v5.12, Unit 3022 and retrofits | 815 | 5789 | Rate Constraint in lbs/MWh | FALSE | L | Annual | Allowances Withdrawn (1:1) | Thousand Tons | 0 | 0 | 0 | 0 | 0 | 0 | 0
NJ Non-HEDD CC Ngas Units - Nox Rate Annual v5.12, Unit 3022 and retrofits | 815 | 5789 | Rate Constraint in lbs/MWh | FALSE | L | Annual | Allowances Withdrawn (n:1) | Thousand Tons | 0 | 0 | 0 | 0 | 0 | 0 | 0
NJ Non-HEDD CC Ngas Units - Nox Rate Annual v5.12, Unit 3022 and retrofits | 815 | 5789 | Rate Constraint in lbs/MWh | FALSE | L | Annual | Net Emissions Allowance Position | Thousand Tons | 0.24462 | 0.24462 | 0.24462 | 0.24462 | 0.24462 | 0.24462 | 0.24462
NJ Non-HEDD CC Ngas Units - Nox Rate Annual v5.12, Unit 3022 and retrofits | 815 | 5789 | Rate Constraint in lbs/MWh | FALSE | L | Annual | Fuel Consumed | TBtu | 9.7847 | 9.7847 | 9.7847 | 9.7847 | 9.7847 | 9.7847 | 9.7847
NJ Non-HEDD CC Ngas Units - Nox Rate Annual v5.12, Unit 3022 and retrofits | 815 | 5789 | Rate Constraint in lbs/MWh | FALSE | L | Annual | Rate | lb/MMBtu | 0.05 | 0.05 | 0.05 | 0.05 | 0.05 | 0.05 | 0.05
NJ Non-HEDD CC Ngas Units - Nox Rate Annual v5.12, Unit 3022 and retrofits | 815 | 5789 | Rate Constraint in lbs/MWh | FALSE | L | Annual | Generation | TWh | 1.5217 | 1.5217 | 1.5217 | 1.5217 | 1.5217 | 1.5217 | 1.5217
NJ Non-HEDD CC Ngas Units - Nox Rate Annual v5.12, Unit 3022 and retrofits | 815 | 5789 | Rate Constraint in lbs/MWh | FALSE | L | Annual | Qualifying Generation | TWh | 1.5217 | 1.5217 | 1.5217 | 1.5217 | 1.5217 | 1.5217 | 1.5217
NJ Non-HEDD CC Ngas Units - Nox Rate Annual v5.12, Unit 3022 and retrofits | 815 | 5789 | Rate Constraint in lbs/MWh | FALSE | L | Annual | Constraint Shadow Price | US2011$/Ton | 0 | 0 | 0 | 0 | 0 | 0 | 0
NJ Non-HEDD CC Ngas Units - Nox Rate Annual v5.12, Unit 3023 and retrofits | 816 | 5789 | Rate Constraint in lbs/MWh | FALSE | L | Annual | Seasons Included | Seasons | Winter, Summer | Winter, Summer | Winter, Summer | Winter, Summer | Winter, Summer | Winter, Summer | Winter, Summer
NJ Non-HEDD CC Ngas Units - Nox Rate Annual v5.12, Unit 3023 and retrofits | 816 | 5789 | Rate Constraint in lbs/MWh | FALSE | L | Annual | Standard | lb/MWh | 1.3 | 1.3 | 1.3 | 1.3 | 1.3 | 1.3 | 1.3
NJ Non-HEDD CC Ngas Units - Nox Rate Annual v5.12, Unit 3023 and retrofits | 816 | 5789 | Rate Constraint in lbs/MWh | FALSE | L | Annual | Emissions at Affected Plants NOX | Thousand Tons | 0.24462 | 0.24462 | 0.24462 | 0.24462 | 0.24462 | 0.24462 | 0.24462
NJ Non-HEDD CC Ngas Units - Nox Rate Annual v5.12, Unit 3023 and retrofits | 816 | 5789 | Rate Constraint in lbs/MWh | FALSE | L | Annual | Allowances Purchased NOX | Thousand Tons | 0 | 0 | 0 | 0 | 0 | 0 | 0
NJ Non-HEDD CC Ngas Units - Nox Rate Annual v5.12, Unit 3023 and retrofits | 816 | 5789 | Rate Constraint in lbs/MWh | FALSE | L | Annual | Allowances Sold NOX | Thousand Tons | 0 | 0 | 0 | 0 | 0 | 0 | 0
NJ Non-HEDD CC Ngas Units - Nox Rate Annual v5.12, Unit 3023 and retrofits | 816 | 5789 | Rate Constraint in lbs/MWh | FALSE | L | Annual | Allowances Banked | Thousand Tons | 0 | 0 | 0 | 0 | 0 | 0 | 0
NJ Non-HEDD CC Ngas Units - Nox Rate Annual v5.12, Unit 3023 and retrofits | 816 | 5789 | Rate Constraint in lbs/MWh | FALSE | L | Annual | Allowances Withdrawn (1:1) | Thousand Tons | 0 | 0 | 0 | 0 | 0 | 0 | 0
NJ Non-HEDD CC Ngas Units - Nox Rate Annual v5.12, Unit 3023 and retrofits | 816 | 5789 | Rate Constraint in lbs/MWh | FALSE | L | Annual | Allowances Withdrawn (n:1) | Thousand Tons | 0 | 0 | 0 | 0 | 0 | 0 | 0
NJ Non-HEDD CC Ngas Units - Nox Rate Annual v5.12, Unit 3023 and retrofits | 816 | 5789 | Rate Constraint in lbs/MWh | FALSE | L | Annual | Net Emissions Allowance Position | Thousand Tons | 0.24462 | 0.24462 | 0.24462 | 0.24462 | 0.24462 | 0.24462 | 0.24462
NJ Non-HEDD CC Ngas Units - Nox Rate Annual v5.12, Unit 3023 and retrofits | 816 | 5789 | Rate Constraint in lbs/MWh | FALSE | L | Annual | Fuel Consumed | TBtu | 9.7847 | 9.7847 | 9.7847 | 9.7847 | 9.7847 | 9.7847 | 9.7847
NJ Non-HEDD CC Ngas Units - Nox Rate Annual v5.12, Unit 3023 and retrofits | 816 | 5789 | Rate Constraint in lbs/MWh | FALSE | L | Annual | Rate | lb/MMBtu | 0.05 | 0.05 | 0.05 | 0.05 | 0.05 | 0.05 | 0.05
NJ Non-HEDD CC Ngas Units - Nox Rate Annual v5.12, Unit 3023 and retrofits | 816 | 5789 | Rate Constraint in lbs/MWh | FALSE | L | Annual | Generation | TWh | 1.5217 | 1.5217 | 1.5217 | 1.5217 | 1.5217 | 1.5217 | 1.5217
NJ Non-HEDD CC Ngas Units - Nox Rate Annual v5.12, Unit 3023 and retrofits | 816 | 5789 | Rate Constraint in lbs/MWh | FALSE | L | Annual | Qualifying Generation | TWh | 1.5217 | 1.5217 | 1.5217 | 1.5217 | 1.5217 | 1.5217 | 1.5217
NJ Non-HEDD CC Ngas Units - Nox Rate Annual v5.12, Unit 3023 and retrofits | 816 | 5789 | Rate Constraint in lbs/MWh | FALSE | L | Annual | Constraint Shadow Price | US2011$/Ton | 0 | 0 | 0 | 0 | 0 | 0 | 0
NJ Non-HEDD CC Ngas Units - Nox Rate Annual v5.12, Unit 3024 and retrofits | 817 | 5789 | Rate Constraint in lbs/MWh | FALSE | L | Annual | Seasons Included | Seasons | Winter, Summer | Winter, Summer | Winter, Summer | Winter, Summer | Winter, Summer | Winter, Summer | Winter, Summer
NJ Non-HEDD CC Ngas Units - Nox Rate Annual v5.12, Unit 3024 and retrofits | 817 | 5789 | Rate Constraint in lbs/MWh | FALSE | L | Annual | Standard | lb/MWh | 1.3 | 1.3 | 1.3 | 1.3 | 1.3 | 1.3 | 1.3
NJ Non-HEDD CC Ngas Units - Nox Rate Annual v5.12, Unit 3024 and retrofits | 817 | 5789 | Rate Constraint in lbs/MWh | FALSE | L | Annual | Emissions at Affected Plants NOX | Thousand Tons | 0.34858 | 0.34858 | 0.34858 | 0.34858 | 0.34858 | 0.34858 | 0.34858
NJ Non-HEDD CC Ngas Units - Nox Rate Annual v5.12, Unit 3024 and retrofits | 817 | 5789 | Rate Constraint in lbs/MWh | FALSE | L | Annual | Allowances Purchased NOX | Thousand Tons | 0 | 0 | 0 | 0 | 0 | 0 | 0
NJ Non-HEDD CC Ngas Units - Nox Rate Annual v5.12, Unit 3024 and retrofits | 817 | 5789 | Rate Constraint in lbs/MWh | FALSE | L | Annual | Allowances Sold NOX | Thousand Tons | 0 | 0 | 0 | 0 | 0 | 0 | 0
NJ Non-HEDD CC Ngas Units - Nox Rate Annual v5.12, Unit 3024 and retrofits | 817 | 5789 | Rate Constraint in lbs/MWh | FALSE | L | Annual | Allowances Banked | Thousand Tons | 0 | 0 | 0 | 0 | 0 | 0 | 0
NJ Non-HEDD CC Ngas Units - Nox Rate Annual v5.12, Unit 3024 and retrofits | 817 | 5789 | Rate Constraint in lbs/MWh | FALSE | L | Annual | Allowances Withdrawn (1:1) | Thousand Tons | 0 | 0 | 0 | 0 | 0 | 0 | 0
NJ Non-HEDD CC Ngas Units - Nox Rate Annual v5.12, Unit 3024 and retrofits | 817 | 5789 | Rate Constraint in lbs/MWh | FALSE | L | Annual | Allowances Withdrawn (n:1) | Thousand Tons | 0 | 0 | 0 | 0 | 0 | 0 | 0
NJ Non-HEDD CC Ngas Units - Nox Rate Annual v5.12, Unit 3024 and retrofits | 817 | 5789 | Rate Constraint in lbs/MWh | FALSE | L | Annual | Net Emissions Allowance Position | Thousand Tons | 0.34858 | 0.34858 | 0.34858 | 0.34858 | 0.34858 | 0.34858 | 0.34858
NJ Non-HEDD CC Ngas Units - Nox Rate Annual v5.12, Unit 3024 and retrofits | 817 | 5789 | Rate Constraint in lbs/MWh | FALSE | L | Annual | Fuel Consumed | TBtu | 13.9432 | 13.9432 | 13.9432 | 13.9432 | 13.9432 | 13.9432 | 13.9432
NJ Non-HEDD CC Ngas Units - Nox Rate Annual v5.12, Unit 3024 and retrofits | 817 | 5789 | Rate Constraint in lbs/MWh | FALSE | L | Annual | Rate | lb/MMBtu | 0.05 | 0.05 | 0.05 | 0.05 | 0.05 | 0.05 | 0.05
NJ Non-HEDD CC Ngas Units - Nox Rate Annual v5.12, Unit 3024 and retrofits | 817 | 5789 | Rate Constraint in lbs/MWh | FALSE | L | Annual | Generation | TWh | 2.1685 | 2.1685 | 2.1685 | 2.1685 | 2.1685 | 2.1685 | 2.1685
NJ Non-HEDD CC Ngas Units - Nox Rate Annual v5.12, Unit 3024 and retrofits | 817 | 5789 | Rate Constraint in lbs/MWh | FALSE | L | Annual | Qualifying Generation | TWh | 2.1685 | 2.1685 | 2.1685 | 2.1685 | 2.1685 | 2.1685 | 2.1685
NJ Non-HEDD CC Ngas Units - Nox Rate Annual v5.12, Unit 3024 and retrofits | 817 | 5789 | Rate Constraint in lbs/MWh | FALSE | L | Annual | Constraint Shadow Price | US2011$/Ton | 0 | 0 | 0 | 0 | 0 | 0 | 0
NJ Non-HEDD CC Ngas Units - Nox Rate Annual v5.12, Unit 3025 and retrofits | 818 | 5789 | Rate Constraint in lbs/MWh | FALSE | L | Annual | Seasons Included | Seasons | Winter, Summer | Winter, Summer | Winter, Summer | Winter, Summer | Winter, Summer | Winter, Summer | Winter, Summer
NJ Non-HEDD CC Ngas Units - Nox Rate Annual v5.12, Unit 3025 and retrofits | 818 | 5789 | Rate Constraint in lbs/MWh | FALSE | L | Annual | Standard | lb/MWh | 1.3 | 1.3 | 1.3 | 1.3 | 1.3 | 1.3 | 1.3
NJ Non-HEDD CC Ngas Units - Nox Rate Annual v5.12, Unit 3025 and retrofits | 818 | 5789 | Rate Constraint in lbs/MWh | FALSE | L | Annual | Emissions at Affected Plants NOX | Thousand Tons | 0.3465 | 0.3465 | 0.3465 | 0.3465 | 0.3465 | 0.3465 | 0.3465
NJ Non-HEDD CC Ngas Units - Nox Rate Annual v5.12, Unit 3025 and retrofits | 818 | 5789 | Rate Constraint in lbs/MWh | FALSE | L | Annual | Allowances Purchased NOX | Thousand Tons | 0 | 0 | 0 | 0 | 0 | 0 | 0
NJ Non-HEDD CC Ngas Units - Nox Rate Annual v5.12, Unit 3025 and retrofits | 818 | 5789 | Rate Constraint in lbs/MWh | FALSE | L | Annual | Allowances Sold NOX | Thousand Tons | 0 | 0 | 0 | 0 | 0 | 0 | 0
NJ Non-HEDD CC Ngas Units - Nox Rate Annual v5.12, Unit 3025 and retrofits | 818 | 5789 | Rate Constraint in lbs/MWh | FALSE | L | Annual | Allowances Banked | Thousand Tons | 0 | 0 | 0 | 0 | 0 | 0 | 0
NJ Non-HEDD CC Ngas Units - Nox Rate Annual v5.12, Unit 3025 and retrofits | 818 | 5789 | Rate Constraint in lbs/MWh | FALSE | L | Annual | Allowances Withdrawn (1:1) | Thousand Tons | 0 | 0 | 0 | 0 | 0 | 0 | 0
NJ Non-HEDD CC Ngas Units - Nox Rate Annual v5.12, Unit 3025 and retrofits | 818 | 5789 | Rate Constraint in lbs/MWh | FALSE | L | Annual | Allowances Withdrawn (n:1) | Thousand Tons | 0 | 0 | 0 | 0 | 0 | 0 | 0
NJ Non-HEDD CC Ngas Units - Nox Rate Annual v5.12, Unit 3025 and retrofits | 818 | 5789 | Rate Constraint in lbs/MWh | FALSE | L | Annual | Net Emissions Allowance Position | Thousand Tons | 0.3465 | 0.3465 | 0.3465 | 0.3465 | 0.3465 | 0.3465 | 0.3465
NJ Non-HEDD CC Ngas Units - Nox Rate Annual v5.12, Unit 3025 and retrofits | 818 | 5789 | Rate Constraint in lbs/MWh | FALSE | L | Annual | Fuel Consumed | TBtu | 13.8601 | 13.8601 | 13.8601 | 13.8601 | 13.8601 | 13.8601 | 13.8601
NJ Non-HEDD CC Ngas Units - Nox Rate Annual v5.12, Unit 3025 and retrofits | 818 | 5789 | Rate Constraint in lbs/MWh | FALSE | L | Annual | Rate | lb/MMBtu | 0.05 | 0.05 | 0.05 | 0.05 | 0.05 | 0.05 | 0.05
NJ Non-HEDD CC Ngas Units - Nox Rate Annual v5.12, Unit 3025 and retrofits | 818 | 5789 | Rate Constraint in lbs/MWh | FALSE | L | Annual | Generation | TWh | 2.1555 | 2.1555 | 2.1555 | 2.1555 | 2.1555 | 2.1555 | 2.1555
NJ Non-HEDD CC Ngas Units - Nox Rate Annual v5.12, Unit 3025 and retrofits | 818 | 5789 | Rate Constraint in lbs/MWh | FALSE | L | Annual | Qualifying Generation | TWh | 2.1555 | 2.1555 | 2.1555 | 2.1555 | 2.1555 | 2.1555 | 2.1555
NJ Non-HEDD CC Ngas Units - Nox Rate Annual v5.12, Unit 3025 and retrofits | 818 | 5789 | Rate Constraint in lbs/MWh | FALSE | L | Annual | Constraint Shadow Price | US2011$/Ton | 0 | 0 | 0 | 0 | 0 | 0 | 0
NJ Non-HEDD CC Ngas Units - Nox Rate Annual v5.12, Unit 3026 and retrofits | 819 | 5789 | Rate Constraint in lbs/MWh | FALSE | L | Annual | Seasons Included | Seasons | Winter, Summer | Winter, Summer | Winter, Summer | Winter, Summer | Winter, Summer | Winter, Summer | Winter, Summer
NJ Non-HEDD CC Ngas Units - Nox Rate Annual v5.12, Unit 3026 and retrofits | 819 | 5789 | Rate Constraint in lbs/MWh | FALSE | L | Annual | Standard | lb/MWh | 1.3 | 1.3 | 1.3 | 1.3 | 1.3 | 1.3 | 1.3
NJ Non-HEDD CC Ngas Units - Nox Rate Annual v5.12, Unit 3026 and retrofits | 819 | 5789 | Rate Constraint in lbs/MWh | FALSE | L | Annual | Emissions at Affected Plants NOX | Thousand Tons | 0.077499 | 0.077499 | 0.077499 | 0.077499 | 0.077499 | 0.061879 | 0.061879
NJ Non-HEDD CC Ngas Units - Nox Rate Annual v5.12, Unit 3026 and retrofits | 819 | 5789 | Rate Constraint in lbs/MWh | FALSE | L | Annual | Allowances Purchased NOX | Thousand Tons | 0 | 0 | 0 | 0 | 0 | 0 | 0
NJ Non-HEDD CC Ngas Units - Nox Rate Annual v5.12, Unit 3026 and retrofits | 819 | 5789 | Rate Constraint in lbs/MWh | FALSE | L | Annual | Allowances Sold NOX | Thousand Tons | 0 | 0 | 0 | 0 | 0 | 0 | 0
NJ Non-HEDD CC Ngas Units - Nox Rate Annual v5.12, Unit 3026 and retrofits | 819 | 5789 | Rate Constraint in lbs/MWh | FALSE | L | Annual | Allowances Banked | Thousand Tons | 0 | 0 | 0 | 0 | 0 | 0 | 0
NJ Non-HEDD CC Ngas Units - Nox Rate Annual v5.12, Unit 3026 and retrofits | 819 | 5789 | Rate Constraint in lbs/MWh | FALSE | L | Annual | Allowances Withdrawn (1:1) | Thousand Tons | 0 | 0 | 0 | 0 | 0 | 0 | 0
NJ Non-HEDD CC Ngas Units - Nox Rate Annual v5.12, Unit 3026 and retrofits | 819 | 5789 | Rate Constraint in lbs/MWh | FALSE | L | Annual | Allowances Withdrawn (n:1) | Thousand Tons | 0 | 0 | 0 | 0 | 0 | 0 | 0
NJ Non-HEDD CC Ngas Units - Nox Rate Annual v5.12, Unit 3026 and retrofits | 819 | 5789 | Rate Constraint in lbs/MWh | FALSE | L | Annual | Net Emissions Allowance Position | Thousand Tons | 0.077499 | 0.077499 | 0.077499 | 0.077499 | 0.077499 | 0.061879 | 0.061879
NJ Non-HEDD CC Ngas Units - Nox Rate Annual v5.12, Unit 3026 and retrofits | 819 | 5789 | Rate Constraint in lbs/MWh | FALSE | L | Annual | Fuel Consumed | TBtu | 1.7755 | 1.7755 | 1.7755 | 1.7755 | 1.7755 | 1.4177 | 1.4177
NJ Non-HEDD CC Ngas Units - Nox Rate Annual v5.12, Unit 3026 and retrofits | 819 | 5789 | Rate Constraint in lbs/MWh | FALSE | L | Annual | Rate | lb/MMBtu | 0.087298 | 0.087298 | 0.087298 | 0.087298 | 0.087298 | 0.087298 | 0.087298
NJ Non-HEDD CC Ngas Units - Nox Rate Annual v5.12, Unit 3026 and retrofits | 819 | 5789 | Rate Constraint in lbs/MWh | FALSE | L | Annual | Generation | TWh | 0.2091 | 0.2091 | 0.2091 | 0.2091 | 0.2091 | 0.16696 | 0.16696
NJ Non-HEDD CC Ngas Units - Nox Rate Annual v5.12, Unit 3026 and retrofits | 819 | 5789 | Rate Constraint in lbs/MWh | FALSE | L | Annual | Qualifying Generation | TWh | 0.2091 | 0.2091 | 0.2091 | 0.2091 | 0.2091 | 0.16696 | 0.16696
NJ Non-HEDD CC Ngas Units - Nox Rate Annual v5.12, Unit 3026 and retrofits | 819 | 5789 | Rate Constraint in lbs/MWh | FALSE | L | Annual | Constraint Shadow Price | US2011$/Ton | 0 | 0 | 0 | 0 | 0 | 0 | 0
NJ Non-HEDD CC Ngas Units - Nox Rate Annual v5.12, Unit 3027 and retrofits | 820 | 5789 | Rate Constraint in lbs/MWh | FALSE | L | Annual | Seasons Included | Seasons | Winter, Summer | Winter, Summer | Winter, Summer | Winter, Summer | Winter, Summer | Winter, Summer | Winter, Summer
NJ Non-HEDD CC Ngas Units - Nox Rate Annual v5.12, Unit 3027 and retrofits | 820 | 5789 | Rate Constraint in lbs/MWh | FALSE | L | Annual | Standard | lb/MWh | 1.3 | 1.3 | 1.3 | 1.3 | 1.3 | 1.3 | 1.3
NJ Non-HEDD CC Ngas Units - Nox Rate Annual v5.12, Unit 3027 and retrofits | 820 | 5789 | Rate Constraint in lbs/MWh | FALSE | L | Annual | Emissions at Affected Plants NOX | Thousand Tons | 0.077499 | 0.077499 | 0.077499 | 0.077499 | 0.077499 | 0.061879 | 0.061879
NJ Non-HEDD CC Ngas Units - Nox Rate Annual v5.12, Unit 3027 and retrofits | 820 | 5789 | Rate Constraint in lbs/MWh | FALSE | L | Annual | Allowances Purchased NOX | Thousand Tons | 0 | 0 | 0 | 0 | 0 | 0 | 0
NJ Non-HEDD CC Ngas Units - Nox Rate Annual v5.12, Unit 3027 and retrofits | 820 | 5789 | Rate Constraint in lbs/MWh | FALSE | L | Annual | Allowances Sold NOX | Thousand Tons | 0 | 0 | 0 | 0 | 0 | 0 | 0
NJ Non-HEDD CC Ngas Units - Nox Rate Annual v5.12, Unit 3027 and retrofits | 820 | 5789 | Rate Constraint in lbs/MWh | FALSE | L | Annual | Allowances Banked | Thousand Tons | 0 | 0 | 0 | 0 | 0 | 0 | 0
NJ Non-HEDD CC Ngas Units - Nox Rate Annual v5.12, Unit 3027 and retrofits | 820 | 5789 | Rate Constraint in lbs/MWh | FALSE | L | Annual | Allowances Withdrawn (1:1) | Thousand Tons | 0 | 0 | 0 | 0 | 0 | 0 | 0
NJ Non-HEDD CC Ngas Units - Nox Rate Annual v5.12, Unit 3027 and retrofits | 820 | 5789 | Rate Constraint in lbs/MWh | FALSE | L | Annual | Allowances Withdrawn (n:1) | Thousand Tons | 0 | 0 | 0 | 0 | 0 | 0 | 0
NJ Non-HEDD CC Ngas Units - Nox Rate Annual v5.12, Unit 3027 and retrofits | 820 | 5789 | Rate Constraint in lbs/MWh | FALSE | L | Annual | Net Emissions Allowance Position | Thousand Tons | 0.077499 | 0.077499 | 0.077499 | 0.077499 | 0.077499 | 0.061879 | 0.061879
NJ Non-HEDD CC Ngas Units - Nox Rate Annual v5.12, Unit 3027 and retrofits | 820 | 5789 | Rate Constraint in lbs/MWh | FALSE | L | Annual | Fuel Consumed | TBtu | 1.7755 | 1.7755 | 1.7755 | 1.7755 | 1.7755 | 1.4177 | 1.4177
NJ Non-HEDD CC Ngas Units - Nox Rate Annual v5.12, Unit 3027 and retrofits | 820 | 5789 | Rate Constraint in lbs/MWh | FALSE | L | Annual | Rate | lb/MMBtu | 0.087298 | 0.087298 | 0.087298 | 0.087298 | 0.087298 | 0.087298 | 0.087298
NJ Non-HEDD CC Ngas Units - Nox Rate Annual v5.12, Unit 3027 and retrofits | 820 | 5789 | Rate Constraint in lbs/MWh | FALSE | L | Annual | Generation | TWh | 0.2091 | 0.2091 | 0.2091 | 0.2091 | 0.2091 | 0.16696 | 0.16696
NJ Non-HEDD CC Ngas Units - Nox Rate Annual v5.12, Unit 3027 and retrofits | 820 | 5789 | Rate Constraint in lbs/MWh | FALSE | L | Annual | Qualifying Generation | TWh | 0.2091 | 0.2091 | 0.2091 | 0.2091 | 0.2091 | 0.16696 | 0.16696
NJ Non-HEDD CC Ngas Units - Nox Rate Annual v5.12, Unit 3027 and retrofits | 820 | 5789 | Rate Constraint in lbs/MWh | FALSE | L | Annual | Constraint Shadow Price | US2011$/Ton | 0 | 0 | 0 | 0 | 0 | 0 | 0
NJ Non-HEDD CC Ngas Units - Nox Rate Annual v5.12, Unit 3028 and retrofits | 821 | 5789 | Rate Constraint in lbs/MWh | FALSE | L | Annual | Seasons Included | Seasons | Winter, Summer | Winter, Summer | Winter, Summer | Winter, Summer | Winter, Summer | Winter, Summer | Winter, Summer
NJ Non-HEDD CC Ngas Units - Nox Rate Annual v5.12, Unit 3028 and retrofits | 821 | 5789 | Rate Constraint in lbs/MWh | FALSE | L | Annual | Standard | lb/MWh | 1.3 | 1.3 | 1.3 | 1.3 | 1.3 | 1.3 | 1.3
NJ Non-HEDD CC Ngas Units - Nox Rate Annual v5.12, Unit 3028 and retrofits | 821 | 5789 | Rate Constraint in lbs/MWh | FALSE | L | Annual | Emissions at Affected Plants NOX | Thousand Tons | 0.059311 | 0.059311 | 0.059311 | 0.059311 | 0.059311 | 0.047357 | 0.047357
NJ Non-HEDD CC Ngas Units - Nox Rate Annual v5.12, Unit 3028 and retrofits | 821 | 5789 | Rate Constraint in lbs/MWh | FALSE | L | Annual | Allowances Purchased NOX | Thousand Tons | 0 | 0 | 0 | 0 | 0 | 0 | 0
NJ Non-HEDD CC Ngas Units - Nox Rate Annual v5.12, Unit 3028 and retrofits | 821 | 5789 | Rate Constraint in lbs/MWh | FALSE | L | Annual | Allowances Sold NOX | Thousand Tons | 0 | 0 | 0 | 0 | 0 | 0 | 0
NJ Non-HEDD CC Ngas Units - Nox Rate Annual v5.12, Unit 3028 and retrofits | 821 | 5789 | Rate Constraint in lbs/MWh | FALSE | L | Annual | Allowances Banked | Thousand Tons | 0 | 0 | 0 | 0 | 0 | 0 | 0
NJ Non-HEDD CC Ngas Units - Nox Rate Annual v5.12, Unit 3028 and retrofits | 821 | 5789 | Rate Constraint in lbs/MWh | FALSE | L | Annual | Allowances Withdrawn (1:1) | Thousand Tons | 0 | 0 | 0 | 0 | 0 | 0 | 0
NJ Non-HEDD CC Ngas Units - Nox Rate Annual v5.12, Unit 3028 and retrofits | 821 | 5789 | Rate Constraint in lbs/MWh | FALSE | L | Annual | Allowances Withdrawn (n:1) | Thousand Tons | 0 | 0 | 0 | 0 | 0 | 0 | 0
NJ Non-HEDD CC Ngas Units - Nox Rate Annual v5.12, Unit 3028 and retrofits | 821 | 5789 | Rate Constraint in lbs/MWh | FALSE | L | Annual | Net Emissions Allowance Position | Thousand Tons | 0.059311 | 0.059311 | 0.059311 | 0.059311 | 0.059311 | 0.047357 | 0.047357
NJ Non-HEDD CC Ngas Units - Nox Rate Annual v5.12, Unit 3028 and retrofits | 821 | 5789 | Rate Constraint in lbs/MWh | FALSE | L | Annual | Fuel Consumed | TBtu | 1.3588 | 1.3588 | 1.3588 | 1.3588 | 1.3588 | 1.0849 | 1.0849
NJ Non-HEDD CC Ngas Units - Nox Rate Annual v5.12, Unit 3028 and retrofits | 821 | 5789 | Rate Constraint in lbs/MWh | FALSE | L | Annual | Rate | lb/MMBtu | 0.087298 | 0.087298 | 0.087298 | 0.087298 | 0.087298 | 0.087298 | 0.087298
NJ Non-HEDD CC Ngas Units - Nox Rate Annual v5.12, Unit 3028 and retrofits | 821 | 5789 | Rate Constraint in lbs/MWh | FALSE | L | Annual | Generation | TWh | 0.16003 | 0.16003 | 0.16003 | 0.16003 | 0.16003 | 0.12778 | 0.12778
NJ Non-HEDD CC Ngas Units - Nox Rate Annual v5.12, Unit 3028 and retrofits | 821 | 5789 | Rate Constraint in lbs/MWh | FALSE | L | Annual | Qualifying Generation | TWh | 0.16003 | 0.16003 | 0.16003 | 0.16003 | 0.16003 | 0.12778 | 0.12778
NJ Non-HEDD CC Ngas Units - Nox Rate Annual v5.12, Unit 3028 and retrofits | 821 | 5789 | Rate Constraint in lbs/MWh | FALSE | L | Annual | Constraint Shadow Price | US2011$/Ton | 0 | 0 | 0 | 0 | 0 | 0 | 0
NJ Non-HEDD CC Ngas Units - Nox Rate Annual v5.12, Unit 3029 and retrofits | 822 | 5789 | Rate Constraint in lbs/MWh | FALSE | L | Annual | Seasons Included | Seasons | Winter, Summer | Winter, Summer | Winter, Summer | Winter, Summer | Winter, Summer | Winter, Summer | Winter, Summer
NJ Non-HEDD CC Ngas Units - Nox Rate Annual v5.12, Unit 3029 and retrofits | 822 | 5789 | Rate Constraint in lbs/MWh | FALSE | L | Annual | Standard | lb/MWh | 1.3 | 1.3 | 1.3 | 1.3 | 1.3 | 1.3 | 1.3
NJ Non-HEDD CC Ngas Units - Nox Rate Annual v5.12, Unit 3029 and retrofits | 822 | 5789 | Rate Constraint in lbs/MWh | FALSE | L | Annual | Emissions at Affected Plants NOX | Thousand Tons | 0.050283 | 0.050283 | 0.050283 | 0.050283 | 0.044815 | 0.032536 | 0.029186
NJ Non-HEDD CC Ngas Units - Nox Rate Annual v5.12, Unit 3029 and retrofits | 822 | 5789 | Rate Constraint in lbs/MWh | FALSE | L | Annual | Allowances Purchased NOX | Thousand Tons | 0 | 0 | 0 | 0 | 0 | 0 | 0
NJ Non-HEDD CC Ngas Units - Nox Rate Annual v5.12, Unit 3029 and retrofits | 822 | 5789 | Rate Constraint in lbs/MWh | FALSE | L | Annual | Allowances Sold NOX | Thousand Tons | 0 | 0 | 0 | 0 | 0 | 0 | 0
NJ Non-HEDD CC Ngas Units - Nox Rate Annual v5.12, Unit 3029 and retrofits | 822 | 5789 | Rate Constraint in lbs/MWh | FALSE | L | Annual | Allowances Banked | Thousand Tons | 0 | 0 | 0 | 0 | 0 | 0 | 0
NJ Non-HEDD CC Ngas Units - Nox Rate Annual v5.12, Unit 3029 and retrofits | 822 | 5789 | Rate Constraint in lbs/MWh | FALSE | L | Annual | Allowances Withdrawn (1:1) | Thousand Tons | 0 | 0 | 0 | 0 | 0 | 0 | 0
NJ Non-HEDD CC Ngas Units - Nox Rate Annual v5.12, Unit 3029 and retrofits | 822 | 5789 | Rate Constraint in lbs/MWh | FALSE | L | Annual | Allowances Withdrawn (n:1) | Thousand Tons | 0 | 0 | 0 | 0 | 0 | 0 | 0
NJ Non-HEDD CC Ngas Units - Nox Rate Annual v5.12, Unit 3029 and retrofits | 822 | 5789 | Rate Constraint in lbs/MWh | FALSE | L | Annual | Net Emissions Allowance Position | Thousand Tons | 0.050283 | 0.050283 | 0.050283 | 0.050283 | 0.044815 | 0.032536 | 0.029186
NJ Non-HEDD CC Ngas Units - Nox Rate Annual v5.12, Unit 3029 and retrofits | 822 | 5789 | Rate Constraint in lbs/MWh | FALSE | L | Annual | Fuel Consumed | TBtu | 9.2564 | 9.2564 | 9.2564 | 9.2564 | 8.2498 | 5.9894 | 5.3728
NJ Non-HEDD CC Ngas Units - Nox Rate Annual v5.12, Unit 3029 and retrofits | 822 | 5789 | Rate Constraint in lbs/MWh | FALSE | L | Annual | Rate | lb/MMBtu | 0.010864 | 0.010864 | 0.010864 | 0.010864 | 0.010864 | 0.010864 | 0.010864
NJ Non-HEDD CC Ngas Units - Nox Rate Annual v5.12, Unit 3029 and retrofits | 822 | 5789 | Rate Constraint in lbs/MWh | FALSE | L | Annual | Generation | TWh | 1.2555 | 1.2555 | 1.2555 | 1.2555 | 1.1189 | 0.81235 | 0.72871
NJ Non-HEDD CC Ngas Units - Nox Rate Annual v5.12, Unit 3029 and retrofits | 822 | 5789 | Rate Constraint in lbs/MWh | FALSE | L | Annual | Qualifying Generation | TWh | 1.2555 | 1.2555 | 1.2555 | 1.2555 | 1.1189 | 0.81235 | 0.72871
NJ Non-HEDD CC Ngas Units - Nox Rate Annual v5.12, Unit 3029 and retrofits | 822 | 5789 | Rate Constraint in lbs/MWh | FALSE | L | Annual | Constraint Shadow Price | US2011$/Ton | 0 | 0 | 0 | 0 | 0 | 0 | 0
NJ Non-HEDD CC Ngas Units - Nox Rate Annual v5.12, Unit 3030 and retrofits | 823 | 5789 | Rate Constraint in lbs/MWh | FALSE | L | Annual | Seasons Included | Seasons | Winter, Summer | Winter, Summer | Winter, Summer | Winter, Summer | Winter, Summer | Winter, Summer | Winter, Summer
NJ Non-HEDD CC Ngas Units - Nox Rate Annual v5.12, Unit 3030 and retrofits | 823 | 5789 | Rate Constraint in lbs/MWh | FALSE | L | Annual | Standard | lb/MWh | 1.3 | 1.3 | 1.3 | 1.3 | 1.3 | 1.3 | 1.3
NJ Non-HEDD CC Ngas Units - Nox Rate Annual v5.12, Unit 3030 and retrofits | 823 | 5789 | Rate Constraint in lbs/MWh | FALSE | L | Annual | Emissions at Affected Plants NOX | Thousand Tons | 0.050283 | 0.050283 | 0.050283 | 0.050283 | 0.029186 | 0.029186 | 0.029186
NJ Non-HEDD CC Ngas Units - Nox Rate Annual v5.12, Unit 3030 and retrofits | 823 | 5789 | Rate Constraint in lbs/MWh | FALSE | L | Annual | Allowances Purchased NOX | Thousand Tons | 0 | 0 | 0 | 0 | 0 | 0 | 0
NJ Non-HEDD CC Ngas Units - Nox Rate Annual v5.12, Unit 3030 and retrofits | 823 | 5789 | Rate Constraint in lbs/MWh | FALSE | L | Annual | Allowances Sold NOX | Thousand Tons | 0 | 0 | 0 | 0 | 0 | 0 | 0
NJ Non-HEDD CC Ngas Units - Nox Rate Annual v5.12, Unit 3030 and retrofits | 823 | 5789 | Rate Constraint in lbs/MWh | FALSE | L | Annual | Allowances Banked | Thousand Tons | 0 | 0 | 0 | 0 | 0 | 0 | 0
NJ Non-HEDD CC Ngas Units - Nox Rate Annual v5.12, Unit 3030 and retrofits | 823 | 5789 | Rate Constraint in lbs/MWh | FALSE | L | Annual | Allowances Withdrawn (1:1) | Thousand Tons | 0 | 0 | 0 | 0 | 0 | 0 | 0
NJ Non-HEDD CC Ngas Units - Nox Rate Annual v5.12, Unit 3030 and retrofits | 823 | 5789 | Rate Constraint in lbs/MWh | FALSE | L | Annual | Allowances Withdrawn (n:1) | Thousand Tons | 0 | 0 | 0 | 0 | 0 | 0 | 0
NJ Non-HEDD CC Ngas Units - Nox Rate Annual v5.12, Unit 3030 and retrofits | 823 | 5789 | Rate Constraint in lbs/MWh | FALSE | L | Annual | Net Emissions Allowance Position | Thousand Tons | 0.050283 | 0.050283 | 0.050283 | 0.050283 | 0.029186 | 0.029186 | 0.029186
NJ Non-HEDD CC Ngas Units - Nox Rate Annual v5.12, Unit 3030 and retrofits | 823 | 5789 | Rate Constraint in lbs/MWh | FALSE | L | Annual | Fuel Consumed | TBtu | 9.2564 | 9.2564 | 9.2564 | 9.2564 | 5.3728 | 5.3728 | 5.3728
NJ Non-HEDD CC Ngas Units - Nox Rate Annual v5.12, Unit 3030 and retrofits | 823 | 5789 | Rate Constraint in lbs/MWh | FALSE | L | Annual | Rate | lb/MMBtu | 0.010864 | 0.010864 | 0.010864 | 0.010864 | 0.010864 | 0.010864 | 0.010864
NJ Non-HEDD CC Ngas Units - Nox Rate Annual v5.12, Unit 3030 and retrofits | 823 | 5789 | Rate Constraint in lbs/MWh | FALSE | L | Annual | Generation | TWh | 1.2555 | 1.2555 | 1.2555 | 1.2555 | 0.72871 | 0.72871 | 0.72871
NJ Non-HEDD CC Ngas Units - Nox Rate Annual v5.12, Unit 3030 and retrofits | 823 | 5789 | Rate Constraint in lbs/MWh | FALSE | L | Annual | Qualifying Generation | TWh | 1.2555 | 1.2555 | 1.2555 | 1.2555 | 0.72871 | 0.72871 | 0.72871
NJ Non-HEDD CC Ngas Units - Nox Rate Annual v5.12, Unit 3030 and retrofits | 823 | 5789 | Rate Constraint in lbs/MWh | FALSE | L | Annual | Constraint Shadow Price | US2011$/Ton | 0 | 0 | 0 | 0 | 0 | 0 | 0
NJ Non-HEDD CC Ngas Units - Nox Rate Annual v5.12, Unit 3031 and retrofits | 824 | 5789 | Rate Constraint in lbs/MWh | FALSE | L | Annual | Seasons Included | Seasons | Winter, Summer | Winter, Summer | Winter, Summer | Winter, Summer | Winter, Summer | Winter, Summer | Winter, Summer
NJ Non-HEDD CC Ngas Units - Nox Rate Annual v5.12, Unit 3031 and retrofits | 824 | 5789 | Rate Constraint in lbs/MWh | FALSE | L | Annual | Standard | lb/MWh | 1.3 | 1.3 | 1.3 | 1.3 | 1.3 | 1.3 | 1.3
NJ Non-HEDD CC Ngas Units - Nox Rate Annual v5.12, Unit 3031 and retrofits | 824 | 5789 | Rate Constraint in lbs/MWh | FALSE | L | Annual | Emissions at Affected Plants NOX | Thousand Tons | 0.050283 | 0.050283 | 0.050283 | 0.050283 | 0.03945 | 0.034655 | 0.029186
NJ Non-HEDD CC Ngas Units - Nox Rate Annual v5.12, Unit 3031 and retrofits | 824 | 5789 | Rate Constraint in lbs/MWh | FALSE | L | Annual | Allowances Purchased NOX | Thousand Tons | 0 | 0 | 0 | 0 | 0 | 0 | 0
NJ Non-HEDD CC Ngas Units - Nox Rate Annual v5.12, Unit 3031 and retrofits | 824 | 5789 | Rate Constraint in lbs/MWh | FALSE | L | Annual | Allowances Sold NOX | Thousand Tons | 0 | 0 | 0 | 0 | 0 | 0 | 0
NJ Non-HEDD CC Ngas Units - Nox Rate Annual v5.12, Unit 3031 and retrofits | 824 | 5789 | Rate Constraint in lbs/MWh | FALSE | L | Annual | Allowances Banked | Thousand Tons | 0 | 0 | 0 | 0 | 0 | 0 | 0
NJ Non-HEDD CC Ngas Units - Nox Rate Annual v5.12, Unit 3031 and retrofits | 824 | 5789 | Rate Constraint in lbs/MWh | FALSE | L | Annual | Allowances Withdrawn (1:1) | Thousand Tons | 0 | 0 | 0 | 0 | 0 | 0 | 0
NJ Non-HEDD CC Ngas Units - Nox Rate Annual v5.12, Unit 3031 and retrofits | 824 | 5789 | Rate Constraint in lbs/MWh | FALSE | L | Annual | Allowances Withdrawn (n:1) | Thousand Tons | 0 | 0 | 0 | 0 | 0 | 0 | 0
NJ Non-HEDD CC Ngas Units - Nox Rate Annual v5.12, Unit 3031 and retrofits | 824 | 5789 | Rate Constraint in lbs/MWh | FALSE | L | Annual | Net Emissions Allowance Position | Thousand Tons | 0.050283 | 0.050283 | 0.050283 | 0.050283 | 0.03945 | 0.034655 | 0.029186
NJ Non-HEDD CC Ngas Units - Nox Rate Annual v5.12, Unit 3031 and retrofits | 824 | 5789 | Rate Constraint in lbs/MWh | FALSE | L | Annual | Fuel Consumed | TBtu | 9.2564 | 9.2564 | 9.2564 | 9.2564 | 7.2622 | 6.3795 | 5.3728
NJ Non-HEDD CC Ngas Units - Nox Rate Annual v5.12, Unit 3031 and retrofits | 824 | 5789 | Rate Constraint in lbs/MWh | FALSE | L | Annual | Rate | lb/MMBtu | 0.010864 | 0.010864 | 0.010864 | 0.010864 | 0.010864 | 0.010864 | 0.010864
NJ Non-HEDD CC Ngas Units - Nox Rate Annual v5.12, Unit 3031 and retrofits | 824 | 5789 | Rate Constraint in lbs/MWh | FALSE | L | Annual | Generation | TWh | 1.2555 | 1.2555 | 1.2555 | 1.2555 | 0.98497 | 0.86525 | 0.72871
NJ Non-HEDD CC Ngas Units - Nox Rate Annual v5.12, Unit 3031 and retrofits | 824 | 5789 | Rate Constraint in lbs/MWh | FALSE | L | Annual | Qualifying Generation | TWh | 1.2555 | 1.2555 | 1.2555 | 1.2555 | 0.98497 | 0.86525 | 0.72871
NJ Non-HEDD CC Ngas Units - Nox Rate Annual v5.12, Unit 3031 and retrofits | 824 | 5789 | Rate Constraint in lbs/MWh | FALSE | L | Annual | Constraint Shadow Price | US2011$/Ton | 0 | 0 | 0 | 0 | 0 | 0 | 0
NJ Non-HEDD CC Ngas Units - Nox Rate Annual v5.12, Unit 3032 and retrofits | 825 | 5789 | Rate Constraint in lbs/MWh | FALSE | L | Annual | Seasons Included | Seasons | Winter, Summer | Winter, Summer | Winter, Summer | Winter, Summer | Winter, Summer | Winter, Summer | Winter, Summer
NJ Non-HEDD CC Ngas Units - Nox Rate Annual v5.12, Unit 3032 and retrofits | 825 | 5789 | Rate Constraint in lbs/MWh | FALSE | L | Annual | Standard | lb/MWh | 1.3 | 1.3 | 1.3 | 1.3 | 1.3 | 1.3 | 1.3
NJ Non-HEDD CC Ngas Units - Nox Rate Annual v5.12, Unit 3032 and retrofits | 825 | 5789 | Rate Constraint in lbs/MWh | FALSE | L | Annual | Emissions at Affected Plants NOX | Thousand Tons | 0.082282 | 0.082282 | 0.082282 | 0.082282 | 0.047759 | 0.056708 | 0.047759
NJ Non-HEDD CC Ngas Units - Nox Rate Annual v5.12, Unit 3032 and retrofits | 825 | 5789 | Rate Constraint in lbs/MWh | FALSE | L | Annual | Allowances Purchased NOX | Thousand Tons | 0 | 0 | 0 | 0 | 0 | 0 | 0
NJ Non-HEDD CC Ngas Units - Nox Rate Annual v5.12, Unit 3032 and retrofits | 825 | 5789 | Rate Constraint in lbs/MWh | FALSE | L | Annual | Allowances Sold NOX | Thousand Tons | 0 | 0 | 0 | 0 | 0 | 0 | 0
NJ Non-HEDD CC Ngas Units - Nox Rate Annual v5.12, Unit 3032 and retrofits | 825 | 5789 | Rate Constraint in lbs/MWh | FALSE | L | Annual | Allowances Banked | Thousand Tons | 0 | 0 | 0 | 0 | 0 | 0 | 0
NJ Non-HEDD CC Ngas Units - Nox Rate Annual v5.12, Unit 3032 and retrofits | 825 | 5789 | Rate Constraint in lbs/MWh | FALSE | L | Annual | Allowances Withdrawn (1:1) | Thousand Tons | 0 | 0 | 0 | 0 | 0 | 0 | 0
NJ Non-HEDD CC Ngas Units - Nox Rate Annual v5.12, Unit 3032 and retrofits | 825 | 5789 | Rate Constraint in lbs/MWh | FALSE | L | Annual | Allowances Withdrawn (n:1) | Thousand Tons | 0 | 0 | 0 | 0 | 0 | 0 | 0
NJ Non-HEDD CC Ngas Units - Nox Rate Annual v5.12, Unit 3032 and retrofits | 825 | 5789 | Rate Constraint in lbs/MWh | FALSE | L | Annual | Net Emissions Allowance Position | Thousand Tons | 0.082282 | 0.082282 | 0.082282 | 0.082282 | 0.047759 | 0.056708 | 0.047759
NJ Non-HEDD CC Ngas Units - Nox Rate Annual v5.12, Unit 3032 and retrofits | 825 | 5789 | Rate Constraint in lbs/MWh | FALSE | L | Annual | Fuel Consumed | TBtu | 15.1469 | 15.1469 | 15.1469 | 15.1469 | 8.7918 | 10.4391 | 8.7918
NJ Non-HEDD CC Ngas Units - Nox Rate Annual v5.12, Unit 3032 and retrofits | 825 | 5789 | Rate Constraint in lbs/MWh | FALSE | L | Annual | Rate | lb/MMBtu | 0.010864 | 0.010864 | 0.010864 | 0.010864 | 0.010864 | 0.010864 | 0.010864
NJ Non-HEDD CC Ngas Units - Nox Rate Annual v5.12, Unit 3032 and retrofits | 825 | 5789 | Rate Constraint in lbs/MWh | FALSE | L | Annual | Generation | TWh | 2.0544 | 2.0544 | 2.0544 | 2.0544 | 1.1924 | 1.4159 | 1.1924
NJ Non-HEDD CC Ngas Units - Nox Rate Annual v5.12, Unit 3032 and retrofits | 825 | 5789 | Rate Constraint in lbs/MWh | FALSE | L | Annual | Qualifying Generation | TWh | 2.0544 | 2.0544 | 2.0544 | 2.0544 | 1.1924 | 1.4159 | 1.1924
NJ Non-HEDD CC Ngas Units - Nox Rate Annual v5.12, Unit 3032 and retrofits | 825 | 5789 | Rate Constraint in lbs/MWh | FALSE | L | Annual | Constraint Shadow Price | US2011$/Ton | 0 | 0 | 0 | 0 | 0 | 0 | 0
NJ Non-HEDD CT NGas Units - Nox Rate Annual v5.12, Unit 897 and retrofits | 826 | 2455 | Rate Constraint in lbs/MWh | FALSE | L | Annual | Seasons Included | Seasons | Winter, Summer | Winter, Summer | Winter, Summer | Winter, Summer | Winter, Summer | Winter, Summer | Winter, Summer
NJ Non-HEDD CT NGas Units - Nox Rate Annual v5.12, Unit 897 and retrofits | 826 | 2455 | Rate Constraint in lbs/MWh | FALSE | L | Annual | Standard | lb/MWh | 2.2 | 2.2 | 2.2 | 2.2 | 2.2 | 2.2 | 2.2
NJ Non-HEDD CT NGas Units - Nox Rate Annual v5.12, Unit 897 and retrofits | 826 | 2455 | Rate Constraint in lbs/MWh | FALSE | L | Annual | Emissions at Affected Plants NOX | Thousand Tons | 0 | 0 | 0 | 0 | 0 | 0 | 0
NJ Non-HEDD CT NGas Units - Nox Rate Annual v5.12, Unit 897 and retrofits | 826 | 2455 | Rate Constraint in lbs/MWh | FALSE | L | Annual | Allowances Purchased NOX | Thousand Tons | 0 | 0 | 0 | 0 | 0 | 0 | 0
NJ Non-HEDD CT NGas Units - Nox Rate Annual v5.12, Unit 897 and retrofits | 826 | 2455 | Rate Constraint in lbs/MWh | FALSE | L | Annual | Allowances Sold NOX | Thousand Tons | 0 | 0 | 0 | 0 | 0 | 0 | 0
NJ Non-HEDD CT NGas Units - Nox Rate Annual v5.12, Unit 897 and retrofits | 826 | 2455 | Rate Constraint in lbs/MWh | FALSE | L | Annual | Allowances Banked | Thousand Tons | 0 | 0 | 0 | 0 | 0 | 0 | 0
NJ Non-HEDD CT NGas Units - Nox Rate Annual v5.12, Unit 897 and retrofits | 826 | 2455 | Rate Constraint in lbs/MWh | FALSE | L | Annual | Allowances Withdrawn (1:1) | Thousand Tons | 0 | 0 | 0 | 0 | 0 | 0 | 0
NJ Non-HEDD CT NGas Units - Nox Rate Annual v5.12, Unit 897 and retrofits | 826 | 2455 | Rate Constraint in lbs/MWh | FALSE | L | Annual | Allowances Withdrawn (n:1) | Thousand Tons | 0 | 0 | 0 | 0 | 0 | 0 | 0
NJ Non-HEDD CT NGas Units - Nox Rate Annual v5.12, Unit 897 and retrofits | 826 | 2455 | Rate Constraint in lbs/MWh | FALSE | L | Annual | Net Emissions Allowance Position | Thousand Tons | 0 | 0 | 0 | 0 | 0 | 0 | 0
NJ Non-HEDD CT NGas Units - Nox Rate Annual v5.12, Unit 897 and retrofits | 826 | 2455 | Rate Constraint in lbs/MWh | FALSE | L | Annual | Fuel Consumed | TBtu | 0 | 0 | 0 | 0 | 0 | 0 | 0
NJ Non-HEDD CT NGas Units - Nox Rate Annual v5.12, Unit 897 and retrofits | 826 | 2455 | Rate Constraint in lbs/MWh | FALSE | L | Annual | Rate | lb/MMBtu | 0 | 0 | 0 | 0 | 0 | 0 | 0
NJ Non-HEDD CT NGas Units - Nox Rate Annual v5.12, Unit 897 and retrofits | 826 | 2455 | Rate Constraint in lbs/MWh | FALSE | L | Annual | Generation | TWh | 0 | 0 | 0 | 0 | 0 | 0 | 0
NJ Non-HEDD CT NGas Units - Nox Rate Annual v5.12, Unit 897 and retrofits | 826 | 2455 | Rate Constraint in lbs/MWh | FALSE | L | Annual | Qualifying Generation | TWh | 0 | 0 | 0 | 0 | 0 | 0 | 0
NJ Non-HEDD CT NGas Units - Nox Rate Annual v5.12, Unit 897 and retrofits | 826 | 2455 | Rate Constraint in lbs/MWh | FALSE | L | Annual | Constraint Shadow Price | US2011$/Ton | 0 | 0 | 0 | 0 | 0 | 0 | 0
NJ Non-HEDD CT NGas Units - Nox Rate Annual v5.12, Unit 898 and retrofits | 827 | 2455 | Rate Constraint in lbs/MWh | FALSE | L | Annual | Seasons Included | Seasons | Winter, Summer | Winter, Summer | Winter, Summer | Winter, Summer | Winter, Summer | Winter, Summer | Winter, Summer
NJ Non-HEDD CT NGas Units - Nox Rate Annual v5.12, Unit 898 and retrofits | 827 | 2455 | Rate Constraint in lbs/MWh | FALSE | L | Annual | Standard | lb/MWh | 2.2 | 2.2 | 2.2 | 2.2 | 2.2 | 2.2 | 2.2
NJ Non-HEDD CT NGas Units - Nox Rate Annual v5.12, Unit 898 and retrofits | 827 | 2455 | Rate Constraint in lbs/MWh | FALSE | L | Annual | Emissions at Affected Plants NOX | Thousand Tons | 0.0056142 | 0.0056142 | 0.0056142 | 0.0056142 | 0.0056142 | 0.0056142 | 0.0056142
NJ Non-HEDD CT NGas Units - Nox Rate Annual v5.12, Unit 898 and retrofits | 827 | 2455 | Rate Constraint in lbs/MWh | FALSE | L | Annual | Allowances Purchased NOX | Thousand Tons | 0 | 0 | 0 | 0 | 0 | 0 | 0
NJ Non-HEDD CT NGas Units - Nox Rate Annual v5.12, Unit 898 and retrofits | 827 | 2455 | Rate Constraint in lbs/MWh | FALSE | L | Annual | Allowances Sold NOX | Thousand Tons | 0 | 0 | 0 | 0 | 0 | 0 | 0
NJ Non-HEDD CT NGas Units - Nox Rate Annual v5.12, Unit 898 and retrofits | 827 | 2455 | Rate Constraint in lbs/MWh | FALSE | L | Annual | Allowances Banked | Thousand Tons | 0 | 0 | 0 | 0 | 0 | 0 | 0
NJ Non-HEDD CT NGas Units - Nox Rate Annual v5.12, Unit 898 and retrofits | 827 | 2455 | Rate Constraint in lbs/MWh | FALSE | L | Annual | Allowances Withdrawn (1:1) | Thousand Tons | 0 | 0 | 0 | 0 | 0 | 0 | 0
NJ Non-HEDD CT NGas Units - Nox Rate Annual v5.12, Unit 898 and retrofits | 827 | 2455 | Rate Constraint in lbs/MWh | FALSE | L | Annual | Allowances Withdrawn (n:1) | Thousand Tons | 0 | 0 | 0 | 0 | 0 | 0 | 0
NJ Non-HEDD CT NGas Units - Nox Rate Annual v5.12, Unit 898 and retrofits | 827 | 2455 | Rate Constraint in lbs/MWh | FALSE | L | Annual | Net Emissions Allowance Position | Thousand Tons | 0.0056142 | 0.0056142 | 0.0056142 | 0.0056142 | 0.0056142 | 0.0056142 | 0.0056142
NJ Non-HEDD CT NGas Units - Nox Rate Annual v5.12, Unit 898 and retrofits | 827 | 2455 | Rate Constraint in lbs/MWh | FALSE | L | Annual | Fuel Consumed | TBtu | 0.05798 | 0.05798 | 0.05798 | 0.05798 | 0.05798 | 0.05798 | 0.05798
NJ Non-HEDD CT NGas Units - Nox Rate Annual v5.12, Unit 898 and retrofits | 827 | 2455 | Rate Constraint in lbs/MWh | FALSE | L | Annual | Rate | lb/MMBtu | 0.19366 | 0.19366 | 0.19366 | 0.19366 | 0.19366 | 0.19366 | 0.19366
NJ Non-HEDD CT NGas Units - Nox Rate Annual v5.12, Unit 898 and retrofits | 827 | 2455 | Rate Constraint in lbs/MWh | FALSE | L | Annual | Generation | TWh | 0.0051038 | 0.0051038 | 0.0051038 | 0.0051038 | 0.0051038 | 0.0051038 | 0.0051038
NJ Non-HEDD CT NGas Units - Nox Rate Annual v5.12, Unit 898 and retrofits | 827 | 2455 | Rate Constraint in lbs/MWh | FALSE | L | Annual | Qualifying Generation | TWh | 0.0051038 | 0.0051038 | 0.0051038 | 0.0051038 | 0.0051038 | 0.0051038 | 0.0051038
NJ Non-HEDD CT NGas Units - Nox Rate Annual v5.12, Unit 898 and retrofits | 827 | 2455 | Rate Constraint in lbs/MWh | FALSE | L | Annual | Constraint Shadow Price | US2011$/Ton | 0 | 0 | 0 | 0 | 0 | 0 | 0
NJ Non-HEDD CT NGas Units - Nox Rate Annual v5.12, Unit 899 and retrofits | 828 | 2455 | Rate Constraint in lbs/MWh | FALSE | L | Annual | Seasons Included | Seasons | Winter, Summer | Winter, Summer | Winter, Summer | Winter, Summer | Winter, Summer | Winter, Summer | Winter, Summer
NJ Non-HEDD CT NGas Units - Nox Rate Annual v5.12, Unit 899 and retrofits | 828 | 2455 | Rate Constraint in lbs/MWh | FALSE | L | Annual | Standard | lb/MWh | 2.2 | 2.2 | 2.2 | 2.2 | 2.2 | 2.2 | 2.2
NJ Non-HEDD CT NGas Units - Nox Rate Annual v5.12, Unit 899 and retrofits | 828 | 2455 | Rate Constraint in lbs/MWh | FALSE | L | Annual | Emissions at Affected Plants NOX | Thousand Tons | 0.0059709 | 0.0059709 | 0.0059709 | 0.0059709 | 0.0059709 | 0.0059709 | 0.0059709
NJ Non-HEDD CT NGas Units - Nox Rate Annual v5.12, Unit 899 and retrofits | 828 | 2455 | Rate Constraint in lbs/MWh | FALSE | L | Annual | Allowances Purchased NOX | Thousand Tons | 0 | 0 | 0 | 0 | 0 | 0 | 0
NJ Non-HEDD CT NGas Units - Nox Rate Annual v5.12, Unit 899 and retrofits | 828 | 2455 | Rate Constraint in lbs/MWh | FALSE | L | Annual | Allowances Sold NOX | Thousand Tons | 0 | 0 | 0 | 0 | 0 | 0 | 0
NJ Non-HEDD CT NGas Units - Nox Rate Annual v5.12, Unit 899 and retrofits | 828 | 2455 | Rate Constraint in lbs/MWh | FALSE | L | Annual | Allowances Banked | Thousand Tons | 0 | 0 | 0 | 0 | 0 | 0 | 0
NJ Non-HEDD CT NGas Units - Nox Rate Annual v5.12, Unit 899 and retrofits | 828 | 2455 | Rate Constraint in lbs/MWh | FALSE | L | Annual | Allowances Withdrawn (1:1) | Thousand Tons | 0 | 0 | 0 | 0 | 0 | 0 | 0
NJ Non-HEDD CT NGas Units - Nox Rate Annual v5.12, Unit 899 and retrofits | 828 | 2455 | Rate Constraint in lbs/MWh | FALSE | L | Annual | Allowances Withdrawn (n:1) | Thousand Tons | 0 | 0 | 0 | 0 | 0 | 0 | 0
NJ Non-HEDD CT NGas Units - Nox Rate Annual v5.12, Unit 899 and retrofits | 828 | 2455 | Rate Constraint in lbs/MWh | FALSE | L | Annual | Net Emissions Allowance Position | Thousand Tons | 0.0059709 | 0.0059709 | 0.0059709 | 0.0059709 | 0.0059709 | 0.0059709 | 0.0059709
NJ Non-HEDD CT NGas Units - Nox Rate Annual v5.12, Unit 899 and retrofits | 828 | 2455 | Rate Constraint in lbs/MWh | FALSE | L | Annual | Fuel Consumed | TBtu | 0.063686 | 0.063686 | 0.063686 | 0.063686 | 0.063686 | 0.063686 | 0.063686
NJ Non-HEDD CT NGas Units - Nox Rate Annual v5.12, Unit 899 and retrofits | 828 | 2455 | Rate Constraint in lbs/MWh | FALSE | L | Annual | Rate | lb/MMBtu | 0.18751 | 0.18751 | 0.18751 | 0.18751 | 0.18751 | 0.18751 | 0.18751
NJ Non-HEDD CT NGas Units - Nox Rate Annual v5.12, Unit 899 and retrofits | 828 | 2455 | Rate Constraint in lbs/MWh | FALSE | L | Annual | Generation | TWh | 0.0055978 | 0.0055978 | 0.0055978 | 0.0055978 | 0.0055978 | 0.0055978 | 0.0055978
NJ Non-HEDD CT NGas Units - Nox Rate Annual v5.12, Unit 899 and retrofits | 828 | 2455 | Rate Constraint in lbs/MWh | FALSE | L | Annual | Qualifying Generation | TWh | 0.0055978 | 0.0055978 | 0.0055978 | 0.0055978 | 0.0055978 | 0.0055978 | 0.0055978
NJ Non-HEDD CT NGas Units - Nox Rate Annual v5.12, Unit 899 and retrofits | 828 | 2455 | Rate Constraint in lbs/MWh | FALSE | L | Annual | Constraint Shadow Price | US2011$/Ton | 0 | 0 | 0 | 0 | 0 | 0 | 0
NJ Non-HEDD CT NGas Units - Nox Rate Annual v5.12, Unit 900 and retrofits | 829 | 2455 | Rate Constraint in lbs/MWh | FALSE | L | Annual | Seasons Included | Seasons | Winter, Summer | Winter, Summer | Winter, Summer | Winter, Summer | Winter, Summer | Winter, Summer | Winter, Summer
NJ Non-HEDD CT NGas Units - Nox Rate Annual v5.12, Unit 900 and retrofits | 829 | 2455 | Rate Constraint in lbs/MWh | FALSE | L | Annual | Standard | lb/MWh | 2.2 | 2.2 | 2.2 | 2.2 | 2.2 | 2.2 | 2.2
NJ Non-HEDD CT NGas Units - Nox Rate Annual v5.12, Unit 900 and retrofits | 829 | 2455 | Rate Constraint in lbs/MWh | FALSE | L | Annual | Emissions at Affected Plants NOX | Thousand Tons | 0 | 0 | 0 | 0 | 0 | 0 | 0
NJ Non-HEDD CT NGas Units - Nox Rate Annual v5.12, Unit 900 and retrofits | 829 | 2455 | Rate Constraint in lbs/MWh | FALSE | L | Annual | Allowances Purchased NOX | Thousand Tons | 0 | 0 | 0 | 0 | 0 | 0 | 0
NJ Non-HEDD CT NGas Units - Nox Rate Annual v5.12, Unit 900 and retrofits | 829 | 2455 | Rate Constraint in lbs/MWh | FALSE | L | Annual | Allowances Sold NOX | Thousand Tons | 0 | 0 | 0 | 0 | 0 | 0 | 0
NJ Non-HEDD CT NGas Units - Nox Rate Annual v5.12, Unit 900 and retrofits | 829 | 2455 | Rate Constraint in lbs/MWh | FALSE | L | Annual | Allowances Banked | Thousand Tons | 0 | 0 | 0 | 0 | 0 | 0 | 0
NJ Non-HEDD CT NGas Units - Nox Rate Annual v5.12, Unit 900 and retrofits | 829 | 2455 | Rate Constraint in lbs/MWh | FALSE | L | Annual | Allowances Withdrawn (1:1) | Thousand Tons | 0 | 0 | 0 | 0 | 0 | 0 | 0
NJ Non-HEDD CT NGas Units - Nox Rate Annual v5.12, Unit 900 and retrofits | 829 | 2455 | Rate Constraint in lbs/MWh | FALSE | L | Annual | Allowances Withdrawn (n:1) | Thousand Tons | 0 | 0 | 0 | 0 | 0 | 0 | 0
NJ Non-HEDD CT NGas Units - Nox Rate Annual v5.12, Unit 900 and retrofits | 829 | 2455 | Rate Constraint in lbs/MWh | FALSE | L | Annual | Net Emissions Allowance Position | Thousand Tons | 0 | 0 | 0 | 0 | 0 | 0 | 0
NJ Non-HEDD CT NGas Units - Nox Rate Annual v5.12, Unit 900 and retrofits | 829 | 2455 | Rate Constraint in lbs/MWh | FALSE | L | Annual | Fuel Consumed | TBtu | 0 | 0 | 0 | 0 | 0 | 0 | 0
NJ Non-HEDD CT NGas Units - Nox Rate Annual v5.12, Unit 900 and retrofits | 829 | 2455 | Rate Constraint in lbs/MWh | FALSE | L | Annual | Rate | lb/MMBtu | 0 | 0 | 0 | 0 | 0 | 0 | 0
NJ Non-HEDD CT NGas Units - Nox Rate Annual v5.12, Unit 900 and retrofits | 829 | 2455 | Rate Constraint in lbs/MWh | FALSE | L | Annual | Generation | TWh | 0 | 0 | 0 | 0 | 0 | 0 | 0
NJ Non-HEDD CT NGas Units - Nox Rate Annual v5.12, Unit 900 and retrofits | 829 | 2455 | Rate Constraint in lbs/MWh | FALSE | L | Annual | Qualifying Generation | TWh | 0 | 0 | 0 | 0 | 0 | 0 | 0
NJ Non-HEDD CT NGas Units - Nox Rate Annual v5.12, Unit 900 and retrofits | 829 | 2455 | Rate Constraint in lbs/MWh | FALSE | L | Annual | Constraint Shadow Price | US2011$/Ton | 992279.8744 | 794518.1912 | 1117505.0288 | 1473789.1094 | 2026067.9303 | 429415.9185 | 551927.5105
NJ Non-HEDD CT NGas Units - Nox Rate Annual v5.12, Unit 901 and retrofits | 830 | 2455 | Rate Constraint in lbs/MWh | FALSE | L | Annual | Seasons Included | Seasons | Winter, Summer | Winter, Summer | Winter, Summer | Winter, Summer | Winter, Summer | Winter, Summer | Winter, Summer
NJ Non-HEDD CT NGas Units - Nox Rate Annual v5.12, Unit 901 and retrofits | 830 | 2455 | Rate Constraint in lbs/MWh | FALSE | L | Annual | Standard | lb/MWh | 2.2 | 2.2 | 2.2 | 2.2 | 2.2 | 2.2 | 2.2
NJ Non-HEDD CT NGas Units - Nox Rate Annual v5.12, Unit 901 and retrofits | 830 | 2455 | Rate Constraint in lbs/MWh | FALSE | L | Annual | Emissions at Affected Plants NOX | Thousand Tons | 0.009464 | 0.0031489 | 0.0031489 | 0.0031489 | 0.0031489 | 0.0031489 | 0.0031489
NJ Non-HEDD CT NGas Units - Nox Rate Annual v5.12, Unit 901 and retrofits | 830 | 2455 | Rate Constraint in lbs/MWh | FALSE | L | Annual | Allowances Purchased NOX | Thousand Tons | 0 | 0 | 0 | 0 | 0 | 0 | 0
NJ Non-HEDD CT NGas Units - Nox Rate Annual v5.12, Unit 901 and retrofits | 830 | 2455 | Rate Constraint in lbs/MWh | FALSE | L | Annual | Allowances Sold NOX | Thousand Tons | 0 | 0 | 0 | 0 | 0 | 0 | 0
NJ Non-HEDD CT NGas Units - Nox Rate Annual v5.12, Unit 901 and retrofits | 830 | 2455 | Rate Constraint in lbs/MWh | FALSE | L | Annual | Allowances Banked | Thousand Tons | 0 | 0 | 0 | 0 | 0 | 0 | 0
NJ Non-HEDD CT NGas Units - Nox Rate Annual v5.12, Unit 901 and retrofits | 830 | 2455 | Rate Constraint in lbs/MWh | FALSE | L | Annual | Allowances Withdrawn (1:1) | Thousand Tons | 0 | 0 | 0 | 0 | 0 | 0 | 0
NJ Non-HEDD CT NGas Units - Nox Rate Annual v5.12, Unit 901 and retrofits | 830 | 2455 | Rate Constraint in lbs/MWh | FALSE | L | Annual | Allowances Withdrawn (n:1) | Thousand Tons | 0 | 0 | 0 | 0 | 0 | 0 | 0
NJ Non-HEDD CT NGas Units - Nox Rate Annual v5.12, Unit 901 and retrofits | 830 | 2455 | Rate Constraint in lbs/MWh | FALSE | L | Annual | Net Emissions Allowance Position | Thousand Tons | 0.009464 | 0.0031489 | 0.0031489 | 0.0031489 | 0.0031489 | 0.0031489 | 0.0031489
NJ Non-HEDD CT NGas Units - Nox Rate Annual v5.12, Unit 901 and retrofits | 830 | 2455 | Rate Constraint in lbs/MWh | FALSE | L | Annual | Fuel Consumed | TBtu | 0.2366 | 0.078723 | 0.078723 | 0.078723 | 0.078723 | 0.078723 | 0.078723
NJ Non-HEDD CT NGas Units - Nox Rate Annual v5.12, Unit 901 and retrofits | 830 | 2455 | Rate Constraint in lbs/MWh | FALSE | L | Annual | Rate | lb/MMBtu | 0.08 | 0.08 | 0.08 | 0.08 | 0.08 | 0.08 | 0.08
NJ Non-HEDD CT NGas Units - Nox Rate Annual v5.12, Unit 901 and retrofits | 830 | 2455 | Rate Constraint in lbs/MWh | FALSE | L | Annual | Generation | TWh | 0.022019 | 0.0073265 | 0.0073265 | 0.0073265 | 0.0073265 | 0.0073265 | 0.0073265
NJ Non-HEDD CT NGas Units - Nox Rate Annual v5.12, Unit 901 and retrofits | 830 | 2455 | Rate Constraint in lbs/MWh | FALSE | L | Annual | Qualifying Generation | TWh | 0.022019 | 0.0073265 | 0.0073265 | 0.0073265 | 0.0073265 | 0.0073265 | 0.0073265
NJ Non-HEDD CT NGas Units - Nox Rate Annual v5.12, Unit 901 and retrofits | 830 | 2455 | Rate Constraint in lbs/MWh | FALSE | L | Annual | Constraint Shadow Price | US2011$/Ton | 0 | 0 | 0 | 0 | 0 | 0 | 0
NJ Non-HEDD CT NGas Units - Nox Rate Annual v5.12, Unit 902 and retrofits | 831 | 2455 | Rate Constraint in lbs/MWh | FALSE | L | Annual | Seasons Included | Seasons | Winter, Summer | Winter, Summer | Winter, Summer | Winter, Summer | Winter, Summer | Winter, Summer | Winter, Summer
NJ Non-HEDD CT NGas Units - Nox Rate Annual v5.12, Unit 902 and retrofits | 831 | 2455 | Rate Constraint in lbs/MWh | FALSE | L | Annual | Standard | lb/MWh | 2.2 | 2.2 | 2.2 | 2.2 | 2.2 | 2.2 | 2.2
NJ Non-HEDD CT NGas Units - Nox Rate Annual v5.12, Unit 902 and retrofits | 831 | 2455 | Rate Constraint in lbs/MWh | FALSE | L | Annual | Emissions at Affected Plants NOX | Thousand Tons | 0.009464 | 0.0031489 | 0.0031489 | 0.0031489 | 0.0031489 | 0.0031489 | 0.0031489
NJ Non-HEDD CT NGas Units - Nox Rate Annual v5.12, Unit 902 and retrofits | 831 | 2455 | Rate Constraint in lbs/MWh | FALSE | L | Annual | Allowances Purchased NOX | Thousand Tons | 0 | 0 | 0 | 0 | 0 | 0 | 0
NJ Non-HEDD CT NGas Units - Nox Rate Annual v5.12, Unit 902 and retrofits | 831 | 2455 | Rate Constraint in lbs/MWh | FALSE | L | Annual | Allowances Sold NOX | Thousand Tons | 0 | 0 | 0 | 0 | 0 | 0 | 0
NJ Non-HEDD CT NGas Units - Nox Rate Annual v5.12, Unit 902 and retrofits | 831 | 2455 | Rate Constraint in lbs/MWh | FALSE | L | Annual | Allowances Banked | Thousand Tons | 0 | 0 | 0 | 0 | 0 | 0 | 0
NJ Non-HEDD CT NGas Units - Nox Rate Annual v5.12, Unit 902 and retrofits | 831 | 2455 | Rate Constraint in lbs/MWh | FALSE | L | Annual | Allowances Withdrawn (1:1) | Thousand Tons | 0 | 0 | 0 | 0 | 0 | 0 | 0
NJ Non-HEDD CT NGas Units - Nox Rate Annual v5.12, Unit 902 and retrofits | 831 | 2455 | Rate Constraint in lbs/MWh | FALSE | L | Annual | Allowances Withdrawn (n:1) | Thousand Tons | 0 | 0 | 0 | 0 | 0 | 0 | 0
NJ Non-HEDD CT NGas Units - Nox Rate Annual v5.12, Unit 902 and retrofits | 831 | 2455 | Rate Constraint in lbs/MWh | FALSE | L | Annual | Net Emissions Allowance Position | Thousand Tons | 0.009464 | 0.0031489 | 0.0031489 | 0.0031489 | 0.0031489 | 0.0031489 | 0.0031489
NJ Non-HEDD CT NGas Units - Nox Rate Annual v5.12, Unit 902 and retrofits | 831 | 2455 | Rate Constraint in lbs/MWh | FALSE | L | Annual | Fuel Consumed | TBtu | 0.2366 | 0.078723 | 0.078723 | 0.078723 | 0.078723 | 0.078723 | 0.078723
NJ Non-HEDD CT NGas Units - Nox Rate Annual v5.12, Unit 902 and retrofits | 831 | 2455 | Rate Constraint in lbs/MWh | FALSE | L | Annual | Rate | lb/MMBtu | 0.08 | 0.08 | 0.08 | 0.08 | 0.08 | 0.08 | 0.08
NJ Non-HEDD CT NGas Units - Nox Rate Annual v5.12, Unit 902 and retrofits | 831 | 2455 | Rate Constraint in lbs/MWh | FALSE | L | Annual | Generation | TWh | 0.022019 | 0.0073265 | 0.0073265 | 0.0073265 | 0.0073265 | 0.0073265 | 0.0073265
NJ Non-HEDD CT NGas Units - Nox Rate Annual v5.12, Unit 902 and retrofits | 831 | 2455 | Rate Constraint in lbs/MWh | FALSE | L | Annual | Qualifying Generation | TWh | 0.022019 | 0.0073265 | 0.0073265 | 0.0073265 | 0.0073265 | 0.0073265 | 0.0073265
NJ Non-HEDD CT NGas Units - Nox Rate Annual v5.12, Unit 902 and retrofits | 831 | 2455 | Rate Constraint in lbs/MWh | FALSE | L | Annual | Constraint Shadow Price | US2011$/Ton | 0 | 0 | 0 | 0 | 0 | 0 | 0
NJ Non-HEDD CT NGas Units - Nox Rate Annual v5.12, Unit 903 and retrofits | 832 | 2455 | Rate Constraint in lbs/MWh | FALSE | L | Annual | Seasons Included | Seasons | Winter, Summer | Winter, Summer | Winter, Summer | Winter, Summer | Winter, Summer | Winter, Summer | Winter, Summer
NJ Non-HEDD CT NGas Units - Nox Rate Annual v5.12, Unit 903 and retrofits | 832 | 2455 | Rate Constraint in lbs/MWh | FALSE | L | Annual | Standard | lb/MWh | 2.2 | 2.2 | 2.2 | 2.2 | 2.2 | 2.2 | 2.2
NJ Non-HEDD CT NGas Units - Nox Rate Annual v5.12, Unit 903 and retrofits | 832 | 2455 | Rate Constraint in lbs/MWh | FALSE | L | Annual | Emissions at Affected Plants NOX | Thousand Tons | 0.009464 | 0.0031489 | 0.0031489 | 0.009464 | 0.0031489 | 0.0031489 | 0.0031489
NJ Non-HEDD CT NGas Units - Nox Rate Annual v5.12, Unit 903 and retrofits | 832 | 2455 | Rate Constraint in lbs/MWh | FALSE | L | Annual | Allowances Purchased NOX | Thousand Tons | 0 | 0 | 0 | 0 | 0 | 0 | 0
NJ Non-HEDD CT NGas Units - Nox Rate Annual v5.12, Unit 903 and retrofits | 832 | 2455 | Rate Constraint in lbs/MWh | FALSE | L | Annual | Allowances Sold NOX | Thousand Tons | 0 | 0 | 0 | 0 | 0 | 0 | 0
NJ Non-HEDD CT NGas Units - Nox Rate Annual v5.12, Unit 903 and retrofits | 832 | 2455 | Rate Constraint in lbs/MWh | FALSE | L | Annual | Allowances Banked | Thousand Tons | 0 | 0 | 0 | 0 | 0 | 0 | 0
NJ Non-HEDD CT NGas Units - Nox Rate Annual v5.12, Unit 903 and retrofits | 832 | 2455 | Rate Constraint in lbs/MWh | FALSE | L | Annual | Allowances Withdrawn (1:1) | Thousand Tons | 0 | 0 | 0 | 0 | 0 | 0 | 0
NJ Non-HEDD CT NGas Units - Nox Rate Annual v5.12, Unit 903 and retrofits | 832 | 2455 | Rate Constraint in lbs/MWh | FALSE | L | Annual | Allowances Withdrawn (n:1) | Thousand Tons | 0 | 0 | 0 | 0 | 0 | 0 | 0
NJ Non-HEDD CT NGas Units - Nox Rate Annual v5.12, Unit 903 and retrofits | 832 | 2455 | Rate Constraint in lbs/MWh | FALSE | L | Annual | Net Emissions Allowance Position | Thousand Tons | 0.009464 | 0.0031489 | 0.0031489 | 0.009464 | 0.0031489 | 0.0031489 | 0.0031489
NJ Non-HEDD CT NGas Units - Nox Rate Annual v5.12, Unit 903 and retrofits | 832 | 2455 | Rate Constraint in lbs/MWh | FALSE | L | Annual | Fuel Consumed | TBtu | 0.2366 | 0.078723 | 0.078723 | 0.2366 | 0.078723 | 0.078723 | 0.078723
NJ Non-HEDD CT NGas Units - Nox Rate Annual v5.12, Unit 903 and retrofits | 832 | 2455 | Rate Constraint in lbs/MWh | FALSE | L | Annual | Rate | lb/MMBtu | 0.08 | 0.08 | 0.08 | 0.08 | 0.08 | 0.08 | 0.08
NJ Non-HEDD CT NGas Units - Nox Rate Annual v5.12, Unit 903 and retrofits | 832 | 2455 | Rate Constraint in lbs/MWh | FALSE | L | Annual | Generation | TWh | 0.022019 | 0.0073265 | 0.0073265 | 0.022019 | 0.0073265 | 0.0073265 | 0.0073265
NJ Non-HEDD CT NGas Units - Nox Rate Annual v5.12, Unit 903 and retrofits | 832 | 2455 | Rate Constraint in lbs/MWh | FALSE | L | Annual | Qualifying Generation | TWh | 0.022019 | 0.0073265 | 0.0073265 | 0.022019 | 0.0073265 | 0.0073265 | 0.0073265
NJ Non-HEDD CT NGas Units - Nox Rate Annual v5.12, Unit 903 and retrofits | 832 | 2455 | Rate Constraint in lbs/MWh | FALSE | L | Annual | Constraint Shadow Price | US2011$/Ton | 0 | 0 | 0 | 0 | 0 | 0 | 0
NJ Non-HEDD CT NGas Units - Nox Rate Annual v5.12, Unit 904 and retrofits | 833 | 2455 | Rate Constraint in lbs/MWh | FALSE | L | Annual | Seasons Included | Seasons | Winter, Summer | Winter, Summer | Winter, Summer | Winter, Summer | Winter, Summer | Winter, Summer | Winter, Summer
NJ Non-HEDD CT NGas Units - Nox Rate Annual v5.12, Unit 904 and retrofits | 833 | 2455 | Rate Constraint in lbs/MWh | FALSE | L | Annual | Standard | lb/MWh | 2.2 | 2.2 | 2.2 | 2.2 | 2.2 | 2.2 | 2.2
NJ Non-HEDD CT NGas Units - Nox Rate Annual v5.12, Unit 904 and retrofits | 833 | 2455 | Rate Constraint in lbs/MWh | FALSE | L | Annual | Emissions at Affected Plants NOX | Thousand Tons | 0.009464 | 0.0031489 | 0.0031489 | 0.009464 | 0.0031489 | 0.0031489 | 0.0031489
NJ Non-HEDD CT NGas Units - Nox Rate Annual v5.12, Unit 904 and retrofits | 833 | 2455 | Rate Constraint in lbs/MWh | FALSE | L | Annual | Allowances Purchased NOX | Thousand Tons | 0 | 0 | 0 | 0 | 0 | 0 | 0
NJ Non-HEDD CT NGas Units - Nox Rate Annual v5.12, Unit 904 and retrofits | 833 | 2455 | Rate Constraint in lbs/MWh | FALSE | L | Annual | Allowances Sold NOX | Thousand Tons | 0 | 0 | 0 | 0 | 0 | 0 | 0
NJ Non-HEDD CT NGas Units - Nox Rate Annual v5.12, Unit 904 and retrofits | 833 | 2455 | Rate Constraint in lbs/MWh | FALSE | L | Annual | Allowances Banked | Thousand Tons | 0 | 0 | 0 | 0 | 0 | 0 | 0
NJ Non-HEDD CT NGas Units - Nox Rate Annual v5.12, Unit 904 and retrofits | 833 | 2455 | Rate Constraint in lbs/MWh | FALSE | L | Annual | Allowances Withdrawn (1:1) | Thousand Tons | 0 | 0 | 0 | 0 | 0 | 0 | 0
NJ Non-HEDD CT NGas Units - Nox Rate Annual v5.12, Unit 904 and retrofits | 833 | 2455 | Rate Constraint in lbs/MWh | FALSE | L | Annual | Allowances Withdrawn (n:1) | Thousand Tons | 0 | 0 | 0 | 0 | 0 | 0 | 0
NJ Non-HEDD CT NGas Units - Nox Rate Annual v5.12, Unit 904 and retrofits | 833 | 2455 | Rate Constraint in lbs/MWh | FALSE | L | Annual | Net Emissions Allowance Position | Thousand Tons | 0.009464 | 0.0031489 | 0.0031489 | 0.009464 | 0.0031489 | 0.0031489 | 0.0031489
NJ Non-HEDD CT NGas Units - Nox Rate Annual v5.12, Unit 904 and retrofits | 833 | 2455 | Rate Constraint in lbs/MWh | FALSE | L | Annual | Fuel Consumed | TBtu | 0.2366 | 0.078723 | 0.078723 | 0.2366 | 0.078723 | 0.078723 | 0.078723
NJ Non-HEDD CT NGas Units - Nox Rate Annual v5.12, Unit 904 and retrofits | 833 | 2455 | Rate Constraint in lbs/MWh | FALSE | L | Annual | Rate | lb/MMBtu | 0.08 | 0.08 | 0.08 | 0.08 | 0.08 | 0.08 | 0.08
NJ Non-HEDD CT NGas Units - Nox Rate Annual v5.12, Unit 904 and retrofits | 833 | 2455 | Rate Constraint in lbs/MWh | FALSE | L | Annual | Generation | TWh | 0.022019 | 0.0073265 | 0.0073265 | 0.022019 | 0.0073265 | 0.0073265 | 0.0073265
NJ Non-HEDD CT NGas Units - Nox Rate Annual v5.12, Unit 904 and retrofits | 833 | 2455 | Rate Constraint in lbs/MWh | FALSE | L | Annual | Qualifying Generation | TWh | 0.022019 | 0.0073265 | 0.0073265 | 0.022019 | 0.0073265 | 0.0073265 | 0.0073265
NJ Non-HEDD CT NGas Units - Nox Rate Annual v5.12, Unit 904 and retrofits | 833 | 2455 | Rate Constraint in lbs/MWh | FALSE | L | Annual | Constraint Shadow Price | US2011$/Ton | 0 | 0 | 0 | 0 | 0 | 0 | 0
NJ Non-HEDD CT NGas Units - Nox Rate Annual v5.12, Unit 905 and retrofits | 834 | 2455 | Rate Constraint in lbs/MWh | FALSE | L | Annual | Seasons Included | Seasons | Winter, Summer | Winter, Summer | Winter, Summer | Winter, Summer | Winter, Summer | Winter, Summer | Winter, Summer
NJ Non-HEDD CT NGas Units - Nox Rate Annual v5.12, Unit 905 and retrofits | 834 | 2455 | Rate Constraint in lbs/MWh | FALSE | L | Annual | Standard | lb/MWh | 2.2 | 2.2 | 2.2 | 2.2 | 2.2 | 2.2 | 2.2
NJ Non-HEDD CT NGas Units - Nox Rate Annual v5.12, Unit 905 and retrofits | 834 | 2455 | Rate Constraint in lbs/MWh | FALSE | L | Annual | Emissions at Affected Plants NOX | Thousand Tons | 0.009464 | 0.0031489 | 0.0031489 | 0.0031489 | 0.0031489 | 0.0031489 | 0.0031489
NJ Non-HEDD CT NGas Units - Nox Rate Annual v5.12, Unit 905 and retrofits | 834 | 2455 | Rate Constraint in lbs/MWh | FALSE | L | Annual | Allowances Purchased NOX | Thousand Tons | 0 | 0 | 0 | 0 | 0 | 0 | 0
NJ Non-HEDD CT NGas Units - Nox Rate Annual v5.12, Unit 905 and retrofits | 834 | 2455 | Rate Constraint in lbs/MWh | FALSE | L | Annual | Allowances Sold NOX | Thousand Tons | 0 | 0 | 0 | 0 | 0 | 0 | 0
NJ Non-HEDD CT NGas Units - Nox Rate Annual v5.12, Unit 905 and retrofits | 834 | 2455 | Rate Constraint in lbs/MWh | FALSE | L | Annual | Allowances Banked | Thousand Tons | 0 | 0 | 0 | 0 | 0 | 0 | 0
NJ Non-HEDD CT NGas Units - Nox Rate Annual v5.12, Unit 905 and retrofits | 834 | 2455 | Rate Constraint in lbs/MWh | FALSE | L | Annual | Allowances Withdrawn (1:1) | Thousand Tons | 0 | 0 | 0 | 0 | 0 | 0 | 0
NJ Non-HEDD CT NGas Units - Nox Rate Annual v5.12, Unit 905 and retrofits | 834 | 2455 | Rate Constraint in lbs/MWh | FALSE | L | Annual | Allowances Withdrawn (n:1) | Thousand Tons | 0 | 0 | 0 | 0 | 0 | 0 | 0
NJ Non-HEDD CT NGas Units - Nox Rate Annual v5.12, Unit 905 and retrofits | 834 | 2455 | Rate Constraint in lbs/MWh | FALSE | L | Annual | Net Emissions Allowance Position | Thousand Tons | 0.009464 | 0.0031489 | 0.0031489 | 0.0031489 | 0.0031489 | 0.0031489 | 0.0031489
NJ Non-HEDD CT NGas Units - Nox Rate Annual v5.12, Unit 905 and retrofits | 834 | 2455 | Rate Constraint in lbs/MWh | FALSE | L | Annual | Fuel Consumed | TBtu | 0.2366 | 0.078723 | 0.078723 | 0.078723 | 0.078723 | 0.078723 | 0.078723
NJ Non-HEDD CT NGas Units - Nox Rate Annual v5.12, Unit 905 and retrofits | 834 | 2455 | Rate Constraint in lbs/MWh | FALSE | L | Annual | Rate | lb/MMBtu | 0.08 | 0.08 | 0.08 | 0.08 | 0.08 | 0.08 | 0.08
NJ Non-HEDD CT NGas Units - Nox Rate Annual v5.12, Unit 905 and retrofits | 834 | 2455 | Rate Constraint in lbs/MWh | FALSE | L | Annual | Generation | TWh | 0.022019 | 0.0073265 | 0.0073265 | 0.0073265 | 0.0073265 | 0.0073265 | 0.0073265
NJ Non-HEDD CT NGas Units - Nox Rate Annual v5.12, Unit 905 and retrofits | 834 | 2455 | Rate Constraint in lbs/MWh | FALSE | L | Annual | Qualifying Generation | TWh | 0.022019 | 0.0073265 | 0.0073265 | 0.0073265 | 0.0073265 | 0.0073265 | 0.0073265
NJ Non-HEDD CT NGas Units - Nox Rate Annual v5.12, Unit 905 and retrofits | 834 | 2455 | Rate Constraint in lbs/MWh | FALSE | L | Annual | Constraint Shadow Price | US2011$/Ton | 0 | 0 | 0 | 0 | 0 | 0 | 0
NJ Non-HEDD CT NGas Units - Nox Rate Annual v5.12, Unit 906 and retrofits | 835 | 2455 | Rate Constraint in lbs/MWh | FALSE | L | Annual | Seasons Included | Seasons | Winter, Summer | Winter, Summer | Winter, Summer | Winter, Summer | Winter, Summer | Winter, Summer | Winter, Summer
NJ Non-HEDD CT NGas Units - Nox Rate Annual v5.12, Unit 906 and retrofits | 835 | 2455 | Rate Constraint in lbs/MWh | FALSE | L | Annual | Standard | lb/MWh | 2.2 | 2.2 | 2.2 | 2.2 | 2.2 | 2.2 | 2.2
NJ Non-HEDD CT NGas Units - Nox Rate Annual v5.12, Unit 906 and retrofits | 835 | 2455 | Rate Constraint in lbs/MWh | FALSE | L | Annual | Emissions at Affected Plants NOX | Thousand Tons | 0.009464 | 0.0031489 | 0.0031489 | 0.009464 | 0.0031489 | 0.0031489 | 0.0031489
NJ Non-HEDD CT NGas Units - Nox Rate Annual v5.12, Unit 906 and retrofits | 835 | 2455 | Rate Constraint in lbs/MWh | FALSE | L | Annual | Allowances Purchased NOX | Thousand Tons | 0 | 0 | 0 | 0 | 0 | 0 | 0
NJ Non-HEDD CT NGas Units - Nox Rate Annual v5.12, Unit 906 and retrofits | 835 | 2455 | Rate Constraint in lbs/MWh | FALSE | L | Annual | Allowances Sold NOX | Thousand Tons | 0 | 0 | 0 | 0 | 0 | 0 | 0
NJ Non-HEDD CT NGas Units - Nox Rate Annual v5.12, Unit 906 and retrofits | 835 | 2455 | Rate Constraint in lbs/MWh | FALSE | L | Annual | Allowances Banked | Thousand Tons | 0 | 0 | 0 | 0 | 0 | 0 | 0
NJ Non-HEDD CT NGas Units - Nox Rate Annual v5.12, Unit 906 and retrofits | 835 | 2455 | Rate Constraint in lbs/MWh | FALSE | L | Annual | Allowances Withdrawn (1:1) | Thousand Tons | 0 | 0 | 0 | 0 | 0 | 0 | 0
NJ Non-HEDD CT NGas Units - Nox Rate Annual v5.12, Unit 906 and retrofits | 835 | 2455 | Rate Constraint in lbs/MWh | FALSE | L | Annual | Allowances Withdrawn (n:1) | Thousand Tons | 0 | 0 | 0 | 0 | 0 | 0 | 0
NJ Non-HEDD CT NGas Units - Nox Rate Annual v5.12, Unit 906 and retrofits | 835 | 2455 | Rate Constraint in lbs/MWh | FALSE | L | Annual | Net Emissions Allowance Position | Thousand Tons | 0.009464 | 0.0031489 | 0.0031489 | 0.009464 | 0.0031489 | 0.0031489 | 0.0031489
NJ Non-HEDD CT NGas Units - Nox Rate Annual v5.12, Unit 906 and retrofits | 835 | 2455 | Rate Constraint in lbs/MWh | FALSE | L | Annual | Fuel Consumed | TBtu | 0.2366 | 0.078723 | 0.078723 | 0.2366 | 0.078723 | 0.078723 | 0.078723
NJ Non-HEDD CT NGas Units - Nox Rate Annual v5.12, Unit 906 and retrofits | 835 | 2455 | Rate Constraint in lbs/MWh | FALSE | L | Annual | Rate | lb/MMBtu | 0.08 | 0.08 | 0.08 | 0.08 | 0.08 | 0.08 | 0.08
NJ Non-HEDD CT NGas Units - Nox Rate Annual v5.12, Unit 906 and retrofits | 835 | 2455 | Rate Constraint in lbs/MWh | FALSE | L | Annual | Generation | TWh | 0.022019 | 0.0073265 | 0.0073265 | 0.022019 | 0.0073265 | 0.0073265 | 0.0073265
NJ Non-HEDD CT NGas Units - Nox Rate Annual v5.12, Unit 906 and retrofits | 835 | 2455 | Rate Constraint in lbs/MWh | FALSE | L | Annual | Qualifying Generation | TWh | 0.022019 | 0.0073265 | 0.0073265 | 0.022019 | 0.0073265 | 0.0073265 | 0.0073265
NJ Non-HEDD CT NGas Units - Nox Rate Annual v5.12, Unit 906 and retrofits | 835 | 2455 | Rate Constraint in lbs/MWh | FALSE | L | Annual | Constraint Shadow Price | US2011$/Ton | 0 | 0 | 0 | 0 | 0 | 0 | 0
NJ Non-HEDD CT NGas Units - Nox Rate Annual v5.12, Unit 907 and retrofits | 836 | 2455 | Rate Constraint in lbs/MWh | FALSE | L | Annual | Seasons Included | Seasons | Winter, Summer | Winter, Summer | Winter, Summer | Winter, Summer | Winter, Summer | Winter, Summer | Winter, Summer
NJ Non-HEDD CT NGas Units - Nox Rate Annual v5.12, Unit 907 and retrofits | 836 | 2455 | Rate Constraint in lbs/MWh | FALSE | L | Annual | Standard | lb/MWh | 2.2 | 2.2 | 2.2 | 2.2 | 2.2 | 2.2 | 2.2
NJ Non-HEDD CT NGas Units - Nox Rate Annual v5.12, Unit 907 and retrofits | 836 | 2455 | Rate Constraint in lbs/MWh | FALSE | L | Annual | Emissions at Affected Plants NOX | Thousand Tons | 0.00086675 | 0.00086675 | 0.00086675 | 0.00086675 | 0.00086675 | 0.00086675 | 0.00086675
NJ Non-HEDD CT NGas Units - Nox Rate Annual v5.12, Unit 907 and retrofits | 836 | 2455 | Rate Constraint in lbs/MWh | FALSE | L | Annual | Allowances Purchased NOX | Thousand Tons | 0 | 0 | 0 | 0 | 0 | 0 | 0
NJ Non-HEDD CT NGas Units - Nox Rate Annual v5.12, Unit 907 and retrofits | 836 | 2455 | Rate Constraint in lbs/MWh | FALSE | L | Annual | Allowances Sold NOX | Thousand Tons | 0 | 0 | 0 | 0 | 0 | 0 | 0
NJ Non-HEDD CT NGas Units - Nox Rate Annual v5.12, Unit 907 and retrofits | 836 | 2455 | Rate Constraint in lbs/MWh | FALSE | L | Annual | Allowances Banked | Thousand Tons | 0 | 0 | 0 | 0 | 0 | 0 | 0
NJ Non-HEDD CT NGas Units - Nox Rate Annual v5.12, Unit 907 and retrofits | 836 | 2455 | Rate Constraint in lbs/MWh | FALSE | L | Annual | Allowances Withdrawn (1:1) | Thousand Tons | 0 | 0 | 0 | 0 | 0 | 0 | 0
NJ Non-HEDD CT NGas Units - Nox Rate Annual v5.12, Unit 907 and retrofits | 836 | 2455 | Rate Constraint in lbs/MWh | FALSE | L | Annual | Allowances Withdrawn (n:1) | Thousand Tons | 0 | 0 | 0 | 0 | 0 | 0 | 0
NJ Non-HEDD CT NGas Units - Nox Rate Annual v5.12, Unit 907 and retrofits | 836 | 2455 | Rate Constraint in lbs/MWh | FALSE | L | Annual | Net Emissions Allowance Position | Thousand Tons | 0.00086675 | 0.00086675 | 0.00086675 | 0.00086675 | 0.00086675 | 0.00086675 | 0.00086675
NJ Non-HEDD CT NGas Units - Nox Rate Annual v5.12, Unit 907 and retrofits | 836 | 2455 | Rate Constraint in lbs/MWh | FALSE | L | Annual | Fuel Consumed | TBtu | 0.18137 | 0.18137 | 0.18137 | 0.18137 | 0.18137 | 0.18137 | 0.18137
NJ Non-HEDD CT NGas Units - Nox Rate Annual v5.12, Unit 907 and retrofits | 836 | 2455 | Rate Constraint in lbs/MWh | FALSE | L | Annual | Rate | lb/MMBtu | 0.0095576 | 0.0095576 | 0.0095576 | 0.0095576 | 0.0095576 | 0.0095576 | 0.0095576
NJ Non-HEDD CT NGas Units - Nox Rate Annual v5.12, Unit 907 and retrofits | 836 | 2455 | Rate Constraint in lbs/MWh | FALSE | L | Annual | Generation | TWh | 0.016268 | 0.016268 | 0.016268 | 0.016268 | 0.016268 | 0.016268 | 0.016268
NJ Non-HEDD CT NGas Units - Nox Rate Annual v5.12, Unit 907 and retrofits | 836 | 2455 | Rate Constraint in lbs/MWh | FALSE | L | Annual | Qualifying Generation | TWh | 0.016268 | 0.016268 | 0.016268 | 0.016268 | 0.016268 | 0.016268 | 0.016268
NJ Non-HEDD CT NGas Units - Nox Rate Annual v5.12, Unit 907 and retrofits | 836 | 2455 | Rate Constraint in lbs/MWh | FALSE | L | Annual | Constraint Shadow Price | US2011$/Ton | 0 | 0 | 0 | 0 | 0 | 0 | 0
NJ Non-HEDD CT NGas Units - Nox Rate Annual v5.12, Unit 908 and retrofits | 837 | 2455 | Rate Constraint in lbs/MWh | FALSE | L | Annual | Seasons Included | Seasons | Winter, Summer | Winter, Summer | Winter, Summer | Winter, Summer | Winter, Summer | Winter, Summer | Winter, Summer
NJ Non-HEDD CT NGas Units - Nox Rate Annual v5.12, Unit 908 and retrofits | 837 | 2455 | Rate Constraint in lbs/MWh | FALSE | L | Annual | Standard | lb/MWh | 2.2 | 2.2 | 2.2 | 2.2 | 2.2 | 2.2 | 2.2
NJ Non-HEDD CT NGas Units - Nox Rate Annual v5.12, Unit 908 and retrofits | 837 | 2455 | Rate Constraint in lbs/MWh | FALSE | L | Annual | Emissions at Affected Plants NOX | Thousand Tons | 0.0030055 | 0.0030055 | 0.0030055 | 0.0030055 | 0.0030055 | 0 | 0.015278
NJ Non-HEDD CT NGas Units - Nox Rate Annual v5.12, Unit 908 and retrofits | 837 | 2455 | Rate Constraint in lbs/MWh | FALSE | L | Annual | Allowances Purchased NOX | Thousand Tons | 0 | 0 | 0 | 0 | 0 | 0 | 0
NJ Non-HEDD CT NGas Units - Nox Rate Annual v5.12, Unit 908 and retrofits | 837 | 2455 | Rate Constraint in lbs/MWh | FALSE | L | Annual | Allowances Sold NOX | Thousand Tons | 0 | 0 | 0 | 0 | 0 | 0 | 0
NJ Non-HEDD CT NGas Units - Nox Rate Annual v5.12, Unit 908 and retrofits | 837 | 2455 | Rate Constraint in lbs/MWh | FALSE | L | Annual | Allowances Banked | Thousand Tons | 0 | 0 | 0 | 0 | 0 | 0 | 0
NJ Non-HEDD CT NGas Units - Nox Rate Annual v5.12, Unit 908 and retrofits | 837 | 2455 | Rate Constraint in lbs/MWh | FALSE | L | Annual | Allowances Withdrawn (1:1) | Thousand Tons | 0 | 0 | 0 | 0 | 0 | 0 | 0
NJ Non-HEDD CT NGas Units - Nox Rate Annual v5.12, Unit 908 and retrofits | 837 | 2455 | Rate Constraint in lbs/MWh | FALSE | L | Annual | Allowances Withdrawn (n:1) | Thousand Tons | 0 | 0 | 0 | 0 | 0 | 0 | 0
NJ Non-HEDD CT NGas Units - Nox Rate Annual v5.12, Unit 908 and retrofits | 837 | 2455 | Rate Constraint in lbs/MWh | FALSE | L | Annual | Net Emissions Allowance Position | Thousand Tons | 0.0030055 | 0.0030055 | 0.0030055 | 0.0030055 | 0.0030055 | 0 | 0.015278
NJ Non-HEDD CT NGas Units - Nox Rate Annual v5.12, Unit 908 and retrofits | 837 | 2455 | Rate Constraint in lbs/MWh | FALSE | L | Annual | Fuel Consumed | TBtu | 0.040725 | 0.040725 | 0.040725 | 0.040725 | 0.040725 | 0 | 0.20702
NJ Non-HEDD CT NGas Units - Nox Rate Annual v5.12, Unit 908 and retrofits | 837 | 2455 | Rate Constraint in lbs/MWh | FALSE | L | Annual | Rate | lb/MMBtu | 0.1476 | 0.1476 | 0.1476 | 0.1476 | 0.1476 | 0 | 0.1476
NJ Non-HEDD CT NGas Units - Nox Rate Annual v5.12, Unit 908 and retrofits | 837 | 2455 | Rate Constraint in lbs/MWh | FALSE | L | Annual | Generation | TWh | 0.0027336 | 0.0027336 | 0.0027336 | 0.0027336 | 0.0027336 | 0 | 0.013896
NJ Non-HEDD CT NGas Units - Nox Rate Annual v5.12, Unit 908 and retrofits | 837 | 2455 | Rate Constraint in lbs/MWh | FALSE | L | Annual | Qualifying Generation | TWh | 0.0027336 | 0.0027336 | 0.0027336 | 0.0027336 | 0.0027336 | 0 | 0.013896
NJ Non-HEDD CT NGas Units - Nox Rate Annual v5.12, Unit 908 and retrofits | 837 | 2455 | Rate Constraint in lbs/MWh | FALSE | L | Annual | Constraint Shadow Price | US2011$/Ton | 0 | 0 | 0 | 0 | 0 | 0 | 0
NJ Non-HEDD CT NGas Units - Nox Rate Annual v5.12, Unit 909 and retrofits | 838 | 2455 | Rate Constraint in lbs/MWh | FALSE | L | Annual | Seasons Included | Seasons | Winter, Summer | Winter, Summer | Winter, Summer | Winter, Summer | Winter, Summer | Winter, Summer | Winter, Summer
NJ Non-HEDD CT NGas Units - Nox Rate Annual v5.12, Unit 909 and retrofits | 838 | 2455 | Rate Constraint in lbs/MWh | FALSE | L | Annual | Standard | lb/MWh | 2.2 | 2.2 | 2.2 | 2.2 | 2.2 | 2.2 | 2.2
NJ Non-HEDD CT NGas Units - Nox Rate Annual v5.12, Unit 909 and retrofits | 838 | 2455 | Rate Constraint in lbs/MWh | FALSE | L | Annual | Emissions at Affected Plants NOX | Thousand Tons | 0.0039767 | 0.0039767 | 0.0039767 | 0.0039767 | 0.0039767 | 0.0039767 | 0.0039767
NJ Non-HEDD CT NGas Units - Nox Rate Annual v5.12, Unit 909 and retrofits | 838 | 2455 | Rate Constraint in lbs/MWh | FALSE | L | Annual | Allowances Purchased NOX | Thousand Tons | 0 | 0 | 0 | 0 | 0 | 0 | 0
NJ Non-HEDD CT NGas Units - Nox Rate Annual v5.12, Unit 909 and retrofits | 838 | 2455 | Rate Constraint in lbs/MWh | FALSE | L | Annual | Allowances Sold NOX | Thousand Tons | 0 | 0 | 0 | 0 | 0 | 0 | 0
NJ Non-HEDD CT NGas Units - Nox Rate Annual v5.12, Unit 909 and retrofits | 838 | 2455 | Rate Constraint in lbs/MWh | FALSE | L | Annual | Allowances Banked | Thousand Tons | 0 | 0 | 0 | 0 | 0 | 0 | 0
NJ Non-HEDD CT NGas Units - Nox Rate Annual v5.12, Unit 909 and retrofits | 838 | 2455 | Rate Constraint in lbs/MWh | FALSE | L | Annual | Allowances Withdrawn (1:1) | Thousand Tons | 0 | 0 | 0 | 0 | 0 | 0 | 0
NJ Non-HEDD CT NGas Units - Nox Rate Annual v5.12, Unit 909 and retrofits | 838 | 2455 | Rate Constraint in lbs/MWh | FALSE | L | Annual | Allowances Withdrawn (n:1) | Thousand Tons | 0 | 0 | 0 | 0 | 0 | 0 | 0
NJ Non-HEDD CT NGas Units - Nox Rate Annual v5.12, Unit 909 and retrofits | 838 | 2455 | Rate Constraint in lbs/MWh | FALSE | L | Annual | Net Emissions Allowance Position | Thousand Tons | 0.0039767 | 0.0039767 | 0.0039767 | 0.0039767 | 0.0039767 | 0.0039767 | 0.0039767
NJ Non-HEDD CT NGas Units - Nox Rate Annual v5.12, Unit 909 and retrofits | 838 | 2455 | Rate Constraint in lbs/MWh | FALSE | L | Annual | Fuel Consumed | TBtu | 0.17904 | 0.17904 | 0.17904 | 0.17904 | 0.17904 | 0.17904 | 0.17904
NJ Non-HEDD CT NGas Units - Nox Rate Annual v5.12, Unit 909 and retrofits | 838 | 2455 | Rate Constraint in lbs/MWh | FALSE | L | Annual | Rate | lb/MMBtu | 0.044422 | 0.044422 | 0.044422 | 0.044422 | 0.044422 | 0.044422 | 0.044422
NJ Non-HEDD CT NGas Units - Nox Rate Annual v5.12, Unit 909 and retrofits | 838 | 2455 | Rate Constraint in lbs/MWh | FALSE | L | Annual | Generation | TWh | 0.014286 | 0.014286 | 0.014286 | 0.014286 | 0.014286 | 0.014286 | 0.014286
NJ Non-HEDD CT NGas Units - Nox Rate Annual v5.12, Unit 909 and retrofits | 838 | 2455 | Rate Constraint in lbs/MWh | FALSE | L | Annual | Qualifying Generation | TWh | 0.014286 | 0.014286 | 0.014286 | 0.014286 | 0.014286 | 0.014286 | 0.014286
NJ Non-HEDD CT NGas Units - Nox Rate Annual v5.12, Unit 909 and retrofits | 838 | 2455 | Rate Constraint in lbs/MWh | FALSE | L | Annual | Constraint Shadow Price | US2011$/Ton | 0 | 0 | 0 | 0 | 0 | 0 | 0
NJ Non-HEDD CT NGas Units - Nox Rate Annual v5.12, Unit 910 and retrofits | 839 | 2455 | Rate Constraint in lbs/MWh | FALSE | L | Annual | Seasons Included | Seasons | Winter, Summer | Winter, Summer | Winter, Summer | Winter, Summer | Winter, Summer | Winter, Summer | Winter, Summer
NJ Non-HEDD CT NGas Units - Nox Rate Annual v5.12, Unit 910 and retrofits | 839 | 2455 | Rate Constraint in lbs/MWh | FALSE | L | Annual | Standard | lb/MWh | 2.2 | 2.2 | 2.2 | 2.2 | 2.2 | 2.2 | 2.2
NJ Non-HEDD CT NGas Units - Nox Rate Annual v5.12, Unit 910 and retrofits | 839 | 2455 | Rate Constraint in lbs/MWh | FALSE | L | Annual | Emissions at Affected Plants NOX | Thousand Tons | 0.0036706 | 0.0036706 | 0.0036706 | 0.0036706 | 0.0036706 | 0.0036706 | 0.0036706
NJ Non-HEDD CT NGas Units - Nox Rate Annual v5.12, Unit 910 and retrofits | 839 | 2455 | Rate Constraint in lbs/MWh | FALSE | L | Annual | Allowances Purchased NOX | Thousand Tons | 0 | 0 | 0 | 0 | 0 | 0 | 0
NJ Non-HEDD CT NGas Units - Nox Rate Annual v5.12, Unit 910 and retrofits | 839 | 2455 | Rate Constraint in lbs/MWh | FALSE | L | Annual | Allowances Sold NOX | Thousand Tons | 0 | 0 | 0 | 0 | 0 | 0 | 0
NJ Non-HEDD CT NGas Units - Nox Rate Annual v5.12, Unit 910 and retrofits | 839 | 2455 | Rate Constraint in lbs/MWh | FALSE | L | Annual | Allowances Banked | Thousand Tons | 0 | 0 | 0 | 0 | 0 | 0 | 0
NJ Non-HEDD CT NGas Units - Nox Rate Annual v5.12, Unit 910 and retrofits | 839 | 2455 | Rate Constraint in lbs/MWh | FALSE | L | Annual | Allowances Withdrawn (1:1) | Thousand Tons | 0 | 0 | 0 | 0 | 0 | 0 | 0
NJ Non-HEDD CT NGas Units - Nox Rate Annual v5.12, Unit 910 and retrofits | 839 | 2455 | Rate Constraint in lbs/MWh | FALSE | L | Annual | Allowances Withdrawn (n:1) | Thousand Tons | 0 | 0 | 0 | 0 | 0 | 0 | 0
NJ Non-HEDD CT NGas Units - Nox Rate Annual v5.12, Unit 910 and retrofits | 839 | 2455 | Rate Constraint in lbs/MWh | FALSE | L | Annual | Net Emissions Allowance Position | Thousand Tons | 0.0036706 | 0.0036706 | 0.0036706 | 0.0036706 | 0.0036706 | 0.0036706 | 0.0036706
NJ Non-HEDD CT NGas Units - Nox Rate Annual v5.12, Unit 910 and retrofits | 839 | 2455 | Rate Constraint in lbs/MWh | FALSE | L | Annual | Fuel Consumed | TBtu | 0.18265 | 0.18265 | 0.18265 | 0.18265 | 0.18265 | 0.18265 | 0.18265
NJ Non-HEDD CT NGas Units - Nox Rate Annual v5.12, Unit 910 and retrofits | 839 | 2455 | Rate Constraint in lbs/MWh | FALSE | L | Annual | Rate | lb/MMBtu | 0.040193 | 0.040193 | 0.040193 | 0.040193 | 0.040193 | 0.040193 | 0.040193
NJ Non-HEDD CT NGas Units - Nox Rate Annual v5.12, Unit 910 and retrofits | 839 | 2455 | Rate Constraint in lbs/MWh | FALSE | L | Annual | Generation | TWh | 0.014574 | 0.014574 | 0.014574 | 0.014574 | 0.014574 | 0.014574 | 0.014574
NJ Non-HEDD CT NGas Units - Nox Rate Annual v5.12, Unit 910 and retrofits | 839 | 2455 | Rate Constraint in lbs/MWh | FALSE | L | Annual | Qualifying Generation | TWh | 0.014574 | 0.014574 | 0.014574 | 0.014574 | 0.014574 | 0.014574 | 0.014574
NJ Non-HEDD CT NGas Units - Nox Rate Annual v5.12, Unit 910 and retrofits | 839 | 2455 | Rate Constraint in lbs/MWh | FALSE | L | Annual | Constraint Shadow Price | US2011$/Ton | 0 | 0 | 0 | 0 | 0 | 0 | 0
NJ Non-HEDD CT NGas Units - Nox Rate Annual v5.12, Unit 911 and retrofits | 840 | 2455 | Rate Constraint in lbs/MWh | FALSE | L | Annual | Seasons Included | Seasons | Winter, Summer | Winter, Summer | Winter, Summer | Winter, Summer | Winter, Summer | Winter, Summer | Winter, Summer
NJ Non-HEDD CT NGas Units - Nox Rate Annual v5.12, Unit 911 and retrofits | 840 | 2455 | Rate Constraint in lbs/MWh | FALSE | L | Annual | Standard | lb/MWh | 2.2 | 2.2 | 2.2 | 2.2 | 2.2 | 2.2 | 2.2
NJ Non-HEDD CT NGas Units - Nox Rate Annual v5.12, Unit 911 and retrofits | 840 | 2455 | Rate Constraint in lbs/MWh | FALSE | L | Annual | Emissions at Affected Plants NOX | Thousand Tons | 0.0038639 | 0.0015878 | 0.0038639 | 0.0038639 | 0.0038639 | 0.0038639 | 0.0038639
NJ Non-HEDD CT NGas Units - Nox Rate Annual v5.12, Unit 911 and retrofits | 840 | 2455 | Rate Constraint in lbs/MWh | FALSE | L | Annual | Allowances Purchased NOX | Thousand Tons | 0 | 0 | 0 | 0 | 0 | 0 | 0
NJ Non-HEDD CT NGas Units - Nox Rate Annual v5.12, Unit 911 and retrofits | 840 | 2455 | Rate Constraint in lbs/MWh | FALSE | L | Annual | Allowances Sold NOX | Thousand Tons | 0 | 0 | 0 | 0 | 0 | 0 | 0
NJ Non-HEDD CT NGas Units - Nox Rate Annual v5.12, Unit 911 and retrofits | 840 | 2455 | Rate Constraint in lbs/MWh | FALSE | L | Annual | Allowances Banked | Thousand Tons | 0 | 0 | 0 | 0 | 0 | 0 | 0
NJ Non-HEDD CT NGas Units - Nox Rate Annual v5.12, Unit 911 and retrofits | 840 | 2455 | Rate Constraint in lbs/MWh | FALSE | L | Annual | Allowances Withdrawn (1:1) | Thousand Tons | 0 | 0 | 0 | 0 | 0 | 0 | 0
NJ Non-HEDD CT NGas Units - Nox Rate Annual v5.12, Unit 911 and retrofits | 840 | 2455 | Rate Constraint in lbs/MWh | FALSE | L | Annual | Allowances Withdrawn (n:1) | Thousand Tons | 0 | 0 | 0 | 0 | 0 | 0 | 0
NJ Non-HEDD CT NGas Units - Nox Rate Annual v5.12, Unit 911 and retrofits | 840 | 2455 | Rate Constraint in lbs/MWh | FALSE | L | Annual | Net Emissions Allowance Position | Thousand Tons | 0.0038639 | 0.0015878 | 0.0038639 | 0.0038639 | 0.0038639 | 0.0038639 | 0.0038639
NJ Non-HEDD CT NGas Units - Nox Rate Annual v5.12, Unit 911 and retrofits | 840 | 2455 | Rate Constraint in lbs/MWh | FALSE | L | Annual | Fuel Consumed | TBtu | 0.17883 | 0.073485 | 0.17883 | 0.17883 | 0.17883 | 0.17883 | 0.17883
NJ Non-HEDD CT NGas Units - Nox Rate Annual v5.12, Unit 911 and retrofits | 840 | 2455 | Rate Constraint in lbs/MWh | FALSE | L | Annual | Rate | lb/MMBtu | 0.043213 | 0.043213 | 0.043213 | 0.043213 | 0.043213 | 0.043213 | 0.043213
NJ Non-HEDD CT NGas Units - Nox Rate Annual v5.12, Unit 911 and retrofits | 840 | 2455 | Rate Constraint in lbs/MWh | FALSE | L | Annual | Generation | TWh | 0.014269 | 0.0058634 | 0.014269 | 0.014269 | 0.014269 | 0.014269 | 0.014269
NJ Non-HEDD CT NGas Units - Nox Rate Annual v5.12, Unit 911 and retrofits | 840 | 2455 | Rate Constraint in lbs/MWh | FALSE | L | Annual | Qualifying Generation | TWh | 0.014269 | 0.0058634 | 0.014269 | 0.014269 | 0.014269 | 0.014269 | 0.014269
NJ Non-HEDD CT NGas Units - Nox Rate Annual v5.12, Unit 911 and retrofits | 840 | 2455 | Rate Constraint in lbs/MWh | FALSE | L | Annual | Constraint Shadow Price | US2011$/Ton | 0 | 0 | 0 | 0 | 0 | 0 | 0
NJ Non-HEDD CT NGas Units - Nox Rate Annual v5.12, Unit 912 and retrofits | 841 | 2455 | Rate Constraint in lbs/MWh | FALSE | L | Annual | Seasons Included | Seasons | Winter, Summer | Winter, Summer | Winter, Summer | Winter, Summer | Winter, Summer | Winter, Summer | Winter, Summer
NJ Non-HEDD CT NGas Units - Nox Rate Annual v5.12, Unit 912 and retrofits | 841 | 2455 | Rate Constraint in lbs/MWh | FALSE | L | Annual | Standard | lb/MWh | 2.2 | 2.2 | 2.2 | 2.2 | 2.2 | 2.2 | 2.2
NJ Non-HEDD CT NGas Units - Nox Rate Annual v5.12, Unit 912 and retrofits | 841 | 2455 | Rate Constraint in lbs/MWh | FALSE | L | Annual | Emissions at Affected Plants NOX | Thousand Tons | 0.0045652 | 0.0045652 | 0.0045652 | 0.0045652 | 0.0045652 | 0.0045652 | 0.0045652
NJ Non-HEDD CT NGas Units - Nox Rate Annual v5.12, Unit 912 and retrofits | 841 | 2455 | Rate Constraint in lbs/MWh | FALSE | L | Annual | Allowances Purchased NOX | Thousand Tons | 0 | 0 | 0 | 0 | 0 | 0 | 0
NJ Non-HEDD CT NGas Units - Nox Rate Annual v5.12, Unit 912 and retrofits | 841 | 2455 | Rate Constraint in lbs/MWh | FALSE | L | Annual | Allowances Sold NOX | Thousand Tons | 0 | 0 | 0 | 0 | 0 | 0 | 0
NJ Non-HEDD CT NGas Units - Nox Rate Annual v5.12, Unit 912 and retrofits | 841 | 2455 | Rate Constraint in lbs/MWh | FALSE | L | Annual | Allowances Banked | Thousand Tons | 0 | 0 | 0 | 0 | 0 | 0 | 0
NJ Non-HEDD CT NGas Units - Nox Rate Annual v5.12, Unit 912 and retrofits | 841 | 2455 | Rate Constraint in lbs/MWh | FALSE | L | Annual | Allowances Withdrawn (1:1) | Thousand Tons | 0 | 0 | 0 | 0 | 0 | 0 | 0
NJ Non-HEDD CT NGas Units - Nox Rate Annual v5.12, Unit 912 and retrofits | 841 | 2455 | Rate Constraint in lbs/MWh | FALSE | L | Annual | Allowances Withdrawn (n:1) | Thousand Tons | 0 | 0 | 0 | 0 | 0 | 0 | 0
NJ Non-HEDD CT NGas Units - Nox Rate Annual v5.12, Unit 912 and retrofits | 841 | 2455 | Rate Constraint in lbs/MWh | FALSE | L | Annual | Net Emissions Allowance Position | Thousand Tons | 0.0045652 | 0.0045652 | 0.0045652 | 0.0045652 | 0.0045652 | 0.0045652 | 0.0045652
NJ Non-HEDD CT NGas Units - Nox Rate Annual v5.12, Unit 912 and retrofits | 841 | 2455 | Rate Constraint in lbs/MWh | FALSE | L | Annual | Fuel Consumed | TBtu | 0.18265 | 0.18265 | 0.18265 | 0.18265 | 0.18265 | 0.18265 | 0.18265
NJ Non-HEDD CT NGas Units - Nox Rate Annual v5.12, Unit 912 and retrofits | 841 | 2455 | Rate Constraint in lbs/MWh | FALSE | L | Annual | Rate | lb/MMBtu | 0.049988 | 0.049988 | 0.049988 | 0.049988 | 0.049988 | 0.049988 | 0.049988
NJ Non-HEDD CT NGas Units - Nox Rate Annual v5.12, Unit 912 and retrofits | 841 | 2455 | Rate Constraint in lbs/MWh | FALSE | L | Annual | Generation | TWh | 0.014574 | 0.014574 | 0.014574 | 0.014574 | 0.014574 | 0.014574 | 0.014574
NJ Non-HEDD CT NGas Units - Nox Rate Annual v5.12, Unit 912 and retrofits | 841 | 2455 | Rate Constraint in lbs/MWh | FALSE | L | Annual | Qualifying Generation | TWh | 0.014574 | 0.014574 | 0.014574 | 0.014574 | 0.014574 | 0.014574 | 0.014574
NJ Non-HEDD CT NGas Units - Nox Rate Annual v5.12, Unit 912 and retrofits | 841 | 2455 | Rate Constraint in lbs/MWh | FALSE | L | Annual | Constraint Shadow Price | US2011$/Ton | 0 | 0 | 0 | 0 | 0 | 0 | 0
NJ Non-HEDD CT NGas Units - Nox Rate Annual v5.12, Unit 913 and retrofits | 842 | 2455 | Rate Constraint in lbs/MWh | FALSE | L | Annual | Seasons Included | Seasons | Winter, Summer | Winter, Summer | Winter, Summer | Winter, Summer | Winter, Summer | Winter, Summer | Winter, Summer
NJ Non-HEDD CT NGas Units - Nox Rate Annual v5.12, Unit 913 and retrofits | 842 | 2455 | Rate Constraint in lbs/MWh | FALSE | L | Annual | Standard | lb/MWh | 2.2 | 2.2 | 2.2 | 2.2 | 2.2 | 2.2 | 2.2
NJ Non-HEDD CT NGas Units - Nox Rate Annual v5.12, Unit 913 and retrofits | 842 | 2455 | Rate Constraint in lbs/MWh | FALSE | L | Annual | Emissions at Affected Plants NOX | Thousand Tons | 0.0019435 | 0.0019435 | 0.0019435 | 0.0019435 | 0.0019435 | 0 | 0
NJ Non-HEDD CT NGas Units - Nox Rate Annual v5.12, Unit 913 and retrofits | 842 | 2455 | Rate Constraint in lbs/MWh | FALSE | L | Annual | Allowances Purchased NOX | Thousand Tons | 0 | 0 | 0 | 0 | 0 | 0 | 0
NJ Non-HEDD CT NGas Units - Nox Rate Annual v5.12, Unit 913 and retrofits | 842 | 2455 | Rate Constraint in lbs/MWh | FALSE | L | Annual | Allowances Sold NOX | Thousand Tons | 0 | 0 | 0 | 0 | 0 | 0 | 0
NJ Non-HEDD CT NGas Units - Nox Rate Annual v5.12, Unit 913 and retrofits | 842 | 2455 | Rate Constraint in lbs/MWh | FALSE | L | Annual | Allowances Banked | Thousand Tons | 0 | 0 | 0 | 0 | 0 | 0 | 0
NJ Non-HEDD CT NGas Units - Nox Rate Annual v5.12, Unit 913 and retrofits | 842 | 2455 | Rate Constraint in lbs/MWh | FALSE | L | Annual | Allowances Withdrawn (1:1) | Thousand Tons | 0 | 0 | 0 | 0 | 0 | 0 | 0
NJ Non-HEDD CT NGas Units - Nox Rate Annual v5.12, Unit 913 and retrofits | 842 | 2455 | Rate Constraint in lbs/MWh | FALSE | L | Annual | Allowances Withdrawn (n:1) | Thousand Tons | 0 | 0 | 0 | 0 | 0 | 0 | 0
NJ Non-HEDD CT NGas Units - Nox Rate Annual v5.12, Unit 913 and retrofits | 842 | 2455 | Rate Constraint in lbs/MWh | FALSE | L | Annual | Net Emissions Allowance Position | Thousand Tons | 0.0019435 | 0.0019435 | 0.0019435 | 0.0019435 | 0.0019435 | 0 | 0
NJ Non-HEDD CT NGas Units - Nox Rate Annual v5.12, Unit 913 and retrofits | 842 | 2455 | Rate Constraint in lbs/MWh | FALSE | L | Annual | Fuel Consumed | TBtu | 0.028768 | 0.028768 | 0.028768 | 0.028768 | 0.028768 | 0 | 0
NJ Non-HEDD CT NGas Units - Nox Rate Annual v5.12, Unit 913 and retrofits | 842 | 2455 | Rate Constraint in lbs/MWh | FALSE | L | Annual | Rate | lb/MMBtu | 0.13512 | 0.13512 | 0.13512 | 0.13512 | 0.13512 | 0 | 0
NJ Non-HEDD CT NGas Units - Nox Rate Annual v5.12, Unit 913 and retrofits | 842 | 2455 | Rate Constraint in lbs/MWh | FALSE | L | Annual | Generation | TWh | 0.0017668 | 0.0017668 | 0.0017668 | 0.0017668 | 0.0017668 | 0 | 0
NJ Non-HEDD CT NGas Units - Nox Rate Annual v5.12, Unit 913 and retrofits | 842 | 2455 | Rate Constraint in lbs/MWh | FALSE | L | Annual | Qualifying Generation | TWh | 0.0017668 | 0.0017668 | 0.0017668 | 0.0017668 | 0.0017668 | 0 | 0
NJ Non-HEDD CT NGas Units - Nox Rate Annual v5.12, Unit 913 and retrofits | 842 | 2455 | Rate Constraint in lbs/MWh | FALSE | L | Annual | Constraint Shadow Price | US2011$/Ton | 0 | 0 | 0 | 0 | 0 | 0 | 0
NJ Non-HEDD CT NGas Units - Nox Rate Annual v5.12, Unit 914 and retrofits | 843 | 2455 | Rate Constraint in lbs/MWh | FALSE | L | Annual | Seasons Included | Seasons | Winter, Summer | Winter, Summer | Winter, Summer | Winter, Summer | Winter, Summer | Winter, Summer | Winter, Summer
NJ Non-HEDD CT NGas Units - Nox Rate Annual v5.12, Unit 914 and retrofits | 843 | 2455 | Rate Constraint in lbs/MWh | FALSE | L | Annual | Standard | lb/MWh | 2.2 | 2.2 | 2.2 | 2.2 | 2.2 | 2.2 | 2.2
NJ Non-HEDD CT NGas Units - Nox Rate Annual v5.12, Unit 914 and retrofits | 843 | 2455 | Rate Constraint in lbs/MWh | FALSE | L | Annual | Emissions at Affected Plants NOX | Thousand Tons | 0.0020899 | 0.0020899 | 0.0020899 | 0.0020899 | 0.0020899 | 0 | 0
NJ Non-HEDD CT NGas Units - Nox Rate Annual v5.12, Unit 914 and retrofits | 843 | 2455 | Rate Constraint in lbs/MWh | FALSE | L | Annual | Allowances Purchased NOX | Thousand Tons | 0 | 0 | 0 | 0 | 0 | 0 | 0
NJ Non-HEDD CT NGas Units - Nox Rate Annual v5.12, Unit 914 and retrofits | 843 | 2455 | Rate Constraint in lbs/MWh | FALSE | L | Annual | Allowances Sold NOX | Thousand Tons | 0 | 0 | 0 | 0 | 0 | 0 | 0
NJ Non-HEDD CT NGas Units - Nox Rate Annual v5.12, Unit 914 and retrofits | 843 | 2455 | Rate Constraint in lbs/MWh | FALSE | L | Annual | Allowances Banked | Thousand Tons | 0 | 0 | 0 | 0 | 0 | 0 | 0
NJ Non-HEDD CT NGas Units - Nox Rate Annual v5.12, Unit 914 and retrofits | 843 | 2455 | Rate Constraint in lbs/MWh | FALSE | L | Annual | Allowances Withdrawn (1:1) | Thousand Tons | 0 | 0 | 0 | 0 | 0 | 0 | 0
NJ Non-HEDD CT NGas Units - Nox Rate Annual v5.12, Unit 914 and retrofits | 843 | 2455 | Rate Constraint in lbs/MWh | FALSE | L | Annual | Allowances Withdrawn (n:1) | Thousand Tons | 0 | 0 | 0 | 0 | 0 | 0 | 0
NJ Non-HEDD CT NGas Units - Nox Rate Annual v5.12, Unit 914 and retrofits | 843 | 2455 | Rate Constraint in lbs/MWh | FALSE | L | Annual | Net Emissions Allowance Position | Thousand Tons | 0.0020899 | 0.0020899 | 0.0020899 | 0.0020899 | 0.0020899 | 0 | 0
NJ Non-HEDD CT NGas Units - Nox Rate Annual v5.12, Unit 914 and retrofits | 843 | 2455 | Rate Constraint in lbs/MWh | FALSE | L | Annual | Fuel Consumed | TBtu | 0.030939 | 0.030939 | 0.030939 | 0.030939 | 0.030939 | 0 | 0
NJ Non-HEDD CT NGas Units - Nox Rate Annual v5.12, Unit 914 and retrofits | 843 | 2455 | Rate Constraint in lbs/MWh | FALSE | L | Annual | Rate | lb/MMBtu | 0.1351 | 0.1351 | 0.1351 | 0.1351 | 0.1351 | 0 | 0
NJ Non-HEDD CT NGas Units - Nox Rate Annual v5.12, Unit 914 and retrofits | 843 | 2455 | Rate Constraint in lbs/MWh | FALSE | L | Annual | Generation | TWh | 0.0019002 | 0.0019002 | 0.0019002 | 0.0019002 | 0.0019002 | 0 | 0
NJ Non-HEDD CT NGas Units - Nox Rate Annual v5.12, Unit 914 and retrofits | 843 | 2455 | Rate Constraint in lbs/MWh | FALSE | L | Annual | Qualifying Generation | TWh | 0.0019002 | 0.0019002 | 0.0019002 | 0.0019002 | 0.0019002 | 0 | 0
NJ Non-HEDD CT NGas Units - Nox Rate Annual v5.12, Unit 914 and retrofits | 843 | 2455 | Rate Constraint in lbs/MWh | FALSE | L | Annual | Constraint Shadow Price | US2011$/Ton | 0 | 0 | 0 | 0 | 0 | 0 | 0
NJ Non-HEDD CT NGas Units - Nox Rate Annual v5.12, Unit 915 and retrofits | 844 | 2455 | Rate Constraint in lbs/MWh | FALSE | L | Annual | Seasons Included | Seasons | Winter, Summer | Winter, Summer | Winter, Summer | Winter, Summer | Winter, Summer | Winter, Summer | Winter, Summer
NJ Non-HEDD CT NGas Units - Nox Rate Annual v5.12, Unit 915 and retrofits | 844 | 2455 | Rate Constraint in lbs/MWh | FALSE | L | Annual | Standard | lb/MWh | 2.2 | 2.2 | 2.2 | 2.2 | 2.2 | 2.2 | 2.2
NJ Non-HEDD CT NGas Units - Nox Rate Annual v5.12, Unit 915 and retrofits | 844 | 2455 | Rate Constraint in lbs/MWh | FALSE | L | Annual | Emissions at Affected Plants NOX | Thousand Tons | 0.0020899 | 0.0020899 | 0.0020899 | 0.0020899 | 0.0020899 | 0 | 0
NJ Non-HEDD CT NGas Units - Nox Rate Annual v5.12, Unit 915 and retrofits | 844 | 2455 | Rate Constraint in lbs/MWh | FALSE | L | Annual | Allowances Purchased NOX | Thousand Tons | 0 | 0 | 0 | 0 | 0 | 0 | 0
NJ Non-HEDD CT NGas Units - Nox Rate Annual v5.12, Unit 915 and retrofits | 844 | 2455 | Rate Constraint in lbs/MWh | FALSE | L | Annual | Allowances Sold NOX | Thousand Tons | 0 | 0 | 0 | 0 | 0 | 0 | 0
NJ Non-HEDD CT NGas Units - Nox Rate Annual v5.12, Unit 915 and retrofits | 844 | 2455 | Rate Constraint in lbs/MWh | FALSE | L | Annual | Allowances Banked | Thousand Tons | 0 | 0 | 0 | 0 | 0 | 0 | 0
NJ Non-HEDD CT NGas Units - Nox Rate Annual v5.12, Unit 915 and retrofits | 844 | 2455 | Rate Constraint in lbs/MWh | FALSE | L | Annual | Allowances Withdrawn (1:1) | Thousand Tons | 0 | 0 | 0 | 0 | 0 | 0 | 0
NJ Non-HEDD CT NGas Units - Nox Rate Annual v5.12, Unit 915 and retrofits | 844 | 2455 | Rate Constraint in lbs/MWh | FALSE | L | Annual | Allowances Withdrawn (n:1) | Thousand Tons | 0 | 0 | 0 | 0 | 0 | 0 | 0
NJ Non-HEDD CT NGas Units - Nox Rate Annual v5.12, Unit 915 and retrofits | 844 | 2455 | Rate Constraint in lbs/MWh | FALSE | L | Annual | Net Emissions Allowance Position | Thousand Tons | 0.0020899 | 0.0020899 | 0.0020899 | 0.0020899 | 0.0020899 | 0 | 0
NJ Non-HEDD CT NGas Units - Nox Rate Annual v5.12, Unit 915 and retrofits | 844 | 2455 | Rate Constraint in lbs/MWh | FALSE | L | Annual | Fuel Consumed | TBtu | 0.030939 | 0.030939 | 0.030939 | 0.030939 | 0.030939 | 0 | 0
NJ Non-HEDD CT NGas Units - Nox Rate Annual v5.12, Unit 915 and retrofits | 844 | 2455 | Rate Constraint in lbs/MWh | FALSE | L | Annual | Rate | lb/MMBtu | 0.1351 | 0.1351 | 0.1351 | 0.1351 | 0.1351 | 0 | 0
NJ Non-HEDD CT NGas Units - Nox Rate Annual v5.12, Unit 915 and retrofits | 844 | 2455 | Rate Constraint in lbs/MWh | FALSE | L | Annual | Generation | TWh | 0.0019002 | 0.0019002 | 0.0019002 | 0.0019002 | 0.0019002 | 0 | 0
NJ Non-HEDD CT NGas Units - Nox Rate Annual v5.12, Unit 915 and retrofits | 844 | 2455 | Rate Constraint in lbs/MWh | FALSE | L | Annual | Qualifying Generation | TWh | 0.0019002 | 0.0019002 | 0.0019002 | 0.0019002 | 0.0019002 | 0 | 0
NJ Non-HEDD CT NGas Units - Nox Rate Annual v5.12, Unit 915 and retrofits | 844 | 2455 | Rate Constraint in lbs/MWh | FALSE | L | Annual | Constraint Shadow Price | US2011$/Ton | 0 | 0 | 0 | 0 | 0 | 0 | 0
NJ Non-HEDD CT NGas Units - Nox Rate Annual v5.12, Unit 916 and retrofits | 845 | 2455 | Rate Constraint in lbs/MWh | FALSE | L | Annual | Seasons Included | Seasons | Winter, Summer | Winter, Summer | Winter, Summer | Winter, Summer | Winter, Summer | Winter, Summer | Winter, Summer
NJ Non-HEDD CT NGas Units - Nox Rate Annual v5.12, Unit 916 and retrofits | 845 | 2455 | Rate Constraint in lbs/MWh | FALSE | L | Annual | Standard | lb/MWh | 2.2 | 2.2 | 2.2 | 2.2 | 2.2 | 2.2 | 2.2
NJ Non-HEDD CT NGas Units - Nox Rate Annual v5.12, Unit 916 and retrofits | 845 | 2455 | Rate Constraint in lbs/MWh | FALSE | L | Annual | Emissions at Affected Plants NOX | Thousand Tons | 0 | 0 | 0 | 0 | 0 | 0 | 0
NJ Non-HEDD CT NGas Units - Nox Rate Annual v5.12, Unit 916 and retrofits | 845 | 2455 | Rate Constraint in lbs/MWh | FALSE | L | Annual | Allowances Purchased NOX | Thousand Tons | 0 | 0 | 0 | 0 | 0 | 0 | 0
NJ Non-HEDD CT NGas Units - Nox Rate Annual v5.12, Unit 916 and retrofits | 845 | 2455 | Rate Constraint in lbs/MWh | FALSE | L | Annual | Allowances Sold NOX | Thousand Tons | 0 | 0 | 0 | 0 | 0 | 0 | 0
NJ Non-HEDD CT NGas Units - Nox Rate Annual v5.12, Unit 916 and retrofits | 845 | 2455 | Rate Constraint in lbs/MWh | FALSE | L | Annual | Allowances Banked | Thousand Tons | 0 | 0 | 0 | 0 | 0 | 0 | 0
NJ Non-HEDD CT NGas Units - Nox Rate Annual v5.12, Unit 916 and retrofits | 845 | 2455 | Rate Constraint in lbs/MWh | FALSE | L | Annual | Allowances Withdrawn (1:1) | Thousand Tons | 0 | 0 | 0 | 0 | 0 | 0 | 0
NJ Non-HEDD CT NGas Units - Nox Rate Annual v5.12, Unit 916 and retrofits | 845 | 2455 | Rate Constraint in lbs/MWh | FALSE | L | Annual | Allowances Withdrawn (n:1) | Thousand Tons | 0 | 0 | 0 | 0 | 0 | 0 | 0
NJ Non-HEDD CT NGas Units - Nox Rate Annual v5.12, Unit 916 and retrofits | 845 | 2455 | Rate Constraint in lbs/MWh | FALSE | L | Annual | Net Emissions Allowance Position | Thousand Tons | 0 | 0 | 0 | 0 | 0 | 0 | 0
NJ Non-HEDD CT NGas Units - Nox Rate Annual v5.12, Unit 916 and retrofits | 845 | 2455 | Rate Constraint in lbs/MWh | FALSE | L | Annual | Fuel Consumed | TBtu | 0 | 0 | 0 | 0 | 0 | 0 | 0
NJ Non-HEDD CT NGas Units - Nox Rate Annual v5.12, Unit 916 and retrofits | 845 | 2455 | Rate Constraint in lbs/MWh | FALSE | L | Annual | Rate | lb/MMBtu | 0 | 0 | 0 | 0 | 0 | 0 | 0
NJ Non-HEDD CT NGas Units - Nox Rate Annual v5.12, Unit 916 and retrofits | 845 | 2455 | Rate Constraint in lbs/MWh | FALSE | L | Annual | Generation | TWh | 0 | 0 | 0 | 0 | 0 | 0 | 0
NJ Non-HEDD CT NGas Units - Nox Rate Annual v5.12, Unit 916 and retrofits | 845 | 2455 | Rate Constraint in lbs/MWh | FALSE | L | Annual | Qualifying Generation | TWh | 0 | 0 | 0 | 0 | 0 | 0 | 0
NJ Non-HEDD CT NGas Units - Nox Rate Annual v5.12, Unit 916 and retrofits | 845 | 2455 | Rate Constraint in lbs/MWh | FALSE | L | Annual | Constraint Shadow Price | US2011$/Ton | 93739.2718 | 52751.4929 | 96091.6694 | 160952.1455 | 241098.2495 | 0 | 0
NJ Non-HEDD CT NGas Units - Nox Rate Annual v5.12, Unit 917 and retrofits | 846 | 2455 | Rate Constraint in lbs/MWh | FALSE | L | Annual | Seasons Included | Seasons | Winter, Summer | Winter, Summer | Winter, Summer | Winter, Summer | Winter, Summer | Winter, Summer | Winter, Summer
NJ Non-HEDD CT NGas Units - Nox Rate Annual v5.12, Unit 917 and retrofits | 846 | 2455 | Rate Constraint in lbs/MWh | FALSE | L | Annual | Standard | lb/MWh | 2.2 | 2.2 | 2.2 | 2.2 | 2.2 | 2.2 | 2.2
NJ Non-HEDD CT NGas Units - Nox Rate Annual v5.12, Unit 917 and retrofits | 846 | 2455 | Rate Constraint in lbs/MWh | FALSE | L | Annual | Emissions at Affected Plants NOX | Thousand Tons | 0.010058 | 0.0033465 | 0.0033465 | 0.0033465 | 0.0033465 | 0.0033465 | 0.0033465
NJ Non-HEDD CT NGas Units - Nox Rate Annual v5.12, Unit 917 and retrofits | 846 | 2455 | Rate Constraint in lbs/MWh | FALSE | L | Annual | Allowances Purchased NOX | Thousand Tons | 0 | 0 | 0 | 0 | 0 | 0 | 0
NJ Non-HEDD CT NGas Units - Nox Rate Annual v5.12, Unit 917 and retrofits | 846 | 2455 | Rate Constraint in lbs/MWh | FALSE | L | Annual | Allowances Sold NOX | Thousand Tons | 0 | 0 | 0 | 0 | 0 | 0 | 0
NJ Non-HEDD CT NGas Units - Nox Rate Annual v5.12, Unit 917 and retrofits | 846 | 2455 | Rate Constraint in lbs/MWh | FALSE | L | Annual | Allowances Banked | Thousand Tons | 0 | 0 | 0 | 0 | 0 | 0 | 0
NJ Non-HEDD CT NGas Units - Nox Rate Annual v5.12, Unit 917 and retrofits | 846 | 2455 | Rate Constraint in lbs/MWh | FALSE | L | Annual | Allowances Withdrawn (1:1) | Thousand Tons | 0 | 0 | 0 | 0 | 0 | 0 | 0
NJ Non-HEDD CT NGas Units - Nox Rate Annual v5.12, Unit 917 and retrofits | 846 | 2455 | Rate Constraint in lbs/MWh | FALSE | L | Annual | Allowances Withdrawn (n:1) | Thousand Tons | 0 | 0 | 0 | 0 | 0 | 0 | 0
NJ Non-HEDD CT NGas Units - Nox Rate Annual v5.12, Unit 917 and retrofits | 846 | 2455 | Rate Constraint in lbs/MWh | FALSE | L | Annual | Net Emissions Allowance Position | Thousand Tons | 0.010058 | 0.0033465 | 0.0033465 | 0.0033465 | 0.0033465 | 0.0033465 | 0.0033465
NJ Non-HEDD CT NGas Units - Nox Rate Annual v5.12, Unit 917 and retrofits | 846 | 2455 | Rate Constraint in lbs/MWh | FALSE | L | Annual | Fuel Consumed | TBtu | 0.23394 | 0.077839 | 0.077839 | 0.077839 | 0.077839 | 0.077839 | 0.077839
NJ Non-HEDD CT NGas Units - Nox Rate Annual v5.12, Unit 917 and retrofits | 846 | 2455 | Rate Constraint in lbs/MWh | FALSE | L | Annual | Rate | lb/MMBtu | 0.085986 | 0.085986 | 0.085986 | 0.085986 | 0.085986 | 0.085986 | 0.085986
NJ Non-HEDD CT NGas Units - Nox Rate Annual v5.12, Unit 917 and retrofits | 846 | 2455 | Rate Constraint in lbs/MWh | FALSE | L | Annual | Generation | TWh | 0.021772 | 0.0072442 | 0.0072442 | 0.0072442 | 0.0072442 | 0.0072442 | 0.0072442
NJ Non-HEDD CT NGas Units - Nox Rate Annual v5.12, Unit 917 and retrofits | 846 | 2455 | Rate Constraint in lbs/MWh | FALSE | L | Annual | Qualifying Generation | TWh | 0.021772 | 0.0072442 | 0.0072442 | 0.0072442 | 0.0072442 | 0.0072442 | 0.0072442
NJ Non-HEDD CT NGas Units - Nox Rate Annual v5.12, Unit 917 and retrofits | 846 | 2455 | Rate Constraint in lbs/MWh | FALSE | L | Annual | Constraint Shadow Price | US2011$/Ton | 0 | 0 | 0 | 0 | 0 | 0 | 0
NJ Non-HEDD CT NGas Units - Nox Rate Annual v5.12, Unit 918 and retrofits | 847 | 2455 | Rate Constraint in lbs/MWh | FALSE | L | Annual | Seasons Included | Seasons | Winter, Summer | Winter, Summer | Winter, Summer | Winter, Summer | Winter, Summer | Winter, Summer | Winter, Summer
NJ Non-HEDD CT NGas Units - Nox Rate Annual v5.12, Unit 918 and retrofits | 847 | 2455 | Rate Constraint in lbs/MWh | FALSE | L | Annual | Standard | lb/MWh | 2.2 | 2.2 | 2.2 | 2.2 | 2.2 | 2.2 | 2.2
NJ Non-HEDD CT NGas Units - Nox Rate Annual v5.12, Unit 918 and retrofits | 847 | 2455 | Rate Constraint in lbs/MWh | FALSE | L | Annual | Emissions at Affected Plants NOX | Thousand Tons | 0.0099865 | 0.0033228 | 0.0033228 | 0.0033228 | 0.0033228 | 0.0033228 | 0.0033228
NJ Non-HEDD CT NGas Units - Nox Rate Annual v5.12, Unit 918 and retrofits | 847 | 2455 | Rate Constraint in lbs/MWh | FALSE | L | Annual | Allowances Purchased NOX | Thousand Tons | 0 | 0 | 0 | 0 | 0 | 0 | 0
NJ Non-HEDD CT NGas Units - Nox Rate Annual v5.12, Unit 918 and retrofits | 847 | 2455 | Rate Constraint in lbs/MWh | FALSE | L | Annual | Allowances Sold NOX | Thousand Tons | 0 | 0 | 0 | 0 | 0 | 0 | 0
NJ Non-HEDD CT NGas Units - Nox Rate Annual v5.12, Unit 918 and retrofits | 847 | 2455 | Rate Constraint in lbs/MWh | FALSE | L | Annual | Allowances Banked | Thousand Tons | 0 | 0 | 0 | 0 | 0 | 0 | 0
NJ Non-HEDD CT NGas Units - Nox Rate Annual v5.12, Unit 918 and retrofits | 847 | 2455 | Rate Constraint in lbs/MWh | FALSE | L | Annual | Allowances Withdrawn (1:1) | Thousand Tons | 0 | 0 | 0 | 0 | 0 | 0 | 0
NJ Non-HEDD CT NGas Units - Nox Rate Annual v5.12, Unit 918 and retrofits | 847 | 2455 | Rate Constraint in lbs/MWh | FALSE | L | Annual | Allowances Withdrawn (n:1) | Thousand Tons | 0 | 0 | 0 | 0 | 0 | 0 | 0
NJ Non-HEDD CT NGas Units - Nox Rate Annual v5.12, Unit 918 and retrofits | 847 | 2455 | Rate Constraint in lbs/MWh | FALSE | L | Annual | Net Emissions Allowance Position | Thousand Tons | 0.0099865 | 0.0033228 | 0.0033228 | 0.0033228 | 0.0033228 | 0.0033228 | 0.0033228
NJ Non-HEDD CT NGas Units - Nox Rate Annual v5.12, Unit 918 and retrofits | 847 | 2455 | Rate Constraint in lbs/MWh | FALSE | L | Annual | Fuel Consumed | TBtu | 0.22543 | 0.075008 | 0.075008 | 0.075008 | 0.075008 | 0.075008 | 0.075008
NJ Non-HEDD CT NGas Units - Nox Rate Annual v5.12, Unit 918 and retrofits | 847 | 2455 | Rate Constraint in lbs/MWh | FALSE | L | Annual | Rate | lb/MMBtu | 0.088598 | 0.088598 | 0.088598 | 0.088598 | 0.088598 | 0.088598 | 0.088598
NJ Non-HEDD CT NGas Units - Nox Rate Annual v5.12, Unit 918 and retrofits | 847 | 2455 | Rate Constraint in lbs/MWh | FALSE | L | Annual | Generation | TWh | 0.02098 | 0.0069807 | 0.0069807 | 0.0069807 | 0.0069807 | 0.0069807 | 0.0069807
NJ Non-HEDD CT NGas Units - Nox Rate Annual v5.12, Unit 918 and retrofits | 847 | 2455 | Rate Constraint in lbs/MWh | FALSE | L | Annual | Qualifying Generation | TWh | 0.02098 | 0.0069807 | 0.0069807 | 0.0069807 | 0.0069807 | 0.0069807 | 0.0069807
NJ Non-HEDD CT NGas Units - Nox Rate Annual v5.12, Unit 918 and retrofits | 847 | 2455 | Rate Constraint in lbs/MWh | FALSE | L | Annual | Constraint Shadow Price | US2011$/Ton | 0 | 0 | 0 | 0 | 0 | 0 | 0
NJ Non-HEDD CT NGas Units - Nox Rate Annual v5.12, Unit 919 and retrofits | 848 | 2455 | Rate Constraint in lbs/MWh | FALSE | L | Annual | Seasons Included | Seasons | Winter, Summer | Winter, Summer | Winter, Summer | Winter, Summer | Winter, Summer | Winter, Summer | Winter, Summer
NJ Non-HEDD CT NGas Units - Nox Rate Annual v5.12, Unit 919 and retrofits | 848 | 2455 | Rate Constraint in lbs/MWh | FALSE | L | Annual | Standard | lb/MWh | 2.2 | 2.2 | 2.2 | 2.2 | 2.2 | 2.2 | 2.2
NJ Non-HEDD CT NGas Units - Nox Rate Annual v5.12, Unit 919 and retrofits | 848 | 2455 | Rate Constraint in lbs/MWh | FALSE | L | Annual | Emissions at Affected Plants NOX | Thousand Tons | 0.0097113 | 0.0032312 | 0.0032312 | 0.0032312 | 0.0032312 | 0.0032312 | 0.0032312
NJ Non-HEDD CT NGas Units - Nox Rate Annual v5.12, Unit 919 and retrofits | 848 | 2455 | Rate Constraint in lbs/MWh | FALSE | L | Annual | Allowances Purchased NOX | Thousand Tons | 0 | 0 | 0 | 0 | 0 | 0 | 0
NJ Non-HEDD CT NGas Units - Nox Rate Annual v5.12, Unit 919 and retrofits | 848 | 2455 | Rate Constraint in lbs/MWh | FALSE | L | Annual | Allowances Sold NOX | Thousand Tons | 0 | 0 | 0 | 0 | 0 | 0 | 0
NJ Non-HEDD CT NGas Units - Nox Rate Annual v5.12, Unit 919 and retrofits | 848 | 2455 | Rate Constraint in lbs/MWh | FALSE | L | Annual | Allowances Banked | Thousand Tons | 0 | 0 | 0 | 0 | 0 | 0 | 0
NJ Non-HEDD CT NGas Units - Nox Rate Annual v5.12, Unit 919 and retrofits | 848 | 2455 | Rate Constraint in lbs/MWh | FALSE | L | Annual | Allowances Withdrawn (1:1) | Thousand Tons | 0 | 0 | 0 | 0 | 0 | 0 | 0
NJ Non-HEDD CT NGas Units - Nox Rate Annual v5.12, Unit 919 and retrofits | 848 | 2455 | Rate Constraint in lbs/MWh | FALSE | L | Annual | Allowances Withdrawn (n:1) | Thousand Tons | 0 | 0 | 0 | 0 | 0 | 0 | 0
NJ Non-HEDD CT NGas Units - Nox Rate Annual v5.12, Unit 919 and retrofits | 848 | 2455 | Rate Constraint in lbs/MWh | FALSE | L | Annual | Net Emissions Allowance Position | Thousand Tons | 0.0097113 | 0.0032312 | 0.0032312 | 0.0032312 | 0.0032312 | 0.0032312 | 0.0032312
NJ Non-HEDD CT NGas Units - Nox Rate Annual v5.12, Unit 919 and retrofits | 848 | 2455 | Rate Constraint in lbs/MWh | FALSE | L | Annual | Fuel Consumed | TBtu | 0.22437 | 0.074654 | 0.074654 | 0.074654 | 0.074654 | 0.074654 | 0.074654
NJ Non-HEDD CT NGas Units - Nox Rate Annual v5.12, Unit 919 and retrofits | 848 | 2455 | Rate Constraint in lbs/MWh | FALSE | L | Annual | Rate | lb/MMBtu | 0.086565 | 0.086565 | 0.086565 | 0.086565 | 0.086565 | 0.086565 | 0.086565
NJ Non-HEDD CT NGas Units - Nox Rate Annual v5.12, Unit 919 and retrofits | 848 | 2455 | Rate Constraint in lbs/MWh | FALSE | L | Annual | Generation | TWh | 0.020881 | 0.0069478 | 0.0069478 | 0.0069478 | 0.0069478 | 0.0069478 | 0.0069478
NJ Non-HEDD CT NGas Units - Nox Rate Annual v5.12, Unit 919 and retrofits | 848 | 2455 | Rate Constraint in lbs/MWh | FALSE | L | Annual | Qualifying Generation | TWh | 0.020881 | 0.0069478 | 0.0069478 | 0.0069478 | 0.0069478 | 0.0069478 | 0.0069478
NJ Non-HEDD CT NGas Units - Nox Rate Annual v5.12, Unit 919 and retrofits | 848 | 2455 | Rate Constraint in lbs/MWh | FALSE | L | Annual | Constraint Shadow Price | US2011$/Ton | 0 | 0 | 0 | 0 | 0 | 0 | 0
NJ Non-HEDD CT NGas Units - Nox Rate Annual v5.12, Unit 920 and retrofits | 849 | 2455 | Rate Constraint in lbs/MWh | FALSE | L | Annual | Seasons Included | Seasons | Winter, Summer | Winter, Summer | Winter, Summer | Winter, Summer | Winter, Summer | Winter, Summer | Winter, Summer
NJ Non-HEDD CT NGas Units - Nox Rate Annual v5.12, Unit 920 and retrofits | 849 | 2455 | Rate Constraint in lbs/MWh | FALSE | L | Annual | Standard | lb/MWh | 2.2 | 2.2 | 2.2 | 2.2 | 2.2 | 2.2 | 2.2
NJ Non-HEDD CT NGas Units - Nox Rate Annual v5.12, Unit 920 and retrofits | 849 | 2455 | Rate Constraint in lbs/MWh | FALSE | L | Annual | Emissions at Affected Plants NOX | Thousand Tons | 0.010387 | 0.003456 | 0.003456 | 0.009167 | 0.003456 | 0.003456 | 0.003456
NJ Non-HEDD CT NGas Units - Nox Rate Annual v5.12, Unit 920 and retrofits | 849 | 2455 | Rate Constraint in lbs/MWh | FALSE | L | Annual | Allowances Purchased NOX | Thousand Tons | 0 | 0 | 0 | 0 | 0 | 0 | 0
NJ Non-HEDD CT NGas Units - Nox Rate Annual v5.12, Unit 920 and retrofits | 849 | 2455 | Rate Constraint in lbs/MWh | FALSE | L | Annual | Allowances Sold NOX | Thousand Tons | 0 | 0 | 0 | 0 | 0 | 0 | 0
NJ Non-HEDD CT NGas Units - Nox Rate Annual v5.12, Unit 920 and retrofits | 849 | 2455 | Rate Constraint in lbs/MWh | FALSE | L | Annual | Allowances Banked | Thousand Tons | 0 | 0 | 0 | 0 | 0 | 0 | 0
NJ Non-HEDD CT NGas Units - Nox Rate Annual v5.12, Unit 920 and retrofits | 849 | 2455 | Rate Constraint in lbs/MWh | FALSE | L | Annual | Allowances Withdrawn (1:1) | Thousand Tons | 0 | 0 | 0 | 0 | 0 | 0 | 0
NJ Non-HEDD CT NGas Units - Nox Rate Annual v5.12, Unit 920 and retrofits | 849 | 2455 | Rate Constraint in lbs/MWh | FALSE | L | Annual | Allowances Withdrawn (n:1) | Thousand Tons | 0 | 0 | 0 | 0 | 0 | 0 | 0
NJ Non-HEDD CT NGas Units - Nox Rate Annual v5.12, Unit 920 and retrofits | 849 | 2455 | Rate Constraint in lbs/MWh | FALSE | L | Annual | Net Emissions Allowance Position | Thousand Tons | 0.010387 | 0.003456 | 0.003456 | 0.009167 | 0.003456 | 0.003456 | 0.003456
NJ Non-HEDD CT NGas Units - Nox Rate Annual v5.12, Unit 920 and retrofits | 849 | 2455 | Rate Constraint in lbs/MWh | FALSE | L | Annual | Fuel Consumed | TBtu | 0.23075 | 0.076777 | 0.076777 | 0.20365 | 0.076777 | 0.076777 | 0.076777
NJ Non-HEDD CT NGas Units - Nox Rate Annual v5.12, Unit 920 and retrofits | 849 | 2455 | Rate Constraint in lbs/MWh | FALSE | L | Annual | Rate | lb/MMBtu | 0.090027 | 0.090027 | 0.090027 | 0.090027 | 0.090027 | 0.090027 | 0.090027
NJ Non-HEDD CT NGas Units - Nox Rate Annual v5.12, Unit 920 and retrofits | 849 | 2455 | Rate Constraint in lbs/MWh | FALSE | L | Annual | Generation | TWh | 0.021475 | 0.0071454 | 0.0071454 | 0.018953 | 0.0071454 | 0.0071454 | 0.0071454
NJ Non-HEDD CT NGas Units - Nox Rate Annual v5.12, Unit 920 and retrofits | 849 | 2455 | Rate Constraint in lbs/MWh | FALSE | L | Annual | Qualifying Generation | TWh | 0.021475 | 0.0071454 | 0.0071454 | 0.018953 | 0.0071454 | 0.0071454 | 0.0071454
NJ Non-HEDD CT NGas Units - Nox Rate Annual v5.12, Unit 920 and retrofits | 849 | 2455 | Rate Constraint in lbs/MWh | FALSE | L | Annual | Constraint Shadow Price | US2011$/Ton | 0 | 0 | 0 | 0 | 0 | 0 | 0
NJ Non-HEDD CT NGas Units - Nox Rate Annual v5.12, Unit 921 and retrofits | 850 | 2455 | Rate Constraint in lbs/MWh | FALSE | L | Annual | Seasons Included | Seasons | Winter, Summer | Winter, Summer | Winter, Summer | Winter, Summer | Winter, Summer | Winter, Summer | Winter, Summer
NJ Non-HEDD CT NGas Units - Nox Rate Annual v5.12, Unit 921 and retrofits | 850 | 2455 | Rate Constraint in lbs/MWh | FALSE | L | Annual | Standard | lb/MWh | 2.2 | 2.2 | 2.2 | 2.2 | 2.2 | 2.2 | 2.2
NJ Non-HEDD CT NGas Units - Nox Rate Annual v5.12, Unit 921 and retrofits | 850 | 2455 | Rate Constraint in lbs/MWh | FALSE | L | Annual | Emissions at Affected Plants NOX | Thousand Tons | 0.011987 | 0.0023581 | 0.011987 | 0.011987 | 0.011987 | 0.011987 | 0.011987
NJ Non-HEDD CT NGas Units - Nox Rate Annual v5.12, Unit 921 and retrofits | 850 | 2455 | Rate Constraint in lbs/MWh | FALSE | L | Annual | Allowances Purchased NOX | Thousand Tons | 0 | 0 | 0 | 0 | 0 | 0 | 0
NJ Non-HEDD CT NGas Units - Nox Rate Annual v5.12, Unit 921 and retrofits | 850 | 2455 | Rate Constraint in lbs/MWh | FALSE | L | Annual | Allowances Sold NOX | Thousand Tons | 0 | 0 | 0 | 0 | 0 | 0 | 0
NJ Non-HEDD CT NGas Units - Nox Rate Annual v5.12, Unit 921 and retrofits | 850 | 2455 | Rate Constraint in lbs/MWh | FALSE | L | Annual | Allowances Banked | Thousand Tons | 0 | 0 | 0 | 0 | 0 | 0 | 0
NJ Non-HEDD CT NGas Units - Nox Rate Annual v5.12, Unit 921 and retrofits | 850 | 2455 | Rate Constraint in lbs/MWh | FALSE | L | Annual | Allowances Withdrawn (1:1) | Thousand Tons | 0 | 0 | 0 | 0 | 0 | 0 | 0
NJ Non-HEDD CT NGas Units - Nox Rate Annual v5.12, Unit 921 and retrofits | 850 | 2455 | Rate Constraint in lbs/MWh | FALSE | L | Annual | Allowances Withdrawn (n:1) | Thousand Tons | 0 | 0 | 0 | 0 | 0 | 0 | 0
NJ Non-HEDD CT NGas Units - Nox Rate Annual v5.12, Unit 921 and retrofits | 850 | 2455 | Rate Constraint in lbs/MWh | FALSE | L | Annual | Net Emissions Allowance Position | Thousand Tons | 0.011987 | 0.0023581 | 0.011987 | 0.011987 | 0.011987 | 0.011987 | 0.011987
NJ Non-HEDD CT NGas Units - Nox Rate Annual v5.12, Unit 921 and retrofits | 850 | 2455 | Rate Constraint in lbs/MWh | FALSE | L | Annual | Fuel Consumed | TBtu | 0.17645 | 0.034711 | 0.17645 | 0.17645 | 0.17645 | 0.17645 | 0.17645
NJ Non-HEDD CT NGas Units - Nox Rate Annual v5.12, Unit 921 and retrofits | 850 | 2455 | Rate Constraint in lbs/MWh | FALSE | L | Annual | Rate | lb/MMBtu | 0.13587 | 0.13587 | 0.13587 | 0.13587 | 0.13587 | 0.13587 | 0.13587
NJ Non-HEDD CT NGas Units - Nox Rate Annual v5.12, Unit 921 and retrofits | 850 | 2455 | Rate Constraint in lbs/MWh | FALSE | L | Annual | Generation | TWh | 0.014065 | 0.0027669 | 0.014065 | 0.014065 | 0.014065 | 0.014065 | 0.014065
NJ Non-HEDD CT NGas Units - Nox Rate Annual v5.12, Unit 921 and retrofits | 850 | 2455 | Rate Constraint in lbs/MWh | FALSE | L | Annual | Qualifying Generation | TWh | 0.014065 | 0.0027669 | 0.014065 | 0.014065 | 0.014065 | 0.014065 | 0.014065
NJ Non-HEDD CT NGas Units - Nox Rate Annual v5.12, Unit 921 and retrofits | 850 | 2455 | Rate Constraint in lbs/MWh | FALSE | L | Annual | Constraint Shadow Price | US2011$/Ton | 0 | 0 | 0 | 0 | 0 | 0 | 0
NJ Non-HEDD CT NGas Units - Nox Rate Annual v5.12, Unit 922 and retrofits | 851 | 2455 | Rate Constraint in lbs/MWh | FALSE | L | Annual | Seasons Included | Seasons | Winter, Summer | Winter, Summer | Winter, Summer | Winter, Summer | Winter, Summer | Winter, Summer | Winter, Summer
NJ Non-HEDD CT NGas Units - Nox Rate Annual v5.12, Unit 922 and retrofits | 851 | 2455 | Rate Constraint in lbs/MWh | FALSE | L | Annual | Standard | lb/MWh | 2.2 | 2.2 | 2.2 | 2.2 | 2.2 | 2.2 | 2.2
NJ Non-HEDD CT NGas Units - Nox Rate Annual v5.12, Unit 922 and retrofits | 851 | 2455 | Rate Constraint in lbs/MWh | FALSE | L | Annual | Emissions at Affected Plants NOX | Thousand Tons | 0.0050992 | 0.0050992 | 0.0050992 | 0.0050992 | 0.0050992 | 0 | 0
NJ Non-HEDD CT NGas Units - Nox Rate Annual v5.12, Unit 922 and retrofits | 851 | 2455 | Rate Constraint in lbs/MWh | FALSE | L | Annual | Allowances Purchased NOX | Thousand Tons | 0 | 0 | 0 | 0 | 0 | 0 | 0
NJ Non-HEDD CT NGas Units - Nox Rate Annual v5.12, Unit 922 and retrofits | 851 | 2455 | Rate Constraint in lbs/MWh | FALSE | L | Annual | Allowances Sold NOX | Thousand Tons | 0 | 0 | 0 | 0 | 0 | 0 | 0
NJ Non-HEDD CT NGas Units - Nox Rate Annual v5.12, Unit 922 and retrofits | 851 | 2455 | Rate Constraint in lbs/MWh | FALSE | L | Annual | Allowances Banked | Thousand Tons | 0 | 0 | 0 | 0 | 0 | 0 | 0
NJ Non-HEDD CT NGas Units - Nox Rate Annual v5.12, Unit 922 and retrofits | 851 | 2455 | Rate Constraint in lbs/MWh | FALSE | L | Annual | Allowances Withdrawn (1:1) | Thousand Tons | 0 | 0 | 0 | 0 | 0 | 0 | 0
NJ Non-HEDD CT NGas Units - Nox Rate Annual v5.12, Unit 922 and retrofits | 851 | 2455 | Rate Constraint in lbs/MWh | FALSE | L | Annual | Allowances Withdrawn (n:1) | Thousand Tons | 0 | 0 | 0 | 0 | 0 | 0 | 0
NJ Non-HEDD CT NGas Units - Nox Rate Annual v5.12, Unit 922 and retrofits | 851 | 2455 | Rate Constraint in lbs/MWh | FALSE | L | Annual | Net Emissions Allowance Position | Thousand Tons | 0.0050992 | 0.0050992 | 0.0050992 | 0.0050992 | 0.0050992 | 0 | 0
NJ Non-HEDD CT NGas Units - Nox Rate Annual v5.12, Unit 922 and retrofits | 851 | 2455 | Rate Constraint in lbs/MWh | FALSE | L | Annual | Fuel Consumed | TBtu | 0.093509 | 0.093509 | 0.093509 | 0.093509 | 0.093509 | 0 | 0
NJ Non-HEDD CT NGas Units - Nox Rate Annual v5.12, Unit 922 and retrofits | 851 | 2455 | Rate Constraint in lbs/MWh | FALSE | L | Annual | Rate | lb/MMBtu | 0.10906 | 0.10906 | 0.10906 | 0.10906 | 0.10906 | 0 | 0
NJ Non-HEDD CT NGas Units - Nox Rate Annual v5.12, Unit 922 and retrofits | 851 | 2455 | Rate Constraint in lbs/MWh | FALSE | L | Annual | Generation | TWh | 0.0050005 | 0.0050005 | 0.0050005 | 0.0050005 | 0.0050005 | 0 | 0
NJ Non-HEDD CT NGas Units - Nox Rate Annual v5.12, Unit 922 and retrofits | 851 | 2455 | Rate Constraint in lbs/MWh | FALSE | L | Annual | Qualifying Generation | TWh | 0.0050005 | 0.0050005 | 0.0050005 | 0.0050005 | 0.0050005 | 0 | 0
NJ Non-HEDD CT NGas Units - Nox Rate Annual v5.12, Unit 922 and retrofits | 851 | 2455 | Rate Constraint in lbs/MWh | FALSE | L | Annual | Constraint Shadow Price | US2011$/Ton | 0 | 0 | 0 | 0 | 0 | 0 | 0
NJ Non-HEDD CT NGas Units - Nox Rate Annual v5.12, Unit 923 and retrofits | 852 | 2455 | Rate Constraint in lbs/MWh | FALSE | L | Annual | Seasons Included | Seasons | Winter, Summer | Winter, Summer | Winter, Summer | Winter, Summer | Winter, Summer | Winter, Summer | Winter, Summer
NJ Non-HEDD CT NGas Units - Nox Rate Annual v5.12, Unit 923 and retrofits | 852 | 2455 | Rate Constraint in lbs/MWh | FALSE | L | Annual | Standard | lb/MWh | 2.2 | 2.2 | 2.2 | 2.2 | 2.2 | 2.2 | 2.2
NJ Non-HEDD CT NGas Units - Nox Rate Annual v5.12, Unit 923 and retrofits | 852 | 2455 | Rate Constraint in lbs/MWh | FALSE | L | Annual | Emissions at Affected Plants NOX | Thousand Tons | 0.0037514 | 0.0037514 | 0.0037514 | 0.0037514 | 0.0037514 | 0.0037514 | 0.0037514
NJ Non-HEDD CT NGas Units - Nox Rate Annual v5.12, Unit 923 and retrofits | 852 | 2455 | Rate Constraint in lbs/MWh | FALSE | L | Annual | Allowances Purchased NOX | Thousand Tons | 0 | 0 | 0 | 0 | 0 | 0 | 0
NJ Non-HEDD CT NGas Units - Nox Rate Annual v5.12, Unit 923 and retrofits | 852 | 2455 | Rate Constraint in lbs/MWh | FALSE | L | Annual | Allowances Sold NOX | Thousand Tons | 0 | 0 | 0 | 0 | 0 | 0 | 0
NJ Non-HEDD CT NGas Units - Nox Rate Annual v5.12, Unit 923 and retrofits | 852 | 2455 | Rate Constraint in lbs/MWh | FALSE | L | Annual | Allowances Banked | Thousand Tons | 0 | 0 | 0 | 0 | 0 | 0 | 0
NJ Non-HEDD CT NGas Units - Nox Rate Annual v5.12, Unit 923 and retrofits | 852 | 2455 | Rate Constraint in lbs/MWh | FALSE | L | Annual | Allowances Withdrawn (1:1) | Thousand Tons | 0 | 0 | 0 | 0 | 0 | 0 | 0
NJ Non-HEDD CT NGas Units - Nox Rate Annual v5.12, Unit 923 and retrofits | 852 | 2455 | Rate Constraint in lbs/MWh | FALSE | L | Annual | Allowances Withdrawn (n:1) | Thousand Tons | 0 | 0 | 0 | 0 | 0 | 0 | 0
NJ Non-HEDD CT NGas Units - Nox Rate Annual v5.12, Unit 923 and retrofits | 852 | 2455 | Rate Constraint in lbs/MWh | FALSE | L | Annual | Net Emissions Allowance Position | Thousand Tons | 0.0037514 | 0.0037514 | 0.0037514 | 0.0037514 | 0.0037514 | 0.0037514 | 0.0037514
NJ Non-HEDD CT NGas Units - Nox Rate Annual v5.12, Unit 923 and retrofits | 852 | 2455 | Rate Constraint in lbs/MWh | FALSE | L | Annual | Fuel Consumed | TBtu | 0.081115 | 0.081115 | 0.081115 | 0.081115 | 0.081115 | 0.081115 | 0.081115
NJ Non-HEDD CT NGas Units - Nox Rate Annual v5.12, Unit 923 and retrofits | 852 | 2455 | Rate Constraint in lbs/MWh | FALSE | L | Annual | Rate | lb/MMBtu | 0.092495 | 0.092495 | 0.092495 | 0.092495 | 0.092495 | 0.092495 | 0.092495
NJ Non-HEDD CT NGas Units - Nox Rate Annual v5.12, Unit 923 and retrofits | 852 | 2455 | Rate Constraint in lbs/MWh | FALSE | L | Annual | Generation | TWh | 0.0074747 | 0.0074747 | 0.0074747 | 0.0074747 | 0.0074747 | 0.0074747 | 0.0074747
NJ Non-HEDD CT NGas Units - Nox Rate Annual v5.12, Unit 923 and retrofits | 852 | 2455 | Rate Constraint in lbs/MWh | FALSE | L | Annual | Qualifying Generation | TWh | 0.0074747 | 0.0074747 | 0.0074747 | 0.0074747 | 0.0074747 | 0.0074747 | 0.0074747
NJ Non-HEDD CT NGas Units - Nox Rate Annual v5.12, Unit 923 and retrofits | 852 | 2455 | Rate Constraint in lbs/MWh | FALSE | L | Annual | Constraint Shadow Price | US2011$/Ton | 0 | 0 | 0 | 0 | 0 | 0 | 0
NJ Non-HEDD CT NGas Units - Nox Rate Annual v5.12, Unit 924 and retrofits | 853 | 2455 | Rate Constraint in lbs/MWh | FALSE | L | Annual | Seasons Included | Seasons | Winter, Summer | Winter, Summer | Winter, Summer | Winter, Summer | Winter, Summer | Winter, Summer | Winter, Summer
NJ Non-HEDD CT NGas Units - Nox Rate Annual v5.12, Unit 924 and retrofits | 853 | 2455 | Rate Constraint in lbs/MWh | FALSE | L | Annual | Standard | lb/MWh | 2.2 | 2.2 | 2.2 | 2.2 | 2.2 | 2.2 | 2.2
NJ Non-HEDD CT NGas Units - Nox Rate Annual v5.12, Unit 924 and retrofits | 853 | 2455 | Rate Constraint in lbs/MWh | FALSE | L | Annual | Emissions at Affected Plants NOX | Thousand Tons | 0.0036329 | 0.0036329 | 0.0036329 | 0.0036329 | 0.0036329 | 0.0036329 | 0.0036329
NJ Non-HEDD CT NGas Units - Nox Rate Annual v5.12, Unit 924 and retrofits | 853 | 2455 | Rate Constraint in lbs/MWh | FALSE | L | Annual | Allowances Purchased NOX | Thousand Tons | 0 | 0 | 0 | 0 | 0 | 0 | 0
NJ Non-HEDD CT NGas Units - Nox Rate Annual v5.12, Unit 924 and retrofits | 853 | 2455 | Rate Constraint in lbs/MWh | FALSE | L | Annual | Allowances Sold NOX | Thousand Tons | 0 | 0 | 0 | 0 | 0 | 0 | 0
NJ Non-HEDD CT NGas Units - Nox Rate Annual v5.12, Unit 924 and retrofits | 853 | 2455 | Rate Constraint in lbs/MWh | FALSE | L | Annual | Allowances Banked | Thousand Tons | 0 | 0 | 0 | 0 | 0 | 0 | 0
NJ Non-HEDD CT NGas Units - Nox Rate Annual v5.12, Unit 924 and retrofits | 853 | 2455 | Rate Constraint in lbs/MWh | FALSE | L | Annual | Allowances Withdrawn (1:1) | Thousand Tons | 0 | 0 | 0 | 0 | 0 | 0 | 0
NJ Non-HEDD CT NGas Units - Nox Rate Annual v5.12, Unit 924 and retrofits | 853 | 2455 | Rate Constraint in lbs/MWh | FALSE | L | Annual | Allowances Withdrawn (n:1) | Thousand Tons | 0 | 0 | 0 | 0 | 0 | 0 | 0
NJ Non-HEDD CT NGas Units - Nox Rate Annual v5.12, Unit 924 and retrofits | 853 | 2455 | Rate Constraint in lbs/MWh | FALSE | L | Annual | Net Emissions Allowance Position | Thousand Tons | 0.0036329 | 0.0036329 | 0.0036329 | 0.0036329 | 0.0036329 | 0.0036329 | 0.0036329
NJ Non-HEDD CT NGas Units - Nox Rate Annual v5.12, Unit 924 and retrofits | 853 | 2455 | Rate Constraint in lbs/MWh | FALSE | L | Annual | Fuel Consumed | TBtu | 0.079864 | 0.079864 | 0.079864 | 0.079864 | 0.079864 | 0.079864 | 0.079864
NJ Non-HEDD CT NGas Units - Nox Rate Annual v5.12, Unit 924 and retrofits | 853 | 2455 | Rate Constraint in lbs/MWh | FALSE | L | Annual | Rate | lb/MMBtu | 0.090976 | 0.090976 | 0.090976 | 0.090976 | 0.090976 | 0.090976 | 0.090976
NJ Non-HEDD CT NGas Units - Nox Rate Annual v5.12, Unit 924 and retrofits | 853 | 2455 | Rate Constraint in lbs/MWh | FALSE | L | Annual | Generation | TWh | 0.0073594 | 0.0073594 | 0.0073594 | 0.0073594 | 0.0073594 | 0.0073594 | 0.0073594
NJ Non-HEDD CT NGas Units - Nox Rate Annual v5.12, Unit 924 and retrofits | 853 | 2455 | Rate Constraint in lbs/MWh | FALSE | L | Annual | Qualifying Generation | TWh | 0.0073594 | 0.0073594 | 0.0073594 | 0.0073594 | 0.0073594 | 0.0073594 | 0.0073594
NJ Non-HEDD CT NGas Units - Nox Rate Annual v5.12, Unit 924 and retrofits | 853 | 2455 | Rate Constraint in lbs/MWh | FALSE | L | Annual | Constraint Shadow Price | US2011$/Ton | 0 | 0 | 0 | 0 | 0 | 0 | 0
NJ Non-HEDD CT NGas Units - Nox Rate Annual v5.12, Unit 925 and retrofits | 854 | 2455 | Rate Constraint in lbs/MWh | FALSE | L | Annual | Seasons Included | Seasons | Winter, Summer | Winter, Summer | Winter, Summer | Winter, Summer | Winter, Summer | Winter, Summer | Winter, Summer
NJ Non-HEDD CT NGas Units - Nox Rate Annual v5.12, Unit 925 and retrofits | 854 | 2455 | Rate Constraint in lbs/MWh | FALSE | L | Annual | Standard | lb/MWh | 2.2 | 2.2 | 2.2 | 2.2 | 2.2 | 2.2 | 2.2
NJ Non-HEDD CT NGas Units - Nox Rate Annual v5.12, Unit 925 and retrofits | 854 | 2455 | Rate Constraint in lbs/MWh | FALSE | L | Annual | Emissions at Affected Plants NOX | Thousand Tons | 0.0036254 | 0.0036254 | 0.0036254 | 0.0036254 | 0.0036254 | 0.0036254 | 0.0036254
NJ Non-HEDD CT NGas Units - Nox Rate Annual v5.12, Unit 925 and retrofits | 854 | 2455 | Rate Constraint in lbs/MWh | FALSE | L | Annual | Allowances Purchased NOX | Thousand Tons | 0 | 0 | 0 | 0 | 0 | 0 | 0
NJ Non-HEDD CT NGas Units - Nox Rate Annual v5.12, Unit 925 and retrofits | 854 | 2455 | Rate Constraint in lbs/MWh | FALSE | L | Annual | Allowances Sold NOX | Thousand Tons | 0 | 0 | 0 | 0 | 0 | 0 | 0
NJ Non-HEDD CT NGas Units - Nox Rate Annual v5.12, Unit 925 and retrofits | 854 | 2455 | Rate Constraint in lbs/MWh | FALSE | L | Annual | Allowances Banked | Thousand Tons | 0 | 0 | 0 | 0 | 0 | 0 | 0
NJ Non-HEDD CT NGas Units - Nox Rate Annual v5.12, Unit 925 and retrofits | 854 | 2455 | Rate Constraint in lbs/MWh | FALSE | L | Annual | Allowances Withdrawn (1:1) | Thousand Tons | 0 | 0 | 0 | 0 | 0 | 0 | 0
NJ Non-HEDD CT NGas Units - Nox Rate Annual v5.12, Unit 925 and retrofits | 854 | 2455 | Rate Constraint in lbs/MWh | FALSE | L | Annual | Allowances Withdrawn (n:1) | Thousand Tons | 0 | 0 | 0 | 0 | 0 | 0 | 0
NJ Non-HEDD CT NGas Units - Nox Rate Annual v5.12, Unit 925 and retrofits | 854 | 2455 | Rate Constraint in lbs/MWh | FALSE | L | Annual | Net Emissions Allowance Position | Thousand Tons | 0.0036254 | 0.0036254 | 0.0036254 | 0.0036254 | 0.0036254 | 0.0036254 | 0.0036254
NJ Non-HEDD CT NGas Units - Nox Rate Annual v5.12, Unit 925 and retrofits | 854 | 2455 | Rate Constraint in lbs/MWh | FALSE | L | Annual | Fuel Consumed | TBtu | 0.079507 | 0.079507 | 0.079507 | 0.079507 | 0.079507 | 0.079507 | 0.079507
NJ Non-HEDD CT NGas Units - Nox Rate Annual v5.12, Unit 925 and retrofits | 854 | 2455 | Rate Constraint in lbs/MWh | FALSE | L | Annual | Rate | lb/MMBtu | 0.091198 | 0.091198 | 0.091198 | 0.091198 | 0.091198 | 0.091198 | 0.091198
NJ Non-HEDD CT NGas Units - Nox Rate Annual v5.12, Unit 925 and retrofits | 854 | 2455 | Rate Constraint in lbs/MWh | FALSE | L | Annual | Generation | TWh | 0.0073265 | 0.0073265 | 0.0073265 | 0.0073265 | 0.0073265 | 0.0073265 | 0.0073265
NJ Non-HEDD CT NGas Units - Nox Rate Annual v5.12, Unit 925 and retrofits | 854 | 2455 | Rate Constraint in lbs/MWh | FALSE | L | Annual | Qualifying Generation | TWh | 0.0073265 | 0.0073265 | 0.0073265 | 0.0073265 | 0.0073265 | 0.0073265 | 0.0073265
NJ Non-HEDD CT NGas Units - Nox Rate Annual v5.12, Unit 925 and retrofits | 854 | 2455 | Rate Constraint in lbs/MWh | FALSE | L | Annual | Constraint Shadow Price | US2011$/Ton | 0 | 0 | 0 | 0 | 0 | 0 | 0
NJ Non-HEDD CT NGas Units - Nox Rate Annual v5.12, Unit 926 and retrofits | 855 | 2455 | Rate Constraint in lbs/MWh | FALSE | L | Annual | Seasons Included | Seasons | Winter, Summer | Winter, Summer | Winter, Summer | Winter, Summer | Winter, Summer | Winter, Summer | Winter, Summer
NJ Non-HEDD CT NGas Units - Nox Rate Annual v5.12, Unit 926 and retrofits | 855 | 2455 | Rate Constraint in lbs/MWh | FALSE | L | Annual | Standard | lb/MWh | 2.2 | 2.2 | 2.2 | 2.2 | 2.2 | 2.2 | 2.2
NJ Non-HEDD CT NGas Units - Nox Rate Annual v5.12, Unit 926 and retrofits | 855 | 2455 | Rate Constraint in lbs/MWh | FALSE | L | Annual | Emissions at Affected Plants NOX | Thousand Tons | 0.0037972 | 0.0037972 | 0.0037972 | 0.0037972 | 0.0037972 | 0.0037972 | 0.0037972
NJ Non-HEDD CT NGas Units - Nox Rate Annual v5.12, Unit 926 and retrofits | 855 | 2455 | Rate Constraint in lbs/MWh | FALSE | L | Annual | Allowances Purchased NOX | Thousand Tons | 0 | 0 | 0 | 0 | 0 | 0 | 0
NJ Non-HEDD CT NGas Units - Nox Rate Annual v5.12, Unit 926 and retrofits | 855 | 2455 | Rate Constraint in lbs/MWh | FALSE | L | Annual | Allowances Sold NOX | Thousand Tons | 0 | 0 | 0 | 0 | 0 | 0 | 0
NJ Non-HEDD CT NGas Units - Nox Rate Annual v5.12, Unit 926 and retrofits | 855 | 2455 | Rate Constraint in lbs/MWh | FALSE | L | Annual | Allowances Banked | Thousand Tons | 0 | 0 | 0 | 0 | 0 | 0 | 0
NJ Non-HEDD CT NGas Units - Nox Rate Annual v5.12, Unit 926 and retrofits | 855 | 2455 | Rate Constraint in lbs/MWh | FALSE | L | Annual | Allowances Withdrawn (1:1) | Thousand Tons | 0 | 0 | 0 | 0 | 0 | 0 | 0
NJ Non-HEDD CT NGas Units - Nox Rate Annual v5.12, Unit 926 and retrofits | 855 | 2455 | Rate Constraint in lbs/MWh | FALSE | L | Annual | Allowances Withdrawn (n:1) | Thousand Tons | 0 | 0 | 0 | 0 | 0 | 0 | 0
NJ Non-HEDD CT NGas Units - Nox Rate Annual v5.12, Unit 926 and retrofits | 855 | 2455 | Rate Constraint in lbs/MWh | FALSE | L | Annual | Net Emissions Allowance Position | Thousand Tons | 0.0037972 | 0.0037972 | 0.0037972 | 0.0037972 | 0.0037972 | 0.0037972 | 0.0037972
NJ Non-HEDD CT NGas Units - Nox Rate Annual v5.12, Unit 926 and retrofits | 855 | 2455 | Rate Constraint in lbs/MWh | FALSE | L | Annual | Fuel Consumed | TBtu | 0.081115 | 0.081115 | 0.081115 | 0.081115 | 0.081115 | 0.081115 | 0.081115
NJ Non-HEDD CT NGas Units - Nox Rate Annual v5.12, Unit 926 and retrofits | 855 | 2455 | Rate Constraint in lbs/MWh | FALSE | L | Annual | Rate | lb/MMBtu | 0.093624 | 0.093624 | 0.093624 | 0.093624 | 0.093624 | 0.093624 | 0.093624
NJ Non-HEDD CT NGas Units - Nox Rate Annual v5.12, Unit 926 and retrofits | 855 | 2455 | Rate Constraint in lbs/MWh | FALSE | L | Annual | Generation | TWh | 0.0074747 | 0.0074747 | 0.0074747 | 0.0074747 | 0.0074747 | 0.0074747 | 0.0074747
NJ Non-HEDD CT NGas Units - Nox Rate Annual v5.12, Unit 926 and retrofits | 855 | 2455 | Rate Constraint in lbs/MWh | FALSE | L | Annual | Qualifying Generation | TWh | 0.0074747 | 0.0074747 | 0.0074747 | 0.0074747 | 0.0074747 | 0.0074747 | 0.0074747
NJ Non-HEDD CT NGas Units - Nox Rate Annual v5.12, Unit 926 and retrofits | 855 | 2455 | Rate Constraint in lbs/MWh | FALSE | L | Annual | Constraint Shadow Price | US2011$/Ton | 0 | 0 | 0 | 0 | 0 | 0 | 0
NJ Non-HEDD CT NGas Units - Nox Rate Annual v5.12, Unit 927 and retrofits | 856 | 2455 | Rate Constraint in lbs/MWh | FALSE | L | Annual | Seasons Included | Seasons | Winter, Summer | Winter, Summer | Winter, Summer | Winter, Summer | Winter, Summer | Winter, Summer | Winter, Summer
NJ Non-HEDD CT NGas Units - Nox Rate Annual v5.12, Unit 927 and retrofits | 856 | 2455 | Rate Constraint in lbs/MWh | FALSE | L | Annual | Standard | lb/MWh | 2.2 | 2.2 | 2.2 | 2.2 | 2.2 | 2.2 | 2.2
NJ Non-HEDD CT NGas Units - Nox Rate Annual v5.12, Unit 927 and retrofits | 856 | 2455 | Rate Constraint in lbs/MWh | FALSE | L | Annual | Emissions at Affected Plants NOX | Thousand Tons | 0.0031536 | 0.0031536 | 0.0031536 | 0.0031536 | 0.0031536 | 0.0072867 | 0.016031
NJ Non-HEDD CT NGas Units - Nox Rate Annual v5.12, Unit 927 and retrofits | 856 | 2455 | Rate Constraint in lbs/MWh | FALSE | L | Annual | Allowances Purchased NOX | Thousand Tons | 0 | 0 | 0 | 0 | 0 | 0 | 0
NJ Non-HEDD CT NGas Units - Nox Rate Annual v5.12, Unit 927 and retrofits | 856 | 2455 | Rate Constraint in lbs/MWh | FALSE | L | Annual | Allowances Sold NOX | Thousand Tons | 0 | 0 | 0 | 0 | 0 | 0 | 0
NJ Non-HEDD CT NGas Units - Nox Rate Annual v5.12, Unit 927 and retrofits | 856 | 2455 | Rate Constraint in lbs/MWh | FALSE | L | Annual | Allowances Banked | Thousand Tons | 0 | 0 | 0 | 0 | 0 | 0 | 0
NJ Non-HEDD CT NGas Units - Nox Rate Annual v5.12, Unit 927 and retrofits | 856 | 2455 | Rate Constraint in lbs/MWh | FALSE | L | Annual | Allowances Withdrawn (1:1) | Thousand Tons | 0 | 0 | 0 | 0 | 0 | 0 | 0
NJ Non-HEDD CT NGas Units - Nox Rate Annual v5.12, Unit 927 and retrofits | 856 | 2455 | Rate Constraint in lbs/MWh | FALSE | L | Annual | Allowances Withdrawn (n:1) | Thousand Tons | 0 | 0 | 0 | 0 | 0 | 0 | 0
NJ Non-HEDD CT NGas Units - Nox Rate Annual v5.12, Unit 927 and retrofits | 856 | 2455 | Rate Constraint in lbs/MWh | FALSE | L | Annual | Net Emissions Allowance Position | Thousand Tons | 0.0031536 | 0.0031536 | 0.0031536 | 0.0031536 | 0.0031536 | 0.0072867 | 0.016031
NJ Non-HEDD CT NGas Units - Nox Rate Annual v5.12, Unit 927 and retrofits | 856 | 2455 | Rate Constraint in lbs/MWh | FALSE | L | Annual | Fuel Consumed | TBtu | 0.041539 | 0.041539 | 0.041539 | 0.041539 | 0.041539 | 0.095979 | 0.21116
NJ Non-HEDD CT NGas Units - Nox Rate Annual v5.12, Unit 927 and retrofits | 856 | 2455 | Rate Constraint in lbs/MWh | FALSE | L | Annual | Rate | lb/MMBtu | 0.15184 | 0.15184 | 0.15184 | 0.15184 | 0.15184 | 0.15184 | 0.15184
NJ Non-HEDD CT NGas Units - Nox Rate Annual v5.12, Unit 927 and retrofits | 856 | 2455 | Rate Constraint in lbs/MWh | FALSE | L | Annual | Generation | TWh | 0.0028669 | 0.0028669 | 0.0028669 | 0.0028669 | 0.0028669 | 0.0066243 | 0.014574
NJ Non-HEDD CT NGas Units - Nox Rate Annual v5.12, Unit 927 and retrofits | 856 | 2455 | Rate Constraint in lbs/MWh | FALSE | L | Annual | Qualifying Generation | TWh | 0.0028669 | 0.0028669 | 0.0028669 | 0.0028669 | 0.0028669 | 0.0066243 | 0.014574
NJ Non-HEDD CT NGas Units - Nox Rate Annual v5.12, Unit 927 and retrofits | 856 | 2455 | Rate Constraint in lbs/MWh | FALSE | L | Annual | Constraint Shadow Price | US2011$/Ton | 0 | 0 | 0 | 0 | 0 | 0 | 0
NJ Non-HEDD CT NGas Units - Nox Rate Annual v5.12, Unit 928 and retrofits | 857 | 2455 | Rate Constraint in lbs/MWh | FALSE | L | Annual | Seasons Included | Seasons | Winter, Summer | Winter, Summer | Winter, Summer | Winter, Summer | Winter, Summer | Winter, Summer | Winter, Summer
NJ Non-HEDD CT NGas Units - Nox Rate Annual v5.12, Unit 928 and retrofits | 857 | 2455 | Rate Constraint in lbs/MWh | FALSE | L | Annual | Standard | lb/MWh | 2.2 | 2.2 | 2.2 | 2.2 | 2.2 | 2.2 | 2.2
NJ Non-HEDD CT NGas Units - Nox Rate Annual v5.12, Unit 928 and retrofits | 857 | 2455 | Rate Constraint in lbs/MWh | FALSE | L | Annual | Emissions at Affected Plants NOX | Thousand Tons | 0.0016026 | 0.0016026 | 0.0016026 | 0.0016026 | 0.0016026 | 0 | 0
NJ Non-HEDD CT NGas Units - Nox Rate Annual v5.12, Unit 928 and retrofits | 857 | 2455 | Rate Constraint in lbs/MWh | FALSE | L | Annual | Allowances Purchased NOX | Thousand Tons | 0 | 0 | 0 | 0 | 0 | 0 | 0
NJ Non-HEDD CT NGas Units - Nox Rate Annual v5.12, Unit 928 and retrofits | 857 | 2455 | Rate Constraint in lbs/MWh | FALSE | L | Annual | Allowances Sold NOX | Thousand Tons | 0 | 0 | 0 | 0 | 0 | 0 | 0
NJ Non-HEDD CT NGas Units - Nox Rate Annual v5.12, Unit 928 and retrofits | 857 | 2455 | Rate Constraint in lbs/MWh | FALSE | L | Annual | Allowances Banked | Thousand Tons | 0 | 0 | 0 | 0 | 0 | 0 | 0
NJ Non-HEDD CT NGas Units - Nox Rate Annual v5.12, Unit 928 and retrofits | 857 | 2455 | Rate Constraint in lbs/MWh | FALSE | L | Annual | Allowances Withdrawn (1:1) | Thousand Tons | 0 | 0 | 0 | 0 | 0 | 0 | 0
NJ Non-HEDD CT NGas Units - Nox Rate Annual v5.12, Unit 928 and retrofits | 857 | 2455 | Rate Constraint in lbs/MWh | FALSE | L | Annual | Allowances Withdrawn (n:1) | Thousand Tons | 0 | 0 | 0 | 0 | 0 | 0 | 0
NJ Non-HEDD CT NGas Units - Nox Rate Annual v5.12, Unit 928 and retrofits | 857 | 2455 | Rate Constraint in lbs/MWh | FALSE | L | Annual | Net Emissions Allowance Position | Thousand Tons | 0.0016026 | 0.0016026 | 0.0016026 | 0.0016026 | 0.0016026 | 0 | 0
NJ Non-HEDD CT NGas Units - Nox Rate Annual v5.12, Unit 928 and retrofits | 857 | 2455 | Rate Constraint in lbs/MWh | FALSE | L | Annual | Fuel Consumed | TBtu | 0.024982 | 0.024982 | 0.024982 | 0.024982 | 0.024982 | 0 | 0
NJ Non-HEDD CT NGas Units - Nox Rate Annual v5.12, Unit 928 and retrofits | 857 | 2455 | Rate Constraint in lbs/MWh | FALSE | L | Annual | Rate | lb/MMBtu | 0.1283 | 0.1283 | 0.1283 | 0.1283 | 0.1283 | 0 | 0
NJ Non-HEDD CT NGas Units - Nox Rate Annual v5.12, Unit 928 and retrofits | 857 | 2455 | Rate Constraint in lbs/MWh | FALSE | L | Annual | Generation | TWh | 0.0014575 | 0.0014575 | 0.0014575 | 0.0014575 | 0.0014575 | 0 | 0
NJ Non-HEDD CT NGas Units - Nox Rate Annual v5.12, Unit 928 and retrofits | 857 | 2455 | Rate Constraint in lbs/MWh | FALSE | L | Annual | Qualifying Generation | TWh | 0.0014575 | 0.0014575 | 0.0014575 | 0.0014575 | 0.0014575 | 0 | 0
NJ Non-HEDD CT NGas Units - Nox Rate Annual v5.12, Unit 928 and retrofits | 857 | 2455 | Rate Constraint in lbs/MWh | FALSE | L | Annual | Constraint Shadow Price | US2011$/Ton | 0 | 0 | 0 | 0 | 0 | 0 | 0
NJ Non-HEDD CT NGas Units - Nox Rate Annual v5.12, Unit 929 and retrofits | 858 | 2455 | Rate Constraint in lbs/MWh | FALSE | L | Annual | Seasons Included | Seasons | Winter, Summer | Winter, Summer | Winter, Summer | Winter, Summer | Winter, Summer | Winter, Summer | Winter, Summer
NJ Non-HEDD CT NGas Units - Nox Rate Annual v5.12, Unit 929 and retrofits | 858 | 2455 | Rate Constraint in lbs/MWh | FALSE | L | Annual | Standard | lb/MWh | 2.2 | 2.2 | 2.2 | 2.2 | 2.2 | 2.2 | 2.2
NJ Non-HEDD CT NGas Units - Nox Rate Annual v5.12, Unit 929 and retrofits | 858 | 2455 | Rate Constraint in lbs/MWh | FALSE | L | Annual | Emissions at Affected Plants NOX | Thousand Tons | 0.0017093 | 0.0017093 | 0.0017093 | 0.0017093 | 0.0017093 | 0 | 0
NJ Non-HEDD CT NGas Units - Nox Rate Annual v5.12, Unit 929 and retrofits | 858 | 2455 | Rate Constraint in lbs/MWh | FALSE | L | Annual | Allowances Purchased NOX | Thousand Tons | 0 | 0 | 0 | 0 | 0 | 0 | 0
NJ Non-HEDD CT NGas Units - Nox Rate Annual v5.12, Unit 929 and retrofits | 858 | 2455 | Rate Constraint in lbs/MWh | FALSE | L | Annual | Allowances Sold NOX | Thousand Tons | 0 | 0 | 0 | 0 | 0 | 0 | 0
NJ Non-HEDD CT NGas Units - Nox Rate Annual v5.12, Unit 929 and retrofits | 858 | 2455 | Rate Constraint in lbs/MWh | FALSE | L | Annual | Allowances Banked | Thousand Tons | 0 | 0 | 0 | 0 | 0 | 0 | 0
NJ Non-HEDD CT NGas Units - Nox Rate Annual v5.12, Unit 929 and retrofits | 858 | 2455 | Rate Constraint in lbs/MWh | FALSE | L | Annual | Allowances Withdrawn (1:1) | Thousand Tons | 0 | 0 | 0 | 0 | 0 | 0 | 0
NJ Non-HEDD CT NGas Units - Nox Rate Annual v5.12, Unit 929 and retrofits | 858 | 2455 | Rate Constraint in lbs/MWh | FALSE | L | Annual | Allowances Withdrawn (n:1) | Thousand Tons | 0 | 0 | 0 | 0 | 0 | 0 | 0
NJ Non-HEDD CT NGas Units - Nox Rate Annual v5.12, Unit 929 and retrofits | 858 | 2455 | Rate Constraint in lbs/MWh | FALSE | L | Annual | Net Emissions Allowance Position | Thousand Tons | 0.0017093 | 0.0017093 | 0.0017093 | 0.0017093 | 0.0017093 | 0 | 0
NJ Non-HEDD CT NGas Units - Nox Rate Annual v5.12, Unit 929 and retrofits | 858 | 2455 | Rate Constraint in lbs/MWh | FALSE | L | Annual | Fuel Consumed | TBtu | 0.026625 | 0.026625 | 0.026625 | 0.026625 | 0.026625 | 0 | 0
NJ Non-HEDD CT NGas Units - Nox Rate Annual v5.12, Unit 929 and retrofits | 858 | 2455 | Rate Constraint in lbs/MWh | FALSE | L | Annual | Rate | lb/MMBtu | 0.1284 | 0.1284 | 0.1284 | 0.1284 | 0.1284 | 0 | 0
NJ Non-HEDD CT NGas Units - Nox Rate Annual v5.12, Unit 929 and retrofits | 858 | 2455 | Rate Constraint in lbs/MWh | FALSE | L | Annual | Generation | TWh | 0.0015546 | 0.0015546 | 0.0015546 | 0.0015546 | 0.0015546 | 0 | 0
NJ Non-HEDD CT NGas Units - Nox Rate Annual v5.12, Unit 929 and retrofits | 858 | 2455 | Rate Constraint in lbs/MWh | FALSE | L | Annual | Qualifying Generation | TWh | 0.0015546 | 0.0015546 | 0.0015546 | 0.0015546 | 0.0015546 | 0 | 0
NJ Non-HEDD CT NGas Units - Nox Rate Annual v5.12, Unit 929 and retrofits | 858 | 2455 | Rate Constraint in lbs/MWh | FALSE | L | Annual | Constraint Shadow Price | US2011$/Ton | 0 | 0 | 0 | 0 | 0 | 0 | 0
NJ Non-HEDD CT NGas Units - Nox Rate Annual v5.12, Unit 942 and retrofits | 859 | 2455 | Rate Constraint in lbs/MWh | FALSE | L | Annual | Seasons Included | Seasons | Winter, Summer | Winter, Summer | Winter, Summer | Winter, Summer | Winter, Summer | Winter, Summer | Winter, Summer
NJ Non-HEDD CT NGas Units - Nox Rate Annual v5.12, Unit 942 and retrofits | 859 | 2455 | Rate Constraint in lbs/MWh | FALSE | L | Annual | Standard | lb/MWh | 2.2 | 2.2 | 2.2 | 2.2 | 2.2 | 2.2 | 2.2
NJ Non-HEDD CT NGas Units - Nox Rate Annual v5.12, Unit 942 and retrofits | 859 | 2455 | Rate Constraint in lbs/MWh | FALSE | L | Annual | Emissions at Affected Plants NOX | Thousand Tons | 0.012274 | 0.0040838 | 0.0040838 | 0.012274 | 0.0040838 | 0.0040838 | 0.0040838
NJ Non-HEDD CT NGas Units - Nox Rate Annual v5.12, Unit 942 and retrofits | 859 | 2455 | Rate Constraint in lbs/MWh | FALSE | L | Annual | Allowances Purchased NOX | Thousand Tons | 0 | 0 | 0 | 0 | 0 | 0 | 0
NJ Non-HEDD CT NGas Units - Nox Rate Annual v5.12, Unit 942 and retrofits | 859 | 2455 | Rate Constraint in lbs/MWh | FALSE | L | Annual | Allowances Sold NOX | Thousand Tons | 0 | 0 | 0 | 0 | 0 | 0 | 0
NJ Non-HEDD CT NGas Units - Nox Rate Annual v5.12, Unit 942 and retrofits | 859 | 2455 | Rate Constraint in lbs/MWh | FALSE | L | Annual | Allowances Banked | Thousand Tons | 0 | 0 | 0 | 0 | 0 | 0 | 0
NJ Non-HEDD CT NGas Units - Nox Rate Annual v5.12, Unit 942 and retrofits | 859 | 2455 | Rate Constraint in lbs/MWh | FALSE | L | Annual | Allowances Withdrawn (1:1) | Thousand Tons | 0 | 0 | 0 | 0 | 0 | 0 | 0
NJ Non-HEDD CT NGas Units - Nox Rate Annual v5.12, Unit 942 and retrofits | 859 | 2455 | Rate Constraint in lbs/MWh | FALSE | L | Annual | Allowances Withdrawn (n:1) | Thousand Tons | 0 | 0 | 0 | 0 | 0 | 0 | 0
NJ Non-HEDD CT NGas Units - Nox Rate Annual v5.12, Unit 942 and retrofits | 859 | 2455 | Rate Constraint in lbs/MWh | FALSE | L | Annual | Net Emissions Allowance Position | Thousand Tons | 0.012274 | 0.0040838 | 0.0040838 | 0.012274 | 0.0040838 | 0.0040838 | 0.0040838
NJ Non-HEDD CT NGas Units - Nox Rate Annual v5.12, Unit 942 and retrofits | 859 | 2455 | Rate Constraint in lbs/MWh | FALSE | L | Annual | Fuel Consumed | TBtu | 0.30684 | 0.10209 | 0.10209 | 0.30684 | 0.10209 | 0.10209 | 0.10209
NJ Non-HEDD CT NGas Units - Nox Rate Annual v5.12, Unit 942 and retrofits | 859 | 2455 | Rate Constraint in lbs/MWh | FALSE | L | Annual | Rate | lb/MMBtu | 0.08 | 0.08 | 0.08 | 0.08 | 0.08 | 0.08 | 0.08
NJ Non-HEDD CT NGas Units - Nox Rate Annual v5.12, Unit 942 and retrofits | 859 | 2455 | Rate Constraint in lbs/MWh | FALSE | L | Annual | Generation | TWh | 0.028623 | 0.0095237 | 0.0095237 | 0.028623 | 0.0095237 | 0.0095237 | 0.0095237
NJ Non-HEDD CT NGas Units - Nox Rate Annual v5.12, Unit 942 and retrofits | 859 | 2455 | Rate Constraint in lbs/MWh | FALSE | L | Annual | Qualifying Generation | TWh | 0.028623 | 0.0095237 | 0.0095237 | 0.028623 | 0.0095237 | 0.0095237 | 0.0095237
NJ Non-HEDD CT NGas Units - Nox Rate Annual v5.12, Unit 942 and retrofits | 859 | 2455 | Rate Constraint in lbs/MWh | FALSE | L | Annual | Constraint Shadow Price | US2011$/Ton | 0 | 0 | 0 | 0 | 0 | 0 | 0
NJ Non-HEDD CT NGas Units - Nox Rate Annual v5.12, Unit 945 and retrofits | 860 | 2455 | Rate Constraint in lbs/MWh | FALSE | L | Annual | Seasons Included | Seasons | Winter, Summer | Winter, Summer | Winter, Summer | Winter, Summer | Winter, Summer | Winter, Summer | Winter, Summer
NJ Non-HEDD CT NGas Units - Nox Rate Annual v5.12, Unit 945 and retrofits | 860 | 2455 | Rate Constraint in lbs/MWh | FALSE | L | Annual | Standard | lb/MWh | 2.2 | 2.2 | 2.2 | 2.2 | 2.2 | 2.2 | 2.2
NJ Non-HEDD CT NGas Units - Nox Rate Annual v5.12, Unit 945 and retrofits | 860 | 2455 | Rate Constraint in lbs/MWh | FALSE | L | Annual | Emissions at Affected Plants NOX | Thousand Tons | 0.00057951 | 0.00057951 | 0.00057951 | 0.00057951 | 0.00057951 | 0.00019282 | 0.00019282
NJ Non-HEDD CT NGas Units - Nox Rate Annual v5.12, Unit 945 and retrofits | 860 | 2455 | Rate Constraint in lbs/MWh | FALSE | L | Annual | Allowances Purchased NOX | Thousand Tons | 0 | 0 | 0 | 0 | 0 | 0 | 0
NJ Non-HEDD CT NGas Units - Nox Rate Annual v5.12, Unit 945 and retrofits | 860 | 2455 | Rate Constraint in lbs/MWh | FALSE | L | Annual | Allowances Sold NOX | Thousand Tons | 0 | 0 | 0 | 0 | 0 | 0 | 0
NJ Non-HEDD CT NGas Units - Nox Rate Annual v5.12, Unit 945 and retrofits | 860 | 2455 | Rate Constraint in lbs/MWh | FALSE | L | Annual | Allowances Banked | Thousand Tons | 0 | 0 | 0 | 0 | 0 | 0 | 0
NJ Non-HEDD CT NGas Units - Nox Rate Annual v5.12, Unit 945 and retrofits | 860 | 2455 | Rate Constraint in lbs/MWh | FALSE | L | Annual | Allowances Withdrawn (1:1) | Thousand Tons | 0 | 0 | 0 | 0 | 0 | 0 | 0
NJ Non-HEDD CT NGas Units - Nox Rate Annual v5.12, Unit 945 and retrofits | 860 | 2455 | Rate Constraint in lbs/MWh | FALSE | L | Annual | Allowances Withdrawn (n:1) | Thousand Tons | 0 | 0 | 0 | 0 | 0 | 0 | 0
NJ Non-HEDD CT NGas Units - Nox Rate Annual v5.12, Unit 945 and retrofits | 860 | 2455 | Rate Constraint in lbs/MWh | FALSE | L | Annual | Net Emissions Allowance Position | Thousand Tons | 0.00057951 | 0.00057951 | 0.00057951 | 0.00057951 | 0.00057951 | 0.00019282 | 0.00019282
NJ Non-HEDD CT NGas Units - Nox Rate Annual v5.12, Unit 945 and retrofits | 860 | 2455 | Rate Constraint in lbs/MWh | FALSE | L | Annual | Fuel Consumed | TBtu | 0.0052688 | 0.0052688 | 0.0052688 | 0.0052688 | 0.0052688 | 0.0017531 | 0.0017531
NJ Non-HEDD CT NGas Units - Nox Rate Annual v5.12, Unit 945 and retrofits | 860 | 2455 | Rate Constraint in lbs/MWh | FALSE | L | Annual | Rate | lb/MMBtu | 0.21998 | 0.21998 | 0.21998 | 0.21998 | 0.21998 | 0.21998 | 0.21998
NJ Non-HEDD CT NGas Units - Nox Rate Annual v5.12, Unit 945 and retrofits | 860 | 2455 | Rate Constraint in lbs/MWh | FALSE | L | Annual | Generation | TWh | 0.00052688 | 0.00052688 | 0.00052688 | 0.00052688 | 0.00052688 | 0.00017531 | 0.00017531
NJ Non-HEDD CT NGas Units - Nox Rate Annual v5.12, Unit 945 and retrofits | 860 | 2455 | Rate Constraint in lbs/MWh | FALSE | L | Annual | Qualifying Generation | TWh | 0.00052688 | 0.00052688 | 0.00052688 | 0.00052688 | 0.00052688 | 0.00017531 | 0.00017531
NJ Non-HEDD CT NGas Units - Nox Rate Annual v5.12, Unit 945 and retrofits | 860 | 2455 | Rate Constraint in lbs/MWh | FALSE | L | Annual | Constraint Shadow Price | US2011$/Ton | 0 | 0 | 0 | 0 | 0 | 0 | 0
NJ Non-HEDD CT NGas Units - Nox Rate Annual v5.12, Unit 946 and retrofits | 861 | 2455 | Rate Constraint in lbs/MWh | FALSE | L | Annual | Seasons Included | Seasons | Winter, Summer | Winter, Summer | Winter, Summer | Winter, Summer | Winter, Summer | Winter, Summer | Winter, Summer
NJ Non-HEDD CT NGas Units - Nox Rate Annual v5.12, Unit 946 and retrofits | 861 | 2455 | Rate Constraint in lbs/MWh | FALSE | L | Annual | Standard | lb/MWh | 2.2 | 2.2 | 2.2 | 2.2 | 2.2 | 2.2 | 2.2
NJ Non-HEDD CT NGas Units - Nox Rate Annual v5.12, Unit 946 and retrofits | 861 | 2455 | Rate Constraint in lbs/MWh | FALSE | L | Annual | Emissions at Affected Plants NOX | Thousand Tons | 0.00057954 | 0.00057954 | 0.00057954 | 0.00057954 | 0.00057954 | 0.00019283 | 0.00019283
NJ Non-HEDD CT NGas Units - Nox Rate Annual v5.12, Unit 946 and retrofits | 861 | 2455 | Rate Constraint in lbs/MWh | FALSE | L | Annual | Allowances Purchased NOX | Thousand Tons | 0 | 0 | 0 | 0 | 0 | 0 | 0
NJ Non-HEDD CT NGas Units - Nox Rate Annual v5.12, Unit 946 and retrofits | 861 | 2455 | Rate Constraint in lbs/MWh | FALSE | L | Annual | Allowances Sold NOX | Thousand Tons | 0 | 0 | 0 | 0 | 0 | 0 | 0
NJ Non-HEDD CT NGas Units - Nox Rate Annual v5.12, Unit 946 and retrofits | 861 | 2455 | Rate Constraint in lbs/MWh | FALSE | L | Annual | Allowances Banked | Thousand Tons | 0 | 0 | 0 | 0 | 0 | 0 | 0
NJ Non-HEDD CT NGas Units - Nox Rate Annual v5.12, Unit 946 and retrofits | 861 | 2455 | Rate Constraint in lbs/MWh | FALSE | L | Annual | Allowances Withdrawn (1:1) | Thousand Tons | 0 | 0 | 0 | 0 | 0 | 0 | 0
NJ Non-HEDD CT NGas Units - Nox Rate Annual v5.12, Unit 946 and retrofits | 861 | 2455 | Rate Constraint in lbs/MWh | FALSE | L | Annual | Allowances Withdrawn (n:1) | Thousand Tons | 0 | 0 | 0 | 0 | 0 | 0 | 0
NJ Non-HEDD CT NGas Units - Nox Rate Annual v5.12, Unit 946 and retrofits | 861 | 2455 | Rate Constraint in lbs/MWh | FALSE | L | Annual | Net Emissions Allowance Position | Thousand Tons | 0.00057954 | 0.00057954 | 0.00057954 | 0.00057954 | 0.00057954 | 0.00019283 | 0.00019283
NJ Non-HEDD CT NGas Units - Nox Rate Annual v5.12, Unit 946 and retrofits | 861 | 2455 | Rate Constraint in lbs/MWh | FALSE | L | Annual | Fuel Consumed | TBtu | 0.0052688 | 0.0052688 | 0.0052688 | 0.0052688 | 0.0052688 | 0.0017531 | 0.0017531
NJ Non-HEDD CT NGas Units - Nox Rate Annual v5.12, Unit 946 and retrofits | 861 | 2455 | Rate Constraint in lbs/MWh | FALSE | L | Annual | Rate | lb/MMBtu | 0.21999 | 0.21999 | 0.21999 | 0.21999 | 0.21999 | 0.21999 | 0.21999
NJ Non-HEDD CT NGas Units - Nox Rate Annual v5.12, Unit 946 and retrofits | 861 | 2455 | Rate Constraint in lbs/MWh | FALSE | L | Annual | Generation | TWh | 0.00052688 | 0.00052688 | 0.00052688 | 0.00052688 | 0.00052688 | 0.00017531 | 0.00017531
NJ Non-HEDD CT NGas Units - Nox Rate Annual v5.12, Unit 946 and retrofits | 861 | 2455 | Rate Constraint in lbs/MWh | FALSE | L | Annual | Qualifying Generation | TWh | 0.00052688 | 0.00052688 | 0.00052688 | 0.00052688 | 0.00052688 | 0.00017531 | 0.00017531
NJ Non-HEDD CT NGas Units - Nox Rate Annual v5.12, Unit 946 and retrofits | 861 | 2455 | Rate Constraint in lbs/MWh | FALSE | L | Annual | Constraint Shadow Price | US2011$/Ton | 0 | 0 | 0 | 0 | 0 | 0 | 0
NJ Non-HEDD CT NGas Units - Nox Rate Annual v5.12, Unit 947 and retrofits | 862 | 2455 | Rate Constraint in lbs/MWh | FALSE | L | Annual | Seasons Included | Seasons | Winter, Summer | Winter, Summer | Winter, Summer | Winter, Summer | Winter, Summer | Winter, Summer | Winter, Summer
NJ Non-HEDD CT NGas Units - Nox Rate Annual v5.12, Unit 947 and retrofits | 862 | 2455 | Rate Constraint in lbs/MWh | FALSE | L | Annual | Standard | lb/MWh | 2.2 | 2.2 | 2.2 | 2.2 | 2.2 | 2.2 | 2.2
NJ Non-HEDD CT NGas Units - Nox Rate Annual v5.12, Unit 947 and retrofits | 862 | 2455 | Rate Constraint in lbs/MWh | FALSE | L | Annual | Emissions at Affected Plants NOX | Thousand Tons | 0.012514 | 0.012514 | 0.012514 | 0.012514 | 0.012514 | 0.0041637 | 0.0041637
NJ Non-HEDD CT NGas Units - Nox Rate Annual v5.12, Unit 947 and retrofits | 862 | 2455 | Rate Constraint in lbs/MWh | FALSE | L | Annual | Allowances Purchased NOX | Thousand Tons | 0 | 0 | 0 | 0 | 0 | 0 | 0
NJ Non-HEDD CT NGas Units - Nox Rate Annual v5.12, Unit 947 and retrofits | 862 | 2455 | Rate Constraint in lbs/MWh | FALSE | L | Annual | Allowances Sold NOX | Thousand Tons | 0 | 0 | 0 | 0 | 0 | 0 | 0
NJ Non-HEDD CT NGas Units - Nox Rate Annual v5.12, Unit 947 and retrofits | 862 | 2455 | Rate Constraint in lbs/MWh | FALSE | L | Annual | Allowances Banked | Thousand Tons | 0 | 0 | 0 | 0 | 0 | 0 | 0
NJ Non-HEDD CT NGas Units - Nox Rate Annual v5.12, Unit 947 and retrofits | 862 | 2455 | Rate Constraint in lbs/MWh | FALSE | L | Annual | Allowances Withdrawn (1:1) | Thousand Tons | 0 | 0 | 0 | 0 | 0 | 0 | 0
NJ Non-HEDD CT NGas Units - Nox Rate Annual v5.12, Unit 947 and retrofits | 862 | 2455 | Rate Constraint in lbs/MWh | FALSE | L | Annual | Allowances Withdrawn (n:1) | Thousand Tons | 0 | 0 | 0 | 0 | 0 | 0 | 0
NJ Non-HEDD CT NGas Units - Nox Rate Annual v5.12, Unit 947 and retrofits | 862 | 2455 | Rate Constraint in lbs/MWh | FALSE | L | Annual | Net Emissions Allowance Position | Thousand Tons | 0.012514 | 0.012514 | 0.012514 | 0.012514 | 0.012514 | 0.0041637 | 0.0041637
NJ Non-HEDD CT NGas Units - Nox Rate Annual v5.12, Unit 947 and retrofits | 862 | 2455 | Rate Constraint in lbs/MWh | FALSE | L | Annual | Fuel Consumed | TBtu | 0.31284 | 0.31284 | 0.31284 | 0.31284 | 0.31284 | 0.10409 | 0.10409
NJ Non-HEDD CT NGas Units - Nox Rate Annual v5.12, Unit 947 and retrofits | 862 | 2455 | Rate Constraint in lbs/MWh | FALSE | L | Annual | Rate | lb/MMBtu | 0.08 | 0.08 | 0.08 | 0.08 | 0.08 | 0.08 | 0.08
NJ Non-HEDD CT NGas Units - Nox Rate Annual v5.12, Unit 947 and retrofits | 862 | 2455 | Rate Constraint in lbs/MWh | FALSE | L | Annual | Generation | TWh | 0.032086 | 0.032086 | 0.032086 | 0.032086 | 0.032086 | 0.010676 | 0.010676
NJ Non-HEDD CT NGas Units - Nox Rate Annual v5.12, Unit 947 and retrofits | 862 | 2455 | Rate Constraint in lbs/MWh | FALSE | L | Annual | Qualifying Generation | TWh | 0.032086 | 0.032086 | 0.032086 | 0.032086 | 0.032086 | 0.010676 | 0.010676
NJ Non-HEDD CT NGas Units - Nox Rate Annual v5.12, Unit 947 and retrofits | 862 | 2455 | Rate Constraint in lbs/MWh | FALSE | L | Annual | Constraint Shadow Price | US2011$/Ton | 0 | 0 | 0 | 0 | 0 | 0 | 0
NJ Non-HEDD CT NGas Units - Nox Rate Annual v5.12, Unit 948 and retrofits | 863 | 2455 | Rate Constraint in lbs/MWh | FALSE | L | Annual | Seasons Included | Seasons | Winter, Summer | Winter, Summer | Winter, Summer | Winter, Summer | Winter, Summer | Winter, Summer | Winter, Summer
NJ Non-HEDD CT NGas Units - Nox Rate Annual v5.12, Unit 948 and retrofits | 863 | 2455 | Rate Constraint in lbs/MWh | FALSE | L | Annual | Standard | lb/MWh | 2.2 | 2.2 | 2.2 | 2.2 | 2.2 | 2.2 | 2.2
NJ Non-HEDD CT NGas Units - Nox Rate Annual v5.12, Unit 948 and retrofits | 863 | 2455 | Rate Constraint in lbs/MWh | FALSE | L | Annual | Emissions at Affected Plants NOX | Thousand Tons | 0.001544 | 0.00051373 | 0.00051373 | 0.001544 | 0.00051373 | 0.00051373 | 0.00051373
NJ Non-HEDD CT NGas Units - Nox Rate Annual v5.12, Unit 948 and retrofits | 863 | 2455 | Rate Constraint in lbs/MWh | FALSE | L | Annual | Allowances Purchased NOX | Thousand Tons | 0 | 0 | 0 | 0 | 0 | 0 | 0
NJ Non-HEDD CT NGas Units - Nox Rate Annual v5.12, Unit 948 and retrofits | 863 | 2455 | Rate Constraint in lbs/MWh | FALSE | L | Annual | Allowances Sold NOX | Thousand Tons | 0 | 0 | 0 | 0 | 0 | 0 | 0
NJ Non-HEDD CT NGas Units - Nox Rate Annual v5.12, Unit 948 and retrofits | 863 | 2455 | Rate Constraint in lbs/MWh | FALSE | L | Annual | Allowances Banked | Thousand Tons | 0 | 0 | 0 | 0 | 0 | 0 | 0
NJ Non-HEDD CT NGas Units - Nox Rate Annual v5.12, Unit 948 and retrofits | 863 | 2455 | Rate Constraint in lbs/MWh | FALSE | L | Annual | Allowances Withdrawn (1:1) | Thousand Tons | 0 | 0 | 0 | 0 | 0 | 0 | 0
NJ Non-HEDD CT NGas Units - Nox Rate Annual v5.12, Unit 948 and retrofits | 863 | 2455 | Rate Constraint in lbs/MWh | FALSE | L | Annual | Allowances Withdrawn (n:1) | Thousand Tons | 0 | 0 | 0 | 0 | 0 | 0 | 0
NJ Non-HEDD CT NGas Units - Nox Rate Annual v5.12, Unit 948 and retrofits | 863 | 2455 | Rate Constraint in lbs/MWh | FALSE | L | Annual | Net Emissions Allowance Position | Thousand Tons | 0.001544 | 0.00051373 | 0.00051373 | 0.001544 | 0.00051373 | 0.00051373 | 0.00051373
NJ Non-HEDD CT NGas Units - Nox Rate Annual v5.12, Unit 948 and retrofits | 863 | 2455 | Rate Constraint in lbs/MWh | FALSE | L | Annual | Fuel Consumed | TBtu | 0.0386 | 0.012843 | 0.012843 | 0.0386 | 0.012843 | 0.012843 | 0.012843
NJ Non-HEDD CT NGas Units - Nox Rate Annual v5.12, Unit 948 and retrofits | 863 | 2455 | Rate Constraint in lbs/MWh | FALSE | L | Annual | Rate | lb/MMBtu | 0.08 | 0.08 | 0.08 | 0.08 | 0.08 | 0.08 | 0.08
NJ Non-HEDD CT NGas Units - Nox Rate Annual v5.12, Unit 948 and retrofits | 863 | 2455 | Rate Constraint in lbs/MWh | FALSE | L | Annual | Generation | TWh | 0.0035923 | 0.0011953 | 0.0011953 | 0.0035923 | 0.0011953 | 0.0011953 | 0.0011953
NJ Non-HEDD CT NGas Units - Nox Rate Annual v5.12, Unit 948 and retrofits | 863 | 2455 | Rate Constraint in lbs/MWh | FALSE | L | Annual | Qualifying Generation | TWh | 0.0035923 | 0.0011953 | 0.0011953 | 0.0035923 | 0.0011953 | 0.0011953 | 0.0011953
NJ Non-HEDD CT NGas Units - Nox Rate Annual v5.12, Unit 948 and retrofits | 863 | 2455 | Rate Constraint in lbs/MWh | FALSE | L | Annual | Constraint Shadow Price | US2011$/Ton | 0 | 0 | 0 | 0 | 0 | 0 | 0
NJ Non-HEDD CT NGas Units - Nox Rate Annual v5.12, Unit 949 and retrofits | 864 | 2455 | Rate Constraint in lbs/MWh | FALSE | L | Annual | Seasons Included | Seasons | Winter, Summer | Winter, Summer | Winter, Summer | Winter, Summer | Winter, Summer | Winter, Summer | Winter, Summer
NJ Non-HEDD CT NGas Units - Nox Rate Annual v5.12, Unit 949 and retrofits | 864 | 2455 | Rate Constraint in lbs/MWh | FALSE | L | Annual | Standard | lb/MWh | 2.2 | 2.2 | 2.2 | 2.2 | 2.2 | 2.2 | 2.2
NJ Non-HEDD CT NGas Units - Nox Rate Annual v5.12, Unit 949 and retrofits | 864 | 2455 | Rate Constraint in lbs/MWh | FALSE | L | Annual | Emissions at Affected Plants NOX | Thousand Tons | 0 | 0 | 0 | 0 | 0 | 0 | 0
NJ Non-HEDD CT NGas Units - Nox Rate Annual v5.12, Unit 949 and retrofits | 864 | 2455 | Rate Constraint in lbs/MWh | FALSE | L | Annual | Allowances Purchased NOX | Thousand Tons | 0 | 0 | 0 | 0 | 0 | 0 | 0
NJ Non-HEDD CT NGas Units - Nox Rate Annual v5.12, Unit 949 and retrofits | 864 | 2455 | Rate Constraint in lbs/MWh | FALSE | L | Annual | Allowances Sold NOX | Thousand Tons | 0 | 0 | 0 | 0 | 0 | 0 | 0
NJ Non-HEDD CT NGas Units - Nox Rate Annual v5.12, Unit 949 and retrofits | 864 | 2455 | Rate Constraint in lbs/MWh | FALSE | L | Annual | Allowances Banked | Thousand Tons | 0 | 0 | 0 | 0 | 0 | 0 | 0
NJ Non-HEDD CT NGas Units - Nox Rate Annual v5.12, Unit 949 and retrofits | 864 | 2455 | Rate Constraint in lbs/MWh | FALSE | L | Annual | Allowances Withdrawn (1:1) | Thousand Tons | 0 | 0 | 0 | 0 | 0 | 0 | 0
NJ Non-HEDD CT NGas Units - Nox Rate Annual v5.12, Unit 949 and retrofits | 864 | 2455 | Rate Constraint in lbs/MWh | FALSE | L | Annual | Allowances Withdrawn (n:1) | Thousand Tons | 0 | 0 | 0 | 0 | 0 | 0 | 0
NJ Non-HEDD CT NGas Units - Nox Rate Annual v5.12, Unit 949 and retrofits | 864 | 2455 | Rate Constraint in lbs/MWh | FALSE | L | Annual | Net Emissions Allowance Position | Thousand Tons | 0 | 0 | 0 | 0 | 0 | 0 | 0
NJ Non-HEDD CT NGas Units - Nox Rate Annual v5.12, Unit 949 and retrofits | 864 | 2455 | Rate Constraint in lbs/MWh | FALSE | L | Annual | Fuel Consumed | TBtu | 0 | 0 | 0 | 0 | 0 | 0 | 0
NJ Non-HEDD CT NGas Units - Nox Rate Annual v5.12, Unit 949 and retrofits | 864 | 2455 | Rate Constraint in lbs/MWh | FALSE | L | Annual | Rate | lb/MMBtu | 0 | 0 | 0 | 0 | 0 | 0 | 0
NJ Non-HEDD CT NGas Units - Nox Rate Annual v5.12, Unit 949 and retrofits | 864 | 2455 | Rate Constraint in lbs/MWh | FALSE | L | Annual | Generation | TWh | 0 | 0 | 0 | 0 | 0 | 0 | 0
NJ Non-HEDD CT NGas Units - Nox Rate Annual v5.12, Unit 949 and retrofits | 864 | 2455 | Rate Constraint in lbs/MWh | FALSE | L | Annual | Qualifying Generation | TWh | 0 | 0 | 0 | 0 | 0 | 0 | 0
NJ Non-HEDD CT NGas Units - Nox Rate Annual v5.12, Unit 949 and retrofits | 864 | 2455 | Rate Constraint in lbs/MWh | FALSE | L | Annual | Constraint Shadow Price | US2011$/Ton | 157662.0009 | 126239.9151 | 177558.8554 | 234168.3488 | 321919.18 | 68229.3117 | 87695.0121
NJ Non-HEDD CT NGas Units - Nox Rate Annual v5.12, Unit 950 and retrofits | 865 | 2455 | Rate Constraint in lbs/MWh | FALSE | L | Annual | Seasons Included | Seasons | Winter, Summer | Winter, Summer | Winter, Summer | Winter, Summer | Winter, Summer | Winter, Summer | Winter, Summer
NJ Non-HEDD CT NGas Units - Nox Rate Annual v5.12, Unit 950 and retrofits | 865 | 2455 | Rate Constraint in lbs/MWh | FALSE | L | Annual | Standard | lb/MWh | 2.2 | 2.2 | 2.2 | 2.2 | 2.2 | 2.2 | 2.2
NJ Non-HEDD CT NGas Units - Nox Rate Annual v5.12, Unit 950 and retrofits | 865 | 2455 | Rate Constraint in lbs/MWh | FALSE | L | Annual | Emissions at Affected Plants NOX | Thousand Tons | 0 | 0 | 0 | 0 | 0 | 0 | 0
NJ Non-HEDD CT NGas Units - Nox Rate Annual v5.12, Unit 950 and retrofits | 865 | 2455 | Rate Constraint in lbs/MWh | FALSE | L | Annual | Allowances Purchased NOX | Thousand Tons | 0 | 0 | 0 | 0 | 0 | 0 | 0
NJ Non-HEDD CT NGas Units - Nox Rate Annual v5.12, Unit 950 and retrofits | 865 | 2455 | Rate Constraint in lbs/MWh | FALSE | L | Annual | Allowances Sold NOX | Thousand Tons | 0 | 0 | 0 | 0 | 0 | 0 | 0
NJ Non-HEDD CT NGas Units - Nox Rate Annual v5.12, Unit 950 and retrofits | 865 | 2455 | Rate Constraint in lbs/MWh | FALSE | L | Annual | Allowances Banked | Thousand Tons | 0 | 0 | 0 | 0 | 0 | 0 | 0
NJ Non-HEDD CT NGas Units - Nox Rate Annual v5.12, Unit 950 and retrofits | 865 | 2455 | Rate Constraint in lbs/MWh | FALSE | L | Annual | Allowances Withdrawn (1:1) | Thousand Tons | 0 | 0 | 0 | 0 | 0 | 0 | 0
NJ Non-HEDD CT NGas Units - Nox Rate Annual v5.12, Unit 950 and retrofits | 865 | 2455 | Rate Constraint in lbs/MWh | FALSE | L | Annual | Allowances Withdrawn (n:1) | Thousand Tons | 0 | 0 | 0 | 0 | 0 | 0 | 0
NJ Non-HEDD CT NGas Units - Nox Rate Annual v5.12, Unit 950 and retrofits | 865 | 2455 | Rate Constraint in lbs/MWh | FALSE | L | Annual | Net Emissions Allowance Position | Thousand Tons | 0 | 0 | 0 | 0 | 0 | 0 | 0
NJ Non-HEDD CT NGas Units - Nox Rate Annual v5.12, Unit 950 and retrofits | 865 | 2455 | Rate Constraint in lbs/MWh | FALSE | L | Annual | Fuel Consumed | TBtu | 0 | 0 | 0 | 0 | 0 | 0 | 0
NJ Non-HEDD CT NGas Units - Nox Rate Annual v5.12, Unit 950 and retrofits | 865 | 2455 | Rate Constraint in lbs/MWh | FALSE | L | Annual | Rate | lb/MMBtu | 0 | 0 | 0 | 0 | 0 | 0 | 0
NJ Non-HEDD CT NGas Units - Nox Rate Annual v5.12, Unit 950 and retrofits | 865 | 2455 | Rate Constraint in lbs/MWh | FALSE | L | Annual | Generation | TWh | 0 | 0 | 0 | 0 | 0 | 0 | 0
NJ Non-HEDD CT NGas Units - Nox Rate Annual v5.12, Unit 950 and retrofits | 865 | 2455 | Rate Constraint in lbs/MWh | FALSE | L | Annual | Qualifying Generation | TWh | 0 | 0 | 0 | 0 | 0 | 0 | 0
NJ Non-HEDD CT NGas Units - Nox Rate Annual v5.12, Unit 950 and retrofits | 865 | 2455 | Rate Constraint in lbs/MWh | FALSE | L | Annual | Constraint Shadow Price | US2011$/Ton | 148065.9715 | 118556.3779 | 166751.813 | 219915.794 | 302325.7092 | 64076.5644 | 82357.4932
NJ Non-HEDD CT NGas Units - Nox Rate Annual v5.12, Unit 951 and retrofits | 866 | 2455 | Rate Constraint in lbs/MWh | FALSE | L | Annual | Seasons Included | Seasons | Winter, Summer | Winter, Summer | Winter, Summer | Winter, Summer | Winter, Summer | Winter, Summer | Winter, Summer
NJ Non-HEDD CT NGas Units - Nox Rate Annual v5.12, Unit 951 and retrofits | 866 | 2455 | Rate Constraint in lbs/MWh | FALSE | L | Annual | Standard | lb/MWh | 2.2 | 2.2 | 2.2 | 2.2 | 2.2 | 2.2 | 2.2
NJ Non-HEDD CT NGas Units - Nox Rate Annual v5.12, Unit 951 and retrofits | 866 | 2455 | Rate Constraint in lbs/MWh | FALSE | L | Annual | Emissions at Affected Plants NOX | Thousand Tons | 0.00070114 | 0.00070114 | 0.00070114 | 0.00070114 | 0.00070114 | 0.00070114 | 0.00070114
NJ Non-HEDD CT NGas Units - Nox Rate Annual v5.12, Unit 951 and retrofits | 866 | 2455 | Rate Constraint in lbs/MWh | FALSE | L | Annual | Allowances Purchased NOX | Thousand Tons | 0 | 0 | 0 | 0 | 0 | 0 | 0
NJ Non-HEDD CT NGas Units - Nox Rate Annual v5.12, Unit 951 and retrofits | 866 | 2455 | Rate Constraint in lbs/MWh | FALSE | L | Annual | Allowances Sold NOX | Thousand Tons | 0 | 0 | 0 | 0 | 0 | 0 | 0
NJ Non-HEDD CT NGas Units - Nox Rate Annual v5.12, Unit 951 and retrofits | 866 | 2455 | Rate Constraint in lbs/MWh | FALSE | L | Annual | Allowances Banked | Thousand Tons | 0 | 0 | 0 | 0 | 0 | 0 | 0
NJ Non-HEDD CT NGas Units - Nox Rate Annual v5.12, Unit 951 and retrofits | 866 | 2455 | Rate Constraint in lbs/MWh | FALSE | L | Annual | Allowances Withdrawn (1:1) | Thousand Tons | 0 | 0 | 0 | 0 | 0 | 0 | 0
NJ Non-HEDD CT NGas Units - Nox Rate Annual v5.12, Unit 951 and retrofits | 866 | 2455 | Rate Constraint in lbs/MWh | FALSE | L | Annual | Allowances Withdrawn (n:1) | Thousand Tons | 0 | 0 | 0 | 0 | 0 | 0 | 0
NJ Non-HEDD CT NGas Units - Nox Rate Annual v5.12, Unit 951 and retrofits | 866 | 2455 | Rate Constraint in lbs/MWh | FALSE | L | Annual | Net Emissions Allowance Position | Thousand Tons | 0.00070114 | 0.00070114 | 0.00070114 | 0.00070114 | 0.00070114 | 0.00070114 | 0.00070114
NJ Non-HEDD CT NGas Units - Nox Rate Annual v5.12, Unit 951 and retrofits | 866 | 2455 | Rate Constraint in lbs/MWh | FALSE | L | Annual | Fuel Consumed | TBtu | 0.0069402 | 0.0069402 | 0.0069402 | 0.0069402 | 0.0069402 | 0.0069402 | 0.0069402
NJ Non-HEDD CT NGas Units - Nox Rate Annual v5.12, Unit 951 and retrofits | 866 | 2455 | Rate Constraint in lbs/MWh | FALSE | L | Annual | Rate | lb/MMBtu | 0.20205 | 0.20205 | 0.20205 | 0.20205 | 0.20205 | 0.20205 | 0.20205
NJ Non-HEDD CT NGas Units - Nox Rate Annual v5.12, Unit 951 and retrofits | 866 | 2455 | Rate Constraint in lbs/MWh | FALSE | L | Annual | Generation | TWh | 0.00063748 | 0.00063748 | 0.00063748 | 0.00063748 | 0.00063748 | 0.00063748 | 0.00063748
NJ Non-HEDD CT NGas Units - Nox Rate Annual v5.12, Unit 951 and retrofits | 866 | 2455 | Rate Constraint in lbs/MWh | FALSE | L | Annual | Qualifying Generation | TWh | 0.00063748 | 0.00063748 | 0.00063748 | 0.00063748 | 0.00063748 | 0.00063748 | 0.00063748
NJ Non-HEDD CT NGas Units - Nox Rate Annual v5.12, Unit 951 and retrofits | 866 | 2455 | Rate Constraint in lbs/MWh | FALSE | L | Annual | Constraint Shadow Price | US2011$/Ton | 0 | 0 | 0 | 0 | 0 | 0 | 0
NJ Non-HEDD CT NGas Units - Nox Rate Annual v5.12, Unit 952 and retrofits | 867 | 2455 | Rate Constraint in lbs/MWh | FALSE | L | Annual | Seasons Included | Seasons | Winter, Summer | Winter, Summer | Winter, Summer | Winter, Summer | Winter, Summer | Winter, Summer | Winter, Summer
NJ Non-HEDD CT NGas Units - Nox Rate Annual v5.12, Unit 952 and retrofits | 867 | 2455 | Rate Constraint in lbs/MWh | FALSE | L | Annual | Standard | lb/MWh | 2.2 | 2.2 | 2.2 | 2.2 | 2.2 | 2.2 | 2.2
NJ Non-HEDD CT NGas Units - Nox Rate Annual v5.12, Unit 952 and retrofits | 867 | 2455 | Rate Constraint in lbs/MWh | FALSE | L | Annual | Emissions at Affected Plants NOX | Thousand Tons | 0.00070122 | 0.00070122 | 0.00070122 | 0.00070122 | 0.00070122 | 0.00070122 | 0.00070122
NJ Non-HEDD CT NGas Units - Nox Rate Annual v5.12, Unit 952 and retrofits | 867 | 2455 | Rate Constraint in lbs/MWh | FALSE | L | Annual | Allowances Purchased NOX | Thousand Tons | 0 | 0 | 0 | 0 | 0 | 0 | 0
NJ Non-HEDD CT NGas Units - Nox Rate Annual v5.12, Unit 952 and retrofits | 867 | 2455 | Rate Constraint in lbs/MWh | FALSE | L | Annual | Allowances Sold NOX | Thousand Tons | 0 | 0 | 0 | 0 | 0 | 0 | 0
NJ Non-HEDD CT NGas Units - Nox Rate Annual v5.12, Unit 952 and retrofits | 867 | 2455 | Rate Constraint in lbs/MWh | FALSE | L | Annual | Allowances Banked | Thousand Tons | 0 | 0 | 0 | 0 | 0 | 0 | 0
NJ Non-HEDD CT NGas Units - Nox Rate Annual v5.12, Unit 952 and retrofits | 867 | 2455 | Rate Constraint in lbs/MWh | FALSE | L | Annual | Allowances Withdrawn (1:1) | Thousand Tons | 0 | 0 | 0 | 0 | 0 | 0 | 0
NJ Non-HEDD CT NGas Units - Nox Rate Annual v5.12, Unit 952 and retrofits | 867 | 2455 | Rate Constraint in lbs/MWh | FALSE | L | Annual | Allowances Withdrawn (n:1) | Thousand Tons | 0 | 0 | 0 | 0 | 0 | 0 | 0
NJ Non-HEDD CT NGas Units - Nox Rate Annual v5.12, Unit 952 and retrofits | 867 | 2455 | Rate Constraint in lbs/MWh | FALSE | L | Annual | Net Emissions Allowance Position | Thousand Tons | 0.00070122 | 0.00070122 | 0.00070122 | 0.00070122 | 0.00070122 | 0.00070122 | 0.00070122
NJ Non-HEDD CT NGas Units - Nox Rate Annual v5.12, Unit 952 and retrofits | 867 | 2455 | Rate Constraint in lbs/MWh | FALSE | L | Annual | Fuel Consumed | TBtu | 0.0069428 | 0.0069428 | 0.0069428 | 0.0069428 | 0.0069428 | 0.0069428 | 0.0069428
NJ Non-HEDD CT NGas Units - Nox Rate Annual v5.12, Unit 952 and retrofits | 867 | 2455 | Rate Constraint in lbs/MWh | FALSE | L | Annual | Rate | lb/MMBtu | 0.202 | 0.202 | 0.202 | 0.202 | 0.202 | 0.202 | 0.202
NJ Non-HEDD CT NGas Units - Nox Rate Annual v5.12, Unit 952 and retrofits | 867 | 2455 | Rate Constraint in lbs/MWh | FALSE | L | Annual | Generation | TWh | 0.00063748 | 0.00063748 | 0.00063748 | 0.00063748 | 0.00063748 | 0.00063748 | 0.00063748
NJ Non-HEDD CT NGas Units - Nox Rate Annual v5.12, Unit 952 and retrofits | 867 | 2455 | Rate Constraint in lbs/MWh | FALSE | L | Annual | Qualifying Generation | TWh | 0.00063748 | 0.00063748 | 0.00063748 | 0.00063748 | 0.00063748 | 0.00063748 | 0.00063748
NJ Non-HEDD CT NGas Units - Nox Rate Annual v5.12, Unit 952 and retrofits | 867 | 2455 | Rate Constraint in lbs/MWh | FALSE | L | Annual | Constraint Shadow Price | US2011$/Ton | 0 | 0 | 0 | 0 | 0 | 0 | 0
NJ Non-HEDD CT NGas Units - Nox Rate Annual v5.12, Unit 953 and retrofits | 868 | 2455 | Rate Constraint in lbs/MWh | FALSE | L | Annual | Seasons Included | Seasons | Winter, Summer | Winter, Summer | Winter, Summer | Winter, Summer | Winter, Summer | Winter, Summer | Winter, Summer
NJ Non-HEDD CT NGas Units - Nox Rate Annual v5.12, Unit 953 and retrofits | 868 | 2455 | Rate Constraint in lbs/MWh | FALSE | L | Annual | Standard | lb/MWh | 2.2 | 2.2 | 2.2 | 2.2 | 2.2 | 2.2 | 2.2
NJ Non-HEDD CT NGas Units - Nox Rate Annual v5.12, Unit 953 and retrofits | 868 | 2455 | Rate Constraint in lbs/MWh | FALSE | L | Annual | Emissions at Affected Plants NOX | Thousand Tons | 0.0018334 | 0.0018334 | 0.0018334 | 0.0018334 | 0.0018334 | 0 | 0.0093198
NJ Non-HEDD CT NGas Units - Nox Rate Annual v5.12, Unit 953 and retrofits | 868 | 2455 | Rate Constraint in lbs/MWh | FALSE | L | Annual | Allowances Purchased NOX | Thousand Tons | 0 | 0 | 0 | 0 | 0 | 0 | 0
NJ Non-HEDD CT NGas Units - Nox Rate Annual v5.12, Unit 953 and retrofits | 868 | 2455 | Rate Constraint in lbs/MWh | FALSE | L | Annual | Allowances Sold NOX | Thousand Tons | 0 | 0 | 0 | 0 | 0 | 0 | 0
NJ Non-HEDD CT NGas Units - Nox Rate Annual v5.12, Unit 953 and retrofits | 868 | 2455 | Rate Constraint in lbs/MWh | FALSE | L | Annual | Allowances Banked | Thousand Tons | 0 | 0 | 0 | 0 | 0 | 0 | 0
NJ Non-HEDD CT NGas Units - Nox Rate Annual v5.12, Unit 953 and retrofits | 868 | 2455 | Rate Constraint in lbs/MWh | FALSE | L | Annual | Allowances Withdrawn (1:1) | Thousand Tons | 0 | 0 | 0 | 0 | 0 | 0 | 0
NJ Non-HEDD CT NGas Units - Nox Rate Annual v5.12, Unit 953 and retrofits | 868 | 2455 | Rate Constraint in lbs/MWh | FALSE | L | Annual | Allowances Withdrawn (n:1) | Thousand Tons | 0 | 0 | 0 | 0 | 0 | 0 | 0
NJ Non-HEDD CT NGas Units - Nox Rate Annual v5.12, Unit 953 and retrofits | 868 | 2455 | Rate Constraint in lbs/MWh | FALSE | L | Annual | Net Emissions Allowance Position | Thousand Tons | 0.0018334 | 0.0018334 | 0.0018334 | 0.0018334 | 0.0018334 | 0 | 0.0093198
NJ Non-HEDD CT NGas Units - Nox Rate Annual v5.12, Unit 953 and retrofits | 868 | 2455 | Rate Constraint in lbs/MWh | FALSE | L | Annual | Fuel Consumed | TBtu | 0.025271 | 0.025271 | 0.025271 | 0.025271 | 0.025271 | 0 | 0.12846
NJ Non-HEDD CT NGas Units - Nox Rate Annual v5.12, Unit 953 and retrofits | 868 | 2455 | Rate Constraint in lbs/MWh | FALSE | L | Annual | Rate | lb/MMBtu | 0.1451 | 0.1451 | 0.1451 | 0.1451 | 0.1451 | 0 | 0.1451
NJ Non-HEDD CT NGas Units - Nox Rate Annual v5.12, Unit 953 and retrofits | 868 | 2455 | Rate Constraint in lbs/MWh | FALSE | L | Annual | Generation | TWh | 0.0016668 | 0.0016668 | 0.0016668 | 0.0016668 | 0.0016668 | 0 | 0.008473
NJ Non-HEDD CT NGas Units - Nox Rate Annual v5.12, Unit 953 and retrofits | 868 | 2455 | Rate Constraint in lbs/MWh | FALSE | L | Annual | Qualifying Generation | TWh | 0.0016668 | 0.0016668 | 0.0016668 | 0.0016668 | 0.0016668 | 0 | 0.008473
NJ Non-HEDD CT NGas Units - Nox Rate Annual v5.12, Unit 953 and retrofits | 868 | 2455 | Rate Constraint in lbs/MWh | FALSE | L | Annual | Constraint Shadow Price | US2011$/Ton | 0 | 0 | 0 | 0 | 0 | 0 | 0
NJ Non-HEDD CT NGas Units - Nox Rate Annual v5.12, Unit 954 and retrofits | 869 | 2455 | Rate Constraint in lbs/MWh | FALSE | L | Annual | Seasons Included | Seasons | Winter, Summer | Winter, Summer | Winter, Summer | Winter, Summer | Winter, Summer | Winter, Summer | Winter, Summer
NJ Non-HEDD CT NGas Units - Nox Rate Annual v5.12, Unit 954 and retrofits | 869 | 2455 | Rate Constraint in lbs/MWh | FALSE | L | Annual | Standard | lb/MWh | 2.2 | 2.2 | 2.2 | 2.2 | 2.2 | 2.2 | 2.2
NJ Non-HEDD CT NGas Units - Nox Rate Annual v5.12, Unit 954 and retrofits | 869 | 2455 | Rate Constraint in lbs/MWh | FALSE | L | Annual | Emissions at Affected Plants NOX | Thousand Tons | 0.0048155 | 0.0048155 | 0.0048155 | 0.0048155 | 0.0048155 | 0.0048155 | 0.0048155
NJ Non-HEDD CT NGas Units - Nox Rate Annual v5.12, Unit 954 and retrofits | 869 | 2455 | Rate Constraint in lbs/MWh | FALSE | L | Annual | Allowances Purchased NOX | Thousand Tons | 0 | 0 | 0 | 0 | 0 | 0 | 0
NJ Non-HEDD CT NGas Units - Nox Rate Annual v5.12, Unit 954 and retrofits | 869 | 2455 | Rate Constraint in lbs/MWh | FALSE | L | Annual | Allowances Sold NOX | Thousand Tons | 0 | 0 | 0 | 0 | 0 | 0 | 0
NJ Non-HEDD CT NGas Units - Nox Rate Annual v5.12, Unit 954 and retrofits | 869 | 2455 | Rate Constraint in lbs/MWh | FALSE | L | Annual | Allowances Banked | Thousand Tons | 0 | 0 | 0 | 0 | 0 | 0 | 0
NJ Non-HEDD CT NGas Units - Nox Rate Annual v5.12, Unit 954 and retrofits | 869 | 2455 | Rate Constraint in lbs/MWh | FALSE | L | Annual | Allowances Withdrawn (1:1) | Thousand Tons | 0 | 0 | 0 | 0 | 0 | 0 | 0
NJ Non-HEDD CT NGas Units - Nox Rate Annual v5.12, Unit 954 and retrofits | 869 | 2455 | Rate Constraint in lbs/MWh | FALSE | L | Annual | Allowances Withdrawn (n:1) | Thousand Tons | 0 | 0 | 0 | 0 | 0 | 0 | 0
NJ Non-HEDD CT NGas Units - Nox Rate Annual v5.12, Unit 954 and retrofits | 869 | 2455 | Rate Constraint in lbs/MWh | FALSE | L | Annual | Net Emissions Allowance Position | Thousand Tons | 0.0048155 | 0.0048155 | 0.0048155 | 0.0048155 | 0.0048155 | 0.0048155 | 0.0048155
NJ Non-HEDD CT NGas Units - Nox Rate Annual v5.12, Unit 954 and retrofits | 869 | 2455 | Rate Constraint in lbs/MWh | FALSE | L | Annual | Fuel Consumed | TBtu | 0.29962 | 0.29962 | 0.29962 | 0.29962 | 0.29962 | 0.29962 | 0.29962
NJ Non-HEDD CT NGas Units - Nox Rate Annual v5.12, Unit 954 and retrofits | 869 | 2455 | Rate Constraint in lbs/MWh | FALSE | L | Annual | Rate | lb/MMBtu | 0.032144 | 0.032144 | 0.032144 | 0.032144 | 0.032144 | 0.032144 | 0.032144
NJ Non-HEDD CT NGas Units - Nox Rate Annual v5.12, Unit 954 and retrofits | 869 | 2455 | Rate Constraint in lbs/MWh | FALSE | L | Annual | Generation | TWh | 0.027622 | 0.027622 | 0.027622 | 0.027622 | 0.027622 | 0.027622 | 0.027622
NJ Non-HEDD CT NGas Units - Nox Rate Annual v5.12, Unit 954 and retrofits | 869 | 2455 | Rate Constraint in lbs/MWh | FALSE | L | Annual | Qualifying Generation | TWh | 0.027622 | 0.027622 | 0.027622 | 0.027622 | 0.027622 | 0.027622 | 0.027622
NJ Non-HEDD CT NGas Units - Nox Rate Annual v5.12, Unit 954 and retrofits | 869 | 2455 | Rate Constraint in lbs/MWh | FALSE | L | Annual | Constraint Shadow Price | US2011$/Ton | 0 | 0 | 0 | 0 | 0 | 0 | 0
NJ Non-HEDD CT NGas Units - Nox Rate Annual v5.12, Unit 955 and retrofits | 870 | 2455 | Rate Constraint in lbs/MWh | FALSE | L | Annual | Seasons Included | Seasons | Winter, Summer | Winter, Summer | Winter, Summer | Winter, Summer | Winter, Summer | Winter, Summer | Winter, Summer
NJ Non-HEDD CT NGas Units - Nox Rate Annual v5.12, Unit 955 and retrofits | 870 | 2455 | Rate Constraint in lbs/MWh | FALSE | L | Annual | Standard | lb/MWh | 2.2 | 2.2 | 2.2 | 2.2 | 2.2 | 2.2 | 2.2
NJ Non-HEDD CT NGas Units - Nox Rate Annual v5.12, Unit 955 and retrofits | 870 | 2455 | Rate Constraint in lbs/MWh | FALSE | L | Annual | Emissions at Affected Plants NOX | Thousand Tons | 0.0048634 | 0.0048634 | 0.0048634 | 0.0048634 | 0.0048634 | 0.0048634 | 0.0048634
NJ Non-HEDD CT NGas Units - Nox Rate Annual v5.12, Unit 955 and retrofits | 870 | 2455 | Rate Constraint in lbs/MWh | FALSE | L | Annual | Allowances Purchased NOX | Thousand Tons | 0 | 0 | 0 | 0 | 0 | 0 | 0
NJ Non-HEDD CT NGas Units - Nox Rate Annual v5.12, Unit 955 and retrofits | 870 | 2455 | Rate Constraint in lbs/MWh | FALSE | L | Annual | Allowances Sold NOX | Thousand Tons | 0 | 0 | 0 | 0 | 0 | 0 | 0
NJ Non-HEDD CT NGas Units - Nox Rate Annual v5.12, Unit 955 and retrofits | 870 | 2455 | Rate Constraint in lbs/MWh | FALSE | L | Annual | Allowances Banked | Thousand Tons | 0 | 0 | 0 | 0 | 0 | 0 | 0
NJ Non-HEDD CT NGas Units - Nox Rate Annual v5.12, Unit 955 and retrofits | 870 | 2455 | Rate Constraint in lbs/MWh | FALSE | L | Annual | Allowances Withdrawn (1:1) | Thousand Tons | 0 | 0 | 0 | 0 | 0 | 0 | 0
NJ Non-HEDD CT NGas Units - Nox Rate Annual v5.12, Unit 955 and retrofits | 870 | 2455 | Rate Constraint in lbs/MWh | FALSE | L | Annual | Allowances Withdrawn (n:1) | Thousand Tons | 0 | 0 | 0 | 0 | 0 | 0 | 0
NJ Non-HEDD CT NGas Units - Nox Rate Annual v5.12, Unit 955 and retrofits | 870 | 2455 | Rate Constraint in lbs/MWh | FALSE | L | Annual | Net Emissions Allowance Position | Thousand Tons | 0.0048634 | 0.0048634 | 0.0048634 | 0.0048634 | 0.0048634 | 0.0048634 | 0.0048634
NJ Non-HEDD CT NGas Units - Nox Rate Annual v5.12, Unit 955 and retrofits | 870 | 2455 | Rate Constraint in lbs/MWh | FALSE | L | Annual | Fuel Consumed | TBtu | 0.29962 | 0.29962 | 0.29962 | 0.29962 | 0.29962 | 0.29962 | 0.29962
NJ Non-HEDD CT NGas Units - Nox Rate Annual v5.12, Unit 955 and retrofits | 870 | 2455 | Rate Constraint in lbs/MWh | FALSE | L | Annual | Rate | lb/MMBtu | 0.032464 | 0.032464 | 0.032464 | 0.032464 | 0.032464 | 0.032464 | 0.032464
NJ Non-HEDD CT NGas Units - Nox Rate Annual v5.12, Unit 955 and retrofits | 870 | 2455 | Rate Constraint in lbs/MWh | FALSE | L | Annual | Generation | TWh | 0.027622 | 0.027622 | 0.027622 | 0.027622 | 0.027622 | 0.027622 | 0.027622
NJ Non-HEDD CT NGas Units - Nox Rate Annual v5.12, Unit 955 and retrofits | 870 | 2455 | Rate Constraint in lbs/MWh | FALSE | L | Annual | Qualifying Generation | TWh | 0.027622 | 0.027622 | 0.027622 | 0.027622 | 0.027622 | 0.027622 | 0.027622
NJ Non-HEDD CT NGas Units - Nox Rate Annual v5.12, Unit 955 and retrofits | 870 | 2455 | Rate Constraint in lbs/MWh | FALSE | L | Annual | Constraint Shadow Price | US2011$/Ton | 0 | 0 | 0 | 0 | 0 | 0 | 0
NJ Non-HEDD CT NGas Units - Nox Rate Annual v5.12, Unit 956 and retrofits | 871 | 2455 | Rate Constraint in lbs/MWh | FALSE | L | Annual | Seasons Included | Seasons | Winter, Summer | Winter, Summer | Winter, Summer | Winter, Summer | Winter, Summer | Winter, Summer | Winter, Summer
NJ Non-HEDD CT NGas Units - Nox Rate Annual v5.12, Unit 956 and retrofits | 871 | 2455 | Rate Constraint in lbs/MWh | FALSE | L | Annual | Standard | lb/MWh | 2.2 | 2.2 | 2.2 | 2.2 | 2.2 | 2.2 | 2.2
NJ Non-HEDD CT NGas Units - Nox Rate Annual v5.12, Unit 956 and retrofits | 871 | 2455 | Rate Constraint in lbs/MWh | FALSE | L | Annual | Emissions at Affected Plants NOX | Thousand Tons | 0.0025218 | 0.0025218 | 0.0025218 | 0.0025218 | 0.0025218 | 0.00083908 | 0.00083908
NJ Non-HEDD CT NGas Units - Nox Rate Annual v5.12, Unit 956 and retrofits | 871 | 2455 | Rate Constraint in lbs/MWh | FALSE | L | Annual | Allowances Purchased NOX | Thousand Tons | 0 | 0 | 0 | 0 | 0 | 0 | 0
NJ Non-HEDD CT NGas Units - Nox Rate Annual v5.12, Unit 956 and retrofits | 871 | 2455 | Rate Constraint in lbs/MWh | FALSE | L | Annual | Allowances Sold NOX | Thousand Tons | 0 | 0 | 0 | 0 | 0 | 0 | 0
NJ Non-HEDD CT NGas Units - Nox Rate Annual v5.12, Unit 956 and retrofits | 871 | 2455 | Rate Constraint in lbs/MWh | FALSE | L | Annual | Allowances Banked | Thousand Tons | 0 | 0 | 0 | 0 | 0 | 0 | 0
NJ Non-HEDD CT NGas Units - Nox Rate Annual v5.12, Unit 956 and retrofits | 871 | 2455 | Rate Constraint in lbs/MWh | FALSE | L | Annual | Allowances Withdrawn (1:1) | Thousand Tons | 0 | 0 | 0 | 0 | 0 | 0 | 0
NJ Non-HEDD CT NGas Units - Nox Rate Annual v5.12, Unit 956 and retrofits | 871 | 2455 | Rate Constraint in lbs/MWh | FALSE | L | Annual | Allowances Withdrawn (n:1) | Thousand Tons | 0 | 0 | 0 | 0 | 0 | 0 | 0
NJ Non-HEDD CT NGas Units - Nox Rate Annual v5.12, Unit 956 and retrofits | 871 | 2455 | Rate Constraint in lbs/MWh | FALSE | L | Annual | Net Emissions Allowance Position | Thousand Tons | 0.0025218 | 0.0025218 | 0.0025218 | 0.0025218 | 0.0025218 | 0.00083908 | 0.00083908
NJ Non-HEDD CT NGas Units - Nox Rate Annual v5.12, Unit 956 and retrofits | 871 | 2455 | Rate Constraint in lbs/MWh | FALSE | L | Annual | Fuel Consumed | TBtu | 0.063046 | 0.063046 | 0.063046 | 0.063046 | 0.063046 | 0.020977 | 0.020977
NJ Non-HEDD CT NGas Units - Nox Rate Annual v5.12, Unit 956 and retrofits | 871 | 2455 | Rate Constraint in lbs/MWh | FALSE | L | Annual | Rate | lb/MMBtu | 0.08 | 0.08 | 0.08 | 0.08 | 0.08 | 0.08 | 0.08
NJ Non-HEDD CT NGas Units - Nox Rate Annual v5.12, Unit 956 and retrofits | 871 | 2455 | Rate Constraint in lbs/MWh | FALSE | L | Annual | Generation | TWh | 0.0064662 | 0.0064662 | 0.0064662 | 0.0064662 | 0.0064662 | 0.0021515 | 0.0021515
NJ Non-HEDD CT NGas Units - Nox Rate Annual v5.12, Unit 956 and retrofits | 871 | 2455 | Rate Constraint in lbs/MWh | FALSE | L | Annual | Qualifying Generation | TWh | 0.0064662 | 0.0064662 | 0.0064662 | 0.0064662 | 0.0064662 | 0.0021515 | 0.0021515
NJ Non-HEDD CT NGas Units - Nox Rate Annual v5.12, Unit 956 and retrofits | 871 | 2455 | Rate Constraint in lbs/MWh | FALSE | L | Annual | Constraint Shadow Price | US2011$/Ton | 0 | 0 | 0 | 0 | 0 | 0 | 0
NJ Non-HEDD CT NGas Units - Nox Rate Annual v5.12, Unit 1218 and retrofits | 872 | 2455 | Rate Constraint in lbs/MWh | FALSE | L | Annual | Seasons Included | Seasons | Winter, Summer | Winter, Summer | Winter, Summer | Winter, Summer | Winter, Summer | Winter, Summer | Winter, Summer
NJ Non-HEDD CT NGas Units - Nox Rate Annual v5.12, Unit 1218 and retrofits | 872 | 2455 | Rate Constraint in lbs/MWh | FALSE | L | Annual | Standard | lb/MWh | 2.2 | 2.2 | 2.2 | 2.2 | 2.2 | 2.2 | 2.2
NJ Non-HEDD CT NGas Units - Nox Rate Annual v5.12, Unit 1218 and retrofits | 872 | 2455 | Rate Constraint in lbs/MWh | FALSE | L | Annual | Emissions at Affected Plants NOX | Thousand Tons | 0.0099036 | 0.0099036 | 0.0099036 | 0.0099036 | 0.018375 | 0.0099036 | 0.0099036
NJ Non-HEDD CT NGas Units - Nox Rate Annual v5.12, Unit 1218 and retrofits | 872 | 2455 | Rate Constraint in lbs/MWh | FALSE | L | Annual | Allowances Purchased NOX | Thousand Tons | 0 | 0 | 0 | 0 | 0 | 0 | 0
NJ Non-HEDD CT NGas Units - Nox Rate Annual v5.12, Unit 1218 and retrofits | 872 | 2455 | Rate Constraint in lbs/MWh | FALSE | L | Annual | Allowances Sold NOX | Thousand Tons | 0 | 0 | 0 | 0 | 0 | 0 | 0
NJ Non-HEDD CT NGas Units - Nox Rate Annual v5.12, Unit 1218 and retrofits | 872 | 2455 | Rate Constraint in lbs/MWh | FALSE | L | Annual | Allowances Banked | Thousand Tons | 0 | 0 | 0 | 0 | 0 | 0 | 0
NJ Non-HEDD CT NGas Units - Nox Rate Annual v5.12, Unit 1218 and retrofits | 872 | 2455 | Rate Constraint in lbs/MWh | FALSE | L | Annual | Allowances Withdrawn (1:1) | Thousand Tons | 0 | 0 | 0 | 0 | 0 | 0 | 0
NJ Non-HEDD CT NGas Units - Nox Rate Annual v5.12, Unit 1218 and retrofits | 872 | 2455 | Rate Constraint in lbs/MWh | FALSE | L | Annual | Allowances Withdrawn (n:1) | Thousand Tons | 0 | 0 | 0 | 0 | 0 | 0 | 0
NJ Non-HEDD CT NGas Units - Nox Rate Annual v5.12, Unit 1218 and retrofits | 872 | 2455 | Rate Constraint in lbs/MWh | FALSE | L | Annual | Net Emissions Allowance Position | Thousand Tons | 0.0099036 | 0.0099036 | 0.0099036 | 0.0099036 | 0.018375 | 0.0099036 | 0.0099036
NJ Non-HEDD CT NGas Units - Nox Rate Annual v5.12, Unit 1218 and retrofits | 872 | 2455 | Rate Constraint in lbs/MWh | FALSE | L | Annual | Fuel Consumed | TBtu | 0.24759 | 0.24759 | 0.24759 | 0.24759 | 0.45939 | 0.24759 | 0.24759
NJ Non-HEDD CT NGas Units - Nox Rate Annual v5.12, Unit 1218 and retrofits | 872 | 2455 | Rate Constraint in lbs/MWh | FALSE | L | Annual | Rate | lb/MMBtu | 0.08 | 0.08 | 0.08 | 0.08 | 0.08 | 0.08 | 0.08
NJ Non-HEDD CT NGas Units - Nox Rate Annual v5.12, Unit 1218 and retrofits | 872 | 2455 | Rate Constraint in lbs/MWh | FALSE | L | Annual | Generation | TWh | 0.023042 | 0.023042 | 0.023042 | 0.023042 | 0.042753 | 0.023042 | 0.023042
NJ Non-HEDD CT NGas Units - Nox Rate Annual v5.12, Unit 1218 and retrofits | 872 | 2455 | Rate Constraint in lbs/MWh | FALSE | L | Annual | Qualifying Generation | TWh | 0.023042 | 0.023042 | 0.023042 | 0.023042 | 0.042753 | 0.023042 | 0.023042
NJ Non-HEDD CT NGas Units - Nox Rate Annual v5.12, Unit 1218 and retrofits | 872 | 2455 | Rate Constraint in lbs/MWh | FALSE | L | Annual | Constraint Shadow Price | US2011$/Ton | 0 | 0 | 0 | 0 | 0 | 0 | 0
NJ Non-HEDD CT NGas Units - Nox Rate Annual v5.12, Unit 1219 and retrofits | 873 | 2455 | Rate Constraint in lbs/MWh | FALSE | L | Annual | Seasons Included | Seasons | Winter, Summer | Winter, Summer | Winter, Summer | Winter, Summer | Winter, Summer | Winter, Summer | Winter, Summer
NJ Non-HEDD CT NGas Units - Nox Rate Annual v5.12, Unit 1219 and retrofits | 873 | 2455 | Rate Constraint in lbs/MWh | FALSE | L | Annual | Standard | lb/MWh | 2.2 | 2.2 | 2.2 | 2.2 | 2.2 | 2.2 | 2.2
NJ Non-HEDD CT NGas Units - Nox Rate Annual v5.12, Unit 1219 and retrofits | 873 | 2455 | Rate Constraint in lbs/MWh | FALSE | L | Annual | Emissions at Affected Plants NOX | Thousand Tons | 0.0099036 | 0.0099036 | 0.0053423 | 0.0099036 | 0.018375 | 0.0099036 | 0.0099036
NJ Non-HEDD CT NGas Units - Nox Rate Annual v5.12, Unit 1219 and retrofits | 873 | 2455 | Rate Constraint in lbs/MWh | FALSE | L | Annual | Allowances Purchased NOX | Thousand Tons | 0 | 0 | 0 | 0 | 0 | 0 | 0
NJ Non-HEDD CT NGas Units - Nox Rate Annual v5.12, Unit 1219 and retrofits | 873 | 2455 | Rate Constraint in lbs/MWh | FALSE | L | Annual | Allowances Sold NOX | Thousand Tons | 0 | 0 | 0 | 0 | 0 | 0 | 0
NJ Non-HEDD CT NGas Units - Nox Rate Annual v5.12, Unit 1219 and retrofits | 873 | 2455 | Rate Constraint in lbs/MWh | FALSE | L | Annual | Allowances Banked | Thousand Tons | 0 | 0 | 0 | 0 | 0 | 0 | 0
NJ Non-HEDD CT NGas Units - Nox Rate Annual v5.12, Unit 1219 and retrofits | 873 | 2455 | Rate Constraint in lbs/MWh | FALSE | L | Annual | Allowances Withdrawn (1:1) | Thousand Tons | 0 | 0 | 0 | 0 | 0 | 0 | 0
NJ Non-HEDD CT NGas Units - Nox Rate Annual v5.12, Unit 1219 and retrofits | 873 | 2455 | Rate Constraint in lbs/MWh | FALSE | L | Annual | Allowances Withdrawn (n:1) | Thousand Tons | 0 | 0 | 0 | 0 | 0 | 0 | 0
NJ Non-HEDD CT NGas Units - Nox Rate Annual v5.12, Unit 1219 and retrofits | 873 | 2455 | Rate Constraint in lbs/MWh | FALSE | L | Annual | Net Emissions Allowance Position | Thousand Tons | 0.0099036 | 0.0099036 | 0.0053423 | 0.0099036 | 0.018375 | 0.0099036 | 0.0099036
NJ Non-HEDD CT NGas Units - Nox Rate Annual v5.12, Unit 1219 and retrofits | 873 | 2455 | Rate Constraint in lbs/MWh | FALSE | L | Annual | Fuel Consumed | TBtu | 0.24759 | 0.24759 | 0.13356 | 0.24759 | 0.45939 | 0.24759 | 0.24759
NJ Non-HEDD CT NGas Units - Nox Rate Annual v5.12, Unit 1219 and retrofits | 873 | 2455 | Rate Constraint in lbs/MWh | FALSE | L | Annual | Rate | lb/MMBtu | 0.08 | 0.08 | 0.08 | 0.08 | 0.08 | 0.08 | 0.08
NJ Non-HEDD CT NGas Units - Nox Rate Annual v5.12, Unit 1219 and retrofits | 873 | 2455 | Rate Constraint in lbs/MWh | FALSE | L | Annual | Generation | TWh | 0.023042 | 0.023042 | 0.01243 | 0.023042 | 0.042753 | 0.023042 | 0.023042
NJ Non-HEDD CT NGas Units - Nox Rate Annual v5.12, Unit 1219 and retrofits | 873 | 2455 | Rate Constraint in lbs/MWh | FALSE | L | Annual | Qualifying Generation | TWh | 0.023042 | 0.023042 | 0.01243 | 0.023042 | 0.042753 | 0.023042 | 0.023042
NJ Non-HEDD CT NGas Units - Nox Rate Annual v5.12, Unit 1219 and retrofits | 873 | 2455 | Rate Constraint in lbs/MWh | FALSE | L | Annual | Constraint Shadow Price | US2011$/Ton | 0 | 0 | 0 | 0 | 0 | 0 | 0
NJ Non-HEDD CT NGas Units - Nox Rate Annual v5.12, Unit 1220 and retrofits | 874 | 2455 | Rate Constraint in lbs/MWh | FALSE | L | Annual | Seasons Included | Seasons | Winter, Summer | Winter, Summer | Winter, Summer | Winter, Summer | Winter, Summer | Winter, Summer | Winter, Summer
NJ Non-HEDD CT NGas Units - Nox Rate Annual v5.12, Unit 1220 and retrofits | 874 | 2455 | Rate Constraint in lbs/MWh | FALSE | L | Annual | Standard | lb/MWh | 2.2 | 2.2 | 2.2 | 2.2 | 2.2 | 2.2 | 2.2
NJ Non-HEDD CT NGas Units - Nox Rate Annual v5.12, Unit 1220 and retrofits | 874 | 2455 | Rate Constraint in lbs/MWh | FALSE | L | Annual | Emissions at Affected Plants NOX | Thousand Tons | 0.0099036 | 0.0099036 | 0.0099036 | 0.0099036 | 0.018375 | 0.0099036 | 0.0099036
NJ Non-HEDD CT NGas Units - Nox Rate Annual v5.12, Unit 1220 and retrofits | 874 | 2455 | Rate Constraint in lbs/MWh | FALSE | L | Annual | Allowances Purchased NOX | Thousand Tons | 0 | 0 | 0 | 0 | 0 | 0 | 0
NJ Non-HEDD CT NGas Units - Nox Rate Annual v5.12, Unit 1220 and retrofits | 874 | 2455 | Rate Constraint in lbs/MWh | FALSE | L | Annual | Allowances Sold NOX | Thousand Tons | 0 | 0 | 0 | 0 | 0 | 0 | 0
NJ Non-HEDD CT NGas Units - Nox Rate Annual v5.12, Unit 1220 and retrofits | 874 | 2455 | Rate Constraint in lbs/MWh | FALSE | L | Annual | Allowances Banked | Thousand Tons | 0 | 0 | 0 | 0 | 0 | 0 | 0
NJ Non-HEDD CT NGas Units - Nox Rate Annual v5.12, Unit 1220 and retrofits | 874 | 2455 | Rate Constraint in lbs/MWh | FALSE | L | Annual | Allowances Withdrawn (1:1) | Thousand Tons | 0 | 0 | 0 | 0 | 0 | 0 | 0
NJ Non-HEDD CT NGas Units - Nox Rate Annual v5.12, Unit 1220 and retrofits | 874 | 2455 | Rate Constraint in lbs/MWh | FALSE | L | Annual | Allowances Withdrawn (n:1) | Thousand Tons | 0 | 0 | 0 | 0 | 0 | 0 | 0
NJ Non-HEDD CT NGas Units - Nox Rate Annual v5.12, Unit 1220 and retrofits | 874 | 2455 | Rate Constraint in lbs/MWh | FALSE | L | Annual | Net Emissions Allowance Position | Thousand Tons | 0.0099036 | 0.0099036 | 0.0099036 | 0.0099036 | 0.018375 | 0.0099036 | 0.0099036
NJ Non-HEDD CT NGas Units - Nox Rate Annual v5.12, Unit 1220 and retrofits | 874 | 2455 | Rate Constraint in lbs/MWh | FALSE | L | Annual | Fuel Consumed | TBtu | 0.24759 | 0.24759 | 0.24759 | 0.24759 | 0.45939 | 0.24759 | 0.24759
NJ Non-HEDD CT NGas Units - Nox Rate Annual v5.12, Unit 1220 and retrofits | 874 | 2455 | Rate Constraint in lbs/MWh | FALSE | L | Annual | Rate | lb/MMBtu | 0.08 | 0.08 | 0.08 | 0.08 | 0.08 | 0.08 | 0.08
NJ Non-HEDD CT NGas Units - Nox Rate Annual v5.12, Unit 1220 and retrofits | 874 | 2455 | Rate Constraint in lbs/MWh | FALSE | L | Annual | Generation | TWh | 0.023042 | 0.023042 | 0.023042 | 0.023042 | 0.042753 | 0.023042 | 0.023042
NJ Non-HEDD CT NGas Units - Nox Rate Annual v5.12, Unit 1220 and retrofits | 874 | 2455 | Rate Constraint in lbs/MWh | FALSE | L | Annual | Qualifying Generation | TWh | 0.023042 | 0.023042 | 0.023042 | 0.023042 | 0.042753 | 0.023042 | 0.023042
NJ Non-HEDD CT NGas Units - Nox Rate Annual v5.12, Unit 1220 and retrofits | 874 | 2455 | Rate Constraint in lbs/MWh | FALSE | L | Annual | Constraint Shadow Price | US2011$/Ton | 0 | 0 | 0 | 0 | 0 | 0 | 0
NJ Non-HEDD CT NGas Units - Nox Rate Annual v5.12, Unit 1221 and retrofits | 875 | 2455 | Rate Constraint in lbs/MWh | FALSE | L | Annual | Seasons Included | Seasons | Winter, Summer | Winter, Summer | Winter, Summer | Winter, Summer | Winter, Summer | Winter, Summer | Winter, Summer
NJ Non-HEDD CT NGas Units - Nox Rate Annual v5.12, Unit 1221 and retrofits | 875 | 2455 | Rate Constraint in lbs/MWh | FALSE | L | Annual | Standard | lb/MWh | 2.2 | 2.2 | 2.2 | 2.2 | 2.2 | 2.2 | 2.2
NJ Non-HEDD CT NGas Units - Nox Rate Annual v5.12, Unit 1221 and retrofits | 875 | 2455 | Rate Constraint in lbs/MWh | FALSE | L | Annual | Emissions at Affected Plants NOX | Thousand Tons | 0.0099036 | 0.0099036 | 0.0053423 | 0.0053423 | 0.018375 | 0.0099036 | 0.0099036
NJ Non-HEDD CT NGas Units - Nox Rate Annual v5.12, Unit 1221 and retrofits | 875 | 2455 | Rate Constraint in lbs/MWh | FALSE | L | Annual | Allowances Purchased NOX | Thousand Tons | 0 | 0 | 0 | 0 | 0 | 0 | 0
NJ Non-HEDD CT NGas Units - Nox Rate Annual v5.12, Unit 1221 and retrofits | 875 | 2455 | Rate Constraint in lbs/MWh | FALSE | L | Annual | Allowances Sold NOX | Thousand Tons | 0 | 0 | 0 | 0 | 0 | 0 | 0
NJ Non-HEDD CT NGas Units - Nox Rate Annual v5.12, Unit 1221 and retrofits | 875 | 2455 | Rate Constraint in lbs/MWh | FALSE | L | Annual | Allowances Banked | Thousand Tons | 0 | 0 | 0 | 0 | 0 | 0 | 0
NJ Non-HEDD CT NGas Units - Nox Rate Annual v5.12, Unit 1221 and retrofits | 875 | 2455 | Rate Constraint in lbs/MWh | FALSE | L | Annual | Allowances Withdrawn (1:1) | Thousand Tons | 0 | 0 | 0 | 0 | 0 | 0 | 0
NJ Non-HEDD CT NGas Units - Nox Rate Annual v5.12, Unit 1221 and retrofits | 875 | 2455 | Rate Constraint in lbs/MWh | FALSE | L | Annual | Allowances Withdrawn (n:1) | Thousand Tons | 0 | 0 | 0 | 0 | 0 | 0 | 0
NJ Non-HEDD CT NGas Units - Nox Rate Annual v5.12, Unit 1221 and retrofits | 875 | 2455 | Rate Constraint in lbs/MWh | FALSE | L | Annual | Net Emissions Allowance Position | Thousand Tons | 0.0099036 | 0.0099036 | 0.0053423 | 0.0053423 | 0.018375 | 0.0099036 | 0.0099036
NJ Non-HEDD CT NGas Units - Nox Rate Annual v5.12, Unit 1221 and retrofits | 875 | 2455 | Rate Constraint in lbs/MWh | FALSE | L | Annual | Fuel Consumed | TBtu | 0.24759 | 0.24759 | 0.13356 | 0.13356 | 0.45939 | 0.24759 | 0.24759
NJ Non-HEDD CT NGas Units - Nox Rate Annual v5.12, Unit 1221 and retrofits | 875 | 2455 | Rate Constraint in lbs/MWh | FALSE | L | Annual | Rate | lb/MMBtu | 0.08 | 0.08 | 0.08 | 0.08 | 0.08 | 0.08 | 0.08
NJ Non-HEDD CT NGas Units - Nox Rate Annual v5.12, Unit 1221 and retrofits | 875 | 2455 | Rate Constraint in lbs/MWh | FALSE | L | Annual | Generation | TWh | 0.023042 | 0.023042 | 0.01243 | 0.01243 | 0.042753 | 0.023042 | 0.023042
NJ Non-HEDD CT NGas Units - Nox Rate Annual v5.12, Unit 1221 and retrofits | 875 | 2455 | Rate Constraint in lbs/MWh | FALSE | L | Annual | Qualifying Generation | TWh | 0.023042 | 0.023042 | 0.01243 | 0.01243 | 0.042753 | 0.023042 | 0.023042
NJ Non-HEDD CT NGas Units - Nox Rate Annual v5.12, Unit 1221 and retrofits | 875 | 2455 | Rate Constraint in lbs/MWh | FALSE | L | Annual | Constraint Shadow Price | US2011$/Ton | 0 | 0 | 0 | 0 | 0 | 0 | 0
NJ Non-HEDD CT NGas Units - Nox Rate Annual v5.12, Unit 1222 and retrofits | 876 | 2455 | Rate Constraint in lbs/MWh | FALSE | L | Annual | Seasons Included | Seasons | Winter, Summer | Winter, Summer | Winter, Summer | Winter, Summer | Winter, Summer | Winter, Summer | Winter, Summer
NJ Non-HEDD CT NGas Units - Nox Rate Annual v5.12, Unit 1222 and retrofits | 876 | 2455 | Rate Constraint in lbs/MWh | FALSE | L | Annual | Standard | lb/MWh | 2.2 | 2.2 | 2.2 | 2.2 | 2.2 | 2.2 | 2.2
NJ Non-HEDD CT NGas Units - Nox Rate Annual v5.12, Unit 1222 and retrofits | 876 | 2455 | Rate Constraint in lbs/MWh | FALSE | L | Annual | Emissions at Affected Plants NOX | Thousand Tons | 0.0099036 | 0.0099036 | 0.0099036 | 0.0099036 | 0.018375 | 0.0099036 | 0.0099036
NJ Non-HEDD CT NGas Units - Nox Rate Annual v5.12, Unit 1222 and retrofits | 876 | 2455 | Rate Constraint in lbs/MWh | FALSE | L | Annual | Allowances Purchased NOX | Thousand Tons | 0 | 0 | 0 | 0 | 0 | 0 | 0
NJ Non-HEDD CT NGas Units - Nox Rate Annual v5.12, Unit 1222 and retrofits | 876 | 2455 | Rate Constraint in lbs/MWh | FALSE | L | Annual | Allowances Sold NOX | Thousand Tons | 0 | 0 | 0 | 0 | 0 | 0 | 0
NJ Non-HEDD CT NGas Units - Nox Rate Annual v5.12, Unit 1222 and retrofits | 876 | 2455 | Rate Constraint in lbs/MWh | FALSE | L | Annual | Allowances Banked | Thousand Tons | 0 | 0 | 0 | 0 | 0 | 0 | 0
NJ Non-HEDD CT NGas Units - Nox Rate Annual v5.12, Unit 1222 and retrofits | 876 | 2455 | Rate Constraint in lbs/MWh | FALSE | L | Annual | Allowances Withdrawn (1:1) | Thousand Tons | 0 | 0 | 0 | 0 | 0 | 0 | 0
NJ Non-HEDD CT NGas Units - Nox Rate Annual v5.12, Unit 1222 and retrofits | 876 | 2455 | Rate Constraint in lbs/MWh | FALSE | L | Annual | Allowances Withdrawn (n:1) | Thousand Tons | 0 | 0 | 0 | 0 | 0 | 0 | 0
NJ Non-HEDD CT NGas Units - Nox Rate Annual v5.12, Unit 1222 and retrofits | 876 | 2455 | Rate Constraint in lbs/MWh | FALSE | L | Annual | Net Emissions Allowance Position | Thousand Tons | 0.0099036 | 0.0099036 | 0.0099036 | 0.0099036 | 0.018375 | 0.0099036 | 0.0099036
NJ Non-HEDD CT NGas Units - Nox Rate Annual v5.12, Unit 1222 and retrofits | 876 | 2455 | Rate Constraint in lbs/MWh | FALSE | L | Annual | Fuel Consumed | TBtu | 0.24759 | 0.24759 | 0.24759 | 0.24759 | 0.45939 | 0.24759 | 0.24759
NJ Non-HEDD CT NGas Units - Nox Rate Annual v5.12, Unit 1222 and retrofits | 876 | 2455 | Rate Constraint in lbs/MWh | FALSE | L | Annual | Rate | lb/MMBtu | 0.08 | 0.08 | 0.08 | 0.08 | 0.08 | 0.08 | 0.08
NJ Non-HEDD CT NGas Units - Nox Rate Annual v5.12, Unit 1222 and retrofits | 876 | 2455 | Rate Constraint in lbs/MWh | FALSE | L | Annual | Generation | TWh | 0.023042 | 0.023042 | 0.023042 | 0.023042 | 0.042753 | 0.023042 | 0.023042
NJ Non-HEDD CT NGas Units - Nox Rate Annual v5.12, Unit 1222 and retrofits | 876 | 2455 | Rate Constraint in lbs/MWh | FALSE | L | Annual | Qualifying Generation | TWh | 0.023042 | 0.023042 | 0.023042 | 0.023042 | 0.042753 | 0.023042 | 0.023042
NJ Non-HEDD CT NGas Units - Nox Rate Annual v5.12, Unit 1222 and retrofits | 876 | 2455 | Rate Constraint in lbs/MWh | FALSE | L | Annual | Constraint Shadow Price | US2011$/Ton | 0 | 0 | 0 | 0 | 0 | 0 | 0
NJ Non-HEDD CT NGas Units - Nox Rate Annual v5.12, Unit 1223 and retrofits | 877 | 2455 | Rate Constraint in lbs/MWh | FALSE | L | Annual | Seasons Included | Seasons | Winter, Summer | Winter, Summer | Winter, Summer | Winter, Summer | Winter, Summer | Winter, Summer | Winter, Summer
NJ Non-HEDD CT NGas Units - Nox Rate Annual v5.12, Unit 1223 and retrofits | 877 | 2455 | Rate Constraint in lbs/MWh | FALSE | L | Annual | Standard | lb/MWh | 2.2 | 2.2 | 2.2 | 2.2 | 2.2 | 2.2 | 2.2
NJ Non-HEDD CT NGas Units - Nox Rate Annual v5.12, Unit 1223 and retrofits | 877 | 2455 | Rate Constraint in lbs/MWh | FALSE | L | Annual | Emissions at Affected Plants NOX | Thousand Tons | 0.0099036 | 0.012403 | 0.0079541 | 0.0099036 | 0.018375 | 0.0099036 | 0.0099036
NJ Non-HEDD CT NGas Units - Nox Rate Annual v5.12, Unit 1223 and retrofits | 877 | 2455 | Rate Constraint in lbs/MWh | FALSE | L | Annual | Allowances Purchased NOX | Thousand Tons | 0 | 0 | 0 | 0 | 0 | 0 | 0
NJ Non-HEDD CT NGas Units - Nox Rate Annual v5.12, Unit 1223 and retrofits | 877 | 2455 | Rate Constraint in lbs/MWh | FALSE | L | Annual | Allowances Sold NOX | Thousand Tons | 0 | 0 | 0 | 0 | 0 | 0 | 0
NJ Non-HEDD CT NGas Units - Nox Rate Annual v5.12, Unit 1223 and retrofits | 877 | 2455 | Rate Constraint in lbs/MWh | FALSE | L | Annual | Allowances Banked | Thousand Tons | 0 | 0 | 0 | 0 | 0 | 0 | 0
NJ Non-HEDD CT NGas Units - Nox Rate Annual v5.12, Unit 1223 and retrofits | 877 | 2455 | Rate Constraint in lbs/MWh | FALSE | L | Annual | Allowances Withdrawn (1:1) | Thousand Tons | 0 | 0 | 0 | 0 | 0 | 0 | 0
NJ Non-HEDD CT NGas Units - Nox Rate Annual v5.12, Unit 1223 and retrofits | 877 | 2455 | Rate Constraint in lbs/MWh | FALSE | L | Annual | Allowances Withdrawn (n:1) | Thousand Tons | 0 | 0 | 0 | 0 | 0 | 0 | 0
NJ Non-HEDD CT NGas Units - Nox Rate Annual v5.12, Unit 1223 and retrofits | 877 | 2455 | Rate Constraint in lbs/MWh | FALSE | L | Annual | Net Emissions Allowance Position | Thousand Tons | 0.0099036 | 0.012403 | 0.0079541 | 0.0099036 | 0.018375 | 0.0099036 | 0.0099036
NJ Non-HEDD CT NGas Units - Nox Rate Annual v5.12, Unit 1223 and retrofits | 877 | 2455 | Rate Constraint in lbs/MWh | FALSE | L | Annual | Fuel Consumed | TBtu | 0.24759 | 0.31008 | 0.19885 | 0.24759 | 0.45939 | 0.24759 | 0.24759
NJ Non-HEDD CT NGas Units - Nox Rate Annual v5.12, Unit 1223 and retrofits | 877 | 2455 | Rate Constraint in lbs/MWh | FALSE | L | Annual | Rate | lb/MMBtu | 0.08 | 0.08 | 0.08 | 0.08 | 0.08 | 0.08 | 0.08
NJ Non-HEDD CT NGas Units - Nox Rate Annual v5.12, Unit 1223 and retrofits | 877 | 2455 | Rate Constraint in lbs/MWh | FALSE | L | Annual | Generation | TWh | 0.023042 | 0.028858 | 0.018507 | 0.023042 | 0.042753 | 0.023042 | 0.023042
NJ Non-HEDD CT NGas Units - Nox Rate Annual v5.12, Unit 1223 and retrofits | 877 | 2455 | Rate Constraint in lbs/MWh | FALSE | L | Annual | Qualifying Generation | TWh | 0.023042 | 0.028858 | 0.018507 | 0.023042 | 0.042753 | 0.023042 | 0.023042
NJ Non-HEDD CT NGas Units - Nox Rate Annual v5.12, Unit 1223 and retrofits | 877 | 2455 | Rate Constraint in lbs/MWh | FALSE | L | Annual | Constraint Shadow Price | US2011$/Ton | 0 | 0 | 0 | 0 | 0 | 0 | 0
NJ Non-HEDD CT NGas Units - Nox Rate Annual v5.12, Unit 1224 and retrofits | 878 | 2455 | Rate Constraint in lbs/MWh | FALSE | L | Annual | Seasons Included | Seasons | Winter, Summer | Winter, Summer | Winter, Summer | Winter, Summer | Winter, Summer | Winter, Summer | Winter, Summer
NJ Non-HEDD CT NGas Units - Nox Rate Annual v5.12, Unit 1224 and retrofits | 878 | 2455 | Rate Constraint in lbs/MWh | FALSE | L | Annual | Standard | lb/MWh | 2.2 | 2.2 | 2.2 | 2.2 | 2.2 | 2.2 | 2.2
NJ Non-HEDD CT NGas Units - Nox Rate Annual v5.12, Unit 1224 and retrofits | 878 | 2455 | Rate Constraint in lbs/MWh | FALSE | L | Annual | Emissions at Affected Plants NOX | Thousand Tons | 0.0099036 | 0.0099036 | 0.0053423 | 0.0053423 | 0.018375 | 0.0099036 | 0.0099036
NJ Non-HEDD CT NGas Units - Nox Rate Annual v5.12, Unit 1224 and retrofits | 878 | 2455 | Rate Constraint in lbs/MWh | FALSE | L | Annual | Allowances Purchased NOX | Thousand Tons | 0 | 0 | 0 | 0 | 0 | 0 | 0
NJ Non-HEDD CT NGas Units - Nox Rate Annual v5.12, Unit 1224 and retrofits | 878 | 2455 | Rate Constraint in lbs/MWh | FALSE | L | Annual | Allowances Sold NOX | Thousand Tons | 0 | 0 | 0 | 0 | 0 | 0 | 0
NJ Non-HEDD CT NGas Units - Nox Rate Annual v5.12, Unit 1224 and retrofits | 878 | 2455 | Rate Constraint in lbs/MWh | FALSE | L | Annual | Allowances Banked | Thousand Tons | 0 | 0 | 0 | 0 | 0 | 0 | 0
NJ Non-HEDD CT NGas Units - Nox Rate Annual v5.12, Unit 1224 and retrofits | 878 | 2455 | Rate Constraint in lbs/MWh | FALSE | L | Annual | Allowances Withdrawn (1:1) | Thousand Tons | 0 | 0 | 0 | 0 | 0 | 0 | 0
NJ Non-HEDD CT NGas Units - Nox Rate Annual v5.12, Unit 1224 and retrofits | 878 | 2455 | Rate Constraint in lbs/MWh | FALSE | L | Annual | Allowances Withdrawn (n:1) | Thousand Tons | 0 | 0 | 0 | 0 | 0 | 0 | 0
NJ Non-HEDD CT NGas Units - Nox Rate Annual v5.12, Unit 1224 and retrofits | 878 | 2455 | Rate Constraint in lbs/MWh | FALSE | L | Annual | Net Emissions Allowance Position | Thousand Tons | 0.0099036 | 0.0099036 | 0.0053423 | 0.0053423 | 0.018375 | 0.0099036 | 0.0099036
NJ Non-HEDD CT NGas Units - Nox Rate Annual v5.12, Unit 1224 and retrofits | 878 | 2455 | Rate Constraint in lbs/MWh | FALSE | L | Annual | Fuel Consumed | TBtu | 0.24759 | 0.24759 | 0.13356 | 0.13356 | 0.45939 | 0.24759 | 0.24759
NJ Non-HEDD CT NGas Units - Nox Rate Annual v5.12, Unit 1224 and retrofits | 878 | 2455 | Rate Constraint in lbs/MWh | FALSE | L | Annual | Rate | lb/MMBtu | 0.08 | 0.08 | 0.08 | 0.08 | 0.08 | 0.08 | 0.08
NJ Non-HEDD CT NGas Units - Nox Rate Annual v5.12, Unit 1224 and retrofits | 878 | 2455 | Rate Constraint in lbs/MWh | FALSE | L | Annual | Generation | TWh | 0.023042 | 0.023042 | 0.01243 | 0.01243 | 0.042753 | 0.023042 | 0.023042
NJ Non-HEDD CT NGas Units - Nox Rate Annual v5.12, Unit 1224 and retrofits | 878 | 2455 | Rate Constraint in lbs/MWh | FALSE | L | Annual | Qualifying Generation | TWh | 0.023042 | 0.023042 | 0.01243 | 0.01243 | 0.042753 | 0.023042 | 0.023042
NJ Non-HEDD CT NGas Units - Nox Rate Annual v5.12, Unit 1224 and retrofits | 878 | 2455 | Rate Constraint in lbs/MWh | FALSE | L | Annual | Constraint Shadow Price | US2011$/Ton | 0 | 0 | 0 | 0 | 0 | 0 | 0
NJ Non-HEDD CT NGas Units - Nox Rate Annual v5.12, Unit 1225 and retrofits | 879 | 2455 | Rate Constraint in lbs/MWh | FALSE | L | Annual | Seasons Included | Seasons | Winter, Summer | Winter, Summer | Winter, Summer | Winter, Summer | Winter, Summer | Winter, Summer | Winter, Summer
NJ Non-HEDD CT NGas Units - Nox Rate Annual v5.12, Unit 1225 and retrofits | 879 | 2455 | Rate Constraint in lbs/MWh | FALSE | L | Annual | Standard | lb/MWh | 2.2 | 2.2 | 2.2 | 2.2 | 2.2 | 2.2 | 2.2
NJ Non-HEDD CT NGas Units - Nox Rate Annual v5.12, Unit 1225 and retrofits | 879 | 2455 | Rate Constraint in lbs/MWh | FALSE | L | Annual | Emissions at Affected Plants NOX | Thousand Tons | 0.0099036 | 0.018375 | 0.0099036 | 0.008781 | 0.018375 | 0.0099036 | 0.0099036
NJ Non-HEDD CT NGas Units - Nox Rate Annual v5.12, Unit 1225 and retrofits | 879 | 2455 | Rate Constraint in lbs/MWh | FALSE | L | Annual | Allowances Purchased NOX | Thousand Tons | 0 | 0 | 0 | 0 | 0 | 0 | 0
NJ Non-HEDD CT NGas Units - Nox Rate Annual v5.12, Unit 1225 and retrofits | 879 | 2455 | Rate Constraint in lbs/MWh | FALSE | L | Annual | Allowances Sold NOX | Thousand Tons | 0 | 0 | 0 | 0 | 0 | 0 | 0
NJ Non-HEDD CT NGas Units - Nox Rate Annual v5.12, Unit 1225 and retrofits | 879 | 2455 | Rate Constraint in lbs/MWh | FALSE | L | Annual | Allowances Banked | Thousand Tons | 0 | 0 | 0 | 0 | 0 | 0 | 0
NJ Non-HEDD CT NGas Units - Nox Rate Annual v5.12, Unit 1225 and retrofits | 879 | 2455 | Rate Constraint in lbs/MWh | FALSE | L | Annual | Allowances Withdrawn (1:1) | Thousand Tons | 0 | 0 | 0 | 0 | 0 | 0 | 0
NJ Non-HEDD CT NGas Units - Nox Rate Annual v5.12, Unit 1225 and retrofits | 879 | 2455 | Rate Constraint in lbs/MWh | FALSE | L | Annual | Allowances Withdrawn (n:1) | Thousand Tons | 0 | 0 | 0 | 0 | 0 | 0 | 0
NJ Non-HEDD CT NGas Units - Nox Rate Annual v5.12, Unit 1225 and retrofits | 879 | 2455 | Rate Constraint in lbs/MWh | FALSE | L | Annual | Net Emissions Allowance Position | Thousand Tons | 0.0099036 | 0.018375 | 0.0099036 | 0.008781 | 0.018375 | 0.0099036 | 0.0099036
NJ Non-HEDD CT NGas Units - Nox Rate Annual v5.12, Unit 1225 and retrofits | 879 | 2455 | Rate Constraint in lbs/MWh | FALSE | L | Annual | Fuel Consumed | TBtu | 0.24759 | 0.45939 | 0.24759 | 0.21953 | 0.45939 | 0.24759 | 0.24759
NJ Non-HEDD CT NGas Units - Nox Rate Annual v5.12, Unit 1225 and retrofits | 879 | 2455 | Rate Constraint in lbs/MWh | FALSE | L | Annual | Rate | lb/MMBtu | 0.08 | 0.08 | 0.08 | 0.08 | 0.08 | 0.08 | 0.08
NJ Non-HEDD CT NGas Units - Nox Rate Annual v5.12, Unit 1225 and retrofits | 879 | 2455 | Rate Constraint in lbs/MWh | FALSE | L | Annual | Generation | TWh | 0.023042 | 0.042753 | 0.023042 | 0.020431 | 0.042753 | 0.023042 | 0.023042
NJ Non-HEDD CT NGas Units - Nox Rate Annual v5.12, Unit 1225 and retrofits | 879 | 2455 | Rate Constraint in lbs/MWh | FALSE | L | Annual | Qualifying Generation | TWh | 0.023042 | 0.042753 | 0.023042 | 0.020431 | 0.042753 | 0.023042 | 0.023042
NJ Non-HEDD CT NGas Units - Nox Rate Annual v5.12, Unit 1225 and retrofits | 879 | 2455 | Rate Constraint in lbs/MWh | FALSE | L | Annual | Constraint Shadow Price | US2011$/Ton | 0 | 0 | 0 | 0 | 0 | 0 | 0
NJ Non-HEDD CT Oil Units - Nox Rate Annual v5.12, Unit 897 and retrofits | 880 | 2454 | Rate Constraint in lbs/MWh | FALSE | L | Annual | Seasons Included | Seasons | Winter, Summer | Winter, Summer | Winter, Summer | Winter, Summer | Winter, Summer | Winter, Summer | Winter, Summer
NJ Non-HEDD CT Oil Units - Nox Rate Annual v5.12, Unit 897 and retrofits | 880 | 2454 | Rate Constraint in lbs/MWh | FALSE | L | Annual | Standard | lb/MWh | 3 | 3 | 3 | 3 | 3 | 3 | 3
NJ Non-HEDD CT Oil Units - Nox Rate Annual v5.12, Unit 897 and retrofits | 880 | 2454 | Rate Constraint in lbs/MWh | FALSE | L | Annual | Emissions at Affected Plants NOX | Thousand Tons | 0 | 0 | 0 | 0 | 0 | 0 | 0
NJ Non-HEDD CT Oil Units - Nox Rate Annual v5.12, Unit 897 and retrofits | 880 | 2454 | Rate Constraint in lbs/MWh | FALSE | L | Annual | Allowances Purchased NOX | Thousand Tons | 0 | 0 | 0 | 0 | 0 | 0 | 0
NJ Non-HEDD CT Oil Units - Nox Rate Annual v5.12, Unit 897 and retrofits | 880 | 2454 | Rate Constraint in lbs/MWh | FALSE | L | Annual | Allowances Sold NOX | Thousand Tons | 0 | 0 | 0 | 0 | 0 | 0 | 0
NJ Non-HEDD CT Oil Units - Nox Rate Annual v5.12, Unit 897 and retrofits | 880 | 2454 | Rate Constraint in lbs/MWh | FALSE | L | Annual | Allowances Banked | Thousand Tons | 0 | 0 | 0 | 0 | 0 | 0 | 0
NJ Non-HEDD CT Oil Units - Nox Rate Annual v5.12, Unit 897 and retrofits | 880 | 2454 | Rate Constraint in lbs/MWh | FALSE | L | Annual | Allowances Withdrawn (1:1) | Thousand Tons | 0 | 0 | 0 | 0 | 0 | 0 | 0
NJ Non-HEDD CT Oil Units - Nox Rate Annual v5.12, Unit 897 and retrofits | 880 | 2454 | Rate Constraint in lbs/MWh | FALSE | L | Annual | Allowances Withdrawn (n:1) | Thousand Tons | 0 | 0 | 0 | 0 | 0 | 0 | 0
NJ Non-HEDD CT Oil Units - Nox Rate Annual v5.12, Unit 897 and retrofits | 880 | 2454 | Rate Constraint in lbs/MWh | FALSE | L | Annual | Net Emissions Allowance Position | Thousand Tons | 0 | 0 | 0 | 0 | 0 | 0 | 0
NJ Non-HEDD CT Oil Units - Nox Rate Annual v5.12, Unit 897 and retrofits | 880 | 2454 | Rate Constraint in lbs/MWh | FALSE | L | Annual | Fuel Consumed | TBtu | 0 | 0 | 0 | 0 | 0 | 0 | 0
NJ Non-HEDD CT Oil Units - Nox Rate Annual v5.12, Unit 897 and retrofits | 880 | 2454 | Rate Constraint in lbs/MWh | FALSE | L | Annual | Rate | lb/MMBtu | 0 | 0 | 0 | 0 | 0 | 0 | 0
NJ Non-HEDD CT Oil Units - Nox Rate Annual v5.12, Unit 897 and retrofits | 880 | 2454 | Rate Constraint in lbs/MWh | FALSE | L | Annual | Generation | TWh | 0 | 0 | 0 | 0 | 0 | 0 | 0
NJ Non-HEDD CT Oil Units - Nox Rate Annual v5.12, Unit 897 and retrofits | 880 | 2454 | Rate Constraint in lbs/MWh | FALSE | L | Annual | Qualifying Generation | TWh | 0 | 0 | 0 | 0 | 0 | 0 | 0
NJ Non-HEDD CT Oil Units - Nox Rate Annual v5.12, Unit 897 and retrofits | 880 | 2454 | Rate Constraint in lbs/MWh | FALSE | L | Annual | Constraint Shadow Price | US2011$/Ton | 279279.4304 | 223618.9545 | 314524.3352 | 414801.3009 | 570241.4328 | 120860.0881 | 155341.2545
NJ Non-HEDD CT Oil Units - Nox Rate Annual v5.12, Unit 898 and retrofits | 881 | 2454 | Rate Constraint in lbs/MWh | FALSE | L | Annual | Seasons Included | Seasons | Winter, Summer | Winter, Summer | Winter, Summer | Winter, Summer | Winter, Summer | Winter, Summer | Winter, Summer
NJ Non-HEDD CT Oil Units - Nox Rate Annual v5.12, Unit 898 and retrofits | 881 | 2454 | Rate Constraint in lbs/MWh | FALSE | L | Annual | Standard | lb/MWh | 3 | 3 | 3 | 3 | 3 | 3 | 3
NJ Non-HEDD CT Oil Units - Nox Rate Annual v5.12, Unit 898 and retrofits | 881 | 2454 | Rate Constraint in lbs/MWh | FALSE | L | Annual | Emissions at Affected Plants NOX | Thousand Tons | 0.0056142 | 0.0056142 | 0.0056142 | 0.0056142 | 0.0056142 | 0.0056142 | 0.0056142
NJ Non-HEDD CT Oil Units - Nox Rate Annual v5.12, Unit 898 and retrofits | 881 | 2454 | Rate Constraint in lbs/MWh | FALSE | L | Annual | Allowances Purchased NOX | Thousand Tons | 0 | 0 | 0 | 0 | 0 | 0 | 0
NJ Non-HEDD CT Oil Units - Nox Rate Annual v5.12, Unit 898 and retrofits | 881 | 2454 | Rate Constraint in lbs/MWh | FALSE | L | Annual | Allowances Sold NOX | Thousand Tons | 0 | 0 | 0 | 0 | 0 | 0 | 0
NJ Non-HEDD CT Oil Units - Nox Rate Annual v5.12, Unit 898 and retrofits | 881 | 2454 | Rate Constraint in lbs/MWh | FALSE | L | Annual | Allowances Banked | Thousand Tons | 0 | 0 | 0 | 0 | 0 | 0 | 0
NJ Non-HEDD CT Oil Units - Nox Rate Annual v5.12, Unit 898 and retrofits | 881 | 2454 | Rate Constraint in lbs/MWh | FALSE | L | Annual | Allowances Withdrawn (1:1) | Thousand Tons | 0 | 0 | 0 | 0 | 0 | 0 | 0
NJ Non-HEDD CT Oil Units - Nox Rate Annual v5.12, Unit 898 and retrofits | 881 | 2454 | Rate Constraint in lbs/MWh | FALSE | L | Annual | Allowances Withdrawn (n:1) | Thousand Tons | 0 | 0 | 0 | 0 | 0 | 0 | 0
NJ Non-HEDD CT Oil Units - Nox Rate Annual v5.12, Unit 898 and retrofits | 881 | 2454 | Rate Constraint in lbs/MWh | FALSE | L | Annual | Net Emissions Allowance Position | Thousand Tons | 0.0056142 | 0.0056142 | 0.0056142 | 0.0056142 | 0.0056142 | 0.0056142 | 0.0056142
NJ Non-HEDD CT Oil Units - Nox Rate Annual v5.12, Unit 898 and retrofits | 881 | 2454 | Rate Constraint in lbs/MWh | FALSE | L | Annual | Fuel Consumed | TBtu | 0.05798 | 0.05798 | 0.05798 | 0.05798 | 0.05798 | 0.05798 | 0.05798
NJ Non-HEDD CT Oil Units - Nox Rate Annual v5.12, Unit 898 and retrofits | 881 | 2454 | Rate Constraint in lbs/MWh | FALSE | L | Annual | Rate | lb/MMBtu | 0.19366 | 0.19366 | 0.19366 | 0.19366 | 0.19366 | 0.19366 | 0.19366
NJ Non-HEDD CT Oil Units - Nox Rate Annual v5.12, Unit 898 and retrofits | 881 | 2454 | Rate Constraint in lbs/MWh | FALSE | L | Annual | Generation | TWh | 0.0051038 | 0.0051038 | 0.0051038 | 0.0051038 | 0.0051038 | 0.0051038 | 0.0051038
NJ Non-HEDD CT Oil Units - Nox Rate Annual v5.12, Unit 898 and retrofits | 881 | 2454 | Rate Constraint in lbs/MWh | FALSE | L | Annual | Qualifying Generation | TWh | 0.0051038 | 0.0051038 | 0.0051038 | 0.0051038 | 0.0051038 | 0.0051038 | 0.0051038
NJ Non-HEDD CT Oil Units - Nox Rate Annual v5.12, Unit 898 and retrofits | 881 | 2454 | Rate Constraint in lbs/MWh | FALSE | L | Annual | Constraint Shadow Price | US2011$/Ton | 0 | 0 | 0 | 0 | 0 | 0 | 0
NJ Non-HEDD CT Oil Units - Nox Rate Annual v5.12, Unit 899 and retrofits | 882 | 2454 | Rate Constraint in lbs/MWh | FALSE | L | Annual | Seasons Included | Seasons | Winter, Summer | Winter, Summer | Winter, Summer | Winter, Summer | Winter, Summer | Winter, Summer | Winter, Summer
NJ Non-HEDD CT Oil Units - Nox Rate Annual v5.12, Unit 899 and retrofits | 882 | 2454 | Rate Constraint in lbs/MWh | FALSE | L | Annual | Standard | lb/MWh | 3 | 3 | 3 | 3 | 3 | 3 | 3
NJ Non-HEDD CT Oil Units - Nox Rate Annual v5.12, Unit 899 and retrofits | 882 | 2454 | Rate Constraint in lbs/MWh | FALSE | L | Annual | Emissions at Affected Plants NOX | Thousand Tons | 0.0059709 | 0.0059709 | 0.0059709 | 0.0059709 | 0.0059709 | 0.0059709 | 0.0059709
NJ Non-HEDD CT Oil Units - Nox Rate Annual v5.12, Unit 899 and retrofits | 882 | 2454 | Rate Constraint in lbs/MWh | FALSE | L | Annual | Allowances Purchased NOX | Thousand Tons | 0 | 0 | 0 | 0 | 0 | 0 | 0
NJ Non-HEDD CT Oil Units - Nox Rate Annual v5.12, Unit 899 and retrofits | 882 | 2454 | Rate Constraint in lbs/MWh | FALSE | L | Annual | Allowances Sold NOX | Thousand Tons | 0 | 0 | 0 | 0 | 0 | 0 | 0
NJ Non-HEDD CT Oil Units - Nox Rate Annual v5.12, Unit 899 and retrofits | 882 | 2454 | Rate Constraint in lbs/MWh | FALSE | L | Annual | Allowances Banked | Thousand Tons | 0 | 0 | 0 | 0 | 0 | 0 | 0
NJ Non-HEDD CT Oil Units - Nox Rate Annual v5.12, Unit 899 and retrofits | 882 | 2454 | Rate Constraint in lbs/MWh | FALSE | L | Annual | Allowances Withdrawn (1:1) | Thousand Tons | 0 | 0 | 0 | 0 | 0 | 0 | 0
NJ Non-HEDD CT Oil Units - Nox Rate Annual v5.12, Unit 899 and retrofits | 882 | 2454 | Rate Constraint in lbs/MWh | FALSE | L | Annual | Allowances Withdrawn (n:1) | Thousand Tons | 0 | 0 | 0 | 0 | 0 | 0 | 0
NJ Non-HEDD CT Oil Units - Nox Rate Annual v5.12, Unit 899 and retrofits | 882 | 2454 | Rate Constraint in lbs/MWh | FALSE | L | Annual | Net Emissions Allowance Position | Thousand Tons | 0.0059709 | 0.0059709 | 0.0059709 | 0.0059709 | 0.0059709 | 0.0059709 | 0.0059709
NJ Non-HEDD CT Oil Units - Nox Rate Annual v5.12, Unit 899 and retrofits | 882 | 2454 | Rate Constraint in lbs/MWh | FALSE | L | Annual | Fuel Consumed | TBtu | 0.063686 | 0.063686 | 0.063686 | 0.063686 | 0.063686 | 0.063686 | 0.063686
NJ Non-HEDD CT Oil Units - Nox Rate Annual v5.12, Unit 899 and retrofits | 882 | 2454 | Rate Constraint in lbs/MWh | FALSE | L | Annual | Rate | lb/MMBtu | 0.18751 | 0.18751 | 0.18751 | 0.18751 | 0.18751 | 0.18751 | 0.18751
NJ Non-HEDD CT Oil Units - Nox Rate Annual v5.12, Unit 899 and retrofits | 882 | 2454 | Rate Constraint in lbs/MWh | FALSE | L | Annual | Generation | TWh | 0.0055978 | 0.0055978 | 0.0055978 | 0.0055978 | 0.0055978 | 0.0055978 | 0.0055978
NJ Non-HEDD CT Oil Units - Nox Rate Annual v5.12, Unit 899 and retrofits | 882 | 2454 | Rate Constraint in lbs/MWh | FALSE | L | Annual | Qualifying Generation | TWh | 0.0055978 | 0.0055978 | 0.0055978 | 0.0055978 | 0.0055978 | 0.0055978 | 0.0055978
NJ Non-HEDD CT Oil Units - Nox Rate Annual v5.12, Unit 899 and retrofits | 882 | 2454 | Rate Constraint in lbs/MWh | FALSE | L | Annual | Constraint Shadow Price | US2011$/Ton | 0 | 0 | 0 | 0 | 0 | 0 | 0
NJ Non-HEDD CT Oil Units - Nox Rate Annual v5.12, Unit 900 and retrofits | 883 | 2454 | Rate Constraint in lbs/MWh | FALSE | L | Annual | Seasons Included | Seasons | Winter, Summer | Winter, Summer | Winter, Summer | Winter, Summer | Winter, Summer | Winter, Summer | Winter, Summer
NJ Non-HEDD CT Oil Units - Nox Rate Annual v5.12, Unit 900 and retrofits | 883 | 2454 | Rate Constraint in lbs/MWh | FALSE | L | Annual | Standard | lb/MWh | 3 | 3 | 3 | 3 | 3 | 3 | 3
NJ Non-HEDD CT Oil Units - Nox Rate Annual v5.12, Unit 900 and retrofits | 883 | 2454 | Rate Constraint in lbs/MWh | FALSE | L | Annual | Emissions at Affected Plants NOX | Thousand Tons | 0 | 0 | 0 | 0 | 0 | 0 | 0
NJ Non-HEDD CT Oil Units - Nox Rate Annual v5.12, Unit 900 and retrofits | 883 | 2454 | Rate Constraint in lbs/MWh | FALSE | L | Annual | Allowances Purchased NOX | Thousand Tons | 0 | 0 | 0 | 0 | 0 | 0 | 0
NJ Non-HEDD CT Oil Units - Nox Rate Annual v5.12, Unit 900 and retrofits | 883 | 2454 | Rate Constraint in lbs/MWh | FALSE | L | Annual | Allowances Sold NOX | Thousand Tons | 0 | 0 | 0 | 0 | 0 | 0 | 0
NJ Non-HEDD CT Oil Units - Nox Rate Annual v5.12, Unit 900 and retrofits | 883 | 2454 | Rate Constraint in lbs/MWh | FALSE | L | Annual | Allowances Banked | Thousand Tons | 0 | 0 | 0 | 0 | 0 | 0 | 0
NJ Non-HEDD CT Oil Units - Nox Rate Annual v5.12, Unit 900 and retrofits | 883 | 2454 | Rate Constraint in lbs/MWh | FALSE | L | Annual | Allowances Withdrawn (1:1) | Thousand Tons | 0 | 0 | 0 | 0 | 0 | 0 | 0
NJ Non-HEDD CT Oil Units - Nox Rate Annual v5.12, Unit 900 and retrofits | 883 | 2454 | Rate Constraint in lbs/MWh | FALSE | L | Annual | Allowances Withdrawn (n:1) | Thousand Tons | 0 | 0 | 0 | 0 | 0 | 0 | 0
NJ Non-HEDD CT Oil Units - Nox Rate Annual v5.12, Unit 900 and retrofits | 883 | 2454 | Rate Constraint in lbs/MWh | FALSE | L | Annual | Net Emissions Allowance Position | Thousand Tons | 0 | 0 | 0 | 0 | 0 | 0 | 0
NJ Non-HEDD CT Oil Units - Nox Rate Annual v5.12, Unit 900 and retrofits | 883 | 2454 | Rate Constraint in lbs/MWh | FALSE | L | Annual | Fuel Consumed | TBtu | 0 | 0 | 0 | 0 | 0 | 0 | 0
NJ Non-HEDD CT Oil Units - Nox Rate Annual v5.12, Unit 900 and retrofits | 883 | 2454 | Rate Constraint in lbs/MWh | FALSE | L | Annual | Rate | lb/MMBtu | 0 | 0 | 0 | 0 | 0 | 0 | 0
NJ Non-HEDD CT Oil Units - Nox Rate Annual v5.12, Unit 900 and retrofits | 883 | 2454 | Rate Constraint in lbs/MWh | FALSE | L | Annual | Generation | TWh | 0 | 0 | 0 | 0 | 0 | 0 | 0
NJ Non-HEDD CT Oil Units - Nox Rate Annual v5.12, Unit 900 and retrofits | 883 | 2454 | Rate Constraint in lbs/MWh | FALSE | L | Annual | Qualifying Generation | TWh | 0 | 0 | 0 | 0 | 0 | 0 | 0
NJ Non-HEDD CT Oil Units - Nox Rate Annual v5.12, Unit 900 and retrofits | 883 | 2454 | Rate Constraint in lbs/MWh | FALSE | L | Annual | Constraint Shadow Price | US2011$/Ton | 0 | 0 | 0 | 0 | 0 | 0 | 0
NJ Non-HEDD CT Oil Units - Nox Rate Annual v5.12, Unit 907 and retrofits | 884 | 2454 | Rate Constraint in lbs/MWh | FALSE | L | Annual | Seasons Included | Seasons | Winter, Summer | Winter, Summer | Winter, Summer | Winter, Summer | Winter, Summer | Winter, Summer | Winter, Summer
NJ Non-HEDD CT Oil Units - Nox Rate Annual v5.12, Unit 907 and retrofits | 884 | 2454 | Rate Constraint in lbs/MWh | FALSE | L | Annual | Standard | lb/MWh | 3 | 3 | 3 | 3 | 3 | 3 | 3
NJ Non-HEDD CT Oil Units - Nox Rate Annual v5.12, Unit 907 and retrofits | 884 | 2454 | Rate Constraint in lbs/MWh | FALSE | L | Annual | Emissions at Affected Plants NOX | Thousand Tons | 0.00086675 | 0.00086675 | 0.00086675 | 0.00086675 | 0.00086675 | 0.00086675 | 0.00086675
NJ Non-HEDD CT Oil Units - Nox Rate Annual v5.12, Unit 907 and retrofits | 884 | 2454 | Rate Constraint in lbs/MWh | FALSE | L | Annual | Allowances Purchased NOX | Thousand Tons | 0 | 0 | 0 | 0 | 0 | 0 | 0
NJ Non-HEDD CT Oil Units - Nox Rate Annual v5.12, Unit 907 and retrofits | 884 | 2454 | Rate Constraint in lbs/MWh | FALSE | L | Annual | Allowances Sold NOX | Thousand Tons | 0 | 0 | 0 | 0 | 0 | 0 | 0
NJ Non-HEDD CT Oil Units - Nox Rate Annual v5.12, Unit 907 and retrofits | 884 | 2454 | Rate Constraint in lbs/MWh | FALSE | L | Annual | Allowances Banked | Thousand Tons | 0 | 0 | 0 | 0 | 0 | 0 | 0
NJ Non-HEDD CT Oil Units - Nox Rate Annual v5.12, Unit 907 and retrofits | 884 | 2454 | Rate Constraint in lbs/MWh | FALSE | L | Annual | Allowances Withdrawn (1:1) | Thousand Tons | 0 | 0 | 0 | 0 | 0 | 0 | 0
NJ Non-HEDD CT Oil Units - Nox Rate Annual v5.12, Unit 907 and retrofits | 884 | 2454 | Rate Constraint in lbs/MWh | FALSE | L | Annual | Allowances Withdrawn (n:1) | Thousand Tons | 0 | 0 | 0 | 0 | 0 | 0 | 0
NJ Non-HEDD CT Oil Units - Nox Rate Annual v5.12, Unit 907 and retrofits | 884 | 2454 | Rate Constraint in lbs/MWh | FALSE | L | Annual | Net Emissions Allowance Position | Thousand Tons | 0.00086675 | 0.00086675 | 0.00086675 | 0.00086675 | 0.00086675 | 0.00086675 | 0.00086675
NJ Non-HEDD CT Oil Units - Nox Rate Annual v5.12, Unit 907 and retrofits | 884 | 2454 | Rate Constraint in lbs/MWh | FALSE | L | Annual | Fuel Consumed | TBtu | 0.18137 | 0.18137 | 0.18137 | 0.18137 | 0.18137 | 0.18137 | 0.18137
NJ Non-HEDD CT Oil Units - Nox Rate Annual v5.12, Unit 907 and retrofits | 884 | 2454 | Rate Constraint in lbs/MWh | FALSE | L | Annual | Rate | lb/MMBtu | 0.0095576 | 0.0095576 | 0.0095576 | 0.0095576 | 0.0095576 | 0.0095576 | 0.0095576
NJ Non-HEDD CT Oil Units - Nox Rate Annual v5.12, Unit 907 and retrofits | 884 | 2454 | Rate Constraint in lbs/MWh | FALSE | L | Annual | Generation | TWh | 0.016268 | 0.016268 | 0.016268 | 0.016268 | 0.016268 | 0.016268 | 0.016268
NJ Non-HEDD CT Oil Units - Nox Rate Annual v5.12, Unit 907 and retrofits | 884 | 2454 | Rate Constraint in lbs/MWh | FALSE | L | Annual | Qualifying Generation | TWh | 0.016268 | 0.016268 | 0.016268 | 0.016268 | 0.016268 | 0.016268 | 0.016268
NJ Non-HEDD CT Oil Units - Nox Rate Annual v5.12, Unit 907 and retrofits | 884 | 2454 | Rate Constraint in lbs/MWh | FALSE | L | Annual | Constraint Shadow Price | US2011$/Ton | 0 | 0 | 0 | 0 | 0 | 0 | 0
NJ Non-HEDD CT Oil Units - Nox Rate Annual v5.12, Unit 908 and retrofits | 885 | 2454 | Rate Constraint in lbs/MWh | FALSE | L | Annual | Seasons Included | Seasons | Winter, Summer | Winter, Summer | Winter, Summer | Winter, Summer | Winter, Summer | Winter, Summer | Winter, Summer
NJ Non-HEDD CT Oil Units - Nox Rate Annual v5.12, Unit 908 and retrofits | 885 | 2454 | Rate Constraint in lbs/MWh | FALSE | L | Annual | Standard | lb/MWh | 3 | 3 | 3 | 3 | 3 | 3 | 3
NJ Non-HEDD CT Oil Units - Nox Rate Annual v5.12, Unit 908 and retrofits | 885 | 2454 | Rate Constraint in lbs/MWh | FALSE | L | Annual | Emissions at Affected Plants NOX | Thousand Tons | 0.0030055 | 0.0030055 | 0.0030055 | 0.0030055 | 0.0030055 | 0 | 0.015278
NJ Non-HEDD CT Oil Units - Nox Rate Annual v5.12, Unit 908 and retrofits | 885 | 2454 | Rate Constraint in lbs/MWh | FALSE | L | Annual | Allowances Purchased NOX | Thousand Tons | 0 | 0 | 0 | 0 | 0 | 0 | 0
NJ Non-HEDD CT Oil Units - Nox Rate Annual v5.12, Unit 908 and retrofits | 885 | 2454 | Rate Constraint in lbs/MWh | FALSE | L | Annual | Allowances Sold NOX | Thousand Tons | 0 | 0 | 0 | 0 | 0 | 0 | 0
NJ Non-HEDD CT Oil Units - Nox Rate Annual v5.12, Unit 908 and retrofits | 885 | 2454 | Rate Constraint in lbs/MWh | FALSE | L | Annual | Allowances Banked | Thousand Tons | 0 | 0 | 0 | 0 | 0 | 0 | 0
NJ Non-HEDD CT Oil Units - Nox Rate Annual v5.12, Unit 908 and retrofits | 885 | 2454 | Rate Constraint in lbs/MWh | FALSE | L | Annual | Allowances Withdrawn (1:1) | Thousand Tons | 0 | 0 | 0 | 0 | 0 | 0 | 0
NJ Non-HEDD CT Oil Units - Nox Rate Annual v5.12, Unit 908 and retrofits | 885 | 2454 | Rate Constraint in lbs/MWh | FALSE | L | Annual | Allowances Withdrawn (n:1) | Thousand Tons | 0 | 0 | 0 | 0 | 0 | 0 | 0
NJ Non-HEDD CT Oil Units - Nox Rate Annual v5.12, Unit 908 and retrofits | 885 | 2454 | Rate Constraint in lbs/MWh | FALSE | L | Annual | Net Emissions Allowance Position | Thousand Tons | 0.0030055 | 0.0030055 | 0.0030055 | 0.0030055 | 0.0030055 | 0 | 0.015278
NJ Non-HEDD CT Oil Units - Nox Rate Annual v5.12, Unit 908 and retrofits | 885 | 2454 | Rate Constraint in lbs/MWh | FALSE | L | Annual | Fuel Consumed | TBtu | 0.040725 | 0.040725 | 0.040725 | 0.040725 | 0.040725 | 0 | 0.20702
NJ Non-HEDD CT Oil Units - Nox Rate Annual v5.12, Unit 908 and retrofits | 885 | 2454 | Rate Constraint in lbs/MWh | FALSE | L | Annual | Rate | lb/MMBtu | 0.1476 | 0.1476 | 0.1476 | 0.1476 | 0.1476 | 0 | 0.1476
NJ Non-HEDD CT Oil Units - Nox Rate Annual v5.12, Unit 908 and retrofits | 885 | 2454 | Rate Constraint in lbs/MWh | FALSE | L | Annual | Generation | TWh | 0.0027336 | 0.0027336 | 0.0027336 | 0.0027336 | 0.0027336 | 0 | 0.013896
NJ Non-HEDD CT Oil Units - Nox Rate Annual v5.12, Unit 908 and retrofits | 885 | 2454 | Rate Constraint in lbs/MWh | FALSE | L | Annual | Qualifying Generation | TWh | 0.0027336 | 0.0027336 | 0.0027336 | 0.0027336 | 0.0027336 | 0 | 0.013896
NJ Non-HEDD CT Oil Units - Nox Rate Annual v5.12, Unit 908 and retrofits | 885 | 2454 | Rate Constraint in lbs/MWh | FALSE | L | Annual | Constraint Shadow Price | US2011$/Ton | 0 | 0 | 0 | 0 | 0 | 0 | 0
NJ Non-HEDD CT Oil Units - Nox Rate Annual v5.12, Unit 909 and retrofits | 886 | 2454 | Rate Constraint in lbs/MWh | FALSE | L | Annual | Seasons Included | Seasons | Winter, Summer | Winter, Summer | Winter, Summer | Winter, Summer | Winter, Summer | Winter, Summer | Winter, Summer
NJ Non-HEDD CT Oil Units - Nox Rate Annual v5.12, Unit 909 and retrofits | 886 | 2454 | Rate Constraint in lbs/MWh | FALSE | L | Annual | Standard | lb/MWh | 3 | 3 | 3 | 3 | 3 | 3 | 3
NJ Non-HEDD CT Oil Units - Nox Rate Annual v5.12, Unit 909 and retrofits | 886 | 2454 | Rate Constraint in lbs/MWh | FALSE | L | Annual | Emissions at Affected Plants NOX | Thousand Tons | 0.0039767 | 0.0039767 | 0.0039767 | 0.0039767 | 0.0039767 | 0.0039767 | 0.0039767
NJ Non-HEDD CT Oil Units - Nox Rate Annual v5.12, Unit 909 and retrofits | 886 | 2454 | Rate Constraint in lbs/MWh | FALSE | L | Annual | Allowances Purchased NOX | Thousand Tons | 0 | 0 | 0 | 0 | 0 | 0 | 0
NJ Non-HEDD CT Oil Units - Nox Rate Annual v5.12, Unit 909 and retrofits | 886 | 2454 | Rate Constraint in lbs/MWh | FALSE | L | Annual | Allowances Sold NOX | Thousand Tons | 0 | 0 | 0 | 0 | 0 | 0 | 0
NJ Non-HEDD CT Oil Units - Nox Rate Annual v5.12, Unit 909 and retrofits | 886 | 2454 | Rate Constraint in lbs/MWh | FALSE | L | Annual | Allowances Banked | Thousand Tons | 0 | 0 | 0 | 0 | 0 | 0 | 0
NJ Non-HEDD CT Oil Units - Nox Rate Annual v5.12, Unit 909 and retrofits | 886 | 2454 | Rate Constraint in lbs/MWh | FALSE | L | Annual | Allowances Withdrawn (1:1) | Thousand Tons | 0 | 0 | 0 | 0 | 0 | 0 | 0
NJ Non-HEDD CT Oil Units - Nox Rate Annual v5.12, Unit 909 and retrofits | 886 | 2454 | Rate Constraint in lbs/MWh | FALSE | L | Annual | Allowances Withdrawn (n:1) | Thousand Tons | 0 | 0 | 0 | 0 | 0 | 0 | 0
NJ Non-HEDD CT Oil Units - Nox Rate Annual v5.12, Unit 909 and retrofits | 886 | 2454 | Rate Constraint in lbs/MWh | FALSE | L | Annual | Net Emissions Allowance Position | Thousand Tons | 0.0039767 | 0.0039767 | 0.0039767 | 0.0039767 | 0.0039767 | 0.0039767 | 0.0039767
NJ Non-HEDD CT Oil Units - Nox Rate Annual v5.12, Unit 909 and retrofits | 886 | 2454 | Rate Constraint in lbs/MWh | FALSE | L | Annual | Fuel Consumed | TBtu | 0.17904 | 0.17904 | 0.17904 | 0.17904 | 0.17904 | 0.17904 | 0.17904
NJ Non-HEDD CT Oil Units - Nox Rate Annual v5.12, Unit 909 and retrofits | 886 | 2454 | Rate Constraint in lbs/MWh | FALSE | L | Annual | Rate | lb/MMBtu | 0.044422 | 0.044422 | 0.044422 | 0.044422 | 0.044422 | 0.044422 | 0.044422
NJ Non-HEDD CT Oil Units - Nox Rate Annual v5.12, Unit 909 and retrofits | 886 | 2454 | Rate Constraint in lbs/MWh | FALSE | L | Annual | Generation | TWh | 0.014286 | 0.014286 | 0.014286 | 0.014286 | 0.014286 | 0.014286 | 0.014286
NJ Non-HEDD CT Oil Units - Nox Rate Annual v5.12, Unit 909 and retrofits | 886 | 2454 | Rate Constraint in lbs/MWh | FALSE | L | Annual | Qualifying Generation | TWh | 0.014286 | 0.014286 | 0.014286 | 0.014286 | 0.014286 | 0.014286 | 0.014286
NJ Non-HEDD CT Oil Units - Nox Rate Annual v5.12, Unit 909 and retrofits | 886 | 2454 | Rate Constraint in lbs/MWh | FALSE | L | Annual | Constraint Shadow Price | US2011$/Ton | 0 | 0 | 0 | 0 | 0 | 0 | 0
NJ Non-HEDD CT Oil Units - Nox Rate Annual v5.12, Unit 910 and retrofits | 887 | 2454 | Rate Constraint in lbs/MWh | FALSE | L | Annual | Seasons Included | Seasons | Winter, Summer | Winter, Summer | Winter, Summer | Winter, Summer | Winter, Summer | Winter, Summer | Winter, Summer
NJ Non-HEDD CT Oil Units - Nox Rate Annual v5.12, Unit 910 and retrofits | 887 | 2454 | Rate Constraint in lbs/MWh | FALSE | L | Annual | Standard | lb/MWh | 3 | 3 | 3 | 3 | 3 | 3 | 3
NJ Non-HEDD CT Oil Units - Nox Rate Annual v5.12, Unit 910 and retrofits | 887 | 2454 | Rate Constraint in lbs/MWh | FALSE | L | Annual | Emissions at Affected Plants NOX | Thousand Tons | 0.0036706 | 0.0036706 | 0.0036706 | 0.0036706 | 0.0036706 | 0.0036706 | 0.0036706
NJ Non-HEDD CT Oil Units - Nox Rate Annual v5.12, Unit 910 and retrofits | 887 | 2454 | Rate Constraint in lbs/MWh | FALSE | L | Annual | Allowances Purchased NOX | Thousand Tons | 0 | 0 | 0 | 0 | 0 | 0 | 0
NJ Non-HEDD CT Oil Units - Nox Rate Annual v5.12, Unit 910 and retrofits | 887 | 2454 | Rate Constraint in lbs/MWh | FALSE | L | Annual | Allowances Sold NOX | Thousand Tons | 0 | 0 | 0 | 0 | 0 | 0 | 0
NJ Non-HEDD CT Oil Units - Nox Rate Annual v5.12, Unit 910 and retrofits | 887 | 2454 | Rate Constraint in lbs/MWh | FALSE | L | Annual | Allowances Banked | Thousand Tons | 0 | 0 | 0 | 0 | 0 | 0 | 0
NJ Non-HEDD CT Oil Units - Nox Rate Annual v5.12, Unit 910 and retrofits | 887 | 2454 | Rate Constraint in lbs/MWh | FALSE | L | Annual | Allowances Withdrawn (1:1) | Thousand Tons | 0 | 0 | 0 | 0 | 0 | 0 | 0
NJ Non-HEDD CT Oil Units - Nox Rate Annual v5.12, Unit 910 and retrofits | 887 | 2454 | Rate Constraint in lbs/MWh | FALSE | L | Annual | Allowances Withdrawn (n:1) | Thousand Tons | 0 | 0 | 0 | 0 | 0 | 0 | 0
NJ Non-HEDD CT Oil Units - Nox Rate Annual v5.12, Unit 910 and retrofits | 887 | 2454 | Rate Constraint in lbs/MWh | FALSE | L | Annual | Net Emissions Allowance Position | Thousand Tons | 0.0036706 | 0.0036706 | 0.0036706 | 0.0036706 | 0.0036706 | 0.0036706 | 0.0036706
NJ Non-HEDD CT Oil Units - Nox Rate Annual v5.12, Unit 910 and retrofits | 887 | 2454 | Rate Constraint in lbs/MWh | FALSE | L | Annual | Fuel Consumed | TBtu | 0.18265 | 0.18265 | 0.18265 | 0.18265 | 0.18265 | 0.18265 | 0.18265
NJ Non-HEDD CT Oil Units - Nox Rate Annual v5.12, Unit 910 and retrofits | 887 | 2454 | Rate Constraint in lbs/MWh | FALSE | L | Annual | Rate | lb/MMBtu | 0.040193 | 0.040193 | 0.040193 | 0.040193 | 0.040193 | 0.040193 | 0.040193
NJ Non-HEDD CT Oil Units - Nox Rate Annual v5.12, Unit 910 and retrofits | 887 | 2454 | Rate Constraint in lbs/MWh | FALSE | L | Annual | Generation | TWh | 0.014574 | 0.014574 | 0.014574 | 0.014574 | 0.014574 | 0.014574 | 0.014574
NJ Non-HEDD CT Oil Units - Nox Rate Annual v5.12, Unit 910 and retrofits | 887 | 2454 | Rate Constraint in lbs/MWh | FALSE | L | Annual | Qualifying Generation | TWh | 0.014574 | 0.014574 | 0.014574 | 0.014574 | 0.014574 | 0.014574 | 0.014574
NJ Non-HEDD CT Oil Units - Nox Rate Annual v5.12, Unit 910 and retrofits | 887 | 2454 | Rate Constraint in lbs/MWh | FALSE | L | Annual | Constraint Shadow Price | US2011$/Ton | 0 | 0 | 0 | 0 | 0 | 0 | 0
NJ Non-HEDD CT Oil Units - Nox Rate Annual v5.12, Unit 911 and retrofits | 888 | 2454 | Rate Constraint in lbs/MWh | FALSE | L | Annual | Seasons Included | Seasons | Winter, Summer | Winter, Summer | Winter, Summer | Winter, Summer | Winter, Summer | Winter, Summer | Winter, Summer
NJ Non-HEDD CT Oil Units - Nox Rate Annual v5.12, Unit 911 and retrofits | 888 | 2454 | Rate Constraint in lbs/MWh | FALSE | L | Annual | Standard | lb/MWh | 3 | 3 | 3 | 3 | 3 | 3 | 3
NJ Non-HEDD CT Oil Units - Nox Rate Annual v5.12, Unit 911 and retrofits | 888 | 2454 | Rate Constraint in lbs/MWh | FALSE | L | Annual | Emissions at Affected Plants NOX | Thousand Tons | 0.0038639 | 0.0015878 | 0.0038639 | 0.0038639 | 0.0038639 | 0.0038639 | 0.0038639
NJ Non-HEDD CT Oil Units - Nox Rate Annual v5.12, Unit 911 and retrofits | 888 | 2454 | Rate Constraint in lbs/MWh | FALSE | L | Annual | Allowances Purchased NOX | Thousand Tons | 0 | 0 | 0 | 0 | 0 | 0 | 0
NJ Non-HEDD CT Oil Units - Nox Rate Annual v5.12, Unit 911 and retrofits | 888 | 2454 | Rate Constraint in lbs/MWh | FALSE | L | Annual | Allowances Sold NOX | Thousand Tons | 0 | 0 | 0 | 0 | 0 | 0 | 0
NJ Non-HEDD CT Oil Units - Nox Rate Annual v5.12, Unit 911 and retrofits | 888 | 2454 | Rate Constraint in lbs/MWh | FALSE | L | Annual | Allowances Banked | Thousand Tons | 0 | 0 | 0 | 0 | 0 | 0 | 0
NJ Non-HEDD CT Oil Units - Nox Rate Annual v5.12, Unit 911 and retrofits | 888 | 2454 | Rate Constraint in lbs/MWh | FALSE | L | Annual | Allowances Withdrawn (1:1) | Thousand Tons | 0 | 0 | 0 | 0 | 0 | 0 | 0
NJ Non-HEDD CT Oil Units - Nox Rate Annual v5.12, Unit 911 and retrofits | 888 | 2454 | Rate Constraint in lbs/MWh | FALSE | L | Annual | Allowances Withdrawn (n:1) | Thousand Tons | 0 | 0 | 0 | 0 | 0 | 0 | 0
NJ Non-HEDD CT Oil Units - Nox Rate Annual v5.12, Unit 911 and retrofits | 888 | 2454 | Rate Constraint in lbs/MWh | FALSE | L | Annual | Net Emissions Allowance Position | Thousand Tons | 0.0038639 | 0.0015878 | 0.0038639 | 0.0038639 | 0.0038639 | 0.0038639 | 0.0038639
NJ Non-HEDD CT Oil Units - Nox Rate Annual v5.12, Unit 911 and retrofits | 888 | 2454 | Rate Constraint in lbs/MWh | FALSE | L | Annual | Fuel Consumed | TBtu | 0.17883 | 0.073485 | 0.17883 | 0.17883 | 0.17883 | 0.17883 | 0.17883
NJ Non-HEDD CT Oil Units - Nox Rate Annual v5.12, Unit 911 and retrofits | 888 | 2454 | Rate Constraint in lbs/MWh | FALSE | L | Annual | Rate | lb/MMBtu | 0.043213 | 0.043213 | 0.043213 | 0.043213 | 0.043213 | 0.043213 | 0.043213
NJ Non-HEDD CT Oil Units - Nox Rate Annual v5.12, Unit 911 and retrofits | 888 | 2454 | Rate Constraint in lbs/MWh | FALSE | L | Annual | Generation | TWh | 0.014269 | 0.0058634 | 0.014269 | 0.014269 | 0.014269 | 0.014269 | 0.014269
NJ Non-HEDD CT Oil Units - Nox Rate Annual v5.12, Unit 911 and retrofits | 888 | 2454 | Rate Constraint in lbs/MWh | FALSE | L | Annual | Qualifying Generation | TWh | 0.014269 | 0.0058634 | 0.014269 | 0.014269 | 0.014269 | 0.014269 | 0.014269
NJ Non-HEDD CT Oil Units - Nox Rate Annual v5.12, Unit 911 and retrofits | 888 | 2454 | Rate Constraint in lbs/MWh | FALSE | L | Annual | Constraint Shadow Price | US2011$/Ton | 0 | 0 | 0 | 0 | 0 | 0 | 0
NJ Non-HEDD CT Oil Units - Nox Rate Annual v5.12, Unit 912 and retrofits | 889 | 2454 | Rate Constraint in lbs/MWh | FALSE | L | Annual | Seasons Included | Seasons | Winter, Summer | Winter, Summer | Winter, Summer | Winter, Summer | Winter, Summer | Winter, Summer | Winter, Summer
NJ Non-HEDD CT Oil Units - Nox Rate Annual v5.12, Unit 912 and retrofits | 889 | 2454 | Rate Constraint in lbs/MWh | FALSE | L | Annual | Standard | lb/MWh | 3 | 3 | 3 | 3 | 3 | 3 | 3
NJ Non-HEDD CT Oil Units - Nox Rate Annual v5.12, Unit 912 and retrofits | 889 | 2454 | Rate Constraint in lbs/MWh | FALSE | L | Annual | Emissions at Affected Plants NOX | Thousand Tons | 0.0045652 | 0.0045652 | 0.0045652 | 0.0045652 | 0.0045652 | 0.0045652 | 0.0045652
NJ Non-HEDD CT Oil Units - Nox Rate Annual v5.12, Unit 912 and retrofits | 889 | 2454 | Rate Constraint in lbs/MWh | FALSE | L | Annual | Allowances Purchased NOX | Thousand Tons | 0 | 0 | 0 | 0 | 0 | 0 | 0
NJ Non-HEDD CT Oil Units - Nox Rate Annual v5.12, Unit 912 and retrofits | 889 | 2454 | Rate Constraint in lbs/MWh | FALSE | L | Annual | Allowances Sold NOX | Thousand Tons | 0 | 0 | 0 | 0 | 0 | 0 | 0
NJ Non-HEDD CT Oil Units - Nox Rate Annual v5.12, Unit 912 and retrofits | 889 | 2454 | Rate Constraint in lbs/MWh | FALSE | L | Annual | Allowances Banked | Thousand Tons | 0 | 0 | 0 | 0 | 0 | 0 | 0
NJ Non-HEDD CT Oil Units - Nox Rate Annual v5.12, Unit 912 and retrofits | 889 | 2454 | Rate Constraint in lbs/MWh | FALSE | L | Annual | Allowances Withdrawn (1:1) | Thousand Tons | 0 | 0 | 0 | 0 | 0 | 0 | 0
NJ Non-HEDD CT Oil Units - Nox Rate Annual v5.12, Unit 912 and retrofits | 889 | 2454 | Rate Constraint in lbs/MWh | FALSE | L | Annual | Allowances Withdrawn (n:1) | Thousand Tons | 0 | 0 | 0 | 0 | 0 | 0 | 0
NJ Non-HEDD CT Oil Units - Nox Rate Annual v5.12, Unit 912 and retrofits | 889 | 2454 | Rate Constraint in lbs/MWh | FALSE | L | Annual | Net Emissions Allowance Position | Thousand Tons | 0.0045652 | 0.0045652 | 0.0045652 | 0.0045652 | 0.0045652 | 0.0045652 | 0.0045652
NJ Non-HEDD CT Oil Units - Nox Rate Annual v5.12, Unit 912 and retrofits | 889 | 2454 | Rate Constraint in lbs/MWh | FALSE | L | Annual | Fuel Consumed | TBtu | 0.18265 | 0.18265 | 0.18265 | 0.18265 | 0.18265 | 0.18265 | 0.18265
NJ Non-HEDD CT Oil Units - Nox Rate Annual v5.12, Unit 912 and retrofits | 889 | 2454 | Rate Constraint in lbs/MWh | FALSE | L | Annual | Rate | lb/MMBtu | 0.049988 | 0.049988 | 0.049988 | 0.049988 | 0.049988 | 0.049988 | 0.049988
NJ Non-HEDD CT Oil Units - Nox Rate Annual v5.12, Unit 912 and retrofits | 889 | 2454 | Rate Constraint in lbs/MWh | FALSE | L | Annual | Generation | TWh | 0.014574 | 0.014574 | 0.014574 | 0.014574 | 0.014574 | 0.014574 | 0.014574
NJ Non-HEDD CT Oil Units - Nox Rate Annual v5.12, Unit 912 and retrofits | 889 | 2454 | Rate Constraint in lbs/MWh | FALSE | L | Annual | Qualifying Generation | TWh | 0.014574 | 0.014574 | 0.014574 | 0.014574 | 0.014574 | 0.014574 | 0.014574
NJ Non-HEDD CT Oil Units - Nox Rate Annual v5.12, Unit 912 and retrofits | 889 | 2454 | Rate Constraint in lbs/MWh | FALSE | L | Annual | Constraint Shadow Price | US2011$/Ton | 0 | 0 | 0 | 0 | 0 | 0 | 0
NJ Non-HEDD CT Oil Units - Nox Rate Annual v5.12, Unit 913 and retrofits | 890 | 2454 | Rate Constraint in lbs/MWh | FALSE | L | Annual | Seasons Included | Seasons | Winter, Summer | Winter, Summer | Winter, Summer | Winter, Summer | Winter, Summer | Winter, Summer | Winter, Summer
NJ Non-HEDD CT Oil Units - Nox Rate Annual v5.12, Unit 913 and retrofits | 890 | 2454 | Rate Constraint in lbs/MWh | FALSE | L | Annual | Standard | lb/MWh | 3 | 3 | 3 | 3 | 3 | 3 | 3
NJ Non-HEDD CT Oil Units - Nox Rate Annual v5.12, Unit 913 and retrofits | 890 | 2454 | Rate Constraint in lbs/MWh | FALSE | L | Annual | Emissions at Affected Plants NOX | Thousand Tons | 0.0019435 | 0.0019435 | 0.0019435 | 0.0019435 | 0.0019435 | 0 | 0
NJ Non-HEDD CT Oil Units - Nox Rate Annual v5.12, Unit 913 and retrofits | 890 | 2454 | Rate Constraint in lbs/MWh | FALSE | L | Annual | Allowances Purchased NOX | Thousand Tons | 0 | 0 | 0 | 0 | 0 | 0 | 0
NJ Non-HEDD CT Oil Units - Nox Rate Annual v5.12, Unit 913 and retrofits | 890 | 2454 | Rate Constraint in lbs/MWh | FALSE | L | Annual | Allowances Sold NOX | Thousand Tons | 0 | 0 | 0 | 0 | 0 | 0 | 0
NJ Non-HEDD CT Oil Units - Nox Rate Annual v5.12, Unit 913 and retrofits | 890 | 2454 | Rate Constraint in lbs/MWh | FALSE | L | Annual | Allowances Banked | Thousand Tons | 0 | 0 | 0 | 0 | 0 | 0 | 0
NJ Non-HEDD CT Oil Units - Nox Rate Annual v5.12, Unit 913 and retrofits | 890 | 2454 | Rate Constraint in lbs/MWh | FALSE | L | Annual | Allowances Withdrawn (1:1) | Thousand Tons | 0 | 0 | 0 | 0 | 0 | 0 | 0
NJ Non-HEDD CT Oil Units - Nox Rate Annual v5.12, Unit 913 and retrofits | 890 | 2454 | Rate Constraint in lbs/MWh | FALSE | L | Annual | Allowances Withdrawn (n:1) | Thousand Tons | 0 | 0 | 0 | 0 | 0 | 0 | 0
NJ Non-HEDD CT Oil Units - Nox Rate Annual v5.12, Unit 913 and retrofits | 890 | 2454 | Rate Constraint in lbs/MWh | FALSE | L | Annual | Net Emissions Allowance Position | Thousand Tons | 0.0019435 | 0.0019435 | 0.0019435 | 0.0019435 | 0.0019435 | 0 | 0
NJ Non-HEDD CT Oil Units - Nox Rate Annual v5.12, Unit 913 and retrofits | 890 | 2454 | Rate Constraint in lbs/MWh | FALSE | L | Annual | Fuel Consumed | TBtu | 0.028768 | 0.028768 | 0.028768 | 0.028768 | 0.028768 | 0 | 0
NJ Non-HEDD CT Oil Units - Nox Rate Annual v5.12, Unit 913 and retrofits | 890 | 2454 | Rate Constraint in lbs/MWh | FALSE | L | Annual | Rate | lb/MMBtu | 0.13512 | 0.13512 | 0.13512 | 0.13512 | 0.13512 | 0 | 0
NJ Non-HEDD CT Oil Units - Nox Rate Annual v5.12, Unit 913 and retrofits | 890 | 2454 | Rate Constraint in lbs/MWh | FALSE | L | Annual | Generation | TWh | 0.0017668 | 0.0017668 | 0.0017668 | 0.0017668 | 0.0017668 | 0 | 0
NJ Non-HEDD CT Oil Units - Nox Rate Annual v5.12, Unit 913 and retrofits | 890 | 2454 | Rate Constraint in lbs/MWh | FALSE | L | Annual | Qualifying Generation | TWh | 0.0017668 | 0.0017668 | 0.0017668 | 0.0017668 | 0.0017668 | 0 | 0
NJ Non-HEDD CT Oil Units - Nox Rate Annual v5.12, Unit 913 and retrofits | 890 | 2454 | Rate Constraint in lbs/MWh | FALSE | L | Annual | Constraint Shadow Price | US2011$/Ton | 0 | 0 | 0 | 0 | 0 | 0 | 0
NJ Non-HEDD CT Oil Units - Nox Rate Annual v5.12, Unit 914 and retrofits | 891 | 2454 | Rate Constraint in lbs/MWh | FALSE | L | Annual | Seasons Included | Seasons | Winter, Summer | Winter, Summer | Winter, Summer | Winter, Summer | Winter, Summer | Winter, Summer | Winter, Summer
NJ Non-HEDD CT Oil Units - Nox Rate Annual v5.12, Unit 914 and retrofits | 891 | 2454 | Rate Constraint in lbs/MWh | FALSE | L | Annual | Standard | lb/MWh | 3 | 3 | 3 | 3 | 3 | 3 | 3
NJ Non-HEDD CT Oil Units - Nox Rate Annual v5.12, Unit 914 and retrofits | 891 | 2454 | Rate Constraint in lbs/MWh | FALSE | L | Annual | Emissions at Affected Plants NOX | Thousand Tons | 0.0020899 | 0.0020899 | 0.0020899 | 0.0020899 | 0.0020899 | 0 | 0
NJ Non-HEDD CT Oil Units - Nox Rate Annual v5.12, Unit 914 and retrofits | 891 | 2454 | Rate Constraint in lbs/MWh | FALSE | L | Annual | Allowances Purchased NOX | Thousand Tons | 0 | 0 | 0 | 0 | 0 | 0 | 0
NJ Non-HEDD CT Oil Units - Nox Rate Annual v5.12, Unit 914 and retrofits | 891 | 2454 | Rate Constraint in lbs/MWh | FALSE | L | Annual | Allowances Sold NOX | Thousand Tons | 0 | 0 | 0 | 0 | 0 | 0 | 0
NJ Non-HEDD CT Oil Units - Nox Rate Annual v5.12, Unit 914 and retrofits | 891 | 2454 | Rate Constraint in lbs/MWh | FALSE | L | Annual | Allowances Banked | Thousand Tons | 0 | 0 | 0 | 0 | 0 | 0 | 0
NJ Non-HEDD CT Oil Units - Nox Rate Annual v5.12, Unit 914 and retrofits | 891 | 2454 | Rate Constraint in lbs/MWh | FALSE | L | Annual | Allowances Withdrawn (1:1) | Thousand Tons | 0 | 0 | 0 | 0 | 0 | 0 | 0
NJ Non-HEDD CT Oil Units - Nox Rate Annual v5.12, Unit 914 and retrofits | 891 | 2454 | Rate Constraint in lbs/MWh | FALSE | L | Annual | Allowances Withdrawn (n:1) | Thousand Tons | 0 | 0 | 0 | 0 | 0 | 0 | 0
NJ Non-HEDD CT Oil Units - Nox Rate Annual v5.12, Unit 914 and retrofits | 891 | 2454 | Rate Constraint in lbs/MWh | FALSE | L | Annual | Net Emissions Allowance Position | Thousand Tons | 0.0020899 | 0.0020899 | 0.0020899 | 0.0020899 | 0.0020899 | 0 | 0
NJ Non-HEDD CT Oil Units - Nox Rate Annual v5.12, Unit 914 and retrofits | 891 | 2454 | Rate Constraint in lbs/MWh | FALSE | L | Annual | Fuel Consumed | TBtu | 0.030939 | 0.030939 | 0.030939 | 0.030939 | 0.030939 | 0 | 0
NJ Non-HEDD CT Oil Units - Nox Rate Annual v5.12, Unit 914 and retrofits | 891 | 2454 | Rate Constraint in lbs/MWh | FALSE | L | Annual | Rate | lb/MMBtu | 0.1351 | 0.1351 | 0.1351 | 0.1351 | 0.1351 | 0 | 0
NJ Non-HEDD CT Oil Units - Nox Rate Annual v5.12, Unit 914 and retrofits | 891 | 2454 | Rate Constraint in lbs/MWh | FALSE | L | Annual | Generation | TWh | 0.0019002 | 0.0019002 | 0.0019002 | 0.0019002 | 0.0019002 | 0 | 0
NJ Non-HEDD CT Oil Units - Nox Rate Annual v5.12, Unit 914 and retrofits | 891 | 2454 | Rate Constraint in lbs/MWh | FALSE | L | Annual | Qualifying Generation | TWh | 0.0019002 | 0.0019002 | 0.0019002 | 0.0019002 | 0.0019002 | 0 | 0
NJ Non-HEDD CT Oil Units - Nox Rate Annual v5.12, Unit 914 and retrofits | 891 | 2454 | Rate Constraint in lbs/MWh | FALSE | L | Annual | Constraint Shadow Price | US2011$/Ton | 0 | 0 | 0 | 0 | 0 | 0 | 0
NJ Non-HEDD CT Oil Units - Nox Rate Annual v5.12, Unit 915 and retrofits | 892 | 2454 | Rate Constraint in lbs/MWh | FALSE | L | Annual | Seasons Included | Seasons | Winter, Summer | Winter, Summer | Winter, Summer | Winter, Summer | Winter, Summer | Winter, Summer | Winter, Summer
NJ Non-HEDD CT Oil Units - Nox Rate Annual v5.12, Unit 915 and retrofits | 892 | 2454 | Rate Constraint in lbs/MWh | FALSE | L | Annual | Standard | lb/MWh | 3 | 3 | 3 | 3 | 3 | 3 | 3
NJ Non-HEDD CT Oil Units - Nox Rate Annual v5.12, Unit 915 and retrofits | 892 | 2454 | Rate Constraint in lbs/MWh | FALSE | L | Annual | Emissions at Affected Plants NOX | Thousand Tons | 0.0020899 | 0.0020899 | 0.0020899 | 0.0020899 | 0.0020899 | 0 | 0
NJ Non-HEDD CT Oil Units - Nox Rate Annual v5.12, Unit 915 and retrofits | 892 | 2454 | Rate Constraint in lbs/MWh | FALSE | L | Annual | Allowances Purchased NOX | Thousand Tons | 0 | 0 | 0 | 0 | 0 | 0 | 0
NJ Non-HEDD CT Oil Units - Nox Rate Annual v5.12, Unit 915 and retrofits | 892 | 2454 | Rate Constraint in lbs/MWh | FALSE | L | Annual | Allowances Sold NOX | Thousand Tons | 0 | 0 | 0 | 0 | 0 | 0 | 0
NJ Non-HEDD CT Oil Units - Nox Rate Annual v5.12, Unit 915 and retrofits | 892 | 2454 | Rate Constraint in lbs/MWh | FALSE | L | Annual | Allowances Banked | Thousand Tons | 0 | 0 | 0 | 0 | 0 | 0 | 0
NJ Non-HEDD CT Oil Units - Nox Rate Annual v5.12, Unit 915 and retrofits | 892 | 2454 | Rate Constraint in lbs/MWh | FALSE | L | Annual | Allowances Withdrawn (1:1) | Thousand Tons | 0 | 0 | 0 | 0 | 0 | 0 | 0
NJ Non-HEDD CT Oil Units - Nox Rate Annual v5.12, Unit 915 and retrofits | 892 | 2454 | Rate Constraint in lbs/MWh | FALSE | L | Annual | Allowances Withdrawn (n:1) | Thousand Tons | 0 | 0 | 0 | 0 | 0 | 0 | 0
NJ Non-HEDD CT Oil Units - Nox Rate Annual v5.12, Unit 915 and retrofits | 892 | 2454 | Rate Constraint in lbs/MWh | FALSE | L | Annual | Net Emissions Allowance Position | Thousand Tons | 0.0020899 | 0.0020899 | 0.0020899 | 0.0020899 | 0.0020899 | 0 | 0
NJ Non-HEDD CT Oil Units - Nox Rate Annual v5.12, Unit 915 and retrofits | 892 | 2454 | Rate Constraint in lbs/MWh | FALSE | L | Annual | Fuel Consumed | TBtu | 0.030939 | 0.030939 | 0.030939 | 0.030939 | 0.030939 | 0 | 0
NJ Non-HEDD CT Oil Units - Nox Rate Annual v5.12, Unit 915 and retrofits | 892 | 2454 | Rate Constraint in lbs/MWh | FALSE | L | Annual | Rate | lb/MMBtu | 0.1351 | 0.1351 | 0.1351 | 0.1351 | 0.1351 | 0 | 0
NJ Non-HEDD CT Oil Units - Nox Rate Annual v5.12, Unit 915 and retrofits | 892 | 2454 | Rate Constraint in lbs/MWh | FALSE | L | Annual | Generation | TWh | 0.0019002 | 0.0019002 | 0.0019002 | 0.0019002 | 0.0019002 | 0 | 0
NJ Non-HEDD CT Oil Units - Nox Rate Annual v5.12, Unit 915 and retrofits | 892 | 2454 | Rate Constraint in lbs/MWh | FALSE | L | Annual | Qualifying Generation | TWh | 0.0019002 | 0.0019002 | 0.0019002 | 0.0019002 | 0.0019002 | 0 | 0
NJ Non-HEDD CT Oil Units - Nox Rate Annual v5.12, Unit 915 and retrofits | 892 | 2454 | Rate Constraint in lbs/MWh | FALSE | L | Annual | Constraint Shadow Price | US2011$/Ton | 0 | 0 | 0 | 0 | 0 | 0 | 0
NJ Non-HEDD CT Oil Units - Nox Rate Annual v5.12, Unit 916 and retrofits | 893 | 2454 | Rate Constraint in lbs/MWh | FALSE | L | Annual | Seasons Included | Seasons | Winter, Summer | Winter, Summer | Winter, Summer | Winter, Summer | Winter, Summer | Winter, Summer | Winter, Summer
NJ Non-HEDD CT Oil Units - Nox Rate Annual v5.12, Unit 916 and retrofits | 893 | 2454 | Rate Constraint in lbs/MWh | FALSE | L | Annual | Standard | lb/MWh | 3 | 3 | 3 | 3 | 3 | 3 | 3
NJ Non-HEDD CT Oil Units - Nox Rate Annual v5.12, Unit 916 and retrofits | 893 | 2454 | Rate Constraint in lbs/MWh | FALSE | L | Annual | Emissions at Affected Plants NOX | Thousand Tons | 0 | 0 | 0 | 0 | 0 | 0 | 0
NJ Non-HEDD CT Oil Units - Nox Rate Annual v5.12, Unit 916 and retrofits | 893 | 2454 | Rate Constraint in lbs/MWh | FALSE | L | Annual | Allowances Purchased NOX | Thousand Tons | 0 | 0 | 0 | 0 | 0 | 0 | 0
NJ Non-HEDD CT Oil Units - Nox Rate Annual v5.12, Unit 916 and retrofits | 893 | 2454 | Rate Constraint in lbs/MWh | FALSE | L | Annual | Allowances Sold NOX | Thousand Tons | 0 | 0 | 0 | 0 | 0 | 0 | 0
NJ Non-HEDD CT Oil Units - Nox Rate Annual v5.12, Unit 916 and retrofits | 893 | 2454 | Rate Constraint in lbs/MWh | FALSE | L | Annual | Allowances Banked | Thousand Tons | 0 | 0 | 0 | 0 | 0 | 0 | 0
NJ Non-HEDD CT Oil Units - Nox Rate Annual v5.12, Unit 916 and retrofits | 893 | 2454 | Rate Constraint in lbs/MWh | FALSE | L | Annual | Allowances Withdrawn (1:1) | Thousand Tons | 0 | 0 | 0 | 0 | 0 | 0 | 0
NJ Non-HEDD CT Oil Units - Nox Rate Annual v5.12, Unit 916 and retrofits | 893 | 2454 | Rate Constraint in lbs/MWh | FALSE | L | Annual | Allowances Withdrawn (n:1) | Thousand Tons | 0 | 0 | 0 | 0 | 0 | 0 | 0
NJ Non-HEDD CT Oil Units - Nox Rate Annual v5.12, Unit 916 and retrofits | 893 | 2454 | Rate Constraint in lbs/MWh | FALSE | L | Annual | Net Emissions Allowance Position | Thousand Tons | 0 | 0 | 0 | 0 | 0 | 0 | 0
NJ Non-HEDD CT Oil Units - Nox Rate Annual v5.12, Unit 916 and retrofits | 893 | 2454 | Rate Constraint in lbs/MWh | FALSE | L | Annual | Fuel Consumed | TBtu | 0 | 0 | 0 | 0 | 0 | 0 | 0
NJ Non-HEDD CT Oil Units - Nox Rate Annual v5.12, Unit 916 and retrofits | 893 | 2454 | Rate Constraint in lbs/MWh | FALSE | L | Annual | Rate | lb/MMBtu | 0 | 0 | 0 | 0 | 0 | 0 | 0
NJ Non-HEDD CT Oil Units - Nox Rate Annual v5.12, Unit 916 and retrofits | 893 | 2454 | Rate Constraint in lbs/MWh | FALSE | L | Annual | Generation | TWh | 0 | 0 | 0 | 0 | 0 | 0 | 0
NJ Non-HEDD CT Oil Units - Nox Rate Annual v5.12, Unit 916 and retrofits | 893 | 2454 | Rate Constraint in lbs/MWh | FALSE | L | Annual | Qualifying Generation | TWh | 0 | 0 | 0 | 0 | 0 | 0 | 0
NJ Non-HEDD CT Oil Units - Nox Rate Annual v5.12, Unit 916 and retrofits | 893 | 2454 | Rate Constraint in lbs/MWh | FALSE | L | Annual | Constraint Shadow Price | US2011$/Ton | 0 | 0 | 0 | 0 | 0 | 0 | 0
NJ Non-HEDD CT Oil Units - Nox Rate Annual v5.12, Unit 917 and retrofits | 894 | 2454 | Rate Constraint in lbs/MWh | FALSE | L | Annual | Seasons Included | Seasons | Winter, Summer | Winter, Summer | Winter, Summer | Winter, Summer | Winter, Summer | Winter, Summer | Winter, Summer
NJ Non-HEDD CT Oil Units - Nox Rate Annual v5.12, Unit 917 and retrofits | 894 | 2454 | Rate Constraint in lbs/MWh | FALSE | L | Annual | Standard | lb/MWh | 3 | 3 | 3 | 3 | 3 | 3 | 3
NJ Non-HEDD CT Oil Units - Nox Rate Annual v5.12, Unit 917 and retrofits | 894 | 2454 | Rate Constraint in lbs/MWh | FALSE | L | Annual | Emissions at Affected Plants NOX | Thousand Tons | 0.010058 | 0.0033465 | 0.0033465 | 0.0033465 | 0.0033465 | 0.0033465 | 0.0033465
NJ Non-HEDD CT Oil Units - Nox Rate Annual v5.12, Unit 917 and retrofits | 894 | 2454 | Rate Constraint in lbs/MWh | FALSE | L | Annual | Allowances Purchased NOX | Thousand Tons | 0 | 0 | 0 | 0 | 0 | 0 | 0
NJ Non-HEDD CT Oil Units - Nox Rate Annual v5.12, Unit 917 and retrofits | 894 | 2454 | Rate Constraint in lbs/MWh | FALSE | L | Annual | Allowances Sold NOX | Thousand Tons | 0 | 0 | 0 | 0 | 0 | 0 | 0
NJ Non-HEDD CT Oil Units - Nox Rate Annual v5.12, Unit 917 and retrofits | 894 | 2454 | Rate Constraint in lbs/MWh | FALSE | L | Annual | Allowances Banked | Thousand Tons | 0 | 0 | 0 | 0 | 0 | 0 | 0
NJ Non-HEDD CT Oil Units - Nox Rate Annual v5.12, Unit 917 and retrofits | 894 | 2454 | Rate Constraint in lbs/MWh | FALSE | L | Annual | Allowances Withdrawn (1:1) | Thousand Tons | 0 | 0 | 0 | 0 | 0 | 0 | 0
NJ Non-HEDD CT Oil Units - Nox Rate Annual v5.12, Unit 917 and retrofits | 894 | 2454 | Rate Constraint in lbs/MWh | FALSE | L | Annual | Allowances Withdrawn (n:1) | Thousand Tons | 0 | 0 | 0 | 0 | 0 | 0 | 0
NJ Non-HEDD CT Oil Units - Nox Rate Annual v5.12, Unit 917 and retrofits | 894 | 2454 | Rate Constraint in lbs/MWh | FALSE | L | Annual | Net Emissions Allowance Position | Thousand Tons | 0.010058 | 0.0033465 | 0.0033465 | 0.0033465 | 0.0033465 | 0.0033465 | 0.0033465
NJ Non-HEDD CT Oil Units - Nox Rate Annual v5.12, Unit 917 and retrofits | 894 | 2454 | Rate Constraint in lbs/MWh | FALSE | L | Annual | Fuel Consumed | TBtu | 0.23394 | 0.077839 | 0.077839 | 0.077839 | 0.077839 | 0.077839 | 0.077839
NJ Non-HEDD CT Oil Units - Nox Rate Annual v5.12, Unit 917 and retrofits | 894 | 2454 | Rate Constraint in lbs/MWh | FALSE | L | Annual | Rate | lb/MMBtu | 0.085986 | 0.085986 | 0.085986 | 0.085986 | 0.085986 | 0.085986 | 0.085986
NJ Non-HEDD CT Oil Units - Nox Rate Annual v5.12, Unit 917 and retrofits | 894 | 2454 | Rate Constraint in lbs/MWh | FALSE | L | Annual | Generation | TWh | 0.021772 | 0.0072442 | 0.0072442 | 0.0072442 | 0.0072442 | 0.0072442 | 0.0072442
NJ Non-HEDD CT Oil Units - Nox Rate Annual v5.12, Unit 917 and retrofits | 894 | 2454 | Rate Constraint in lbs/MWh | FALSE | L | Annual | Qualifying Generation | TWh | 0.021772 | 0.0072442 | 0.0072442 | 0.0072442 | 0.0072442 | 0.0072442 | 0.0072442
NJ Non-HEDD CT Oil Units - Nox Rate Annual v5.12, Unit 917 and retrofits | 894 | 2454 | Rate Constraint in lbs/MWh | FALSE | L | Annual | Constraint Shadow Price | US2011$/Ton | 0 | 0 | 0 | 0 | 0 | 0 | 0
NJ Non-HEDD CT Oil Units - Nox Rate Annual v5.12, Unit 918 and retrofits | 895 | 2454 | Rate Constraint in lbs/MWh | FALSE | L | Annual | Seasons Included | Seasons | Winter, Summer | Winter, Summer | Winter, Summer | Winter, Summer | Winter, Summer | Winter, Summer | Winter, Summer
NJ Non-HEDD CT Oil Units - Nox Rate Annual v5.12, Unit 918 and retrofits | 895 | 2454 | Rate Constraint in lbs/MWh | FALSE | L | Annual | Standard | lb/MWh | 3 | 3 | 3 | 3 | 3 | 3 | 3
NJ Non-HEDD CT Oil Units - Nox Rate Annual v5.12, Unit 918 and retrofits | 895 | 2454 | Rate Constraint in lbs/MWh | FALSE | L | Annual | Emissions at Affected Plants NOX | Thousand Tons | 0.0099865 | 0.0033228 | 0.0033228 | 0.0033228 | 0.0033228 | 0.0033228 | 0.0033228
NJ Non-HEDD CT Oil Units - Nox Rate Annual v5.12, Unit 918 and retrofits | 895 | 2454 | Rate Constraint in lbs/MWh | FALSE | L | Annual | Allowances Purchased NOX | Thousand Tons | 0 | 0 | 0 | 0 | 0 | 0 | 0
NJ Non-HEDD CT Oil Units - Nox Rate Annual v5.12, Unit 918 and retrofits | 895 | 2454 | Rate Constraint in lbs/MWh | FALSE | L | Annual | Allowances Sold NOX | Thousand Tons | 0 | 0 | 0 | 0 | 0 | 0 | 0
NJ Non-HEDD CT Oil Units - Nox Rate Annual v5.12, Unit 918 and retrofits | 895 | 2454 | Rate Constraint in lbs/MWh | FALSE | L | Annual | Allowances Banked | Thousand Tons | 0 | 0 | 0 | 0 | 0 | 0 | 0
NJ Non-HEDD CT Oil Units - Nox Rate Annual v5.12, Unit 918 and retrofits | 895 | 2454 | Rate Constraint in lbs/MWh | FALSE | L | Annual | Allowances Withdrawn (1:1) | Thousand Tons | 0 | 0 | 0 | 0 | 0 | 0 | 0
NJ Non-HEDD CT Oil Units - Nox Rate Annual v5.12, Unit 918 and retrofits | 895 | 2454 | Rate Constraint in lbs/MWh | FALSE | L | Annual | Allowances Withdrawn (n:1) | Thousand Tons | 0 | 0 | 0 | 0 | 0 | 0 | 0
NJ Non-HEDD CT Oil Units - Nox Rate Annual v5.12, Unit 918 and retrofits | 895 | 2454 | Rate Constraint in lbs/MWh | FALSE | L | Annual | Net Emissions Allowance Position | Thousand Tons | 0.0099865 | 0.0033228 | 0.0033228 | 0.0033228 | 0.0033228 | 0.0033228 | 0.0033228
NJ Non-HEDD CT Oil Units - Nox Rate Annual v5.12, Unit 918 and retrofits | 895 | 2454 | Rate Constraint in lbs/MWh | FALSE | L | Annual | Fuel Consumed | TBtu | 0.22543 | 0.075008 | 0.075008 | 0.075008 | 0.075008 | 0.075008 | 0.075008
NJ Non-HEDD CT Oil Units - Nox Rate Annual v5.12, Unit 918 and retrofits | 895 | 2454 | Rate Constraint in lbs/MWh | FALSE | L | Annual | Rate | lb/MMBtu | 0.088598 | 0.088598 | 0.088598 | 0.088598 | 0.088598 | 0.088598 | 0.088598
NJ Non-HEDD CT Oil Units - Nox Rate Annual v5.12, Unit 918 and retrofits | 895 | 2454 | Rate Constraint in lbs/MWh | FALSE | L | Annual | Generation | TWh | 0.02098 | 0.0069807 | 0.0069807 | 0.0069807 | 0.0069807 | 0.0069807 | 0.0069807
NJ Non-HEDD CT Oil Units - Nox Rate Annual v5.12, Unit 918 and retrofits | 895 | 2454 | Rate Constraint in lbs/MWh | FALSE | L | Annual | Qualifying Generation | TWh | 0.02098 | 0.0069807 | 0.0069807 | 0.0069807 | 0.0069807 | 0.0069807 | 0.0069807
NJ Non-HEDD CT Oil Units - Nox Rate Annual v5.12, Unit 918 and retrofits | 895 | 2454 | Rate Constraint in lbs/MWh | FALSE | L | Annual | Constraint Shadow Price | US2011$/Ton | 0 | 0 | 0 | 0 | 0 | 0 | 0
NJ Non-HEDD CT Oil Units - Nox Rate Annual v5.12, Unit 919 and retrofits | 896 | 2454 | Rate Constraint in lbs/MWh | FALSE | L | Annual | Seasons Included | Seasons | Winter, Summer | Winter, Summer | Winter, Summer | Winter, Summer | Winter, Summer | Winter, Summer | Winter, Summer
NJ Non-HEDD CT Oil Units - Nox Rate Annual v5.12, Unit 919 and retrofits | 896 | 2454 | Rate Constraint in lbs/MWh | FALSE | L | Annual | Standard | lb/MWh | 3 | 3 | 3 | 3 | 3 | 3 | 3
NJ Non-HEDD CT Oil Units - Nox Rate Annual v5.12, Unit 919 and retrofits | 896 | 2454 | Rate Constraint in lbs/MWh | FALSE | L | Annual | Emissions at Affected Plants NOX | Thousand Tons | 0.0097113 | 0.0032312 | 0.0032312 | 0.0032312 | 0.0032312 | 0.0032312 | 0.0032312
NJ Non-HEDD CT Oil Units - Nox Rate Annual v5.12, Unit 919 and retrofits | 896 | 2454 | Rate Constraint in lbs/MWh | FALSE | L | Annual | Allowances Purchased NOX | Thousand Tons | 0 | 0 | 0 | 0 | 0 | 0 | 0
NJ Non-HEDD CT Oil Units - Nox Rate Annual v5.12, Unit 919 and retrofits | 896 | 2454 | Rate Constraint in lbs/MWh | FALSE | L | Annual | Allowances Sold NOX | Thousand Tons | 0 | 0 | 0 | 0 | 0 | 0 | 0
NJ Non-HEDD CT Oil Units - Nox Rate Annual v5.12, Unit 919 and retrofits | 896 | 2454 | Rate Constraint in lbs/MWh | FALSE | L | Annual | Allowances Banked | Thousand Tons | 0 | 0 | 0 | 0 | 0 | 0 | 0
NJ Non-HEDD CT Oil Units - Nox Rate Annual v5.12, Unit 919 and retrofits | 896 | 2454 | Rate Constraint in lbs/MWh | FALSE | L | Annual | Allowances Withdrawn (1:1) | Thousand Tons | 0 | 0 | 0 | 0 | 0 | 0 | 0
NJ Non-HEDD CT Oil Units - Nox Rate Annual v5.12, Unit 919 and retrofits | 896 | 2454 | Rate Constraint in lbs/MWh | FALSE | L | Annual | Allowances Withdrawn (n:1) | Thousand Tons | 0 | 0 | 0 | 0 | 0 | 0 | 0
NJ Non-HEDD CT Oil Units - Nox Rate Annual v5.12, Unit 919 and retrofits | 896 | 2454 | Rate Constraint in lbs/MWh | FALSE | L | Annual | Net Emissions Allowance Position | Thousand Tons | 0.0097113 | 0.0032312 | 0.0032312 | 0.0032312 | 0.0032312 | 0.0032312 | 0.0032312
NJ Non-HEDD CT Oil Units - Nox Rate Annual v5.12, Unit 919 and retrofits | 896 | 2454 | Rate Constraint in lbs/MWh | FALSE | L | Annual | Fuel Consumed | TBtu | 0.22437 | 0.074654 | 0.074654 | 0.074654 | 0.074654 | 0.074654 | 0.074654
NJ Non-HEDD CT Oil Units - Nox Rate Annual v5.12, Unit 919 and retrofits | 896 | 2454 | Rate Constraint in lbs/MWh | FALSE | L | Annual | Rate | lb/MMBtu | 0.086565 | 0.086565 | 0.086565 | 0.086565 | 0.086565 | 0.086565 | 0.086565
NJ Non-HEDD CT Oil Units - Nox Rate Annual v5.12, Unit 919 and retrofits | 896 | 2454 | Rate Constraint in lbs/MWh | FALSE | L | Annual | Generation | TWh | 0.020881 | 0.0069478 | 0.0069478 | 0.0069478 | 0.0069478 | 0.0069478 | 0.0069478
NJ Non-HEDD CT Oil Units - Nox Rate Annual v5.12, Unit 919 and retrofits | 896 | 2454 | Rate Constraint in lbs/MWh | FALSE | L | Annual | Qualifying Generation | TWh | 0.020881 | 0.0069478 | 0.0069478 | 0.0069478 | 0.0069478 | 0.0069478 | 0.0069478
NJ Non-HEDD CT Oil Units - Nox Rate Annual v5.12, Unit 919 and retrofits | 896 | 2454 | Rate Constraint in lbs/MWh | FALSE | L | Annual | Constraint Shadow Price | US2011$/Ton | 0 | 0 | 0 | 0 | 0 | 0 | 0
NJ Non-HEDD CT Oil Units - Nox Rate Annual v5.12, Unit 920 and retrofits | 897 | 2454 | Rate Constraint in lbs/MWh | FALSE | L | Annual | Seasons Included | Seasons | Winter, Summer | Winter, Summer | Winter, Summer | Winter, Summer | Winter, Summer | Winter, Summer | Winter, Summer
NJ Non-HEDD CT Oil Units - Nox Rate Annual v5.12, Unit 920 and retrofits | 897 | 2454 | Rate Constraint in lbs/MWh | FALSE | L | Annual | Standard | lb/MWh | 3 | 3 | 3 | 3 | 3 | 3 | 3
NJ Non-HEDD CT Oil Units - Nox Rate Annual v5.12, Unit 920 and retrofits | 897 | 2454 | Rate Constraint in lbs/MWh | FALSE | L | Annual | Emissions at Affected Plants NOX | Thousand Tons | 0.010387 | 0.003456 | 0.003456 | 0.009167 | 0.003456 | 0.003456 | 0.003456
NJ Non-HEDD CT Oil Units - Nox Rate Annual v5.12, Unit 920 and retrofits | 897 | 2454 | Rate Constraint in lbs/MWh | FALSE | L | Annual | Allowances Purchased NOX | Thousand Tons | 0 | 0 | 0 | 0 | 0 | 0 | 0
NJ Non-HEDD CT Oil Units - Nox Rate Annual v5.12, Unit 920 and retrofits | 897 | 2454 | Rate Constraint in lbs/MWh | FALSE | L | Annual | Allowances Sold NOX | Thousand Tons | 0 | 0 | 0 | 0 | 0 | 0 | 0
NJ Non-HEDD CT Oil Units - Nox Rate Annual v5.12, Unit 920 and retrofits | 897 | 2454 | Rate Constraint in lbs/MWh | FALSE | L | Annual | Allowances Banked | Thousand Tons | 0 | 0 | 0 | 0 | 0 | 0 | 0
NJ Non-HEDD CT Oil Units - Nox Rate Annual v5.12, Unit 920 and retrofits | 897 | 2454 | Rate Constraint in lbs/MWh | FALSE | L | Annual | Allowances Withdrawn (1:1) | Thousand Tons | 0 | 0 | 0 | 0 | 0 | 0 | 0
NJ Non-HEDD CT Oil Units - Nox Rate Annual v5.12, Unit 920 and retrofits | 897 | 2454 | Rate Constraint in lbs/MWh | FALSE | L | Annual | Allowances Withdrawn (n:1) | Thousand Tons | 0 | 0 | 0 | 0 | 0 | 0 | 0
NJ Non-HEDD CT Oil Units - Nox Rate Annual v5.12, Unit 920 and retrofits | 897 | 2454 | Rate Constraint in lbs/MWh | FALSE | L | Annual | Net Emissions Allowance Position | Thousand Tons | 0.010387 | 0.003456 | 0.003456 | 0.009167 | 0.003456 | 0.003456 | 0.003456
NJ Non-HEDD CT Oil Units - Nox Rate Annual v5.12, Unit 920 and retrofits | 897 | 2454 | Rate Constraint in lbs/MWh | FALSE | L | Annual | Fuel Consumed | TBtu | 0.23075 | 0.076777 | 0.076777 | 0.20365 | 0.076777 | 0.076777 | 0.076777
NJ Non-HEDD CT Oil Units - Nox Rate Annual v5.12, Unit 920 and retrofits | 897 | 2454 | Rate Constraint in lbs/MWh | FALSE | L | Annual | Rate | lb/MMBtu | 0.090027 | 0.090027 | 0.090027 | 0.090027 | 0.090027 | 0.090027 | 0.090027
NJ Non-HEDD CT Oil Units - Nox Rate Annual v5.12, Unit 920 and retrofits | 897 | 2454 | Rate Constraint in lbs/MWh | FALSE | L | Annual | Generation | TWh | 0.021475 | 0.0071454 | 0.0071454 | 0.018953 | 0.0071454 | 0.0071454 | 0.0071454
NJ Non-HEDD CT Oil Units - Nox Rate Annual v5.12, Unit 920 and retrofits | 897 | 2454 | Rate Constraint in lbs/MWh | FALSE | L | Annual | Qualifying Generation | TWh | 0.021475 | 0.0071454 | 0.0071454 | 0.018953 | 0.0071454 | 0.0071454 | 0.0071454
NJ Non-HEDD CT Oil Units - Nox Rate Annual v5.12, Unit 920 and retrofits | 897 | 2454 | Rate Constraint in lbs/MWh | FALSE | L | Annual | Constraint Shadow Price | US2011$/Ton | 0 | 0 | 0 | 0 | 0 | 0 | 0
NJ Non-HEDD CT Oil Units - Nox Rate Annual v5.12, Unit 921 and retrofits | 898 | 2454 | Rate Constraint in lbs/MWh | FALSE | L | Annual | Seasons Included | Seasons | Winter, Summer | Winter, Summer | Winter, Summer | Winter, Summer | Winter, Summer | Winter, Summer | Winter, Summer
NJ Non-HEDD CT Oil Units - Nox Rate Annual v5.12, Unit 921 and retrofits | 898 | 2454 | Rate Constraint in lbs/MWh | FALSE | L | Annual | Standard | lb/MWh | 3 | 3 | 3 | 3 | 3 | 3 | 3
NJ Non-HEDD CT Oil Units - Nox Rate Annual v5.12, Unit 921 and retrofits | 898 | 2454 | Rate Constraint in lbs/MWh | FALSE | L | Annual | Emissions at Affected Plants NOX | Thousand Tons | 0.011987 | 0.0023581 | 0.011987 | 0.011987 | 0.011987 | 0.011987 | 0.011987
NJ Non-HEDD CT Oil Units - Nox Rate Annual v5.12, Unit 921 and retrofits | 898 | 2454 | Rate Constraint in lbs/MWh | FALSE | L | Annual | Allowances Purchased NOX | Thousand Tons | 0 | 0 | 0 | 0 | 0 | 0 | 0
NJ Non-HEDD CT Oil Units - Nox Rate Annual v5.12, Unit 921 and retrofits | 898 | 2454 | Rate Constraint in lbs/MWh | FALSE | L | Annual | Allowances Sold NOX | Thousand Tons | 0 | 0 | 0 | 0 | 0 | 0 | 0
NJ Non-HEDD CT Oil Units - Nox Rate Annual v5.12, Unit 921 and retrofits | 898 | 2454 | Rate Constraint in lbs/MWh | FALSE | L | Annual | Allowances Banked | Thousand Tons | 0 | 0 | 0 | 0 | 0 | 0 | 0
NJ Non-HEDD CT Oil Units - Nox Rate Annual v5.12, Unit 921 and retrofits | 898 | 2454 | Rate Constraint in lbs/MWh | FALSE | L | Annual | Allowances Withdrawn (1:1) | Thousand Tons | 0 | 0 | 0 | 0 | 0 | 0 | 0
NJ Non-HEDD CT Oil Units - Nox Rate Annual v5.12, Unit 921 and retrofits | 898 | 2454 | Rate Constraint in lbs/MWh | FALSE | L | Annual | Allowances Withdrawn (n:1) | Thousand Tons | 0 | 0 | 0 | 0 | 0 | 0 | 0
NJ Non-HEDD CT Oil Units - Nox Rate Annual v5.12, Unit 921 and retrofits | 898 | 2454 | Rate Constraint in lbs/MWh | FALSE | L | Annual | Net Emissions Allowance Position | Thousand Tons | 0.011987 | 0.0023581 | 0.011987 | 0.011987 | 0.011987 | 0.011987 | 0.011987
NJ Non-HEDD CT Oil Units - Nox Rate Annual v5.12, Unit 921 and retrofits | 898 | 2454 | Rate Constraint in lbs/MWh | FALSE | L | Annual | Fuel Consumed | TBtu | 0.17645 | 0.034711 | 0.17645 | 0.17645 | 0.17645 | 0.17645 | 0.17645
NJ Non-HEDD CT Oil Units - Nox Rate Annual v5.12, Unit 921 and retrofits | 898 | 2454 | Rate Constraint in lbs/MWh | FALSE | L | Annual | Rate | lb/MMBtu | 0.13587 | 0.13587 | 0.13587 | 0.13587 | 0.13587 | 0.13587 | 0.13587
NJ Non-HEDD CT Oil Units - Nox Rate Annual v5.12, Unit 921 and retrofits | 898 | 2454 | Rate Constraint in lbs/MWh | FALSE | L | Annual | Generation | TWh | 0.014065 | 0.0027669 | 0.014065 | 0.014065 | 0.014065 | 0.014065 | 0.014065
NJ Non-HEDD CT Oil Units - Nox Rate Annual v5.12, Unit 921 and retrofits | 898 | 2454 | Rate Constraint in lbs/MWh | FALSE | L | Annual | Qualifying Generation | TWh | 0.014065 | 0.0027669 | 0.014065 | 0.014065 | 0.014065 | 0.014065 | 0.014065
NJ Non-HEDD CT Oil Units - Nox Rate Annual v5.12, Unit 921 and retrofits | 898 | 2454 | Rate Constraint in lbs/MWh | FALSE | L | Annual | Constraint Shadow Price | US2011$/Ton | 0 | 0 | 0 | 0 | 0 | 0 | 0
NJ Non-HEDD CT Oil Units - Nox Rate Annual v5.12, Unit 922 and retrofits | 899 | 2454 | Rate Constraint in lbs/MWh | FALSE | L | Annual | Seasons Included | Seasons | Winter, Summer | Winter, Summer | Winter, Summer | Winter, Summer | Winter, Summer | Winter, Summer | Winter, Summer
NJ Non-HEDD CT Oil Units - Nox Rate Annual v5.12, Unit 922 and retrofits | 899 | 2454 | Rate Constraint in lbs/MWh | FALSE | L | Annual | Standard | lb/MWh | 3 | 3 | 3 | 3 | 3 | 3 | 3
NJ Non-HEDD CT Oil Units - Nox Rate Annual v5.12, Unit 922 and retrofits | 899 | 2454 | Rate Constraint in lbs/MWh | FALSE | L | Annual | Emissions at Affected Plants NOX | Thousand Tons | 0.0050992 | 0.0050992 | 0.0050992 | 0.0050992 | 0.0050992 | 0 | 0
NJ Non-HEDD CT Oil Units - Nox Rate Annual v5.12, Unit 922 and retrofits | 899 | 2454 | Rate Constraint in lbs/MWh | FALSE | L | Annual | Allowances Purchased NOX | Thousand Tons | 0 | 0 | 0 | 0 | 0 | 0 | 0
NJ Non-HEDD CT Oil Units - Nox Rate Annual v5.12, Unit 922 and retrofits | 899 | 2454 | Rate Constraint in lbs/MWh | FALSE | L | Annual | Allowances Sold NOX | Thousand Tons | 0 | 0 | 0 | 0 | 0 | 0 | 0
NJ Non-HEDD CT Oil Units - Nox Rate Annual v5.12, Unit 922 and retrofits | 899 | 2454 | Rate Constraint in lbs/MWh | FALSE | L | Annual | Allowances Banked | Thousand Tons | 0 | 0 | 0 | 0 | 0 | 0 | 0
NJ Non-HEDD CT Oil Units - Nox Rate Annual v5.12, Unit 922 and retrofits | 899 | 2454 | Rate Constraint in lbs/MWh | FALSE | L | Annual | Allowances Withdrawn (1:1) | Thousand Tons | 0 | 0 | 0 | 0 | 0 | 0 | 0
NJ Non-HEDD CT Oil Units - Nox Rate Annual v5.12, Unit 922 and retrofits | 899 | 2454 | Rate Constraint in lbs/MWh | FALSE | L | Annual | Allowances Withdrawn (n:1) | Thousand Tons | 0 | 0 | 0 | 0 | 0 | 0 | 0
NJ Non-HEDD CT Oil Units - Nox Rate Annual v5.12, Unit 922 and retrofits | 899 | 2454 | Rate Constraint in lbs/MWh | FALSE | L | Annual | Net Emissions Allowance Position | Thousand Tons | 0.0050992 | 0.0050992 | 0.0050992 | 0.0050992 | 0.0050992 | 0 | 0
NJ Non-HEDD CT Oil Units - Nox Rate Annual v5.12, Unit 922 and retrofits | 899 | 2454 | Rate Constraint in lbs/MWh | FALSE | L | Annual | Fuel Consumed | TBtu | 0.093509 | 0.093509 | 0.093509 | 0.093509 | 0.093509 | 0 | 0
NJ Non-HEDD CT Oil Units - Nox Rate Annual v5.12, Unit 922 and retrofits | 899 | 2454 | Rate Constraint in lbs/MWh | FALSE | L | Annual | Rate | lb/MMBtu | 0.10906 | 0.10906 | 0.10906 | 0.10906 | 0.10906 | 0 | 0
NJ Non-HEDD CT Oil Units - Nox Rate Annual v5.12, Unit 922 and retrofits | 899 | 2454 | Rate Constraint in lbs/MWh | FALSE | L | Annual | Generation | TWh | 0.0050005 | 0.0050005 | 0.0050005 | 0.0050005 | 0.0050005 | 0 | 0
NJ Non-HEDD CT Oil Units - Nox Rate Annual v5.12, Unit 922 and retrofits | 899 | 2454 | Rate Constraint in lbs/MWh | FALSE | L | Annual | Qualifying Generation | TWh | 0.0050005 | 0.0050005 | 0.0050005 | 0.0050005 | 0.0050005 | 0 | 0
NJ Non-HEDD CT Oil Units - Nox Rate Annual v5.12, Unit 922 and retrofits | 899 | 2454 | Rate Constraint in lbs/MWh | FALSE | L | Annual | Constraint Shadow Price | US2011$/Ton | 0 | 0 | 0 | 0 | 0 | 0 | 0
NJ Non-HEDD CT Oil Units - Nox Rate Annual v5.12, Unit 923 and retrofits | 900 | 2454 | Rate Constraint in lbs/MWh | FALSE | L | Annual | Seasons Included | Seasons | Winter, Summer | Winter, Summer | Winter, Summer | Winter, Summer | Winter, Summer | Winter, Summer | Winter, Summer
NJ Non-HEDD CT Oil Units - Nox Rate Annual v5.12, Unit 923 and retrofits | 900 | 2454 | Rate Constraint in lbs/MWh | FALSE | L | Annual | Standard | lb/MWh | 3 | 3 | 3 | 3 | 3 | 3 | 3
NJ Non-HEDD CT Oil Units - Nox Rate Annual v5.12, Unit 923 and retrofits | 900 | 2454 | Rate Constraint in lbs/MWh | FALSE | L | Annual | Emissions at Affected Plants NOX | Thousand Tons | 0.0037514 | 0.0037514 | 0.0037514 | 0.0037514 | 0.0037514 | 0.0037514 | 0.0037514
NJ Non-HEDD CT Oil Units - Nox Rate Annual v5.12, Unit 923 and retrofits | 900 | 2454 | Rate Constraint in lbs/MWh | FALSE | L | Annual | Allowances Purchased NOX | Thousand Tons | 0 | 0 | 0 | 0 | 0 | 0 | 0
NJ Non-HEDD CT Oil Units - Nox Rate Annual v5.12, Unit 923 and retrofits | 900 | 2454 | Rate Constraint in lbs/MWh | FALSE | L | Annual | Allowances Sold NOX | Thousand Tons | 0 | 0 | 0 | 0 | 0 | 0 | 0
NJ Non-HEDD CT Oil Units - Nox Rate Annual v5.12, Unit 923 and retrofits | 900 | 2454 | Rate Constraint in lbs/MWh | FALSE | L | Annual | Allowances Banked | Thousand Tons | 0 | 0 | 0 | 0 | 0 | 0 | 0
NJ Non-HEDD CT Oil Units - Nox Rate Annual v5.12, Unit 923 and retrofits | 900 | 2454 | Rate Constraint in lbs/MWh | FALSE | L | Annual | Allowances Withdrawn (1:1) | Thousand Tons | 0 | 0 | 0 | 0 | 0 | 0 | 0
NJ Non-HEDD CT Oil Units - Nox Rate Annual v5.12, Unit 923 and retrofits | 900 | 2454 | Rate Constraint in lbs/MWh | FALSE | L | Annual | Allowances Withdrawn (n:1) | Thousand Tons | 0 | 0 | 0 | 0 | 0 | 0 | 0
NJ Non-HEDD CT Oil Units - Nox Rate Annual v5.12, Unit 923 and retrofits | 900 | 2454 | Rate Constraint in lbs/MWh | FALSE | L | Annual | Net Emissions Allowance Position | Thousand Tons | 0.0037514 | 0.0037514 | 0.0037514 | 0.0037514 | 0.0037514 | 0.0037514 | 0.0037514
NJ Non-HEDD CT Oil Units - Nox Rate Annual v5.12, Unit 923 and retrofits | 900 | 2454 | Rate Constraint in lbs/MWh | FALSE | L | Annual | Fuel Consumed | TBtu | 0.081115 | 0.081115 | 0.081115 | 0.081115 | 0.081115 | 0.081115 | 0.081115
NJ Non-HEDD CT Oil Units - Nox Rate Annual v5.12, Unit 923 and retrofits | 900 | 2454 | Rate Constraint in lbs/MWh | FALSE | L | Annual | Rate | lb/MMBtu | 0.092495 | 0.092495 | 0.092495 | 0.092495 | 0.092495 | 0.092495 | 0.092495
NJ Non-HEDD CT Oil Units - Nox Rate Annual v5.12, Unit 923 and retrofits | 900 | 2454 | Rate Constraint in lbs/MWh | FALSE | L | Annual | Generation | TWh | 0.0074747 | 0.0074747 | 0.0074747 | 0.0074747 | 0.0074747 | 0.0074747 | 0.0074747
NJ Non-HEDD CT Oil Units - Nox Rate Annual v5.12, Unit 923 and retrofits | 900 | 2454 | Rate Constraint in lbs/MWh | FALSE | L | Annual | Qualifying Generation | TWh | 0.0074747 | 0.0074747 | 0.0074747 | 0.0074747 | 0.0074747 | 0.0074747 | 0.0074747
NJ Non-HEDD CT Oil Units - Nox Rate Annual v5.12, Unit 923 and retrofits | 900 | 2454 | Rate Constraint in lbs/MWh | FALSE | L | Annual | Constraint Shadow Price | US2011$/Ton | 0 | 0 | 0 | 0 | 0 | 0 | 0
NJ Non-HEDD CT Oil Units - Nox Rate Annual v5.12, Unit 924 and retrofits | 901 | 2454 | Rate Constraint in lbs/MWh | FALSE | L | Annual | Seasons Included | Seasons | Winter, Summer | Winter, Summer | Winter, Summer | Winter, Summer | Winter, Summer | Winter, Summer | Winter, Summer
NJ Non-HEDD CT Oil Units - Nox Rate Annual v5.12, Unit 924 and retrofits | 901 | 2454 | Rate Constraint in lbs/MWh | FALSE | L | Annual | Standard | lb/MWh | 3 | 3 | 3 | 3 | 3 | 3 | 3
NJ Non-HEDD CT Oil Units - Nox Rate Annual v5.12, Unit 924 and retrofits | 901 | 2454 | Rate Constraint in lbs/MWh | FALSE | L | Annual | Emissions at Affected Plants NOX | Thousand Tons | 0.0036329 | 0.0036329 | 0.0036329 | 0.0036329 | 0.0036329 | 0.0036329 | 0.0036329
NJ Non-HEDD CT Oil Units - Nox Rate Annual v5.12, Unit 924 and retrofits | 901 | 2454 | Rate Constraint in lbs/MWh | FALSE | L | Annual | Allowances Purchased NOX | Thousand Tons | 0 | 0 | 0 | 0 | 0 | 0 | 0
NJ Non-HEDD CT Oil Units - Nox Rate Annual v5.12, Unit 924 and retrofits | 901 | 2454 | Rate Constraint in lbs/MWh | FALSE | L | Annual | Allowances Sold NOX | Thousand Tons | 0 | 0 | 0 | 0 | 0 | 0 | 0
NJ Non-HEDD CT Oil Units - Nox Rate Annual v5.12, Unit 924 and retrofits | 901 | 2454 | Rate Constraint in lbs/MWh | FALSE | L | Annual | Allowances Banked | Thousand Tons | 0 | 0 | 0 | 0 | 0 | 0 | 0
NJ Non-HEDD CT Oil Units - Nox Rate Annual v5.12, Unit 924 and retrofits | 901 | 2454 | Rate Constraint in lbs/MWh | FALSE | L | Annual | Allowances Withdrawn (1:1) | Thousand Tons | 0 | 0 | 0 | 0 | 0 | 0 | 0
NJ Non-HEDD CT Oil Units - Nox Rate Annual v5.12, Unit 924 and retrofits | 901 | 2454 | Rate Constraint in lbs/MWh | FALSE | L | Annual | Allowances Withdrawn (n:1) | Thousand Tons | 0 | 0 | 0 | 0 | 0 | 0 | 0
NJ Non-HEDD CT Oil Units - Nox Rate Annual v5.12, Unit 924 and retrofits | 901 | 2454 | Rate Constraint in lbs/MWh | FALSE | L | Annual | Net Emissions Allowance Position | Thousand Tons | 0.0036329 | 0.0036329 | 0.0036329 | 0.0036329 | 0.0036329 | 0.0036329 | 0.0036329
NJ Non-HEDD CT Oil Units - Nox Rate Annual v5.12, Unit 924 and retrofits | 901 | 2454 | Rate Constraint in lbs/MWh | FALSE | L | Annual | Fuel Consumed | TBtu | 0.079864 | 0.079864 | 0.079864 | 0.079864 | 0.079864 | 0.079864 | 0.079864
NJ Non-HEDD CT Oil Units - Nox Rate Annual v5.12, Unit 924 and retrofits | 901 | 2454 | Rate Constraint in lbs/MWh | FALSE | L | Annual | Rate | lb/MMBtu | 0.090976 | 0.090976 | 0.090976 | 0.090976 | 0.090976 | 0.090976 | 0.090976
NJ Non-HEDD CT Oil Units - Nox Rate Annual v5.12, Unit 924 and retrofits | 901 | 2454 | Rate Constraint in lbs/MWh | FALSE | L | Annual | Generation | TWh | 0.0073594 | 0.0073594 | 0.0073594 | 0.0073594 | 0.0073594 | 0.0073594 | 0.0073594
NJ Non-HEDD CT Oil Units - Nox Rate Annual v5.12, Unit 924 and retrofits | 901 | 2454 | Rate Constraint in lbs/MWh | FALSE | L | Annual | Qualifying Generation | TWh | 0.0073594 | 0.0073594 | 0.0073594 | 0.0073594 | 0.0073594 | 0.0073594 | 0.0073594
NJ Non-HEDD CT Oil Units - Nox Rate Annual v5.12, Unit 924 and retrofits | 901 | 2454 | Rate Constraint in lbs/MWh | FALSE | L | Annual | Constraint Shadow Price | US2011$/Ton | 0 | 0 | 0 | 0 | 0 | 0 | 0
NJ Non-HEDD CT Oil Units - Nox Rate Annual v5.12, Unit 925 and retrofits | 902 | 2454 | Rate Constraint in lbs/MWh | FALSE | L | Annual | Seasons Included | Seasons | Winter, Summer | Winter, Summer | Winter, Summer | Winter, Summer | Winter, Summer | Winter, Summer | Winter, Summer
NJ Non-HEDD CT Oil Units - Nox Rate Annual v5.12, Unit 925 and retrofits | 902 | 2454 | Rate Constraint in lbs/MWh | FALSE | L | Annual | Standard | lb/MWh | 3 | 3 | 3 | 3 | 3 | 3 | 3
NJ Non-HEDD CT Oil Units - Nox Rate Annual v5.12, Unit 925 and retrofits | 902 | 2454 | Rate Constraint in lbs/MWh | FALSE | L | Annual | Emissions at Affected Plants NOX | Thousand Tons | 0.0036254 | 0.0036254 | 0.0036254 | 0.0036254 | 0.0036254 | 0.0036254 | 0.0036254
NJ Non-HEDD CT Oil Units - Nox Rate Annual v5.12, Unit 925 and retrofits | 902 | 2454 | Rate Constraint in lbs/MWh | FALSE | L | Annual | Allowances Purchased NOX | Thousand Tons | 0 | 0 | 0 | 0 | 0 | 0 | 0
NJ Non-HEDD CT Oil Units - Nox Rate Annual v5.12, Unit 925 and retrofits | 902 | 2454 | Rate Constraint in lbs/MWh | FALSE | L | Annual | Allowances Sold NOX | Thousand Tons | 0 | 0 | 0 | 0 | 0 | 0 | 0
NJ Non-HEDD CT Oil Units - Nox Rate Annual v5.12, Unit 925 and retrofits | 902 | 2454 | Rate Constraint in lbs/MWh | FALSE | L | Annual | Allowances Banked | Thousand Tons | 0 | 0 | 0 | 0 | 0 | 0 | 0
NJ Non-HEDD CT Oil Units - Nox Rate Annual v5.12, Unit 925 and retrofits | 902 | 2454 | Rate Constraint in lbs/MWh | FALSE | L | Annual | Allowances Withdrawn (1:1) | Thousand Tons | 0 | 0 | 0 | 0 | 0 | 0 | 0
NJ Non-HEDD CT Oil Units - Nox Rate Annual v5.12, Unit 925 and retrofits | 902 | 2454 | Rate Constraint in lbs/MWh | FALSE | L | Annual | Allowances Withdrawn (n:1) | Thousand Tons | 0 | 0 | 0 | 0 | 0 | 0 | 0
NJ Non-HEDD CT Oil Units - Nox Rate Annual v5.12, Unit 925 and retrofits | 902 | 2454 | Rate Constraint in lbs/MWh | FALSE | L | Annual | Net Emissions Allowance Position | Thousand Tons | 0.0036254 | 0.0036254 | 0.0036254 | 0.0036254 | 0.0036254 | 0.0036254 | 0.0036254
NJ Non-HEDD CT Oil Units - Nox Rate Annual v5.12, Unit 925 and retrofits | 902 | 2454 | Rate Constraint in lbs/MWh | FALSE | L | Annual | Fuel Consumed | TBtu | 0.079507 | 0.079507 | 0.079507 | 0.079507 | 0.079507 | 0.079507 | 0.079507
NJ Non-HEDD CT Oil Units - Nox Rate Annual v5.12, Unit 925 and retrofits | 902 | 2454 | Rate Constraint in lbs/MWh | FALSE | L | Annual | Rate | lb/MMBtu | 0.091198 | 0.091198 | 0.091198 | 0.091198 | 0.091198 | 0.091198 | 0.091198
NJ Non-HEDD CT Oil Units - Nox Rate Annual v5.12, Unit 925 and retrofits | 902 | 2454 | Rate Constraint in lbs/MWh | FALSE | L | Annual | Generation | TWh | 0.0073265 | 0.0073265 | 0.0073265 | 0.0073265 | 0.0073265 | 0.0073265 | 0.0073265
NJ Non-HEDD CT Oil Units - Nox Rate Annual v5.12, Unit 925 and retrofits | 902 | 2454 | Rate Constraint in lbs/MWh | FALSE | L | Annual | Qualifying Generation | TWh | 0.0073265 | 0.0073265 | 0.0073265 | 0.0073265 | 0.0073265 | 0.0073265 | 0.0073265
NJ Non-HEDD CT Oil Units - Nox Rate Annual v5.12, Unit 925 and retrofits | 902 | 2454 | Rate Constraint in lbs/MWh | FALSE | L | Annual | Constraint Shadow Price | US2011$/Ton | 0 | 0 | 0 | 0 | 0 | 0 | 0
NJ Non-HEDD CT Oil Units - Nox Rate Annual v5.12, Unit 926 and retrofits | 903 | 2454 | Rate Constraint in lbs/MWh | FALSE | L | Annual | Seasons Included | Seasons | Winter, Summer | Winter, Summer | Winter, Summer | Winter, Summer | Winter, Summer | Winter, Summer | Winter, Summer
NJ Non-HEDD CT Oil Units - Nox Rate Annual v5.12, Unit 926 and retrofits | 903 | 2454 | Rate Constraint in lbs/MWh | FALSE | L | Annual | Standard | lb/MWh | 3 | 3 | 3 | 3 | 3 | 3 | 3
NJ Non-HEDD CT Oil Units - Nox Rate Annual v5.12, Unit 926 and retrofits | 903 | 2454 | Rate Constraint in lbs/MWh | FALSE | L | Annual | Emissions at Affected Plants NOX | Thousand Tons | 0.0037972 | 0.0037972 | 0.0037972 | 0.0037972 | 0.0037972 | 0.0037972 | 0.0037972
NJ Non-HEDD CT Oil Units - Nox Rate Annual v5.12, Unit 926 and retrofits | 903 | 2454 | Rate Constraint in lbs/MWh | FALSE | L | Annual | Allowances Purchased NOX | Thousand Tons | 0 | 0 | 0 | 0 | 0 | 0 | 0
NJ Non-HEDD CT Oil Units - Nox Rate Annual v5.12, Unit 926 and retrofits | 903 | 2454 | Rate Constraint in lbs/MWh | FALSE | L | Annual | Allowances Sold NOX | Thousand Tons | 0 | 0 | 0 | 0 | 0 | 0 | 0
NJ Non-HEDD CT Oil Units - Nox Rate Annual v5.12, Unit 926 and retrofits | 903 | 2454 | Rate Constraint in lbs/MWh | FALSE | L | Annual | Allowances Banked | Thousand Tons | 0 | 0 | 0 | 0 | 0 | 0 | 0
NJ Non-HEDD CT Oil Units - Nox Rate Annual v5.12, Unit 926 and retrofits | 903 | 2454 | Rate Constraint in lbs/MWh | FALSE | L | Annual | Allowances Withdrawn (1:1) | Thousand Tons | 0 | 0 | 0 | 0 | 0 | 0 | 0
NJ Non-HEDD CT Oil Units - Nox Rate Annual v5.12, Unit 926 and retrofits | 903 | 2454 | Rate Constraint in lbs/MWh | FALSE | L | Annual | Allowances Withdrawn (n:1) | Thousand Tons | 0 | 0 | 0 | 0 | 0 | 0 | 0
NJ Non-HEDD CT Oil Units - Nox Rate Annual v5.12, Unit 926 and retrofits | 903 | 2454 | Rate Constraint in lbs/MWh | FALSE | L | Annual | Net Emissions Allowance Position | Thousand Tons | 0.0037972 | 0.0037972 | 0.0037972 | 0.0037972 | 0.0037972 | 0.0037972 | 0.0037972
NJ Non-HEDD CT Oil Units - Nox Rate Annual v5.12, Unit 926 and retrofits | 903 | 2454 | Rate Constraint in lbs/MWh | FALSE | L | Annual | Fuel Consumed | TBtu | 0.081115 | 0.081115 | 0.081115 | 0.081115 | 0.081115 | 0.081115 | 0.081115
NJ Non-HEDD CT Oil Units - Nox Rate Annual v5.12, Unit 926 and retrofits | 903 | 2454 | Rate Constraint in lbs/MWh | FALSE | L | Annual | Rate | lb/MMBtu | 0.093624 | 0.093624 | 0.093624 | 0.093624 | 0.093624 | 0.093624 | 0.093624
NJ Non-HEDD CT Oil Units - Nox Rate Annual v5.12, Unit 926 and retrofits | 903 | 2454 | Rate Constraint in lbs/MWh | FALSE | L | Annual | Generation | TWh | 0.0074747 | 0.0074747 | 0.0074747 | 0.0074747 | 0.0074747 | 0.0074747 | 0.0074747
NJ Non-HEDD CT Oil Units - Nox Rate Annual v5.12, Unit 926 and retrofits | 903 | 2454 | Rate Constraint in lbs/MWh | FALSE | L | Annual | Qualifying Generation | TWh | 0.0074747 | 0.0074747 | 0.0074747 | 0.0074747 | 0.0074747 | 0.0074747 | 0.0074747
NJ Non-HEDD CT Oil Units - Nox Rate Annual v5.12, Unit 926 and retrofits | 903 | 2454 | Rate Constraint in lbs/MWh | FALSE | L | Annual | Constraint Shadow Price | US2011$/Ton | 0 | 0 | 0 | 0 | 0 | 0 | 0
NJ Non-HEDD CT Oil Units - Nox Rate Annual v5.12, Unit 927 and retrofits | 904 | 2454 | Rate Constraint in lbs/MWh | FALSE | L | Annual | Seasons Included | Seasons | Winter, Summer | Winter, Summer | Winter, Summer | Winter, Summer | Winter, Summer | Winter, Summer | Winter, Summer
NJ Non-HEDD CT Oil Units - Nox Rate Annual v5.12, Unit 927 and retrofits | 904 | 2454 | Rate Constraint in lbs/MWh | FALSE | L | Annual | Standard | lb/MWh | 3 | 3 | 3 | 3 | 3 | 3 | 3
NJ Non-HEDD CT Oil Units - Nox Rate Annual v5.12, Unit 927 and retrofits | 904 | 2454 | Rate Constraint in lbs/MWh | FALSE | L | Annual | Emissions at Affected Plants NOX | Thousand Tons | 0.0031536 | 0.0031536 | 0.0031536 | 0.0031536 | 0.0031536 | 0.0072867 | 0.016031
NJ Non-HEDD CT Oil Units - Nox Rate Annual v5.12, Unit 927 and retrofits | 904 | 2454 | Rate Constraint in lbs/MWh | FALSE | L | Annual | Allowances Purchased NOX | Thousand Tons | 0 | 0 | 0 | 0 | 0 | 0 | 0
NJ Non-HEDD CT Oil Units - Nox Rate Annual v5.12, Unit 927 and retrofits | 904 | 2454 | Rate Constraint in lbs/MWh | FALSE | L | Annual | Allowances Sold NOX | Thousand Tons | 0 | 0 | 0 | 0 | 0 | 0 | 0
NJ Non-HEDD CT Oil Units - Nox Rate Annual v5.12, Unit 927 and retrofits | 904 | 2454 | Rate Constraint in lbs/MWh | FALSE | L | Annual | Allowances Banked | Thousand Tons | 0 | 0 | 0 | 0 | 0 | 0 | 0
NJ Non-HEDD CT Oil Units - Nox Rate Annual v5.12, Unit 927 and retrofits | 904 | 2454 | Rate Constraint in lbs/MWh | FALSE | L | Annual | Allowances Withdrawn (1:1) | Thousand Tons | 0 | 0 | 0 | 0 | 0 | 0 | 0
NJ Non-HEDD CT Oil Units - Nox Rate Annual v5.12, Unit 927 and retrofits | 904 | 2454 | Rate Constraint in lbs/MWh | FALSE | L | Annual | Allowances Withdrawn (n:1) | Thousand Tons | 0 | 0 | 0 | 0 | 0 | 0 | 0
NJ Non-HEDD CT Oil Units - Nox Rate Annual v5.12, Unit 927 and retrofits | 904 | 2454 | Rate Constraint in lbs/MWh | FALSE | L | Annual | Net Emissions Allowance Position | Thousand Tons | 0.0031536 | 0.0031536 | 0.0031536 | 0.0031536 | 0.0031536 | 0.0072867 | 0.016031
NJ Non-HEDD CT Oil Units - Nox Rate Annual v5.12, Unit 927 and retrofits | 904 | 2454 | Rate Constraint in lbs/MWh | FALSE | L | Annual | Fuel Consumed | TBtu | 0.041539 | 0.041539 | 0.041539 | 0.041539 | 0.041539 | 0.095979 | 0.21116
NJ Non-HEDD CT Oil Units - Nox Rate Annual v5.12, Unit 927 and retrofits | 904 | 2454 | Rate Constraint in lbs/MWh | FALSE | L | Annual | Rate | lb/MMBtu | 0.15184 | 0.15184 | 0.15184 | 0.15184 | 0.15184 | 0.15184 | 0.15184
NJ Non-HEDD CT Oil Units - Nox Rate Annual v5.12, Unit 927 and retrofits | 904 | 2454 | Rate Constraint in lbs/MWh | FALSE | L | Annual | Generation | TWh | 0.0028669 | 0.0028669 | 0.0028669 | 0.0028669 | 0.0028669 | 0.0066243 | 0.014574
NJ Non-HEDD CT Oil Units - Nox Rate Annual v5.12, Unit 927 and retrofits | 904 | 2454 | Rate Constraint in lbs/MWh | FALSE | L | Annual | Qualifying Generation | TWh | 0.0028669 | 0.0028669 | 0.0028669 | 0.0028669 | 0.0028669 | 0.0066243 | 0.014574
NJ Non-HEDD CT Oil Units - Nox Rate Annual v5.12, Unit 927 and retrofits | 904 | 2454 | Rate Constraint in lbs/MWh | FALSE | L | Annual | Constraint Shadow Price | US2011$/Ton | 0 | 0 | 0 | 0 | 0 | 0 | 0
NJ Non-HEDD CT Oil Units - Nox Rate Annual v5.12, Unit 928 and retrofits | 905 | 2454 | Rate Constraint in lbs/MWh | FALSE | L | Annual | Seasons Included | Seasons | Winter, Summer | Winter, Summer | Winter, Summer | Winter, Summer | Winter, Summer | Winter, Summer | Winter, Summer
NJ Non-HEDD CT Oil Units - Nox Rate Annual v5.12, Unit 928 and retrofits | 905 | 2454 | Rate Constraint in lbs/MWh | FALSE | L | Annual | Standard | lb/MWh | 3 | 3 | 3 | 3 | 3 | 3 | 3
NJ Non-HEDD CT Oil Units - Nox Rate Annual v5.12, Unit 928 and retrofits | 905 | 2454 | Rate Constraint in lbs/MWh | FALSE | L | Annual | Emissions at Affected Plants NOX | Thousand Tons | 0.0016026 | 0.0016026 | 0.0016026 | 0.0016026 | 0.0016026 | 0 | 0
NJ Non-HEDD CT Oil Units - Nox Rate Annual v5.12, Unit 928 and retrofits | 905 | 2454 | Rate Constraint in lbs/MWh | FALSE | L | Annual | Allowances Purchased NOX | Thousand Tons | 0 | 0 | 0 | 0 | 0 | 0 | 0
NJ Non-HEDD CT Oil Units - Nox Rate Annual v5.12, Unit 928 and retrofits | 905 | 2454 | Rate Constraint in lbs/MWh | FALSE | L | Annual | Allowances Sold NOX | Thousand Tons | 0 | 0 | 0 | 0 | 0 | 0 | 0
NJ Non-HEDD CT Oil Units - Nox Rate Annual v5.12, Unit 928 and retrofits | 905 | 2454 | Rate Constraint in lbs/MWh | FALSE | L | Annual | Allowances Banked | Thousand Tons | 0 | 0 | 0 | 0 | 0 | 0 | 0
NJ Non-HEDD CT Oil Units - Nox Rate Annual v5.12, Unit 928 and retrofits | 905 | 2454 | Rate Constraint in lbs/MWh | FALSE | L | Annual | Allowances Withdrawn (1:1) | Thousand Tons | 0 | 0 | 0 | 0 | 0 | 0 | 0
NJ Non-HEDD CT Oil Units - Nox Rate Annual v5.12, Unit 928 and retrofits | 905 | 2454 | Rate Constraint in lbs/MWh | FALSE | L | Annual | Allowances Withdrawn (n:1) | Thousand Tons | 0 | 0 | 0 | 0 | 0 | 0 | 0
NJ Non-HEDD CT Oil Units - Nox Rate Annual v5.12, Unit 928 and retrofits | 905 | 2454 | Rate Constraint in lbs/MWh | FALSE | L | Annual | Net Emissions Allowance Position | Thousand Tons | 0.0016026 | 0.0016026 | 0.0016026 | 0.0016026 | 0.0016026 | 0 | 0
NJ Non-HEDD CT Oil Units - Nox Rate Annual v5.12, Unit 928 and retrofits | 905 | 2454 | Rate Constraint in lbs/MWh | FALSE | L | Annual | Fuel Consumed | TBtu | 0.024982 | 0.024982 | 0.024982 | 0.024982 | 0.024982 | 0 | 0
NJ Non-HEDD CT Oil Units - Nox Rate Annual v5.12, Unit 928 and retrofits | 905 | 2454 | Rate Constraint in lbs/MWh | FALSE | L | Annual | Rate | lb/MMBtu | 0.1283 | 0.1283 | 0.1283 | 0.1283 | 0.1283 | 0 | 0
NJ Non-HEDD CT Oil Units - Nox Rate Annual v5.12, Unit 928 and retrofits | 905 | 2454 | Rate Constraint in lbs/MWh | FALSE | L | Annual | Generation | TWh | 0.0014575 | 0.0014575 | 0.0014575 | 0.0014575 | 0.0014575 | 0 | 0
NJ Non-HEDD CT Oil Units - Nox Rate Annual v5.12, Unit 928 and retrofits | 905 | 2454 | Rate Constraint in lbs/MWh | FALSE | L | Annual | Qualifying Generation | TWh | 0.0014575 | 0.0014575 | 0.0014575 | 0.0014575 | 0.0014575 | 0 | 0
NJ Non-HEDD CT Oil Units - Nox Rate Annual v5.12, Unit 928 and retrofits | 905 | 2454 | Rate Constraint in lbs/MWh | FALSE | L | Annual | Constraint Shadow Price | US2011$/Ton | 0 | 0 | 0 | 0 | 0 | 0 | 0
NJ Non-HEDD CT Oil Units - Nox Rate Annual v5.12, Unit 929 and retrofits | 906 | 2454 | Rate Constraint in lbs/MWh | FALSE | L | Annual | Seasons Included | Seasons | Winter, Summer | Winter, Summer | Winter, Summer | Winter, Summer | Winter, Summer | Winter, Summer | Winter, Summer
NJ Non-HEDD CT Oil Units - Nox Rate Annual v5.12, Unit 929 and retrofits | 906 | 2454 | Rate Constraint in lbs/MWh | FALSE | L | Annual | Standard | lb/MWh | 3 | 3 | 3 | 3 | 3 | 3 | 3
NJ Non-HEDD CT Oil Units - Nox Rate Annual v5.12, Unit 929 and retrofits | 906 | 2454 | Rate Constraint in lbs/MWh | FALSE | L | Annual | Emissions at Affected Plants NOX | Thousand Tons | 0.0017093 | 0.0017093 | 0.0017093 | 0.0017093 | 0.0017093 | 0 | 0
NJ Non-HEDD CT Oil Units - Nox Rate Annual v5.12, Unit 929 and retrofits | 906 | 2454 | Rate Constraint in lbs/MWh | FALSE | L | Annual | Allowances Purchased NOX | Thousand Tons | 0 | 0 | 0 | 0 | 0 | 0 | 0
NJ Non-HEDD CT Oil Units - Nox Rate Annual v5.12, Unit 929 and retrofits | 906 | 2454 | Rate Constraint in lbs/MWh | FALSE | L | Annual | Allowances Sold NOX | Thousand Tons | 0 | 0 | 0 | 0 | 0 | 0 | 0
NJ Non-HEDD CT Oil Units - Nox Rate Annual v5.12, Unit 929 and retrofits | 906 | 2454 | Rate Constraint in lbs/MWh | FALSE | L | Annual | Allowances Banked | Thousand Tons | 0 | 0 | 0 | 0 | 0 | 0 | 0
NJ Non-HEDD CT Oil Units - Nox Rate Annual v5.12, Unit 929 and retrofits | 906 | 2454 | Rate Constraint in lbs/MWh | FALSE | L | Annual | Allowances Withdrawn (1:1) | Thousand Tons | 0 | 0 | 0 | 0 | 0 | 0 | 0
NJ Non-HEDD CT Oil Units - Nox Rate Annual v5.12, Unit 929 and retrofits | 906 | 2454 | Rate Constraint in lbs/MWh | FALSE | L | Annual | Allowances Withdrawn (n:1) | Thousand Tons | 0 | 0 | 0 | 0 | 0 | 0 | 0
NJ Non-HEDD CT Oil Units - Nox Rate Annual v5.12, Unit 929 and retrofits | 906 | 2454 | Rate Constraint in lbs/MWh | FALSE | L | Annual | Net Emissions Allowance Position | Thousand Tons | 0.0017093 | 0.0017093 | 0.0017093 | 0.0017093 | 0.0017093 | 0 | 0
NJ Non-HEDD CT Oil Units - Nox Rate Annual v5.12, Unit 929 and retrofits | 906 | 2454 | Rate Constraint in lbs/MWh | FALSE | L | Annual | Fuel Consumed | TBtu | 0.026625 | 0.026625 | 0.026625 | 0.026625 | 0.026625 | 0 | 0
NJ Non-HEDD CT Oil Units - Nox Rate Annual v5.12, Unit 929 and retrofits | 906 | 2454 | Rate Constraint in lbs/MWh | FALSE | L | Annual | Rate | lb/MMBtu | 0.1284 | 0.1284 | 0.1284 | 0.1284 | 0.1284 | 0 | 0
NJ Non-HEDD CT Oil Units - Nox Rate Annual v5.12, Unit 929 and retrofits | 906 | 2454 | Rate Constraint in lbs/MWh | FALSE | L | Annual | Generation | TWh | 0.0015546 | 0.0015546 | 0.0015546 | 0.0015546 | 0.0015546 | 0 | 0
NJ Non-HEDD CT Oil Units - Nox Rate Annual v5.12, Unit 929 and retrofits | 906 | 2454 | Rate Constraint in lbs/MWh | FALSE | L | Annual | Qualifying Generation | TWh | 0.0015546 | 0.0015546 | 0.0015546 | 0.0015546 | 0.0015546 | 0 | 0
NJ Non-HEDD CT Oil Units - Nox Rate Annual v5.12, Unit 929 and retrofits | 906 | 2454 | Rate Constraint in lbs/MWh | FALSE | L | Annual | Constraint Shadow Price | US2011$/Ton | 0 | 0 | 0 | 0 | 0 | 0 | 0
NJ Non-HEDD CT Oil Units - Nox Rate Annual v5.12, Unit 942 and retrofits | 907 | 2454 | Rate Constraint in lbs/MWh | FALSE | L | Annual | Seasons Included | Seasons | Winter, Summer | Winter, Summer | Winter, Summer | Winter, Summer | Winter, Summer | Winter, Summer | Winter, Summer
NJ Non-HEDD CT Oil Units - Nox Rate Annual v5.12, Unit 942 and retrofits | 907 | 2454 | Rate Constraint in lbs/MWh | FALSE | L | Annual | Standard | lb/MWh | 3 | 3 | 3 | 3 | 3 | 3 | 3
NJ Non-HEDD CT Oil Units - Nox Rate Annual v5.12, Unit 942 and retrofits | 907 | 2454 | Rate Constraint in lbs/MWh | FALSE | L | Annual | Emissions at Affected Plants NOX | Thousand Tons | 0.012274 | 0.0040838 | 0.0040838 | 0.012274 | 0.0040838 | 0.0040838 | 0.0040838
NJ Non-HEDD CT Oil Units - Nox Rate Annual v5.12, Unit 942 and retrofits | 907 | 2454 | Rate Constraint in lbs/MWh | FALSE | L | Annual | Allowances Purchased NOX | Thousand Tons | 0 | 0 | 0 | 0 | 0 | 0 | 0
NJ Non-HEDD CT Oil Units - Nox Rate Annual v5.12, Unit 942 and retrofits | 907 | 2454 | Rate Constraint in lbs/MWh | FALSE | L | Annual | Allowances Sold NOX | Thousand Tons | 0 | 0 | 0 | 0 | 0 | 0 | 0
NJ Non-HEDD CT Oil Units - Nox Rate Annual v5.12, Unit 942 and retrofits | 907 | 2454 | Rate Constraint in lbs/MWh | FALSE | L | Annual | Allowances Banked | Thousand Tons | 0 | 0 | 0 | 0 | 0 | 0 | 0
NJ Non-HEDD CT Oil Units - Nox Rate Annual v5.12, Unit 942 and retrofits | 907 | 2454 | Rate Constraint in lbs/MWh | FALSE | L | Annual | Allowances Withdrawn (1:1) | Thousand Tons | 0 | 0 | 0 | 0 | 0 | 0 | 0
NJ Non-HEDD CT Oil Units - Nox Rate Annual v5.12, Unit 942 and retrofits | 907 | 2454 | Rate Constraint in lbs/MWh | FALSE | L | Annual | Allowances Withdrawn (n:1) | Thousand Tons | 0 | 0 | 0 | 0 | 0 | 0 | 0
NJ Non-HEDD CT Oil Units - Nox Rate Annual v5.12, Unit 942 and retrofits | 907 | 2454 | Rate Constraint in lbs/MWh | FALSE | L | Annual | Net Emissions Allowance Position | Thousand Tons | 0.012274 | 0.0040838 | 0.0040838 | 0.012274 | 0.0040838 | 0.0040838 | 0.0040838
NJ Non-HEDD CT Oil Units - Nox Rate Annual v5.12, Unit 942 and retrofits | 907 | 2454 | Rate Constraint in lbs/MWh | FALSE | L | Annual | Fuel Consumed | TBtu | 0.30684 | 0.10209 | 0.10209 | 0.30684 | 0.10209 | 0.10209 | 0.10209
NJ Non-HEDD CT Oil Units - Nox Rate Annual v5.12, Unit 942 and retrofits | 907 | 2454 | Rate Constraint in lbs/MWh | FALSE | L | Annual | Rate | lb/MMBtu | 0.08 | 0.08 | 0.08 | 0.08 | 0.08 | 0.08 | 0.08
NJ Non-HEDD CT Oil Units - Nox Rate Annual v5.12, Unit 942 and retrofits | 907 | 2454 | Rate Constraint in lbs/MWh | FALSE | L | Annual | Generation | TWh | 0.028623 | 0.0095237 | 0.0095237 | 0.028623 | 0.0095237 | 0.0095237 | 0.0095237
NJ Non-HEDD CT Oil Units - Nox Rate Annual v5.12, Unit 942 and retrofits | 907 | 2454 | Rate Constraint in lbs/MWh | FALSE | L | Annual | Qualifying Generation | TWh | 0.028623 | 0.0095237 | 0.0095237 | 0.028623 | 0.0095237 | 0.0095237 | 0.0095237
NJ Non-HEDD CT Oil Units - Nox Rate Annual v5.12, Unit 942 and retrofits | 907 | 2454 | Rate Constraint in lbs/MWh | FALSE | L | Annual | Constraint Shadow Price | US2011$/Ton | 0 | 0 | 0 | 0 | 0 | 0 | 0
NJ Non-HEDD CT Oil Units - Nox Rate Annual v5.12, Unit 963 and retrofits | 908 | 2454 | Rate Constraint in lbs/MWh | FALSE | L | Annual | Seasons Included | Seasons | Winter, Summer | Winter, Summer | Winter, Summer | Winter, Summer | Winter, Summer | Winter, Summer | Winter, Summer
NJ Non-HEDD CT Oil Units - Nox Rate Annual v5.12, Unit 963 and retrofits | 908 | 2454 | Rate Constraint in lbs/MWh | FALSE | L | Annual | Standard | lb/MWh | 3 | 3 | 3 | 3 | 3 | 3 | 3
NJ Non-HEDD CT Oil Units - Nox Rate Annual v5.12, Unit 963 and retrofits | 908 | 2454 | Rate Constraint in lbs/MWh | FALSE | L | Annual | Emissions at Affected Plants NOX | Thousand Tons | 0 | 0 | 0 | 0 | 0 | 0 | 0
NJ Non-HEDD CT Oil Units - Nox Rate Annual v5.12, Unit 963 and retrofits | 908 | 2454 | Rate Constraint in lbs/MWh | FALSE | L | Annual | Allowances Purchased NOX | Thousand Tons | 0 | 0 | 0 | 0 | 0 | 0 | 0
NJ Non-HEDD CT Oil Units - Nox Rate Annual v5.12, Unit 963 and retrofits | 908 | 2454 | Rate Constraint in lbs/MWh | FALSE | L | Annual | Allowances Sold NOX | Thousand Tons | 0 | 0 | 0 | 0 | 0 | 0 | 0
NJ Non-HEDD CT Oil Units - Nox Rate Annual v5.12, Unit 963 and retrofits | 908 | 2454 | Rate Constraint in lbs/MWh | FALSE | L | Annual | Allowances Banked | Thousand Tons | 0 | 0 | 0 | 0 | 0 | 0 | 0
NJ Non-HEDD CT Oil Units - Nox Rate Annual v5.12, Unit 963 and retrofits | 908 | 2454 | Rate Constraint in lbs/MWh | FALSE | L | Annual | Allowances Withdrawn (1:1) | Thousand Tons | 0 | 0 | 0 | 0 | 0 | 0 | 0
NJ Non-HEDD CT Oil Units - Nox Rate Annual v5.12, Unit 963 and retrofits | 908 | 2454 | Rate Constraint in lbs/MWh | FALSE | L | Annual | Allowances Withdrawn (n:1) | Thousand Tons | 0 | 0 | 0 | 0 | 0 | 0 | 0
NJ Non-HEDD CT Oil Units - Nox Rate Annual v5.12, Unit 963 and retrofits | 908 | 2454 | Rate Constraint in lbs/MWh | FALSE | L | Annual | Net Emissions Allowance Position | Thousand Tons | 0 | 0 | 0 | 0 | 0 | 0 | 0
NJ Non-HEDD CT Oil Units - Nox Rate Annual v5.12, Unit 963 and retrofits | 908 | 2454 | Rate Constraint in lbs/MWh | FALSE | L | Annual | Fuel Consumed | TBtu | 0 | 0 | 0 | 0 | 0 | 0 | 0
NJ Non-HEDD CT Oil Units - Nox Rate Annual v5.12, Unit 963 and retrofits | 908 | 2454 | Rate Constraint in lbs/MWh | FALSE | L | Annual | Rate | lb/MMBtu | 0 | 0 | 0 | 0 | 0 | 0 | 0
NJ Non-HEDD CT Oil Units - Nox Rate Annual v5.12, Unit 963 and retrofits | 908 | 2454 | Rate Constraint in lbs/MWh | FALSE | L | Annual | Generation | TWh | 0 | 0 | 0 | 0 | 0 | 0 | 0
NJ Non-HEDD CT Oil Units - Nox Rate Annual v5.12, Unit 963 and retrofits | 908 | 2454 | Rate Constraint in lbs/MWh | FALSE | L | Annual | Qualifying Generation | TWh | 0 | 0 | 0 | 0 | 0 | 0 | 0
NJ Non-HEDD CT Oil Units - Nox Rate Annual v5.12, Unit 963 and retrofits | 908 | 2454 | Rate Constraint in lbs/MWh | FALSE | L | Annual | Constraint Shadow Price | US2011$/Ton | 0 | 0 | 0 | 0 | 0 | 0 | 0
NJ Non-HEDD CT Oil Units - Nox Rate Annual v5.12, Unit 964 and retrofits | 909 | 2454 | Rate Constraint in lbs/MWh | FALSE | L | Annual | Seasons Included | Seasons | Winter, Summer | Winter, Summer | Winter, Summer | Winter, Summer | Winter, Summer | Winter, Summer | Winter, Summer
NJ Non-HEDD CT Oil Units - Nox Rate Annual v5.12, Unit 964 and retrofits | 909 | 2454 | Rate Constraint in lbs/MWh | FALSE | L | Annual | Standard | lb/MWh | 3 | 3 | 3 | 3 | 3 | 3 | 3
NJ Non-HEDD CT Oil Units - Nox Rate Annual v5.12, Unit 964 and retrofits | 909 | 2454 | Rate Constraint in lbs/MWh | FALSE | L | Annual | Emissions at Affected Plants NOX | Thousand Tons | 0 | 0 | 0 | 0 | 0 | 0 | 0
NJ Non-HEDD CT Oil Units - Nox Rate Annual v5.12, Unit 964 and retrofits | 909 | 2454 | Rate Constraint in lbs/MWh | FALSE | L | Annual | Allowances Purchased NOX | Thousand Tons | 0 | 0 | 0 | 0 | 0 | 0 | 0
NJ Non-HEDD CT Oil Units - Nox Rate Annual v5.12, Unit 964 and retrofits | 909 | 2454 | Rate Constraint in lbs/MWh | FALSE | L | Annual | Allowances Sold NOX | Thousand Tons | 0 | 0 | 0 | 0 | 0 | 0 | 0
NJ Non-HEDD CT Oil Units - Nox Rate Annual v5.12, Unit 964 and retrofits | 909 | 2454 | Rate Constraint in lbs/MWh | FALSE | L | Annual | Allowances Banked | Thousand Tons | 0 | 0 | 0 | 0 | 0 | 0 | 0
NJ Non-HEDD CT Oil Units - Nox Rate Annual v5.12, Unit 964 and retrofits | 909 | 2454 | Rate Constraint in lbs/MWh | FALSE | L | Annual | Allowances Withdrawn (1:1) | Thousand Tons | 0 | 0 | 0 | 0 | 0 | 0 | 0
NJ Non-HEDD CT Oil Units - Nox Rate Annual v5.12, Unit 964 and retrofits | 909 | 2454 | Rate Constraint in lbs/MWh | FALSE | L | Annual | Allowances Withdrawn (n:1) | Thousand Tons | 0 | 0 | 0 | 0 | 0 | 0 | 0
NJ Non-HEDD CT Oil Units - Nox Rate Annual v5.12, Unit 964 and retrofits | 909 | 2454 | Rate Constraint in lbs/MWh | FALSE | L | Annual | Net Emissions Allowance Position | Thousand Tons | 0 | 0 | 0 | 0 | 0 | 0 | 0
NJ Non-HEDD CT Oil Units - Nox Rate Annual v5.12, Unit 964 and retrofits | 909 | 2454 | Rate Constraint in lbs/MWh | FALSE | L | Annual | Fuel Consumed | TBtu | 0 | 0 | 0 | 0 | 0 | 0 | 0
NJ Non-HEDD CT Oil Units - Nox Rate Annual v5.12, Unit 964 and retrofits | 909 | 2454 | Rate Constraint in lbs/MWh | FALSE | L | Annual | Rate | lb/MMBtu | 0 | 0 | 0 | 0 | 0 | 0 | 0
NJ Non-HEDD CT Oil Units - Nox Rate Annual v5.12, Unit 964 and retrofits | 909 | 2454 | Rate Constraint in lbs/MWh | FALSE | L | Annual | Generation | TWh | 0 | 0 | 0 | 0 | 0 | 0 | 0
NJ Non-HEDD CT Oil Units - Nox Rate Annual v5.12, Unit 964 and retrofits | 909 | 2454 | Rate Constraint in lbs/MWh | FALSE | L | Annual | Qualifying Generation | TWh | 0 | 0 | 0 | 0 | 0 | 0 | 0
NJ Non-HEDD CT Oil Units - Nox Rate Annual v5.12, Unit 964 and retrofits | 909 | 2454 | Rate Constraint in lbs/MWh | FALSE | L | Annual | Constraint Shadow Price | US2011$/Ton | 0 | 0 | 0 | 0 | 0 | 0 | 0
NJ Non-HEDD CT Oil Units - Nox Rate Annual v5.12, Unit 965 and retrofits | 910 | 2454 | Rate Constraint in lbs/MWh | FALSE | L | Annual | Seasons Included | Seasons | Winter, Summer | Winter, Summer | Winter, Summer | Winter, Summer | Winter, Summer | Winter, Summer | Winter, Summer
NJ Non-HEDD CT Oil Units - Nox Rate Annual v5.12, Unit 965 and retrofits | 910 | 2454 | Rate Constraint in lbs/MWh | FALSE | L | Annual | Standard | lb/MWh | 3 | 3 | 3 | 3 | 3 | 3 | 3
NJ Non-HEDD CT Oil Units - Nox Rate Annual v5.12, Unit 965 and retrofits | 910 | 2454 | Rate Constraint in lbs/MWh | FALSE | L | Annual | Emissions at Affected Plants NOX | Thousand Tons | 0 | 0 | 0 | 0 | 0 | 0 | 0
NJ Non-HEDD CT Oil Units - Nox Rate Annual v5.12, Unit 965 and retrofits | 910 | 2454 | Rate Constraint in lbs/MWh | FALSE | L | Annual | Allowances Purchased NOX | Thousand Tons | 0 | 0 | 0 | 0 | 0 | 0 | 0
NJ Non-HEDD CT Oil Units - Nox Rate Annual v5.12, Unit 965 and retrofits | 910 | 2454 | Rate Constraint in lbs/MWh | FALSE | L | Annual | Allowances Sold NOX | Thousand Tons | 0 | 0 | 0 | 0 | 0 | 0 | 0
NJ Non-HEDD CT Oil Units - Nox Rate Annual v5.12, Unit 965 and retrofits | 910 | 2454 | Rate Constraint in lbs/MWh | FALSE | L | Annual | Allowances Banked | Thousand Tons | 0 | 0 | 0 | 0 | 0 | 0 | 0
NJ Non-HEDD CT Oil Units - Nox Rate Annual v5.12, Unit 965 and retrofits | 910 | 2454 | Rate Constraint in lbs/MWh | FALSE | L | Annual | Allowances Withdrawn (1:1) | Thousand Tons | 0 | 0 | 0 | 0 | 0 | 0 | 0
NJ Non-HEDD CT Oil Units - Nox Rate Annual v5.12, Unit 965 and retrofits | 910 | 2454 | Rate Constraint in lbs/MWh | FALSE | L | Annual | Allowances Withdrawn (n:1) | Thousand Tons | 0 | 0 | 0 | 0 | 0 | 0 | 0
NJ Non-HEDD CT Oil Units - Nox Rate Annual v5.12, Unit 965 and retrofits | 910 | 2454 | Rate Constraint in lbs/MWh | FALSE | L | Annual | Net Emissions Allowance Position | Thousand Tons | 0 | 0 | 0 | 0 | 0 | 0 | 0
NJ Non-HEDD CT Oil Units - Nox Rate Annual v5.12, Unit 965 and retrofits | 910 | 2454 | Rate Constraint in lbs/MWh | FALSE | L | Annual | Fuel Consumed | TBtu | 0 | 0 | 0 | 0 | 0 | 0 | 0
NJ Non-HEDD CT Oil Units - Nox Rate Annual v5.12, Unit 965 and retrofits | 910 | 2454 | Rate Constraint in lbs/MWh | FALSE | L | Annual | Rate | lb/MMBtu | 0 | 0 | 0 | 0 | 0 | 0 | 0
NJ Non-HEDD CT Oil Units - Nox Rate Annual v5.12, Unit 965 and retrofits | 910 | 2454 | Rate Constraint in lbs/MWh | FALSE | L | Annual | Generation | TWh | 0 | 0 | 0 | 0 | 0 | 0 | 0
NJ Non-HEDD CT Oil Units - Nox Rate Annual v5.12, Unit 965 and retrofits | 910 | 2454 | Rate Constraint in lbs/MWh | FALSE | L | Annual | Qualifying Generation | TWh | 0 | 0 | 0 | 0 | 0 | 0 | 0
NJ Non-HEDD CT Oil Units - Nox Rate Annual v5.12, Unit 965 and retrofits | 910 | 2454 | Rate Constraint in lbs/MWh | FALSE | L | Annual | Constraint Shadow Price | US2011$/Ton | 0 | 0 | 0 | 0 | 0 | 0 | 0
NJ Non-HEDD CT Oil Units - Nox Rate Annual v5.12, Unit 966 and retrofits | 911 | 2454 | Rate Constraint in lbs/MWh | FALSE | L | Annual | Seasons Included | Seasons | Winter, Summer | Winter, Summer | Winter, Summer | Winter, Summer | Winter, Summer | Winter, Summer | Winter, Summer
NJ Non-HEDD CT Oil Units - Nox Rate Annual v5.12, Unit 966 and retrofits | 911 | 2454 | Rate Constraint in lbs/MWh | FALSE | L | Annual | Standard | lb/MWh | 3 | 3 | 3 | 3 | 3 | 3 | 3
NJ Non-HEDD CT Oil Units - Nox Rate Annual v5.12, Unit 966 and retrofits | 911 | 2454 | Rate Constraint in lbs/MWh | FALSE | L | Annual | Emissions at Affected Plants NOX | Thousand Tons | 0 | 0 | 0 | 0 | 0 | 0 | 0
NJ Non-HEDD CT Oil Units - Nox Rate Annual v5.12, Unit 966 and retrofits | 911 | 2454 | Rate Constraint in lbs/MWh | FALSE | L | Annual | Allowances Purchased NOX | Thousand Tons | 0 | 0 | 0 | 0 | 0 | 0 | 0
NJ Non-HEDD CT Oil Units - Nox Rate Annual v5.12, Unit 966 and retrofits | 911 | 2454 | Rate Constraint in lbs/MWh | FALSE | L | Annual | Allowances Sold NOX | Thousand Tons | 0 | 0 | 0 | 0 | 0 | 0 | 0
NJ Non-HEDD CT Oil Units - Nox Rate Annual v5.12, Unit 966 and retrofits | 911 | 2454 | Rate Constraint in lbs/MWh | FALSE | L | Annual | Allowances Banked | Thousand Tons | 0 | 0 | 0 | 0 | 0 | 0 | 0
NJ Non-HEDD CT Oil Units - Nox Rate Annual v5.12, Unit 966 and retrofits | 911 | 2454 | Rate Constraint in lbs/MWh | FALSE | L | Annual | Allowances Withdrawn (1:1) | Thousand Tons | 0 | 0 | 0 | 0 | 0 | 0 | 0
NJ Non-HEDD CT Oil Units - Nox Rate Annual v5.12, Unit 966 and retrofits | 911 | 2454 | Rate Constraint in lbs/MWh | FALSE | L | Annual | Allowances Withdrawn (n:1) | Thousand Tons | 0 | 0 | 0 | 0 | 0 | 0 | 0
NJ Non-HEDD CT Oil Units - Nox Rate Annual v5.12, Unit 966 and retrofits | 911 | 2454 | Rate Constraint in lbs/MWh | FALSE | L | Annual | Net Emissions Allowance Position | Thousand Tons | 0 | 0 | 0 | 0 | 0 | 0 | 0
NJ Non-HEDD CT Oil Units - Nox Rate Annual v5.12, Unit 966 and retrofits | 911 | 2454 | Rate Constraint in lbs/MWh | FALSE | L | Annual | Fuel Consumed | TBtu | 0 | 0 | 0 | 0 | 0 | 0 | 0
NJ Non-HEDD CT Oil Units - Nox Rate Annual v5.12, Unit 966 and retrofits | 911 | 2454 | Rate Constraint in lbs/MWh | FALSE | L | Annual | Rate | lb/MMBtu | 0 | 0 | 0 | 0 | 0 | 0 | 0
NJ Non-HEDD CT Oil Units - Nox Rate Annual v5.12, Unit 966 and retrofits | 911 | 2454 | Rate Constraint in lbs/MWh | FALSE | L | Annual | Generation | TWh | 0 | 0 | 0 | 0 | 0 | 0 | 0
NJ Non-HEDD CT Oil Units - Nox Rate Annual v5.12, Unit 966 and retrofits | 911 | 2454 | Rate Constraint in lbs/MWh | FALSE | L | Annual | Qualifying Generation | TWh | 0 | 0 | 0 | 0 | 0 | 0 | 0
NJ Non-HEDD CT Oil Units - Nox Rate Annual v5.12, Unit 966 and retrofits | 911 | 2454 | Rate Constraint in lbs/MWh | FALSE | L | Annual | Constraint Shadow Price | US2011$/Ton | 0 | 0 | 0 | 0 | 0 | 0 | 0
NJ Non-HEDD CT Oil Units - Nox Rate Annual v5.12, Unit 1218 and retrofits | 912 | 2454 | Rate Constraint in lbs/MWh | FALSE | L | Annual | Seasons Included | Seasons | Winter, Summer | Winter, Summer | Winter, Summer | Winter, Summer | Winter, Summer | Winter, Summer | Winter, Summer
NJ Non-HEDD CT Oil Units - Nox Rate Annual v5.12, Unit 1218 and retrofits | 912 | 2454 | Rate Constraint in lbs/MWh | FALSE | L | Annual | Standard | lb/MWh | 3 | 3 | 3 | 3 | 3 | 3 | 3
NJ Non-HEDD CT Oil Units - Nox Rate Annual v5.12, Unit 1218 and retrofits | 912 | 2454 | Rate Constraint in lbs/MWh | FALSE | L | Annual | Emissions at Affected Plants NOX | Thousand Tons | 0.0099036 | 0.0099036 | 0.0099036 | 0.0099036 | 0.018375 | 0.0099036 | 0.0099036
NJ Non-HEDD CT Oil Units - Nox Rate Annual v5.12, Unit 1218 and retrofits | 912 | 2454 | Rate Constraint in lbs/MWh | FALSE | L | Annual | Allowances Purchased NOX | Thousand Tons | 0 | 0 | 0 | 0 | 0 | 0 | 0
NJ Non-HEDD CT Oil Units - Nox Rate Annual v5.12, Unit 1218 and retrofits | 912 | 2454 | Rate Constraint in lbs/MWh | FALSE | L | Annual | Allowances Sold NOX | Thousand Tons | 0 | 0 | 0 | 0 | 0 | 0 | 0
NJ Non-HEDD CT Oil Units - Nox Rate Annual v5.12, Unit 1218 and retrofits | 912 | 2454 | Rate Constraint in lbs/MWh | FALSE | L | Annual | Allowances Banked | Thousand Tons | 0 | 0 | 0 | 0 | 0 | 0 | 0
NJ Non-HEDD CT Oil Units - Nox Rate Annual v5.12, Unit 1218 and retrofits | 912 | 2454 | Rate Constraint in lbs/MWh | FALSE | L | Annual | Allowances Withdrawn (1:1) | Thousand Tons | 0 | 0 | 0 | 0 | 0 | 0 | 0
NJ Non-HEDD CT Oil Units - Nox Rate Annual v5.12, Unit 1218 and retrofits | 912 | 2454 | Rate Constraint in lbs/MWh | FALSE | L | Annual | Allowances Withdrawn (n:1) | Thousand Tons | 0 | 0 | 0 | 0 | 0 | 0 | 0
NJ Non-HEDD CT Oil Units - Nox Rate Annual v5.12, Unit 1218 and retrofits | 912 | 2454 | Rate Constraint in lbs/MWh | FALSE | L | Annual | Net Emissions Allowance Position | Thousand Tons | 0.0099036 | 0.0099036 | 0.0099036 | 0.0099036 | 0.018375 | 0.0099036 | 0.0099036
NJ Non-HEDD CT Oil Units - Nox Rate Annual v5.12, Unit 1218 and retrofits | 912 | 2454 | Rate Constraint in lbs/MWh | FALSE | L | Annual | Fuel Consumed | TBtu | 0.24759 | 0.24759 | 0.24759 | 0.24759 | 0.45939 | 0.24759 | 0.24759
NJ Non-HEDD CT Oil Units - Nox Rate Annual v5.12, Unit 1218 and retrofits | 912 | 2454 | Rate Constraint in lbs/MWh | FALSE | L | Annual | Rate | lb/MMBtu | 0.08 | 0.08 | 0.08 | 0.08 | 0.08 | 0.08 | 0.08
NJ Non-HEDD CT Oil Units - Nox Rate Annual v5.12, Unit 1218 and retrofits | 912 | 2454 | Rate Constraint in lbs/MWh | FALSE | L | Annual | Generation | TWh | 0.023042 | 0.023042 | 0.023042 | 0.023042 | 0.042753 | 0.023042 | 0.023042
NJ Non-HEDD CT Oil Units - Nox Rate Annual v5.12, Unit 1218 and retrofits | 912 | 2454 | Rate Constraint in lbs/MWh | FALSE | L | Annual | Qualifying Generation | TWh | 0.023042 | 0.023042 | 0.023042 | 0.023042 | 0.042753 | 0.023042 | 0.023042
NJ Non-HEDD CT Oil Units - Nox Rate Annual v5.12, Unit 1218 and retrofits | 912 | 2454 | Rate Constraint in lbs/MWh | FALSE | L | Annual | Constraint Shadow Price | US2011$/Ton | 0 | 0 | 0 | 0 | 0 | 0 | 0
NJ Non-HEDD CT Oil Units - Nox Rate Annual v5.12, Unit 1219 and retrofits | 913 | 2454 | Rate Constraint in lbs/MWh | FALSE | L | Annual | Seasons Included | Seasons | Winter, Summer | Winter, Summer | Winter, Summer | Winter, Summer | Winter, Summer | Winter, Summer | Winter, Summer
NJ Non-HEDD CT Oil Units - Nox Rate Annual v5.12, Unit 1219 and retrofits | 913 | 2454 | Rate Constraint in lbs/MWh | FALSE | L | Annual | Standard | lb/MWh | 3 | 3 | 3 | 3 | 3 | 3 | 3
NJ Non-HEDD CT Oil Units - Nox Rate Annual v5.12, Unit 1219 and retrofits | 913 | 2454 | Rate Constraint in lbs/MWh | FALSE | L | Annual | Emissions at Affected Plants NOX | Thousand Tons | 0.0099036 | 0.0099036 | 0.0053423 | 0.0099036 | 0.018375 | 0.0099036 | 0.0099036
NJ Non-HEDD CT Oil Units - Nox Rate Annual v5.12, Unit 1219 and retrofits | 913 | 2454 | Rate Constraint in lbs/MWh | FALSE | L | Annual | Allowances Purchased NOX | Thousand Tons | 0 | 0 | 0 | 0 | 0 | 0 | 0
NJ Non-HEDD CT Oil Units - Nox Rate Annual v5.12, Unit 1219 and retrofits | 913 | 2454 | Rate Constraint in lbs/MWh | FALSE | L | Annual | Allowances Sold NOX | Thousand Tons | 0 | 0 | 0 | 0 | 0 | 0 | 0
NJ Non-HEDD CT Oil Units - Nox Rate Annual v5.12, Unit 1219 and retrofits | 913 | 2454 | Rate Constraint in lbs/MWh | FALSE | L | Annual | Allowances Banked | Thousand Tons | 0 | 0 | 0 | 0 | 0 | 0 | 0
NJ Non-HEDD CT Oil Units - Nox Rate Annual v5.12, Unit 1219 and retrofits | 913 | 2454 | Rate Constraint in lbs/MWh | FALSE | L | Annual | Allowances Withdrawn (1:1) | Thousand Tons | 0 | 0 | 0 | 0 | 0 | 0 | 0
NJ Non-HEDD CT Oil Units - Nox Rate Annual v5.12, Unit 1219 and retrofits | 913 | 2454 | Rate Constraint in lbs/MWh | FALSE | L | Annual | Allowances Withdrawn (n:1) | Thousand Tons | 0 | 0 | 0 | 0 | 0 | 0 | 0
NJ Non-HEDD CT Oil Units - Nox Rate Annual v5.12, Unit 1219 and retrofits | 913 | 2454 | Rate Constraint in lbs/MWh | FALSE | L | Annual | Net Emissions Allowance Position | Thousand Tons | 0.0099036 | 0.0099036 | 0.0053423 | 0.0099036 | 0.018375 | 0.0099036 | 0.0099036
NJ Non-HEDD CT Oil Units - Nox Rate Annual v5.12, Unit 1219 and retrofits | 913 | 2454 | Rate Constraint in lbs/MWh | FALSE | L | Annual | Fuel Consumed | TBtu | 0.24759 | 0.24759 | 0.13356 | 0.24759 | 0.45939 | 0.24759 | 0.24759
NJ Non-HEDD CT Oil Units - Nox Rate Annual v5.12, Unit 1219 and retrofits | 913 | 2454 | Rate Constraint in lbs/MWh | FALSE | L | Annual | Rate | lb/MMBtu | 0.08 | 0.08 | 0.08 | 0.08 | 0.08 | 0.08 | 0.08
NJ Non-HEDD CT Oil Units - Nox Rate Annual v5.12, Unit 1219 and retrofits | 913 | 2454 | Rate Constraint in lbs/MWh | FALSE | L | Annual | Generation | TWh | 0.023042 | 0.023042 | 0.01243 | 0.023042 | 0.042753 | 0.023042 | 0.023042
NJ Non-HEDD CT Oil Units - Nox Rate Annual v5.12, Unit 1219 and retrofits | 913 | 2454 | Rate Constraint in lbs/MWh | FALSE | L | Annual | Qualifying Generation | TWh | 0.023042 | 0.023042 | 0.01243 | 0.023042 | 0.042753 | 0.023042 | 0.023042
NJ Non-HEDD CT Oil Units - Nox Rate Annual v5.12, Unit 1219 and retrofits | 913 | 2454 | Rate Constraint in lbs/MWh | FALSE | L | Annual | Constraint Shadow Price | US2011$/Ton | 0 | 0 | 0 | 0 | 0 | 0 | 0
NJ Non-HEDD CT Oil Units - Nox Rate Annual v5.12, Unit 1220 and retrofits | 914 | 2454 | Rate Constraint in lbs/MWh | FALSE | L | Annual | Seasons Included | Seasons | Winter, Summer | Winter, Summer | Winter, Summer | Winter, Summer | Winter, Summer | Winter, Summer | Winter, Summer
NJ Non-HEDD CT Oil Units - Nox Rate Annual v5.12, Unit 1220 and retrofits | 914 | 2454 | Rate Constraint in lbs/MWh | FALSE | L | Annual | Standard | lb/MWh | 3 | 3 | 3 | 3 | 3 | 3 | 3
NJ Non-HEDD CT Oil Units - Nox Rate Annual v5.12, Unit 1220 and retrofits | 914 | 2454 | Rate Constraint in lbs/MWh | FALSE | L | Annual | Emissions at Affected Plants NOX | Thousand Tons | 0.0099036 | 0.0099036 | 0.0099036 | 0.0099036 | 0.018375 | 0.0099036 | 0.0099036
NJ Non-HEDD CT Oil Units - Nox Rate Annual v5.12, Unit 1220 and retrofits | 914 | 2454 | Rate Constraint in lbs/MWh | FALSE | L | Annual | Allowances Purchased NOX | Thousand Tons | 0 | 0 | 0 | 0 | 0 | 0 | 0
NJ Non-HEDD CT Oil Units - Nox Rate Annual v5.12, Unit 1220 and retrofits | 914 | 2454 | Rate Constraint in lbs/MWh | FALSE | L | Annual | Allowances Sold NOX | Thousand Tons | 0 | 0 | 0 | 0 | 0 | 0 | 0
NJ Non-HEDD CT Oil Units - Nox Rate Annual v5.12, Unit 1220 and retrofits | 914 | 2454 | Rate Constraint in lbs/MWh | FALSE | L | Annual | Allowances Banked | Thousand Tons | 0 | 0 | 0 | 0 | 0 | 0 | 0
NJ Non-HEDD CT Oil Units - Nox Rate Annual v5.12, Unit 1220 and retrofits | 914 | 2454 | Rate Constraint in lbs/MWh | FALSE | L | Annual | Allowances Withdrawn (1:1) | Thousand Tons | 0 | 0 | 0 | 0 | 0 | 0 | 0
NJ Non-HEDD CT Oil Units - Nox Rate Annual v5.12, Unit 1220 and retrofits | 914 | 2454 | Rate Constraint in lbs/MWh | FALSE | L | Annual | Allowances Withdrawn (n:1) | Thousand Tons | 0 | 0 | 0 | 0 | 0 | 0 | 0
NJ Non-HEDD CT Oil Units - Nox Rate Annual v5.12, Unit 1220 and retrofits | 914 | 2454 | Rate Constraint in lbs/MWh | FALSE | L | Annual | Net Emissions Allowance Position | Thousand Tons | 0.0099036 | 0.0099036 | 0.0099036 | 0.0099036 | 0.018375 | 0.0099036 | 0.0099036
NJ Non-HEDD CT Oil Units - Nox Rate Annual v5.12, Unit 1220 and retrofits | 914 | 2454 | Rate Constraint in lbs/MWh | FALSE | L | Annual | Fuel Consumed | TBtu | 0.24759 | 0.24759 | 0.24759 | 0.24759 | 0.45939 | 0.24759 | 0.24759
NJ Non-HEDD CT Oil Units - Nox Rate Annual v5.12, Unit 1220 and retrofits | 914 | 2454 | Rate Constraint in lbs/MWh | FALSE | L | Annual | Rate | lb/MMBtu | 0.08 | 0.08 | 0.08 | 0.08 | 0.08 | 0.08 | 0.08
NJ Non-HEDD CT Oil Units - Nox Rate Annual v5.12, Unit 1220 and retrofits | 914 | 2454 | Rate Constraint in lbs/MWh | FALSE | L | Annual | Generation | TWh | 0.023042 | 0.023042 | 0.023042 | 0.023042 | 0.042753 | 0.023042 | 0.023042
NJ Non-HEDD CT Oil Units - Nox Rate Annual v5.12, Unit 1220 and retrofits | 914 | 2454 | Rate Constraint in lbs/MWh | FALSE | L | Annual | Qualifying Generation | TWh | 0.023042 | 0.023042 | 0.023042 | 0.023042 | 0.042753 | 0.023042 | 0.023042
NJ Non-HEDD CT Oil Units - Nox Rate Annual v5.12, Unit 1220 and retrofits | 914 | 2454 | Rate Constraint in lbs/MWh | FALSE | L | Annual | Constraint Shadow Price | US2011$/Ton | 0 | 0 | 0 | 0 | 0 | 0 | 0
NJ Non-HEDD CT Oil Units - Nox Rate Annual v5.12, Unit 1221 and retrofits | 915 | 2454 | Rate Constraint in lbs/MWh | FALSE | L | Annual | Seasons Included | Seasons | Winter, Summer | Winter, Summer | Winter, Summer | Winter, Summer | Winter, Summer | Winter, Summer | Winter, Summer
NJ Non-HEDD CT Oil Units - Nox Rate Annual v5.12, Unit 1221 and retrofits | 915 | 2454 | Rate Constraint in lbs/MWh | FALSE | L | Annual | Standard | lb/MWh | 3 | 3 | 3 | 3 | 3 | 3 | 3
NJ Non-HEDD CT Oil Units - Nox Rate Annual v5.12, Unit 1221 and retrofits | 915 | 2454 | Rate Constraint in lbs/MWh | FALSE | L | Annual | Emissions at Affected Plants NOX | Thousand Tons | 0.0099036 | 0.0099036 | 0.0053423 | 0.0053423 | 0.018375 | 0.0099036 | 0.0099036
NJ Non-HEDD CT Oil Units - Nox Rate Annual v5.12, Unit 1221 and retrofits | 915 | 2454 | Rate Constraint in lbs/MWh | FALSE | L | Annual | Allowances Purchased NOX | Thousand Tons | 0 | 0 | 0 | 0 | 0 | 0 | 0
NJ Non-HEDD CT Oil Units - Nox Rate Annual v5.12, Unit 1221 and retrofits | 915 | 2454 | Rate Constraint in lbs/MWh | FALSE | L | Annual | Allowances Sold NOX | Thousand Tons | 0 | 0 | 0 | 0 | 0 | 0 | 0
NJ Non-HEDD CT Oil Units - Nox Rate Annual v5.12, Unit 1221 and retrofits | 915 | 2454 | Rate Constraint in lbs/MWh | FALSE | L | Annual | Allowances Banked | Thousand Tons | 0 | 0 | 0 | 0 | 0 | 0 | 0
NJ Non-HEDD CT Oil Units - Nox Rate Annual v5.12, Unit 1221 and retrofits | 915 | 2454 | Rate Constraint in lbs/MWh | FALSE | L | Annual | Allowances Withdrawn (1:1) | Thousand Tons | 0 | 0 | 0 | 0 | 0 | 0 | 0
NJ Non-HEDD CT Oil Units - Nox Rate Annual v5.12, Unit 1221 and retrofits | 915 | 2454 | Rate Constraint in lbs/MWh | FALSE | L | Annual | Allowances Withdrawn (n:1) | Thousand Tons | 0 | 0 | 0 | 0 | 0 | 0 | 0
NJ Non-HEDD CT Oil Units - Nox Rate Annual v5.12, Unit 1221 and retrofits | 915 | 2454 | Rate Constraint in lbs/MWh | FALSE | L | Annual | Net Emissions Allowance Position | Thousand Tons | 0.0099036 | 0.0099036 | 0.0053423 | 0.0053423 | 0.018375 | 0.0099036 | 0.0099036
NJ Non-HEDD CT Oil Units - Nox Rate Annual v5.12, Unit 1221 and retrofits | 915 | 2454 | Rate Constraint in lbs/MWh | FALSE | L | Annual | Fuel Consumed | TBtu | 0.24759 | 0.24759 | 0.13356 | 0.13356 | 0.45939 | 0.24759 | 0.24759
NJ Non-HEDD CT Oil Units - Nox Rate Annual v5.12, Unit 1221 and retrofits | 915 | 2454 | Rate Constraint in lbs/MWh | FALSE | L | Annual | Rate | lb/MMBtu | 0.08 | 0.08 | 0.08 | 0.08 | 0.08 | 0.08 | 0.08
NJ Non-HEDD CT Oil Units - Nox Rate Annual v5.12, Unit 1221 and retrofits | 915 | 2454 | Rate Constraint in lbs/MWh | FALSE | L | Annual | Generation | TWh | 0.023042 | 0.023042 | 0.01243 | 0.01243 | 0.042753 | 0.023042 | 0.023042
NJ Non-HEDD CT Oil Units - Nox Rate Annual v5.12, Unit 1221 and retrofits | 915 | 2454 | Rate Constraint in lbs/MWh | FALSE | L | Annual | Qualifying Generation | TWh | 0.023042 | 0.023042 | 0.01243 | 0.01243 | 0.042753 | 0.023042 | 0.023042
NJ Non-HEDD CT Oil Units - Nox Rate Annual v5.12, Unit 1221 and retrofits | 915 | 2454 | Rate Constraint in lbs/MWh | FALSE | L | Annual | Constraint Shadow Price | US2011$/Ton | 0 | 0 | 0 | 0 | 0 | 0 | 0
NJ Non-HEDD CT Oil Units - Nox Rate Annual v5.12, Unit 1222 and retrofits | 916 | 2454 | Rate Constraint in lbs/MWh | FALSE | L | Annual | Seasons Included | Seasons | Winter, Summer | Winter, Summer | Winter, Summer | Winter, Summer | Winter, Summer | Winter, Summer | Winter, Summer
NJ Non-HEDD CT Oil Units - Nox Rate Annual v5.12, Unit 1222 and retrofits | 916 | 2454 | Rate Constraint in lbs/MWh | FALSE | L | Annual | Standard | lb/MWh | 3 | 3 | 3 | 3 | 3 | 3 | 3
NJ Non-HEDD CT Oil Units - Nox Rate Annual v5.12, Unit 1222 and retrofits | 916 | 2454 | Rate Constraint in lbs/MWh | FALSE | L | Annual | Emissions at Affected Plants NOX | Thousand Tons | 0.0099036 | 0.0099036 | 0.0099036 | 0.0099036 | 0.018375 | 0.0099036 | 0.0099036
NJ Non-HEDD CT Oil Units - Nox Rate Annual v5.12, Unit 1222 and retrofits | 916 | 2454 | Rate Constraint in lbs/MWh | FALSE | L | Annual | Allowances Purchased NOX | Thousand Tons | 0 | 0 | 0 | 0 | 0 | 0 | 0
NJ Non-HEDD CT Oil Units - Nox Rate Annual v5.12, Unit 1222 and retrofits | 916 | 2454 | Rate Constraint in lbs/MWh | FALSE | L | Annual | Allowances Sold NOX | Thousand Tons | 0 | 0 | 0 | 0 | 0 | 0 | 0
NJ Non-HEDD CT Oil Units - Nox Rate Annual v5.12, Unit 1222 and retrofits | 916 | 2454 | Rate Constraint in lbs/MWh | FALSE | L | Annual | Allowances Banked | Thousand Tons | 0 | 0 | 0 | 0 | 0 | 0 | 0
NJ Non-HEDD CT Oil Units - Nox Rate Annual v5.12, Unit 1222 and retrofits | 916 | 2454 | Rate Constraint in lbs/MWh | FALSE | L | Annual | Allowances Withdrawn (1:1) | Thousand Tons | 0 | 0 | 0 | 0 | 0 | 0 | 0
NJ Non-HEDD CT Oil Units - Nox Rate Annual v5.12, Unit 1222 and retrofits | 916 | 2454 | Rate Constraint in lbs/MWh | FALSE | L | Annual | Allowances Withdrawn (n:1) | Thousand Tons | 0 | 0 | 0 | 0 | 0 | 0 | 0
NJ Non-HEDD CT Oil Units - Nox Rate Annual v5.12, Unit 1222 and retrofits | 916 | 2454 | Rate Constraint in lbs/MWh | FALSE | L | Annual | Net Emissions Allowance Position | Thousand Tons | 0.0099036 | 0.0099036 | 0.0099036 | 0.0099036 | 0.018375 | 0.0099036 | 0.0099036
NJ Non-HEDD CT Oil Units - Nox Rate Annual v5.12, Unit 1222 and retrofits | 916 | 2454 | Rate Constraint in lbs/MWh | FALSE | L | Annual | Fuel Consumed | TBtu | 0.24759 | 0.24759 | 0.24759 | 0.24759 | 0.45939 | 0.24759 | 0.24759
NJ Non-HEDD CT Oil Units - Nox Rate Annual v5.12, Unit 1222 and retrofits | 916 | 2454 | Rate Constraint in lbs/MWh | FALSE | L | Annual | Rate | lb/MMBtu | 0.08 | 0.08 | 0.08 | 0.08 | 0.08 | 0.08 | 0.08
NJ Non-HEDD CT Oil Units - Nox Rate Annual v5.12, Unit 1222 and retrofits | 916 | 2454 | Rate Constraint in lbs/MWh | FALSE | L | Annual | Generation | TWh | 0.023042 | 0.023042 | 0.023042 | 0.023042 | 0.042753 | 0.023042 | 0.023042
NJ Non-HEDD CT Oil Units - Nox Rate Annual v5.12, Unit 1222 and retrofits | 916 | 2454 | Rate Constraint in lbs/MWh | FALSE | L | Annual | Qualifying Generation | TWh | 0.023042 | 0.023042 | 0.023042 | 0.023042 | 0.042753 | 0.023042 | 0.023042
NJ Non-HEDD CT Oil Units - Nox Rate Annual v5.12, Unit 1222 and retrofits | 916 | 2454 | Rate Constraint in lbs/MWh | FALSE | L | Annual | Constraint Shadow Price | US2011$/Ton | 0 | 0 | 0 | 0 | 0 | 0 | 0
NJ Non-HEDD CT Oil Units - Nox Rate Annual v5.12, Unit 1223 and retrofits | 917 | 2454 | Rate Constraint in lbs/MWh | FALSE | L | Annual | Seasons Included | Seasons | Winter, Summer | Winter, Summer | Winter, Summer | Winter, Summer | Winter, Summer | Winter, Summer | Winter, Summer
NJ Non-HEDD CT Oil Units - Nox Rate Annual v5.12, Unit 1223 and retrofits | 917 | 2454 | Rate Constraint in lbs/MWh | FALSE | L | Annual | Standard | lb/MWh | 3 | 3 | 3 | 3 | 3 | 3 | 3
NJ Non-HEDD CT Oil Units - Nox Rate Annual v5.12, Unit 1223 and retrofits | 917 | 2454 | Rate Constraint in lbs/MWh | FALSE | L | Annual | Emissions at Affected Plants NOX | Thousand Tons | 0.0099036 | 0.012403 | 0.0079541 | 0.0099036 | 0.018375 | 0.0099036 | 0.0099036
NJ Non-HEDD CT Oil Units - Nox Rate Annual v5.12, Unit 1223 and retrofits | 917 | 2454 | Rate Constraint in lbs/MWh | FALSE | L | Annual | Allowances Purchased NOX | Thousand Tons | 0 | 0 | 0 | 0 | 0 | 0 | 0
NJ Non-HEDD CT Oil Units - Nox Rate Annual v5.12, Unit 1223 and retrofits | 917 | 2454 | Rate Constraint in lbs/MWh | FALSE | L | Annual | Allowances Sold NOX | Thousand Tons | 0 | 0 | 0 | 0 | 0 | 0 | 0
NJ Non-HEDD CT Oil Units - Nox Rate Annual v5.12, Unit 1223 and retrofits | 917 | 2454 | Rate Constraint in lbs/MWh | FALSE | L | Annual | Allowances Banked | Thousand Tons | 0 | 0 | 0 | 0 | 0 | 0 | 0
NJ Non-HEDD CT Oil Units - Nox Rate Annual v5.12, Unit 1223 and retrofits | 917 | 2454 | Rate Constraint in lbs/MWh | FALSE | L | Annual | Allowances Withdrawn (1:1) | Thousand Tons | 0 | 0 | 0 | 0 | 0 | 0 | 0
NJ Non-HEDD CT Oil Units - Nox Rate Annual v5.12, Unit 1223 and retrofits | 917 | 2454 | Rate Constraint in lbs/MWh | FALSE | L | Annual | Allowances Withdrawn (n:1) | Thousand Tons | 0 | 0 | 0 | 0 | 0 | 0 | 0
NJ Non-HEDD CT Oil Units - Nox Rate Annual v5.12, Unit 1223 and retrofits | 917 | 2454 | Rate Constraint in lbs/MWh | FALSE | L | Annual | Net Emissions Allowance Position | Thousand Tons | 0.0099036 | 0.012403 | 0.0079541 | 0.0099036 | 0.018375 | 0.0099036 | 0.0099036
NJ Non-HEDD CT Oil Units - Nox Rate Annual v5.12, Unit 1223 and retrofits | 917 | 2454 | Rate Constraint in lbs/MWh | FALSE | L | Annual | Fuel Consumed | TBtu | 0.24759 | 0.31008 | 0.19885 | 0.24759 | 0.45939 | 0.24759 | 0.24759
NJ Non-HEDD CT Oil Units - Nox Rate Annual v5.12, Unit 1223 and retrofits | 917 | 2454 | Rate Constraint in lbs/MWh | FALSE | L | Annual | Rate | lb/MMBtu | 0.08 | 0.08 | 0.08 | 0.08 | 0.08 | 0.08 | 0.08
NJ Non-HEDD CT Oil Units - Nox Rate Annual v5.12, Unit 1223 and retrofits | 917 | 2454 | Rate Constraint in lbs/MWh | FALSE | L | Annual | Generation | TWh | 0.023042 | 0.028858 | 0.018507 | 0.023042 | 0.042753 | 0.023042 | 0.023042
NJ Non-HEDD CT Oil Units - Nox Rate Annual v5.12, Unit 1223 and retrofits | 917 | 2454 | Rate Constraint in lbs/MWh | FALSE | L | Annual | Qualifying Generation | TWh | 0.023042 | 0.028858 | 0.018507 | 0.023042 | 0.042753 | 0.023042 | 0.023042
NJ Non-HEDD CT Oil Units - Nox Rate Annual v5.12, Unit 1223 and retrofits | 917 | 2454 | Rate Constraint in lbs/MWh | FALSE | L | Annual | Constraint Shadow Price | US2011$/Ton | 0 | 0 | 0 | 0 | 0 | 0 | 0
NJ Non-HEDD CT Oil Units - Nox Rate Annual v5.12, Unit 1224 and retrofits | 918 | 2454 | Rate Constraint in lbs/MWh | FALSE | L | Annual | Seasons Included | Seasons | Winter, Summer | Winter, Summer | Winter, Summer | Winter, Summer | Winter, Summer | Winter, Summer | Winter, Summer
NJ Non-HEDD CT Oil Units - Nox Rate Annual v5.12, Unit 1224 and retrofits | 918 | 2454 | Rate Constraint in lbs/MWh | FALSE | L | Annual | Standard | lb/MWh | 3 | 3 | 3 | 3 | 3 | 3 | 3
NJ Non-HEDD CT Oil Units - Nox Rate Annual v5.12, Unit 1224 and retrofits | 918 | 2454 | Rate Constraint in lbs/MWh | FALSE | L | Annual | Emissions at Affected Plants NOX | Thousand Tons | 0.0099036 | 0.0099036 | 0.0053423 | 0.0053423 | 0.018375 | 0.0099036 | 0.0099036
NJ Non-HEDD CT Oil Units - Nox Rate Annual v5.12, Unit 1224 and retrofits | 918 | 2454 | Rate Constraint in lbs/MWh | FALSE | L | Annual | Allowances Purchased NOX | Thousand Tons | 0 | 0 | 0 | 0 | 0 | 0 | 0
NJ Non-HEDD CT Oil Units - Nox Rate Annual v5.12, Unit 1224 and retrofits | 918 | 2454 | Rate Constraint in lbs/MWh | FALSE | L | Annual | Allowances Sold NOX | Thousand Tons | 0 | 0 | 0 | 0 | 0 | 0 | 0
NJ Non-HEDD CT Oil Units - Nox Rate Annual v5.12, Unit 1224 and retrofits | 918 | 2454 | Rate Constraint in lbs/MWh | FALSE | L | Annual | Allowances Banked | Thousand Tons | 0 | 0 | 0 | 0 | 0 | 0 | 0
NJ Non-HEDD CT Oil Units - Nox Rate Annual v5.12, Unit 1224 and retrofits | 918 | 2454 | Rate Constraint in lbs/MWh | FALSE | L | Annual | Allowances Withdrawn (1:1) | Thousand Tons | 0 | 0 | 0 | 0 | 0 | 0 | 0
NJ Non-HEDD CT Oil Units - Nox Rate Annual v5.12, Unit 1224 and retrofits | 918 | 2454 | Rate Constraint in lbs/MWh | FALSE | L | Annual | Allowances Withdrawn (n:1) | Thousand Tons | 0 | 0 | 0 | 0 | 0 | 0 | 0
NJ Non-HEDD CT Oil Units - Nox Rate Annual v5.12, Unit 1224 and retrofits | 918 | 2454 | Rate Constraint in lbs/MWh | FALSE | L | Annual | Net Emissions Allowance Position | Thousand Tons | 0.0099036 | 0.0099036 | 0.0053423 | 0.0053423 | 0.018375 | 0.0099036 | 0.0099036
NJ Non-HEDD CT Oil Units - Nox Rate Annual v5.12, Unit 1224 and retrofits | 918 | 2454 | Rate Constraint in lbs/MWh | FALSE | L | Annual | Fuel Consumed | TBtu | 0.24759 | 0.24759 | 0.13356 | 0.13356 | 0.45939 | 0.24759 | 0.24759
NJ Non-HEDD CT Oil Units - Nox Rate Annual v5.12, Unit 1224 and retrofits | 918 | 2454 | Rate Constraint in lbs/MWh | FALSE | L | Annual | Rate | lb/MMBtu | 0.08 | 0.08 | 0.08 | 0.08 | 0.08 | 0.08 | 0.08
NJ Non-HEDD CT Oil Units - Nox Rate Annual v5.12, Unit 1224 and retrofits | 918 | 2454 | Rate Constraint in lbs/MWh | FALSE | L | Annual | Generation | TWh | 0.023042 | 0.023042 | 0.01243 | 0.01243 | 0.042753 | 0.023042 | 0.023042
NJ Non-HEDD CT Oil Units - Nox Rate Annual v5.12, Unit 1224 and retrofits | 918 | 2454 | Rate Constraint in lbs/MWh | FALSE | L | Annual | Qualifying Generation | TWh | 0.023042 | 0.023042 | 0.01243 | 0.01243 | 0.042753 | 0.023042 | 0.023042
NJ Non-HEDD CT Oil Units - Nox Rate Annual v5.12, Unit 1224 and retrofits | 918 | 2454 | Rate Constraint in lbs/MWh | FALSE | L | Annual | Constraint Shadow Price | US2011$/Ton | 0 | 0 | 0 | 0 | 0 | 0 | 0
NJ Non-HEDD CT Oil Units - Nox Rate Annual v5.12, Unit 1225 and retrofits | 919 | 2454 | Rate Constraint in lbs/MWh | FALSE | L | Annual | Seasons Included | Seasons | Winter, Summer | Winter, Summer | Winter, Summer | Winter, Summer | Winter, Summer | Winter, Summer | Winter, Summer
NJ Non-HEDD CT Oil Units - Nox Rate Annual v5.12, Unit 1225 and retrofits | 919 | 2454 | Rate Constraint in lbs/MWh | FALSE | L | Annual | Standard | lb/MWh | 3 | 3 | 3 | 3 | 3 | 3 | 3
NJ Non-HEDD CT Oil Units - Nox Rate Annual v5.12, Unit 1225 and retrofits | 919 | 2454 | Rate Constraint in lbs/MWh | FALSE | L | Annual | Emissions at Affected Plants NOX | Thousand Tons | 0.0099036 | 0.018375 | 0.0099036 | 0.008781 | 0.018375 | 0.0099036 | 0.0099036
NJ Non-HEDD CT Oil Units - Nox Rate Annual v5.12, Unit 1225 and retrofits | 919 | 2454 | Rate Constraint in lbs/MWh | FALSE | L | Annual | Allowances Purchased NOX | Thousand Tons | 0 | 0 | 0 | 0 | 0 | 0 | 0
NJ Non-HEDD CT Oil Units - Nox Rate Annual v5.12, Unit 1225 and retrofits | 919 | 2454 | Rate Constraint in lbs/MWh | FALSE | L | Annual | Allowances Sold NOX | Thousand Tons | 0 | 0 | 0 | 0 | 0 | 0 | 0
NJ Non-HEDD CT Oil Units - Nox Rate Annual v5.12, Unit 1225 and retrofits | 919 | 2454 | Rate Constraint in lbs/MWh | FALSE | L | Annual | Allowances Banked | Thousand Tons | 0 | 0 | 0 | 0 | 0 | 0 | 0
NJ Non-HEDD CT Oil Units - Nox Rate Annual v5.12, Unit 1225 and retrofits | 919 | 2454 | Rate Constraint in lbs/MWh | FALSE | L | Annual | Allowances Withdrawn (1:1) | Thousand Tons | 0 | 0 | 0 | 0 | 0 | 0 | 0
NJ Non-HEDD CT Oil Units - Nox Rate Annual v5.12, Unit 1225 and retrofits | 919 | 2454 | Rate Constraint in lbs/MWh | FALSE | L | Annual | Allowances Withdrawn (n:1) | Thousand Tons | 0 | 0 | 0 | 0 | 0 | 0 | 0
NJ Non-HEDD CT Oil Units - Nox Rate Annual v5.12, Unit 1225 and retrofits | 919 | 2454 | Rate Constraint in lbs/MWh | FALSE | L | Annual | Net Emissions Allowance Position | Thousand Tons | 0.0099036 | 0.018375 | 0.0099036 | 0.008781 | 0.018375 | 0.0099036 | 0.0099036
NJ Non-HEDD CT Oil Units - Nox Rate Annual v5.12, Unit 1225 and retrofits | 919 | 2454 | Rate Constraint in lbs/MWh | FALSE | L | Annual | Fuel Consumed | TBtu | 0.24759 | 0.45939 | 0.24759 | 0.21953 | 0.45939 | 0.24759 | 0.24759
NJ Non-HEDD CT Oil Units - Nox Rate Annual v5.12, Unit 1225 and retrofits | 919 | 2454 | Rate Constraint in lbs/MWh | FALSE | L | Annual | Rate | lb/MMBtu | 0.08 | 0.08 | 0.08 | 0.08 | 0.08 | 0.08 | 0.08
NJ Non-HEDD CT Oil Units - Nox Rate Annual v5.12, Unit 1225 and retrofits | 919 | 2454 | Rate Constraint in lbs/MWh | FALSE | L | Annual | Generation | TWh | 0.023042 | 0.042753 | 0.023042 | 0.020431 | 0.042753 | 0.023042 | 0.023042
NJ Non-HEDD CT Oil Units - Nox Rate Annual v5.12, Unit 1225 and retrofits | 919 | 2454 | Rate Constraint in lbs/MWh | FALSE | L | Annual | Qualifying Generation | TWh | 0.023042 | 0.042753 | 0.023042 | 0.020431 | 0.042753 | 0.023042 | 0.023042
NJ Non-HEDD CT Oil Units - Nox Rate Annual v5.12, Unit 1225 and retrofits | 919 | 2454 | Rate Constraint in lbs/MWh | FALSE | L | Annual | Constraint Shadow Price | US2011$/Ton | 0 | 0 | 0 | 0 | 0 | 0 | 0
NJ PSEGHudson2- NOx Annual GPS v4.10, Unit 4241 and retrofits | 920 | 2280 | Rate Constraint in lbs/MWh | FALSE | L | Annual | Seasons Included | Seasons | Winter, Summer | Winter, Summer | Winter, Summer | Winter, Summer | Winter, Summer | Winter, Summer | Winter, Summer
NJ PSEGHudson2- NOx Annual GPS v4.10, Unit 4241 and retrofits | 920 | 2280 | Rate Constraint in lbs/MWh | FALSE | L | Annual | Standard | lb/MWh | 1.8124 | 1.8124 | 1.8124 | 1.8124 | 1.8124 | 1.8124 | 1.8124
NJ PSEGHudson2- NOx Annual GPS v4.10, Unit 4241 and retrofits | 920 | 2280 | Rate Constraint in lbs/MWh | FALSE | L | Annual | Emissions at Affected Plants NOX | Thousand Tons | 0 | 0 | 0 | 0 | 0 | 0 | 0
NJ PSEGHudson2- NOx Annual GPS v4.10, Unit 4241 and retrofits | 920 | 2280 | Rate Constraint in lbs/MWh | FALSE | L | Annual | Allowances Purchased NOX | Thousand Tons | 0 | 0 | 0 | 0 | 0 | 0 | 0
NJ PSEGHudson2- NOx Annual GPS v4.10, Unit 4241 and retrofits | 920 | 2280 | Rate Constraint in lbs/MWh | FALSE | L | Annual | Allowances Sold NOX | Thousand Tons | 0 | 0 | 0 | 0 | 0 | 0 | 0
NJ PSEGHudson2- NOx Annual GPS v4.10, Unit 4241 and retrofits | 920 | 2280 | Rate Constraint in lbs/MWh | FALSE | L | Annual | Allowances Banked | Thousand Tons | 0 | 0 | 0 | 0 | 0 | 0 | 0
NJ PSEGHudson2- NOx Annual GPS v4.10, Unit 4241 and retrofits | 920 | 2280 | Rate Constraint in lbs/MWh | FALSE | L | Annual | Allowances Withdrawn (1:1) | Thousand Tons | 0 | 0 | 0 | 0 | 0 | 0 | 0
NJ PSEGHudson2- NOx Annual GPS v4.10, Unit 4241 and retrofits | 920 | 2280 | Rate Constraint in lbs/MWh | FALSE | L | Annual | Allowances Withdrawn (n:1) | Thousand Tons | 0 | 0 | 0 | 0 | 0 | 0 | 0
NJ PSEGHudson2- NOx Annual GPS v4.10, Unit 4241 and retrofits | 920 | 2280 | Rate Constraint in lbs/MWh | FALSE | L | Annual | Net Emissions Allowance Position | Thousand Tons | 0 | 0 | 0 | 0 | 0 | 0 | 0
NJ PSEGHudson2- NOx Annual GPS v4.10, Unit 4241 and retrofits | 920 | 2280 | Rate Constraint in lbs/MWh | FALSE | L | Annual | Fuel Consumed | TBtu | 0 | 0 | 0 | 0 | 0 | 0 | 0
NJ PSEGHudson2- NOx Annual GPS v4.10, Unit 4241 and retrofits | 920 | 2280 | Rate Constraint in lbs/MWh | FALSE | L | Annual | Rate | lb/MMBtu | 0 | 0 | 0 | 0 | 0 | 0 | 0
NJ PSEGHudson2- NOx Annual GPS v4.10, Unit 4241 and retrofits | 920 | 2280 | Rate Constraint in lbs/MWh | FALSE | L | Annual | Generation | TWh | 0 | 0 | 0 | 0 | 0 | 0 | 0
NJ PSEGHudson2- NOx Annual GPS v4.10, Unit 4241 and retrofits | 920 | 2280 | Rate Constraint in lbs/MWh | FALSE | L | Annual | Qualifying Generation | TWh | 0 | 0 | 0 | 0 | 0 | 0 | 0
NJ PSEGHudson2- NOx Annual GPS v4.10, Unit 4241 and retrofits | 920 | 2280 | Rate Constraint in lbs/MWh | FALSE | L | Annual | Constraint Shadow Price | US2011$/Ton | 0 | 0 | 0 | 0 | 0 | 0 | 0
NJ PSEGMercer1 and 2- NOx Annual GPS v4.10, Unit 4242 and retrofits | 921 | 2281 | Rate Constraint in lbs/MWh | FALSE | L | Annual | Seasons Included | Seasons | Winter, Summer | Winter, Summer | Winter, Summer | Winter, Summer | Winter, Summer | Winter, Summer | Winter, Summer
NJ PSEGMercer1 and 2- NOx Annual GPS v4.10, Unit 4242 and retrofits | 921 | 2281 | Rate Constraint in lbs/MWh | FALSE | L | Annual | Standard | lb/MWh | 1.8124 | 1.8124 | 1.8124 | 1.8124 | 1.8124 | 1.8124 | 1.8124
NJ PSEGMercer1 and 2- NOx Annual GPS v4.10, Unit 4242 and retrofits | 921 | 2281 | Rate Constraint in lbs/MWh | FALSE | L | Annual | Emissions at Affected Plants NOX | Thousand Tons | 0 | 0 | 0 | 0 | 0 | 0 | 0
NJ PSEGMercer1 and 2- NOx Annual GPS v4.10, Unit 4242 and retrofits | 921 | 2281 | Rate Constraint in lbs/MWh | FALSE | L | Annual | Allowances Purchased NOX | Thousand Tons | 0 | 0 | 0 | 0 | 0 | 0 | 0
NJ PSEGMercer1 and 2- NOx Annual GPS v4.10, Unit 4242 and retrofits | 921 | 2281 | Rate Constraint in lbs/MWh | FALSE | L | Annual | Allowances Sold NOX | Thousand Tons | 0 | 0 | 0 | 0 | 0 | 0 | 0
NJ PSEGMercer1 and 2- NOx Annual GPS v4.10, Unit 4242 and retrofits | 921 | 2281 | Rate Constraint in lbs/MWh | FALSE | L | Annual | Allowances Banked | Thousand Tons | 0 | 0 | 0 | 0 | 0 | 0 | 0
NJ PSEGMercer1 and 2- NOx Annual GPS v4.10, Unit 4242 and retrofits | 921 | 2281 | Rate Constraint in lbs/MWh | FALSE | L | Annual | Allowances Withdrawn (1:1) | Thousand Tons | 0 | 0 | 0 | 0 | 0 | 0 | 0
NJ PSEGMercer1 and 2- NOx Annual GPS v4.10, Unit 4242 and retrofits | 921 | 2281 | Rate Constraint in lbs/MWh | FALSE | L | Annual | Allowances Withdrawn (n:1) | Thousand Tons | 0 | 0 | 0 | 0 | 0 | 0 | 0
NJ PSEGMercer1 and 2- NOx Annual GPS v4.10, Unit 4242 and retrofits | 921 | 2281 | Rate Constraint in lbs/MWh | FALSE | L | Annual | Net Emissions Allowance Position | Thousand Tons | 0 | 0 | 0 | 0 | 0 | 0 | 0
NJ PSEGMercer1 and 2- NOx Annual GPS v4.10, Unit 4242 and retrofits | 921 | 2281 | Rate Constraint in lbs/MWh | FALSE | L | Annual | Fuel Consumed | TBtu | 0 | 0 | 0 | 0 | 0 | 0 | 0
NJ PSEGMercer1 and 2- NOx Annual GPS v4.10, Unit 4242 and retrofits | 921 | 2281 | Rate Constraint in lbs/MWh | FALSE | L | Annual | Rate | lb/MMBtu | 0 | 0 | 0 | 0 | 0 | 0 | 0
NJ PSEGMercer1 and 2- NOx Annual GPS v4.10, Unit 4242 and retrofits | 921 | 2281 | Rate Constraint in lbs/MWh | FALSE | L | Annual | Generation | TWh | 0 | 0 | 0 | 0 | 0 | 0 | 0
NJ PSEGMercer1 and 2- NOx Annual GPS v4.10, Unit 4242 and retrofits | 921 | 2281 | Rate Constraint in lbs/MWh | FALSE | L | Annual | Qualifying Generation | TWh | 0 | 0 | 0 | 0 | 0 | 0 | 0
NJ PSEGMercer1 and 2- NOx Annual GPS v4.10, Unit 4242 and retrofits | 921 | 2281 | Rate Constraint in lbs/MWh | FALSE | L | Annual | Constraint Shadow Price | US2011$/Ton | 0 | 0 | 0 | 0 | 0 | 0 | 0
NJ PSEGMercer1 and 2- NOx Annual GPS v4.10, Unit 4243 and retrofits | 922 | 2281 | Rate Constraint in lbs/MWh | FALSE | L | Annual | Seasons Included | Seasons | Winter, Summer | Winter, Summer | Winter, Summer | Winter, Summer | Winter, Summer | Winter, Summer | Winter, Summer
NJ PSEGMercer1 and 2- NOx Annual GPS v4.10, Unit 4243 and retrofits | 922 | 2281 | Rate Constraint in lbs/MWh | FALSE | L | Annual | Standard | lb/MWh | 1.8124 | 1.8124 | 1.8124 | 1.8124 | 1.8124 | 1.8124 | 1.8124
NJ PSEGMercer1 and 2- NOx Annual GPS v4.10, Unit 4243 and retrofits | 922 | 2281 | Rate Constraint in lbs/MWh | FALSE | L | Annual | Emissions at Affected Plants NOX | Thousand Tons | 0 | 0 | 0 | 0 | 0 | 0 | 0
NJ PSEGMercer1 and 2- NOx Annual GPS v4.10, Unit 4243 and retrofits | 922 | 2281 | Rate Constraint in lbs/MWh | FALSE | L | Annual | Allowances Purchased NOX | Thousand Tons | 0 | 0 | 0 | 0 | 0 | 0 | 0
NJ PSEGMercer1 and 2- NOx Annual GPS v4.10, Unit 4243 and retrofits | 922 | 2281 | Rate Constraint in lbs/MWh | FALSE | L | Annual | Allowances Sold NOX | Thousand Tons | 0 | 0 | 0 | 0 | 0 | 0 | 0
NJ PSEGMercer1 and 2- NOx Annual GPS v4.10, Unit 4243 and retrofits | 922 | 2281 | Rate Constraint in lbs/MWh | FALSE | L | Annual | Allowances Banked | Thousand Tons | 0 | 0 | 0 | 0 | 0 | 0 | 0
NJ PSEGMercer1 and 2- NOx Annual GPS v4.10, Unit 4243 and retrofits | 922 | 2281 | Rate Constraint in lbs/MWh | FALSE | L | Annual | Allowances Withdrawn (1:1) | Thousand Tons | 0 | 0 | 0 | 0 | 0 | 0 | 0
NJ PSEGMercer1 and 2- NOx Annual GPS v4.10, Unit 4243 and retrofits | 922 | 2281 | Rate Constraint in lbs/MWh | FALSE | L | Annual | Allowances Withdrawn (n:1) | Thousand Tons | 0 | 0 | 0 | 0 | 0 | 0 | 0
NJ PSEGMercer1 and 2- NOx Annual GPS v4.10, Unit 4243 and retrofits | 922 | 2281 | Rate Constraint in lbs/MWh | FALSE | L | Annual | Net Emissions Allowance Position | Thousand Tons | 0 | 0 | 0 | 0 | 0 | 0 | 0
NJ PSEGMercer1 and 2- NOx Annual GPS v4.10, Unit 4243 and retrofits | 922 | 2281 | Rate Constraint in lbs/MWh | FALSE | L | Annual | Fuel Consumed | TBtu | 0 | 0 | 0 | 0 | 0 | 0 | 0
NJ PSEGMercer1 and 2- NOx Annual GPS v4.10, Unit 4243 and retrofits | 922 | 2281 | Rate Constraint in lbs/MWh | FALSE | L | Annual | Rate | lb/MMBtu | 0 | 0 | 0 | 0 | 0 | 0 | 0
NJ PSEGMercer1 and 2- NOx Annual GPS v4.10, Unit 4243 and retrofits | 922 | 2281 | Rate Constraint in lbs/MWh | FALSE | L | Annual | Generation | TWh | 0 | 0 | 0 | 0 | 0 | 0 | 0
NJ PSEGMercer1 and 2- NOx Annual GPS v4.10, Unit 4243 and retrofits | 922 | 2281 | Rate Constraint in lbs/MWh | FALSE | L | Annual | Qualifying Generation | TWh | 0 | 0 | 0 | 0 | 0 | 0 | 0
NJ PSEGMercer1 and 2- NOx Annual GPS v4.10, Unit 4243 and retrofits | 922 | 2281 | Rate Constraint in lbs/MWh | FALSE | L | Annual | Constraint Shadow Price | US2011$/Ton | 0 | 0 | 0 | 0 | 0 | 0 | 0
NJ SO2 Constraint v5.14 | 923 | 6126 | Rate Constraint in lbs/MMBtu | FALSE | L | Annual | Seasons Included | Seasons | Winter, Summer | Winter, Summer | Winter, Summer | Winter, Summer | Winter, Summer | Winter, Summer | Winter, Summer
NJ SO2 Constraint v5.14 | 923 | 6126 | Rate Constraint in lbs/MMBtu | FALSE | L | Annual | Standard | lb/MMBtu | 0.15 | 0.15 | 0.15 | 0.15 | 0.15 | 0.15 | 0.15
NJ SO2 Constraint v5.14 | 923 | 6126 | Rate Constraint in lbs/MMBtu | FALSE | L | Annual | Emissions at Affected Plants SO2 | Thousand Tons | 1.567 | 1.877 | 1.9014 | 1.3401 | 1.9014 | 0 | 0
NJ SO2 Constraint v5.14 | 923 | 6126 | Rate Constraint in lbs/MMBtu | FALSE | L | Annual | Allowances Purchased SO2 | Thousand Tons | 0 | 0 | 0 | 0 | 0 | 0 | 0
NJ SO2 Constraint v5.14 | 923 | 6126 | Rate Constraint in lbs/MMBtu | FALSE | L | Annual | Allowances Sold SO2 | Thousand Tons | 0 | 0 | 0 | 0 | 0 | 0 | 0
NJ SO2 Constraint v5.14 | 923 | 6126 | Rate Constraint in lbs/MMBtu | FALSE | L | Annual | Allowances Banked | Thousand Tons | 0 | 0 | 0 | 0 | 0 | 0 | 0
NJ SO2 Constraint v5.14 | 923 | 6126 | Rate Constraint in lbs/MMBtu | FALSE | L | Annual | Allowances Withdrawn (1:1) | Thousand Tons | 0 | 0 | 0 | 0 | 0 | 0 | 0
NJ SO2 Constraint v5.14 | 923 | 6126 | Rate Constraint in lbs/MMBtu | FALSE | L | Annual | Allowances Withdrawn (n:1) | Thousand Tons | 0 | 0 | 0 | 0 | 0 | 0 | 0
NJ SO2 Constraint v5.14 | 923 | 6126 | Rate Constraint in lbs/MMBtu | FALSE | L | Annual | Net Emissions Allowance Position | Thousand Tons | 1.567 | 1.877 | 1.9014 | 1.3401 | 1.9014 | 0 | 0
NJ SO2 Constraint v5.14 | 923 | 6126 | Rate Constraint in lbs/MMBtu | FALSE | L | Annual | Fuel Consumed | TBtu | 20.8937 | 25.0265 | 25.3515 | 17.8684 | 25.3515 | 0 | 0
NJ SO2 Constraint v5.14 | 923 | 6126 | Rate Constraint in lbs/MMBtu | FALSE | L | Annual | Rate | lb/MMBtu | 0.15 | 0.15 | 0.15 | 0.15 | 0.15 | 0 | 0
NJ SO2 Constraint v5.14 | 923 | 6126 | Rate Constraint in lbs/MMBtu | FALSE | L | Annual | Generation | TWh | 1.9889 | 2.3763 | 2.4072 | 1.7009 | 2.4072 | 0 | 0
NJ SO2 Constraint v5.14 | 923 | 6126 | Rate Constraint in lbs/MMBtu | FALSE | L | Annual | Qualifying Generation | TWh | 1.9889 | 2.3763 | 2.4072 | 1.7009 | 2.4072 | 0 | 0
NJ SO2 Constraint v5.14 | 923 | 6126 | Rate Constraint in lbs/MMBtu | FALSE | L | Annual | Rate | lb/MWh | 0.78789 | 0.78987 | 0.78987 | 0.78789 | 0.78987 | 0 | 0
NJ SO2 Constraint v5.14 | 923 | 6126 | Rate Constraint in lbs/MMBtu | FALSE | L | Annual | Constraint Shadow Price | US2011$/Ton | 5929.5778 | 6038.7102 | 7280.4445 | 7146.1569 | 5652.7512 | 0 | 1844.2009
North Carolina Duke - NOX Cap Annual v3.1 | 924 | 1836 | Rate Constraint in MTons | FALSE | L | Annual | Seasons Included | Seasons | Winter, Summer | Winter, Summer | Winter, Summer | Winter, Summer | Winter, Summer | Winter, Summer | Winter, Summer
North Carolina Duke - NOX Cap Annual v3.1 | 924 | 1836 | Rate Constraint in MTons | FALSE | L | Annual | Standard | Thousand Tons | 31 | 31 | 31 | 31 | 31 | 31 | 31
North Carolina Duke - NOX Cap Annual v3.1 | 924 | 1836 | Rate Constraint in MTons | FALSE | L | Annual | Standard NOX | Thousand Tons | 31 | 31 | 31 | 31 | 31 | 31 | 31
North Carolina Duke - NOX Cap Annual v3.1 | 924 | 1836 | Rate Constraint in MTons | FALSE | L | Annual | Emissions at Affected Plants NOX | Thousand Tons | 10.7766 | 11.8851 | 10.8103 | 9.7207 | 10.2575 | 3.7606 | 3.7347
North Carolina Duke - NOX Cap Annual v3.1 | 924 | 1836 | Rate Constraint in MTons | FALSE | L | Annual | Allowances Purchased NOX | Thousand Tons | 0 | 0 | 0 | 0 | 0 | 0 | 0
North Carolina Duke - NOX Cap Annual v3.1 | 924 | 1836 | Rate Constraint in MTons | FALSE | L | Annual | Allowances Sold NOX | Thousand Tons | 0 | 0 | 0 | 0 | 0 | 0 | 0
North Carolina Duke - NOX Cap Annual v3.1 | 924 | 1836 | Rate Constraint in MTons | FALSE | L | Annual | Allowances Banked | Thousand Tons | 0 | 0 | 0 | 0 | 0 | 0 | 0
North Carolina Duke - NOX Cap Annual v3.1 | 924 | 1836 | Rate Constraint in MTons | FALSE | L | Annual | Allowances Withdrawn (1:1) | Thousand Tons | 0 | 0 | 0 | 0 | 0 | 0 | 0
North Carolina Duke - NOX Cap Annual v3.1 | 924 | 1836 | Rate Constraint in MTons | FALSE | L | Annual | Allowances Withdrawn (n:1) | Thousand Tons | 0 | 0 | 0 | 0 | 0 | 0 | 0
North Carolina Duke - NOX Cap Annual v3.1 | 924 | 1836 | Rate Constraint in MTons | FALSE | L | Annual | Net Emissions Allowance Position | Thousand Tons | 10.7766 | 11.8851 | 10.8103 | 9.7207 | 10.2575 | 3.7606 | 3.7347
North Carolina Duke - NOX Cap Annual v3.1 | 924 | 1836 | Rate Constraint in MTons | FALSE | L | Annual | Fuel Consumed | TBtu | 227.4141 | 247.3497 | 233.311 | 210.4065 | 224.5804 | 121.2009 | 119.546
North Carolina Duke - NOX Cap Annual v3.1 | 924 | 1836 | Rate Constraint in MTons | FALSE | L | Annual | Rate | lb/MMBtu | 0.094776 | 0.0961 | 0.092668 | 0.0924 | 0.091348 | 0.062056 | 0.062482
North Carolina Duke - NOX Cap Annual v3.1 | 924 | 1836 | Rate Constraint in MTons | FALSE | L | Annual | Generation | TWh | 25.666 | 27.8051 | 26.343 | 23.7639 | 25.3454 | 13.7251 | 13.5467
North Carolina Duke - NOX Cap Annual v3.1 | 924 | 1836 | Rate Constraint in MTons | FALSE | L | Annual | Qualifying Generation | TWh | 25.666 | 27.8051 | 26.343 | 23.7639 | 25.3454 | 13.7251 | 13.5467
North Carolina Duke - NOX Cap Annual v3.1 | 924 | 1836 | Rate Constraint in MTons | FALSE | L | Annual | Rate | lb/MWh | 0.41988 | 0.42744 | 0.41037 | 0.40905 | 0.40471 | 0.274 | 0.27569
North Carolina Duke - NOX Cap Annual v3.1 | 924 | 1836 | Rate Constraint in MTons | FALSE | L | Annual | Constraint Shadow Price | US2011$/Ton | 0 | 0 | 0 | 0 | 0 | 0 | 0
North Carolina Duke - SO2 Cap Annual v3.1 | 925 | 1837 | Rate Constraint in MTons | FALSE | L | Annual | Seasons Included | Seasons | Winter, Summer | Winter, Summer | Winter, Summer | Winter, Summer | Winter, Summer | Winter, Summer | Winter, Summer
North Carolina Duke - SO2 Cap Annual v3.1 | 925 | 1837 | Rate Constraint in MTons | FALSE | L | Annual | Standard | Thousand Tons | 80 | 80 | 80 | 80 | 80 | 80 | 80
North Carolina Duke - SO2 Cap Annual v3.1 | 925 | 1837 | Rate Constraint in MTons | FALSE | L | Annual | Standard SO2 | Thousand Tons | 80 | 80 | 80 | 80 | 80 | 80 | 80
North Carolina Duke - SO2 Cap Annual v3.1 | 925 | 1837 | Rate Constraint in MTons | FALSE | L | Annual | Emissions at Affected Plants SO2 | Thousand Tons | 7.4928 | 8.3324 | 7.9434 | 7.1692 | 7.6835 | 4.3391 | 4.2932
North Carolina Duke - SO2 Cap Annual v3.1 | 925 | 1837 | Rate Constraint in MTons | FALSE | L | Annual | Allowances Purchased SO2 | Thousand Tons | 0 | 0 | 0 | 0 | 0 | 0 | 0
North Carolina Duke - SO2 Cap Annual v3.1 | 925 | 1837 | Rate Constraint in MTons | FALSE | L | Annual | Allowances Sold SO2 | Thousand Tons | 0 | 0 | 0 | 0 | 0 | 0 | 0
North Carolina Duke - SO2 Cap Annual v3.1 | 925 | 1837 | Rate Constraint in MTons | FALSE | L | Annual | Allowances Banked | Thousand Tons | 0 | 0 | 0 | 0 | 0 | 0 | 0
North Carolina Duke - SO2 Cap Annual v3.1 | 925 | 1837 | Rate Constraint in MTons | FALSE | L | Annual | Allowances Withdrawn (1:1) | Thousand Tons | 0 | 0 | 0 | 0 | 0 | 0 | 0
North Carolina Duke - SO2 Cap Annual v3.1 | 925 | 1837 | Rate Constraint in MTons | FALSE | L | Annual | Allowances Withdrawn (n:1) | Thousand Tons | 0 | 0 | 0 | 0 | 0 | 0 | 0
North Carolina Duke - SO2 Cap Annual v3.1 | 925 | 1837 | Rate Constraint in MTons | FALSE | L | Annual | Net Emissions Allowance Position | Thousand Tons | 7.4928 | 8.3324 | 7.9434 | 7.1692 | 7.6835 | 4.3391 | 4.2932
North Carolina Duke - SO2 Cap Annual v3.1 | 925 | 1837 | Rate Constraint in MTons | FALSE | L | Annual | Fuel Consumed | TBtu | 227.4141 | 247.3497 | 233.311 | 210.4065 | 224.5804 | 121.2009 | 119.546
North Carolina Duke - SO2 Cap Annual v3.1 | 925 | 1837 | Rate Constraint in MTons | FALSE | L | Annual | Rate | lb/MMBtu | 0.065896 | 0.067373 | 0.068093 | 0.068146 | 0.068425 | 0.071602 | 0.071825
North Carolina Duke - SO2 Cap Annual v3.1 | 925 | 1837 | Rate Constraint in MTons | FALSE | L | Annual | Generation | TWh | 25.666 | 27.8051 | 26.343 | 23.7639 | 25.3454 | 13.7251 | 13.5467
North Carolina Duke - SO2 Cap Annual v3.1 | 925 | 1837 | Rate Constraint in MTons | FALSE | L | Annual | Qualifying Generation | TWh | 25.666 | 27.8051 | 26.343 | 23.7639 | 25.3454 | 13.7251 | 13.5467
North Carolina Duke - SO2 Cap Annual v3.1 | 925 | 1837 | Rate Constraint in MTons | FALSE | L | Annual | Rate | lb/MWh | 0.29194 | 0.29967 | 0.30154 | 0.30168 | 0.30315 | 0.31615 | 0.31692
North Carolina Duke - SO2 Cap Annual v3.1 | 925 | 1837 | Rate Constraint in MTons | FALSE | L | Annual | Constraint Shadow Price | US2011$/Ton | 0 | 0 | 0 | 0 | 0 | 0 | 0
North Carolina Progress - NOX Cap Annual v3.1 | 926 | 1838 | Rate Constraint in MTons | FALSE | L | Annual | Seasons Included | Seasons | Winter, Summer | Winter, Summer | Winter, Summer | Winter, Summer | Winter, Summer | Winter, Summer | Winter, Summer
North Carolina Progress - NOX Cap Annual v3.1 | 926 | 1838 | Rate Constraint in MTons | FALSE | L | Annual | Standard | Thousand Tons | 25 | 25 | 25 | 25 | 25 | 25 | 25
North Carolina Progress - NOX Cap Annual v3.1 | 926 | 1838 | Rate Constraint in MTons | FALSE | L | Annual | Standard NOX | Thousand Tons | 25 | 25 | 25 | 25 | 25 | 25 | 25
North Carolina Progress - NOX Cap Annual v3.1 | 926 | 1838 | Rate Constraint in MTons | FALSE | L | Annual | Emissions at Affected Plants NOX | Thousand Tons | 7.1579 | 8.1323 | 6.4321 | 6.0449 | 6.4681 | 3.2621 | 3.2372
North Carolina Progress - NOX Cap Annual v3.1 | 926 | 1838 | Rate Constraint in MTons | FALSE | L | Annual | Allowances Purchased NOX | Thousand Tons | 0 | 0 | 0 | 0 | 0 | 0 | 0
North Carolina Progress - NOX Cap Annual v3.1 | 926 | 1838 | Rate Constraint in MTons | FALSE | L | Annual | Allowances Sold NOX | Thousand Tons | 0 | 0 | 0 | 0 | 0 | 0 | 0
North Carolina Progress - NOX Cap Annual v3.1 | 926 | 1838 | Rate Constraint in MTons | FALSE | L | Annual | Allowances Banked | Thousand Tons | 0 | 0 | 0 | 0 | 0 | 0 | 0
North Carolina Progress - NOX Cap Annual v3.1 | 926 | 1838 | Rate Constraint in MTons | FALSE | L | Annual | Allowances Withdrawn (1:1) | Thousand Tons | 0 | 0 | 0 | 0 | 0 | 0 | 0
North Carolina Progress - NOX Cap Annual v3.1 | 926 | 1838 | Rate Constraint in MTons | FALSE | L | Annual | Allowances Withdrawn (n:1) | Thousand Tons | 0 | 0 | 0 | 0 | 0 | 0 | 0
North Carolina Progress - NOX Cap Annual v3.1 | 926 | 1838 | Rate Constraint in MTons | FALSE | L | Annual | Net Emissions Allowance Position | Thousand Tons | 7.1579 | 8.1323 | 6.4321 | 6.0449 | 6.4681 | 3.2621 | 3.2372
North Carolina Progress - NOX Cap Annual v3.1 | 926 | 1838 | Rate Constraint in MTons | FALSE | L | Annual | Fuel Consumed | TBtu | 116.0044 | 130.9203 | 106.1042 | 100.9299 | 106.8185 | 56.5375 | 56.2472
North Carolina Progress - NOX Cap Annual v3.1 | 926 | 1838 | Rate Constraint in MTons | FALSE | L | Annual | Rate | lb/MMBtu | 0.12341 | 0.12423 | 0.12124 | 0.11979 | 0.12111 | 0.1154 | 0.11511
North Carolina Progress - NOX Cap Annual v3.1 | 926 | 1838 | Rate Constraint in MTons | FALSE | L | Annual | Generation | TWh | 11.2708 | 12.6911 | 10.3374 | 9.8496 | 10.4088 | 5.5781 | 5.5539
North Carolina Progress - NOX Cap Annual v3.1 | 926 | 1838 | Rate Constraint in MTons | FALSE | L | Annual | Qualifying Generation | TWh | 11.2708 | 12.6911 | 10.3374 | 9.8496 | 10.4088 | 5.5781 | 5.5539
North Carolina Progress - NOX Cap Annual v3.1 | 926 | 1838 | Rate Constraint in MTons | FALSE | L | Annual | Rate | lb/MWh | 0.63508 | 0.64079 | 0.62221 | 0.61373 | 0.62141 | 0.58482 | 0.58287
North Carolina Progress - NOX Cap Annual v3.1 | 926 | 1838 | Rate Constraint in MTons | FALSE | L | Annual | Constraint Shadow Price | US2011$/Ton | 0 | 0 | 0 | 0 | 0 | 0 | 0
North Carolina Progress - SO2 Cap Annual v3.1 | 927 | 1839 | Rate Constraint in MTons | FALSE | L | Annual | Seasons Included | Seasons | Winter, Summer | Winter, Summer | Winter, Summer | Winter, Summer | Winter, Summer | Winter, Summer | Winter, Summer
North Carolina Progress - SO2 Cap Annual v3.1 | 927 | 1839 | Rate Constraint in MTons | FALSE | L | Annual | Standard | Thousand Tons | 50 | 50 | 50 | 50 | 50 | 50 | 50
North Carolina Progress - SO2 Cap Annual v3.1 | 927 | 1839 | Rate Constraint in MTons | FALSE | L | Annual | Standard SO2 | Thousand Tons | 50 | 50 | 50 | 50 | 50 | 50 | 50
North Carolina Progress - SO2 Cap Annual v3.1 | 927 | 1839 | Rate Constraint in MTons | FALSE | L | Annual | Emissions at Affected Plants SO2 | Thousand Tons | 5.1058 | 5.8402 | 5.8105 | 6.4887 | 6.7934 | 3.3651 | 3.7231
North Carolina Progress - SO2 Cap Annual v3.1 | 927 | 1839 | Rate Constraint in MTons | FALSE | L | Annual | Allowances Purchased SO2 | Thousand Tons | 0 | 0 | 0 | 0 | 0 | 0 | 0
North Carolina Progress - SO2 Cap Annual v3.1 | 927 | 1839 | Rate Constraint in MTons | FALSE | L | Annual | Allowances Sold SO2 | Thousand Tons | 0 | 0 | 0 | 0 | 0 | 0 | 0
North Carolina Progress - SO2 Cap Annual v3.1 | 927 | 1839 | Rate Constraint in MTons | FALSE | L | Annual | Allowances Banked | Thousand Tons | 0 | 0 | 0 | 0 | 0 | 0 | 0
North Carolina Progress - SO2 Cap Annual v3.1 | 927 | 1839 | Rate Constraint in MTons | FALSE | L | Annual | Allowances Withdrawn (1:1) | Thousand Tons | 0 | 0 | 0 | 0 | 0 | 0 | 0
North Carolina Progress - SO2 Cap Annual v3.1 | 927 | 1839 | Rate Constraint in MTons | FALSE | L | Annual | Allowances Withdrawn (n:1) | Thousand Tons | 0 | 0 | 0 | 0 | 0 | 0 | 0
North Carolina Progress - SO2 Cap Annual v3.1 | 927 | 1839 | Rate Constraint in MTons | FALSE | L | Annual | Net Emissions Allowance Position | Thousand Tons | 5.1058 | 5.8402 | 5.8105 | 6.4887 | 6.7934 | 3.3651 | 3.7231
North Carolina Progress - SO2 Cap Annual v3.1 | 927 | 1839 | Rate Constraint in MTons | FALSE | L | Annual | Fuel Consumed | TBtu | 116.0044 | 130.9203 | 106.1042 | 100.9299 | 106.8185 | 56.5375 | 56.2472
North Carolina Progress - SO2 Cap Annual v3.1 | 927 | 1839 | Rate Constraint in MTons | FALSE | L | Annual | Rate | lb/MMBtu | 0.088027 | 0.089218 | 0.10952 | 0.12858 | 0.1272 | 0.11904 | 0.13238
North Carolina Progress - SO2 Cap Annual v3.1 | 927 | 1839 | Rate Constraint in MTons | FALSE | L | Annual | Generation | TWh | 11.2708 | 12.6911 | 10.3374 | 9.8496 | 10.4088 | 5.5781 | 5.5539
North Carolina Progress - SO2 Cap Annual v3.1 | 927 | 1839 | Rate Constraint in MTons | FALSE | L | Annual | Qualifying Generation | TWh | 11.2708 | 12.6911 | 10.3374 | 9.8496 | 10.4088 | 5.5781 | 5.5539
North Carolina Progress - SO2 Cap Annual v3.1 | 927 | 1839 | Rate Constraint in MTons | FALSE | L | Annual | Rate | lb/MWh | 0.45301 | 0.46018 | 0.56208 | 0.65878 | 0.65266 | 0.60328 | 0.67037
North Carolina Progress - SO2 Cap Annual v3.1 | 927 | 1839 | Rate Constraint in MTons | FALSE | L | Annual | Constraint Shadow Price | US2011$/Ton | 0 | 0 | 0 | 0 | 0 | 0 | 0
NSR AEP Consent - NOX Cap Annual v3.1 | 928 | 2047 | Rate Constraint in MTons | FALSE | L | Annual | Seasons Included | Seasons | Winter, Summer | Winter, Summer | Winter, Summer | Winter, Summer | Winter, Summer | Winter, Summer | Winter, Summer
NSR AEP Consent - NOX Cap Annual v3.1 | 928 | 2047 | Rate Constraint in MTons | FALSE | L | Annual | Standard | Thousand Tons | 72 | 72 | 72 | 72 | 72 | 72 | 72
NSR AEP Consent - NOX Cap Annual v3.1 | 928 | 2047 | Rate Constraint in MTons | FALSE | L | Annual | Standard NOX | Thousand Tons | 72 | 72 | 72 | 72 | 72 | 72 | 72
NSR AEP Consent - NOX Cap Annual v3.1 | 928 | 2047 | Rate Constraint in MTons | FALSE | L | Annual | Emissions at Affected Plants NOX | Thousand Tons | 46.2304 | 46.4273 | 46.4208 | 46.4273 | 30.5295 | 28.7889 | 27.8853
NSR AEP Consent - NOX Cap Annual v3.1 | 928 | 2047 | Rate Constraint in MTons | FALSE | L | Annual | Allowances Purchased NOX | Thousand Tons | 0 | 0 | 0 | 0 | 0 | 0 | 0
NSR AEP Consent - NOX Cap Annual v3.1 | 928 | 2047 | Rate Constraint in MTons | FALSE | L | Annual | Allowances Sold NOX | Thousand Tons | 0 | 0 | 0 | 0 | 0 | 0 | 0
NSR AEP Consent - NOX Cap Annual v3.1 | 928 | 2047 | Rate Constraint in MTons | FALSE | L | Annual | Allowances Banked | Thousand Tons | 0 | 0 | 0 | 0 | 0 | 0 | 0
NSR AEP Consent - NOX Cap Annual v3.1 | 928 | 2047 | Rate Constraint in MTons | FALSE | L | Annual | Allowances Withdrawn (1:1) | Thousand Tons | 0 | 0 | 0 | 0 | 0 | 0 | 0
NSR AEP Consent - NOX Cap Annual v3.1 | 928 | 2047 | Rate Constraint in MTons | FALSE | L | Annual | Allowances Withdrawn (n:1) | Thousand Tons | 0 | 0 | 0 | 0 | 0 | 0 | 0
NSR AEP Consent - NOX Cap Annual v3.1 | 928 | 2047 | Rate Constraint in MTons | FALSE | L | Annual | Net Emissions Allowance Position | Thousand Tons | 46.2304 | 46.4273 | 46.4208 | 46.4273 | 30.5295 | 28.7889 | 27.8853
NSR AEP Consent - NOX Cap Annual v3.1 | 928 | 2047 | Rate Constraint in MTons | FALSE | L | Annual | Fuel Consumed | TBtu | 834.6406 | 841.7731 | 841.6939 | 842.1686 | 827.4033 | 777.7028 | 754.9813
NSR AEP Consent - NOX Cap Annual v3.1 | 928 | 2047 | Rate Constraint in MTons | FALSE | L | Annual | Rate | lb/MMBtu | 0.11078 | 0.11031 | 0.1103 | 0.11026 | 0.073796 | 0.074036 | 0.07387
NSR AEP Consent - NOX Cap Annual v3.1 | 928 | 2047 | Rate Constraint in MTons | FALSE | L | Annual | Generation | TWh | 85.3342 | 86.0844 | 86.0618 | 86.0844 | 84.4296 | 79.2572 | 76.9515
NSR AEP Consent - NOX Cap Annual v3.1 | 928 | 2047 | Rate Constraint in MTons | FALSE | L | Annual | Qualifying Generation | TWh | 85.3342 | 86.0844 | 86.0618 | 86.0844 | 84.4296 | 79.2572 | 76.9515
NSR AEP Consent - NOX Cap Annual v3.1 | 928 | 2047 | Rate Constraint in MTons | FALSE | L | Annual | Rate | lb/MWh | 0.54176 | 0.53932 | 0.53939 | 0.53932 | 0.3616 | 0.36323 | 0.36238
NSR AEP Consent - NOX Cap Annual v3.1 | 928 | 2047 | Rate Constraint in MTons | FALSE | L | Annual | Constraint Shadow Price | US2011$/Ton | 0 | 0 | 0 | 0 | 0 | 0 | 0
NSR AEP Consent - SO2 Cap Annual v5.13 | 929 | 5897 | Rate Constraint in MTons | FALSE | L | Annual | Seasons Included | Seasons | Winter, Summer | Winter, Summer | Winter, Summer | Winter, Summer | Winter, Summer | Winter, Summer | Winter, Summer
NSR AEP Consent - SO2 Cap Annual v5.13 | 929 | 5897 | Rate Constraint in MTons | FALSE | L | Annual | Standard | Thousand Tons | 145 | 145 | 112.25 | 106.8 | 95.3333 | 94 | 94
NSR AEP Consent - SO2 Cap Annual v5.13 | 929 | 5897 | Rate Constraint in MTons | FALSE | L | Annual | Standard SO2 | Thousand Tons | 145 | 145 | 112.25 | 106.8 | 95.3333 | 94 | 94
NSR AEP Consent - SO2 Cap Annual v5.13 | 929 | 5897 | Rate Constraint in MTons | FALSE | L | Annual | Emissions at Affected Plants SO2 | Thousand Tons | 83.0932 | 83.7732 | 84.4797 | 77.1878 | 71.9893 | 66.3302 | 67.9755
NSR AEP Consent - SO2 Cap Annual v5.13 | 929 | 5897 | Rate Constraint in MTons | FALSE | L | Annual | Allowances Purchased SO2 | Thousand Tons | 0 | 0 | 0 | 0 | 0 | 0 | 0
NSR AEP Consent - SO2 Cap Annual v5.13 | 929 | 5897 | Rate Constraint in MTons | FALSE | L | Annual | Allowances Sold SO2 | Thousand Tons | 0 | 0 | 0 | 0 | 0 | 0 | 0
NSR AEP Consent - SO2 Cap Annual v5.13 | 929 | 5897 | Rate Constraint in MTons | FALSE | L | Annual | Allowances Banked | Thousand Tons | 0 | 0 | 0 | 0 | 0 | 0 | 0
NSR AEP Consent - SO2 Cap Annual v5.13 | 929 | 5897 | Rate Constraint in MTons | FALSE | L | Annual | Allowances Withdrawn (1:1) | Thousand Tons | 0 | 0 | 0 | 0 | 0 | 0 | 0
NSR AEP Consent - SO2 Cap Annual v5.13 | 929 | 5897 | Rate Constraint in MTons | FALSE | L | Annual | Allowances Withdrawn (n:1) | Thousand Tons | 0 | 0 | 0 | 0 | 0 | 0 | 0
NSR AEP Consent - SO2 Cap Annual v5.13 | 929 | 5897 | Rate Constraint in MTons | FALSE | L | Annual | Net Emissions Allowance Position | Thousand Tons | 83.0932 | 83.7732 | 84.4797 | 77.1878 | 71.9893 | 66.3302 | 67.9755
NSR AEP Consent - SO2 Cap Annual v5.13 | 929 | 5897 | Rate Constraint in MTons | FALSE | L | Annual | Fuel Consumed | TBtu | 834.6406 | 841.7731 | 841.6939 | 842.1686 | 827.4033 | 777.7028 | 754.9813
NSR AEP Consent - SO2 Cap Annual v5.13 | 929 | 5897 | Rate Constraint in MTons | FALSE | L | Annual | Rate | lb/MMBtu | 0.19911 | 0.19904 | 0.20074 | 0.18331 | 0.17401 | 0.17058 | 0.18007
NSR AEP Consent - SO2 Cap Annual v5.13 | 929 | 5897 | Rate Constraint in MTons | FALSE | L | Annual | Generation | TWh | 85.3342 | 86.0844 | 86.0618 | 86.0844 | 84.4296 | 79.2572 | 76.9515
NSR AEP Consent - SO2 Cap Annual v5.13 | 929 | 5897 | Rate Constraint in MTons | FALSE | L | Annual | Qualifying Generation | TWh | 85.3342 | 86.0844 | 86.0618 | 86.0844 | 84.4296 | 79.2572 | 76.9515
NSR AEP Consent - SO2 Cap Annual v5.13 | 929 | 5897 | Rate Constraint in MTons | FALSE | L | Annual | Rate | lb/MWh | 0.97374 | 0.97315 | 0.98162 | 0.89665 | 0.85266 | 0.8369 | 0.88335
NSR AEP Consent - SO2 Cap Annual v5.13 | 929 | 5897 | Rate Constraint in MTons | FALSE | L | Annual | Constraint Shadow Price | US2011$/Ton | 0 | 0 | 0 | 0 | 0 | 0 | 0
NSR Baily 7 & 8 - NOX Rate Annual v4.11 | 930 | 2302 | Rate Constraint in lbs/MMBtu | FALSE | L | Annual | Seasons Included | Seasons | Winter, Summer | Winter, Summer | Winter, Summer | Winter, Summer | Winter, Summer | Winter, Summer | Winter, Summer
NSR Baily 7 & 8 - NOX Rate Annual v4.11 | 930 | 2302 | Rate Constraint in lbs/MMBtu | FALSE | L | Annual | Standard | lb/MMBtu | 0.12 | 0.12 | 0.12 | 0.12 | 0.12 | 0.12 | 0.12
NSR Baily 7 & 8 - NOX Rate Annual v4.11 | 930 | 2302 | Rate Constraint in lbs/MMBtu | FALSE | L | Annual | Emissions at Affected Plants NOX | Thousand Tons | 0 | 0 | 0 | 0 | 0 | 0 | 0
NSR Baily 7 & 8 - NOX Rate Annual v4.11 | 930 | 2302 | Rate Constraint in lbs/MMBtu | FALSE | L | Annual | Allowances Purchased NOX | Thousand Tons | 0 | 0 | 0 | 0 | 0 | 0 | 0
NSR Baily 7 & 8 - NOX Rate Annual v4.11 | 930 | 2302 | Rate Constraint in lbs/MMBtu | FALSE | L | Annual | Allowances Sold NOX | Thousand Tons | 0 | 0 | 0 | 0 | 0 | 0 | 0
NSR Baily 7 & 8 - NOX Rate Annual v4.11 | 930 | 2302 | Rate Constraint in lbs/MMBtu | FALSE | L | Annual | Allowances Banked | Thousand Tons | 0 | 0 | 0 | 0 | 0 | 0 | 0
NSR Baily 7 & 8 - NOX Rate Annual v4.11 | 930 | 2302 | Rate Constraint in lbs/MMBtu | FALSE | L | Annual | Allowances Withdrawn (1:1) | Thousand Tons | 0 | 0 | 0 | 0 | 0 | 0 | 0
NSR Baily 7 & 8 - NOX Rate Annual v4.11 | 930 | 2302 | Rate Constraint in lbs/MMBtu | FALSE | L | Annual | Allowances Withdrawn (n:1) | Thousand Tons | 0 | 0 | 0 | 0 | 0 | 0 | 0
NSR Baily 7 & 8 - NOX Rate Annual v4.11 | 930 | 2302 | Rate Constraint in lbs/MMBtu | FALSE | L | Annual | Net Emissions Allowance Position | Thousand Tons | 0 | 0 | 0 | 0 | 0 | 0 | 0
NSR Baily 7 & 8 - NOX Rate Annual v4.11 | 930 | 2302 | Rate Constraint in lbs/MMBtu | FALSE | L | Annual | Fuel Consumed | TBtu | 0 | 0 | 0 | 0 | 0 | 0 | 0
NSR Baily 7 & 8 - NOX Rate Annual v4.11 | 930 | 2302 | Rate Constraint in lbs/MMBtu | FALSE | L | Annual | Rate | lb/MMBtu | 0 | 0 | 0 | 0 | 0 | 0 | 0
NSR Baily 7 & 8 - NOX Rate Annual v4.11 | 930 | 2302 | Rate Constraint in lbs/MMBtu | FALSE | L | Annual | Generation | TWh | 0 | 0 | 0 | 0 | 0 | 0 | 0
NSR Baily 7 & 8 - NOX Rate Annual v4.11 | 930 | 2302 | Rate Constraint in lbs/MMBtu | FALSE | L | Annual | Qualifying Generation | TWh | 0 | 0 | 0 | 0 | 0 | 0 | 0
NSR Baily 7 & 8 - NOX Rate Annual v4.11 | 930 | 2302 | Rate Constraint in lbs/MMBtu | FALSE | L | Annual | Rate | lb/MWh | 0 | 0 | 0 | 0 | 0 | 0 | 0
NSR Baily 7 & 8 - NOX Rate Annual v4.11 | 930 | 2302 | Rate Constraint in lbs/MMBtu | FALSE | L | Annual | Constraint Shadow Price | US2011$/Ton | 0 | 0 | 0 | 0 | 0 | 0 | 0
NSR Baldwin 1,2 - NOX Rate Annual v3.1, Unit 4239 and retrofits | 931 | 1944 | Rate Constraint in lbs/MMBtu | FALSE | L | Annual | Seasons Included | Seasons | Winter, Summer | Winter, Summer | Winter, Summer | Winter, Summer | Winter, Summer | Winter, Summer | Winter, Summer
NSR Baldwin 1,2 - NOX Rate Annual v3.1, Unit 4239 and retrofits | 931 | 1944 | Rate Constraint in lbs/MMBtu | FALSE | L | Annual | Standard | lb/MMBtu | 0.1 | 0.1 | 0.1 | 0.1 | 0.1 | 0.1 | 0.1
NSR Baldwin 1,2 - NOX Rate Annual v3.1, Unit 4239 and retrofits | 931 | 1944 | Rate Constraint in lbs/MMBtu | FALSE | L | Annual | Emissions at Affected Plants NOX | Thousand Tons | 1.2841 | 1.1217 | 1.2841 | 1.2128 | 1.2841 | 1.1413 | 1.1217
NSR Baldwin 1,2 - NOX Rate Annual v3.1, Unit 4239 and retrofits | 931 | 1944 | Rate Constraint in lbs/MMBtu | FALSE | L | Annual | Allowances Purchased NOX | Thousand Tons | 0 | 0 | 0 | 0 | 0 | 0 | 0
NSR Baldwin 1,2 - NOX Rate Annual v3.1, Unit 4239 and retrofits | 931 | 1944 | Rate Constraint in lbs/MMBtu | FALSE | L | Annual | Allowances Sold NOX | Thousand Tons | 0 | 0 | 0 | 0 | 0 | 0 | 0
NSR Baldwin 1,2 - NOX Rate Annual v3.1, Unit 4239 and retrofits | 931 | 1944 | Rate Constraint in lbs/MMBtu | FALSE | L | Annual | Allowances Banked | Thousand Tons | 0 | 0 | 0 | 0 | 0 | 0 | 0
NSR Baldwin 1,2 - NOX Rate Annual v3.1, Unit 4239 and retrofits | 931 | 1944 | Rate Constraint in lbs/MMBtu | FALSE | L | Annual | Allowances Withdrawn (1:1) | Thousand Tons | 0 | 0 | 0 | 0 | 0 | 0 | 0
NSR Baldwin 1,2 - NOX Rate Annual v3.1, Unit 4239 and retrofits | 931 | 1944 | Rate Constraint in lbs/MMBtu | FALSE | L | Annual | Allowances Withdrawn (n:1) | Thousand Tons | 0 | 0 | 0 | 0 | 0 | 0 | 0
NSR Baldwin 1,2 - NOX Rate Annual v3.1, Unit 4239 and retrofits | 931 | 1944 | Rate Constraint in lbs/MMBtu | FALSE | L | Annual | Net Emissions Allowance Position | Thousand Tons | 1.2841 | 1.1217 | 1.2841 | 1.2128 | 1.2841 | 1.1413 | 1.1217
NSR Baldwin 1,2 - NOX Rate Annual v3.1, Unit 4239 and retrofits | 931 | 1944 | Rate Constraint in lbs/MMBtu | FALSE | L | Annual | Fuel Consumed | TBtu | 43.0396 | 37.5355 | 43.0396 | 40.6487 | 43.0396 | 38.2545 | 37.5951
NSR Baldwin 1,2 - NOX Rate Annual v3.1, Unit 4239 and retrofits | 931 | 1944 | Rate Constraint in lbs/MMBtu | FALSE | L | Annual | Rate | lb/MMBtu | 0.059671 | 0.059766 | 0.059671 | 0.059671 | 0.059671 | 0.059671 | 0.059671
NSR Baldwin 1,2 - NOX Rate Annual v3.1, Unit 4239 and retrofits | 931 | 1944 | Rate Constraint in lbs/MMBtu | FALSE | L | Annual | Generation | TWh | 4.2042 | 3.6724 | 4.2042 | 3.9707 | 4.2042 | 3.7368 | 3.6724
NSR Baldwin 1,2 - NOX Rate Annual v3.1, Unit 4239 and retrofits | 931 | 1944 | Rate Constraint in lbs/MMBtu | FALSE | L | Annual | Qualifying Generation | TWh | 4.2042 | 3.6724 | 4.2042 | 3.9707 | 4.2042 | 3.7368 | 3.6724
NSR Baldwin 1,2 - NOX Rate Annual v3.1, Unit 4239 and retrofits | 931 | 1944 | Rate Constraint in lbs/MMBtu | FALSE | L | Annual | Rate | lb/MWh | 0.30543 | 0.30543 | 0.30543 | 0.30543 | 0.30543 | 0.30543 | 0.30543
NSR Baldwin 1,2 - NOX Rate Annual v3.1, Unit 4239 and retrofits | 931 | 1944 | Rate Constraint in lbs/MMBtu | FALSE | L | Annual | Constraint Shadow Price | US2011$/Ton | 0 | 0 | 0 | 0 | 0 | 0 | 0
NSR Baldwin 1,2 - NOX Rate Annual v3.1, Unit 4240 and retrofits | 932 | 1944 | Rate Constraint in lbs/MMBtu | FALSE | L | Annual | Seasons Included | Seasons | Winter, Summer | Winter, Summer | Winter, Summer | Winter, Summer | Winter, Summer | Winter, Summer | Winter, Summer
NSR Baldwin 1,2 - NOX Rate Annual v3.1, Unit 4240 and retrofits | 932 | 1944 | Rate Constraint in lbs/MMBtu | FALSE | L | Annual | Standard | lb/MMBtu | 0.1 | 0.1 | 0.1 | 0.1 | 0.1 | 0.1 | 0.1
NSR Baldwin 1,2 - NOX Rate Annual v3.1, Unit 4240 and retrofits | 932 | 1944 | Rate Constraint in lbs/MMBtu | FALSE | L | Annual | Emissions at Affected Plants NOX | Thousand Tons | 1.2431 | 1.2336 | 1.2431 | 1.2339 | 1.2431 | 1.1549 | 1.0859
NSR Baldwin 1,2 - NOX Rate Annual v3.1, Unit 4240 and retrofits | 932 | 1944 | Rate Constraint in lbs/MMBtu | FALSE | L | Annual | Allowances Purchased NOX | Thousand Tons | 0 | 0 | 0 | 0 | 0 | 0 | 0
NSR Baldwin 1,2 - NOX Rate Annual v3.1, Unit 4240 and retrofits | 932 | 1944 | Rate Constraint in lbs/MMBtu | FALSE | L | Annual | Allowances Sold NOX | Thousand Tons | 0 | 0 | 0 | 0 | 0 | 0 | 0
NSR Baldwin 1,2 - NOX Rate Annual v3.1, Unit 4240 and retrofits | 932 | 1944 | Rate Constraint in lbs/MMBtu | FALSE | L | Annual | Allowances Banked | Thousand Tons | 0 | 0 | 0 | 0 | 0 | 0 | 0
NSR Baldwin 1,2 - NOX Rate Annual v3.1, Unit 4240 and retrofits | 932 | 1944 | Rate Constraint in lbs/MMBtu | FALSE | L | Annual | Allowances Withdrawn (1:1) | Thousand Tons | 0 | 0 | 0 | 0 | 0 | 0 | 0
NSR Baldwin 1,2 - NOX Rate Annual v3.1, Unit 4240 and retrofits | 932 | 1944 | Rate Constraint in lbs/MMBtu | FALSE | L | Annual | Allowances Withdrawn (n:1) | Thousand Tons | 0 | 0 | 0 | 0 | 0 | 0 | 0
NSR Baldwin 1,2 - NOX Rate Annual v3.1, Unit 4240 and retrofits | 932 | 1944 | Rate Constraint in lbs/MMBtu | FALSE | L | Annual | Net Emissions Allowance Position | Thousand Tons | 1.2431 | 1.2336 | 1.2431 | 1.2339 | 1.2431 | 1.1549 | 1.0859
NSR Baldwin 1,2 - NOX Rate Annual v3.1, Unit 4240 and retrofits | 932 | 1944 | Rate Constraint in lbs/MMBtu | FALSE | L | Annual | Fuel Consumed | TBtu | 43.186 | 42.7875 | 43.186 | 42.864 | 43.186 | 40.122 | 37.723
NSR Baldwin 1,2 - NOX Rate Annual v3.1, Unit 4240 and retrofits | 932 | 1944 | Rate Constraint in lbs/MMBtu | FALSE | L | Annual | Rate | lb/MMBtu | 0.057572 | 0.057663 | 0.057572 | 0.057572 | 0.057572 | 0.057572 | 0.057572
NSR Baldwin 1,2 - NOX Rate Annual v3.1, Unit 4240 and retrofits | 932 | 1944 | Rate Constraint in lbs/MMBtu | FALSE | L | Annual | Generation | TWh | 4.2401 | 4.2076 | 4.2401 | 4.2085 | 4.2401 | 3.9393 | 3.7037
NSR Baldwin 1,2 - NOX Rate Annual v3.1, Unit 4240 and retrofits | 932 | 1944 | Rate Constraint in lbs/MMBtu | FALSE | L | Annual | Qualifying Generation | TWh | 4.2401 | 4.2076 | 4.2401 | 4.2085 | 4.2401 | 3.9393 | 3.7037
NSR Baldwin 1,2 - NOX Rate Annual v3.1, Unit 4240 and retrofits | 932 | 1944 | Rate Constraint in lbs/MMBtu | FALSE | L | Annual | Rate | lb/MWh | 0.29319 | 0.29319 | 0.29319 | 0.29319 | 0.29319 | 0.29319 | 0.29319
NSR Baldwin 1,2 - NOX Rate Annual v3.1, Unit 4240 and retrofits | 932 | 1944 | Rate Constraint in lbs/MMBtu | FALSE | L | Annual | Constraint Shadow Price | US2011$/Ton | 0 | 0 | 0 | 0 | 0 | 0 | 0
NSR Baldwin 1,2 - NOX Rate Annual v3.1, Unit 4279 and retrofits | 933 | 1944 | Rate Constraint in lbs/MMBtu | FALSE | L | Annual | Seasons Included | Seasons | Winter, Summer | Winter, Summer | Winter, Summer | Winter, Summer | Winter, Summer | Winter, Summer | Winter, Summer
NSR Baldwin 1,2 - NOX Rate Annual v3.1, Unit 4279 and retrofits | 933 | 1944 | Rate Constraint in lbs/MMBtu | FALSE | L | Annual | Standard | lb/MMBtu | 0.1 | 0.1 | 0.1 | 0.1 | 0.1 | 0.1 | 0.1
NSR Baldwin 1,2 - NOX Rate Annual v3.1, Unit 4279 and retrofits | 933 | 1944 | Rate Constraint in lbs/MMBtu | FALSE | L | Annual | Emissions at Affected Plants NOX | Thousand Tons | 1.121 | 1.121 | 1.121 | 1.121 | 1.121 | 1.0763 | 1.0418
NSR Baldwin 1,2 - NOX Rate Annual v3.1, Unit 4279 and retrofits | 933 | 1944 | Rate Constraint in lbs/MMBtu | FALSE | L | Annual | Allowances Purchased NOX | Thousand Tons | 0 | 0 | 0 | 0 | 0 | 0 | 0
NSR Baldwin 1,2 - NOX Rate Annual v3.1, Unit 4279 and retrofits | 933 | 1944 | Rate Constraint in lbs/MMBtu | FALSE | L | Annual | Allowances Sold NOX | Thousand Tons | 0 | 0 | 0 | 0 | 0 | 0 | 0
NSR Baldwin 1,2 - NOX Rate Annual v3.1, Unit 4279 and retrofits | 933 | 1944 | Rate Constraint in lbs/MMBtu | FALSE | L | Annual | Allowances Banked | Thousand Tons | 0 | 0 | 0 | 0 | 0 | 0 | 0
NSR Baldwin 1,2 - NOX Rate Annual v3.1, Unit 4279 and retrofits | 933 | 1944 | Rate Constraint in lbs/MMBtu | FALSE | L | Annual | Allowances Withdrawn (1:1) | Thousand Tons | 0 | 0 | 0 | 0 | 0 | 0 | 0
NSR Baldwin 1,2 - NOX Rate Annual v3.1, Unit 4279 and retrofits | 933 | 1944 | Rate Constraint in lbs/MMBtu | FALSE | L | Annual | Allowances Withdrawn (n:1) | Thousand Tons | 0 | 0 | 0 | 0 | 0 | 0 | 0
NSR Baldwin 1,2 - NOX Rate Annual v3.1, Unit 4279 and retrofits | 933 | 1944 | Rate Constraint in lbs/MMBtu | FALSE | L | Annual | Net Emissions Allowance Position | Thousand Tons | 1.121 | 1.121 | 1.121 | 1.121 | 1.121 | 1.0763 | 1.0418
NSR Baldwin 1,2 - NOX Rate Annual v3.1, Unit 4279 and retrofits | 933 | 1944 | Rate Constraint in lbs/MMBtu | FALSE | L | Annual | Fuel Consumed | TBtu | 44.8488 | 44.7777 | 44.8488 | 44.8488 | 44.8488 | 43.0591 | 41.6754
NSR Baldwin 1,2 - NOX Rate Annual v3.1, Unit 4279 and retrofits | 933 | 1944 | Rate Constraint in lbs/MMBtu | FALSE | L | Annual | Rate | lb/MMBtu | 0.04999 | 0.050069 | 0.04999 | 0.04999 | 0.04999 | 0.049993 | 0.049995
NSR Baldwin 1,2 - NOX Rate Annual v3.1, Unit 4279 and retrofits | 933 | 1944 | Rate Constraint in lbs/MMBtu | FALSE | L | Annual | Generation | TWh | 4.4076 | 4.4076 | 4.4076 | 4.4076 | 4.4076 | 4.2317 | 4.0957
NSR Baldwin 1,2 - NOX Rate Annual v3.1, Unit 4279 and retrofits | 933 | 1944 | Rate Constraint in lbs/MMBtu | FALSE | L | Annual | Qualifying Generation | TWh | 4.4076 | 4.4076 | 4.4076 | 4.4076 | 4.4076 | 4.2317 | 4.0957
NSR Baldwin 1,2 - NOX Rate Annual v3.1, Unit 4279 and retrofits | 933 | 1944 | Rate Constraint in lbs/MMBtu | FALSE | L | Annual | Rate | lb/MWh | 0.25433 | 0.25433 | 0.25433 | 0.25433 | 0.25433 | 0.25435 | 0.25436
NSR Baldwin 1,2 - NOX Rate Annual v3.1, Unit 4279 and retrofits | 933 | 1944 | Rate Constraint in lbs/MMBtu | FALSE | L | Annual | Constraint Shadow Price | US2011$/Ton | 0 | 0 | 0 | 0 | 0 | 0 | 0
NSR Baldwin 1-3 - SO2 Rate Annual v3.1, Unit 4239 and retrofits | 934 | 1861 | Rate Constraint in lbs/MMBtu | FALSE | L | Annual | Seasons Included | Seasons | Winter, Summer | Winter, Summer | Winter, Summer | Winter, Summer | Winter, Summer | Winter, Summer | Winter, Summer
NSR Baldwin 1-3 - SO2 Rate Annual v3.1, Unit 4239 and retrofits | 934 | 1861 | Rate Constraint in lbs/MMBtu | FALSE | L | Annual | Standard | lb/MMBtu | 0.1 | 0.1 | 0.1 | 0.1 | 0.1 | 0.1 | 0.1
NSR Baldwin 1-3 - SO2 Rate Annual v3.1, Unit 4239 and retrofits | 934 | 1861 | Rate Constraint in lbs/MMBtu | FALSE | L | Annual | Emissions at Affected Plants SO2 | Thousand Tons | 1.6114 | 1.4076 | 1.6114 | 1.5219 | 1.6114 | 1.4323 | 1.4076
NSR Baldwin 1-3 - SO2 Rate Annual v3.1, Unit 4239 and retrofits | 934 | 1861 | Rate Constraint in lbs/MMBtu | FALSE | L | Annual | Allowances Purchased SO2 | Thousand Tons | 0 | 0 | 0 | 0 | 0 | 0 | 0
NSR Baldwin 1-3 - SO2 Rate Annual v3.1, Unit 4239 and retrofits | 934 | 1861 | Rate Constraint in lbs/MMBtu | FALSE | L | Annual | Allowances Sold SO2 | Thousand Tons | 0 | 0 | 0 | 0 | 0 | 0 | 0
NSR Baldwin 1-3 - SO2 Rate Annual v3.1, Unit 4239 and retrofits | 934 | 1861 | Rate Constraint in lbs/MMBtu | FALSE | L | Annual | Allowances Banked | Thousand Tons | 0 | 0 | 0 | 0 | 0 | 0 | 0
NSR Baldwin 1-3 - SO2 Rate Annual v3.1, Unit 4239 and retrofits | 934 | 1861 | Rate Constraint in lbs/MMBtu | FALSE | L | Annual | Allowances Withdrawn (1:1) | Thousand Tons | 0 | 0 | 0 | 0 | 0 | 0 | 0
NSR Baldwin 1-3 - SO2 Rate Annual v3.1, Unit 4239 and retrofits | 934 | 1861 | Rate Constraint in lbs/MMBtu | FALSE | L | Annual | Allowances Withdrawn (n:1) | Thousand Tons | 0 | 0 | 0 | 0 | 0 | 0 | 0
NSR Baldwin 1-3 - SO2 Rate Annual v3.1, Unit 4239 and retrofits | 934 | 1861 | Rate Constraint in lbs/MMBtu | FALSE | L | Annual | Net Emissions Allowance Position | Thousand Tons | 1.6114 | 1.4076 | 1.6114 | 1.5219 | 1.6114 | 1.4323 | 1.4076
NSR Baldwin 1-3 - SO2 Rate Annual v3.1, Unit 4239 and retrofits | 934 | 1861 | Rate Constraint in lbs/MMBtu | FALSE | L | Annual | Fuel Consumed | TBtu | 43.0396 | 37.5355 | 43.0396 | 40.6487 | 43.0396 | 38.2545 | 37.5951
NSR Baldwin 1-3 - SO2 Rate Annual v3.1, Unit 4239 and retrofits | 934 | 1861 | Rate Constraint in lbs/MMBtu | FALSE | L | Annual | Rate | lb/MMBtu | 0.074881 | 0.075 | 0.074881 | 0.074881 | 0.074881 | 0.074881 | 0.074881
NSR Baldwin 1-3 - SO2 Rate Annual v3.1, Unit 4239 and retrofits | 934 | 1861 | Rate Constraint in lbs/MMBtu | FALSE | L | Annual | Generation | TWh | 4.2042 | 3.6724 | 4.2042 | 3.9707 | 4.2042 | 3.7368 | 3.6724
NSR Baldwin 1-3 - SO2 Rate Annual v3.1, Unit 4239 and retrofits | 934 | 1861 | Rate Constraint in lbs/MMBtu | FALSE | L | Annual | Qualifying Generation | TWh | 4.2042 | 3.6724 | 4.2042 | 3.9707 | 4.2042 | 3.7368 | 3.6724
NSR Baldwin 1-3 - SO2 Rate Annual v3.1, Unit 4239 and retrofits | 934 | 1861 | Rate Constraint in lbs/MMBtu | FALSE | L | Annual | Rate | lb/MWh | 0.38329 | 0.38329 | 0.38329 | 0.38329 | 0.38329 | 0.38329 | 0.38329
NSR Baldwin 1-3 - SO2 Rate Annual v3.1, Unit 4239 and retrofits | 934 | 1861 | Rate Constraint in lbs/MMBtu | FALSE | L | Annual | Constraint Shadow Price | US2011$/Ton | 0 | 0 | 0 | 0 | 0 | 0 | 0
NSR Baldwin 1-3 - SO2 Rate Annual v3.1, Unit 4240 and retrofits | 935 | 1861 | Rate Constraint in lbs/MMBtu | FALSE | L | Annual | Seasons Included | Seasons | Winter, Summer | Winter, Summer | Winter, Summer | Winter, Summer | Winter, Summer | Winter, Summer | Winter, Summer
NSR Baldwin 1-3 - SO2 Rate Annual v3.1, Unit 4240 and retrofits | 935 | 1861 | Rate Constraint in lbs/MMBtu | FALSE | L | Annual | Standard | lb/MMBtu | 0.1 | 0.1 | 0.1 | 0.1 | 0.1 | 0.1 | 0.1
NSR Baldwin 1-3 - SO2 Rate Annual v3.1, Unit 4240 and retrofits | 935 | 1861 | Rate Constraint in lbs/MMBtu | FALSE | L | Annual | Emissions at Affected Plants SO2 | Thousand Tons | 1.6169 | 1.6045 | 1.6169 | 1.6049 | 1.6169 | 1.5022 | 1.4124
NSR Baldwin 1-3 - SO2 Rate Annual v3.1, Unit 4240 and retrofits | 935 | 1861 | Rate Constraint in lbs/MMBtu | FALSE | L | Annual | Allowances Purchased SO2 | Thousand Tons | 0 | 0 | 0 | 0 | 0 | 0 | 0
NSR Baldwin 1-3 - SO2 Rate Annual v3.1, Unit 4240 and retrofits | 935 | 1861 | Rate Constraint in lbs/MMBtu | FALSE | L | Annual | Allowances Sold SO2 | Thousand Tons | 0 | 0 | 0 | 0 | 0 | 0 | 0
NSR Baldwin 1-3 - SO2 Rate Annual v3.1, Unit 4240 and retrofits | 935 | 1861 | Rate Constraint in lbs/MMBtu | FALSE | L | Annual | Allowances Banked | Thousand Tons | 0 | 0 | 0 | 0 | 0 | 0 | 0
NSR Baldwin 1-3 - SO2 Rate Annual v3.1, Unit 4240 and retrofits | 935 | 1861 | Rate Constraint in lbs/MMBtu | FALSE | L | Annual | Allowances Withdrawn (1:1) | Thousand Tons | 0 | 0 | 0 | 0 | 0 | 0 | 0
NSR Baldwin 1-3 - SO2 Rate Annual v3.1, Unit 4240 and retrofits | 935 | 1861 | Rate Constraint in lbs/MMBtu | FALSE | L | Annual | Allowances Withdrawn (n:1) | Thousand Tons | 0 | 0 | 0 | 0 | 0 | 0 | 0
NSR Baldwin 1-3 - SO2 Rate Annual v3.1, Unit 4240 and retrofits | 935 | 1861 | Rate Constraint in lbs/MMBtu | FALSE | L | Annual | Net Emissions Allowance Position | Thousand Tons | 1.6169 | 1.6045 | 1.6169 | 1.6049 | 1.6169 | 1.5022 | 1.4124
NSR Baldwin 1-3 - SO2 Rate Annual v3.1, Unit 4240 and retrofits | 935 | 1861 | Rate Constraint in lbs/MMBtu | FALSE | L | Annual | Fuel Consumed | TBtu | 43.186 | 42.7875 | 43.186 | 42.864 | 43.186 | 40.122 | 37.723
NSR Baldwin 1-3 - SO2 Rate Annual v3.1, Unit 4240 and retrofits | 935 | 1861 | Rate Constraint in lbs/MMBtu | FALSE | L | Annual | Rate | lb/MMBtu | 0.074881 | 0.075 | 0.074881 | 0.074881 | 0.074881 | 0.074881 | 0.074881
NSR Baldwin 1-3 - SO2 Rate Annual v3.1, Unit 4240 and retrofits | 935 | 1861 | Rate Constraint in lbs/MMBtu | FALSE | L | Annual | Generation | TWh | 4.2401 | 4.2076 | 4.2401 | 4.2085 | 4.2401 | 3.9393 | 3.7037
NSR Baldwin 1-3 - SO2 Rate Annual v3.1, Unit 4240 and retrofits | 935 | 1861 | Rate Constraint in lbs/MMBtu | FALSE | L | Annual | Qualifying Generation | TWh | 4.2401 | 4.2076 | 4.2401 | 4.2085 | 4.2401 | 3.9393 | 3.7037
NSR Baldwin 1-3 - SO2 Rate Annual v3.1, Unit 4240 and retrofits | 935 | 1861 | Rate Constraint in lbs/MMBtu | FALSE | L | Annual | Rate | lb/MWh | 0.38134 | 0.38134 | 0.38134 | 0.38134 | 0.38134 | 0.38134 | 0.38134
NSR Baldwin 1-3 - SO2 Rate Annual v3.1, Unit 4240 and retrofits | 935 | 1861 | Rate Constraint in lbs/MMBtu | FALSE | L | Annual | Constraint Shadow Price | US2011$/Ton | 0 | 0 | 0 | 0 | 0 | 0 | 0
NSR Baldwin 1-3 - SO2 Rate Annual v3.1, Unit 4279 and retrofits | 936 | 1861 | Rate Constraint in lbs/MMBtu | FALSE | L | Annual | Seasons Included | Seasons | Winter, Summer | Winter, Summer | Winter, Summer | Winter, Summer | Winter, Summer | Winter, Summer | Winter, Summer
NSR Baldwin 1-3 - SO2 Rate Annual v3.1, Unit 4279 and retrofits | 936 | 1861 | Rate Constraint in lbs/MMBtu | FALSE | L | Annual | Standard | lb/MMBtu | 0.1 | 0.1 | 0.1 | 0.1 | 0.1 | 0.1 | 0.1
NSR Baldwin 1-3 - SO2 Rate Annual v3.1, Unit 4279 and retrofits | 936 | 1861 | Rate Constraint in lbs/MMBtu | FALSE | L | Annual | Emissions at Affected Plants SO2 | Thousand Tons | 1.7911 | 1.7911 | 1.7911 | 1.7911 | 1.7911 | 1.7196 | 1.9479
NSR Baldwin 1-3 - SO2 Rate Annual v3.1, Unit 4279 and retrofits | 936 | 1861 | Rate Constraint in lbs/MMBtu | FALSE | L | Annual | Allowances Purchased SO2 | Thousand Tons | 0 | 0 | 0 | 0 | 0 | 0 | 0
NSR Baldwin 1-3 - SO2 Rate Annual v3.1, Unit 4279 and retrofits | 936 | 1861 | Rate Constraint in lbs/MMBtu | FALSE | L | Annual | Allowances Sold SO2 | Thousand Tons | 0 | 0 | 0 | 0 | 0 | 0 | 0
NSR Baldwin 1-3 - SO2 Rate Annual v3.1, Unit 4279 and retrofits | 936 | 1861 | Rate Constraint in lbs/MMBtu | FALSE | L | Annual | Allowances Banked | Thousand Tons | 0 | 0 | 0 | 0 | 0 | 0 | 0
NSR Baldwin 1-3 - SO2 Rate Annual v3.1, Unit 4279 and retrofits | 936 | 1861 | Rate Constraint in lbs/MMBtu | FALSE | L | Annual | Allowances Withdrawn (1:1) | Thousand Tons | 0 | 0 | 0 | 0 | 0 | 0 | 0
NSR Baldwin 1-3 - SO2 Rate Annual v3.1, Unit 4279 and retrofits | 936 | 1861 | Rate Constraint in lbs/MMBtu | FALSE | L | Annual | Allowances Withdrawn (n:1) | Thousand Tons | 0 | 0 | 0 | 0 | 0 | 0 | 0
NSR Baldwin 1-3 - SO2 Rate Annual v3.1, Unit 4279 and retrofits | 936 | 1861 | Rate Constraint in lbs/MMBtu | FALSE | L | Annual | Net Emissions Allowance Position | Thousand Tons | 1.7911 | 1.7911 | 1.7911 | 1.7911 | 1.7911 | 1.7196 | 1.9479
NSR Baldwin 1-3 - SO2 Rate Annual v3.1, Unit 4279 and retrofits | 936 | 1861 | Rate Constraint in lbs/MMBtu | FALSE | L | Annual | Fuel Consumed | TBtu | 44.8488 | 44.7777 | 44.8488 | 44.8488 | 44.8488 | 43.0591 | 41.6754
NSR Baldwin 1-3 - SO2 Rate Annual v3.1, Unit 4279 and retrofits | 936 | 1861 | Rate Constraint in lbs/MMBtu | FALSE | L | Annual | Rate | lb/MMBtu | 0.079873 | 0.08 | 0.079873 | 0.079873 | 0.079873 | 0.079873 | 0.093481
NSR Baldwin 1-3 - SO2 Rate Annual v3.1, Unit 4279 and retrofits | 936 | 1861 | Rate Constraint in lbs/MMBtu | FALSE | L | Annual | Generation | TWh | 4.4076 | 4.4076 | 4.4076 | 4.4076 | 4.4076 | 4.2317 | 4.0957
NSR Baldwin 1-3 - SO2 Rate Annual v3.1, Unit 4279 and retrofits | 936 | 1861 | Rate Constraint in lbs/MMBtu | FALSE | L | Annual | Qualifying Generation | TWh | 4.4076 | 4.4076 | 4.4076 | 4.4076 | 4.4076 | 4.2317 | 4.0957
NSR Baldwin 1-3 - SO2 Rate Annual v3.1, Unit 4279 and retrofits | 936 | 1861 | Rate Constraint in lbs/MMBtu | FALSE | L | Annual | Rate | lb/MWh | 0.40637 | 0.40637 | 0.40637 | 0.40637 | 0.40637 | 0.40637 | 0.4756
NSR Baldwin 1-3 - SO2 Rate Annual v3.1, Unit 4279 and retrofits | 936 | 1861 | Rate Constraint in lbs/MMBtu | FALSE | L | Annual | Constraint Shadow Price | US2011$/Ton | 0 | 0 | 0 | 0 | 0 | 0 | 0
NSR Big Bend 1-3 - NOX Rate Annual v5.14 | 937 | 6129 | Rate Constraint in lbs/MMBtu | FALSE | L | Annual | Seasons Included | Seasons | Winter, Summer | Winter, Summer | Winter, Summer | Winter, Summer | Winter, Summer | Winter, Summer | Winter, Summer
NSR Big Bend 1-3 - NOX Rate Annual v5.14 | 937 | 6129 | Rate Constraint in lbs/MMBtu | FALSE | L | Annual | Standard | lb/MMBtu | 0.12 | 0.12 | 0.12 | 0.12 | 0.12 | 0.12 | 0.12
NSR Big Bend 1-3 - NOX Rate Annual v5.14 | 937 | 6129 | Rate Constraint in lbs/MMBtu | FALSE | L | Annual | Emissions at Affected Plants NOX | Thousand Tons | 2.7858 | 3.372 | 3.8603 | 3.5849 | 3.8603 | 3.372 | 3.372
NSR Big Bend 1-3 - NOX Rate Annual v5.14 | 937 | 6129 | Rate Constraint in lbs/MMBtu | FALSE | L | Annual | Allowances Purchased NOX | Thousand Tons | 0 | 0 | 0 | 0 | 0 | 0 | 0
NSR Big Bend 1-3 - NOX Rate Annual v5.14 | 937 | 6129 | Rate Constraint in lbs/MMBtu | FALSE | L | Annual | Allowances Sold NOX | Thousand Tons | 0 | 0 | 0 | 0 | 0 | 0 | 0
NSR Big Bend 1-3 - NOX Rate Annual v5.14 | 937 | 6129 | Rate Constraint in lbs/MMBtu | FALSE | L | Annual | Allowances Banked | Thousand Tons | 0 | 0 | 0 | 0 | 0 | 0 | 0
NSR Big Bend 1-3 - NOX Rate Annual v5.14 | 937 | 6129 | Rate Constraint in lbs/MMBtu | FALSE | L | Annual | Allowances Withdrawn (1:1) | Thousand Tons | 0 | 0 | 0 | 0 | 0 | 0 | 0
NSR Big Bend 1-3 - NOX Rate Annual v5.14 | 937 | 6129 | Rate Constraint in lbs/MMBtu | FALSE | L | Annual | Allowances Withdrawn (n:1) | Thousand Tons | 0 | 0 | 0 | 0 | 0 | 0 | 0
NSR Big Bend 1-3 - NOX Rate Annual v5.14 | 937 | 6129 | Rate Constraint in lbs/MMBtu | FALSE | L | Annual | Net Emissions Allowance Position | Thousand Tons | 2.7858 | 3.372 | 3.8603 | 3.5849 | 3.8603 | 3.372 | 3.372
NSR Big Bend 1-3 - NOX Rate Annual v5.14 | 937 | 6129 | Rate Constraint in lbs/MMBtu | FALSE | L | Annual | Fuel Consumed | TBtu | 63.6576 | 77.0532 | 88.2121 | 81.9186 | 88.2121 | 77.194 | 77.194
NSR Big Bend 1-3 - NOX Rate Annual v5.14 | 937 | 6129 | Rate Constraint in lbs/MMBtu | FALSE | L | Annual | Rate | lb/MMBtu | 0.087524 | 0.087524 | 0.087524 | 0.087524 | 0.087524 | 0.087364 | 0.087364
NSR Big Bend 1-3 - NOX Rate Annual v5.14 | 937 | 6129 | Rate Constraint in lbs/MMBtu | FALSE | L | Annual | Generation | TWh | 6.0567 | 7.3312 | 8.3929 | 7.7941 | 8.3929 | 7.3312 | 7.3312
NSR Big Bend 1-3 - NOX Rate Annual v5.14 | 937 | 6129 | Rate Constraint in lbs/MMBtu | FALSE | L | Annual | Qualifying Generation | TWh | 6.0567 | 7.3312 | 8.3929 | 7.7941 | 8.3929 | 7.3312 | 7.3312
NSR Big Bend 1-3 - NOX Rate Annual v5.14 | 937 | 6129 | Rate Constraint in lbs/MMBtu | FALSE | L | Annual | Rate | lb/MWh | 0.45995 | 0.45995 | 0.45995 | 0.45995 | 0.45995 | 0.45995 | 0.45995
NSR Big Bend 1-3 - NOX Rate Annual v5.14 | 937 | 6129 | Rate Constraint in lbs/MMBtu | FALSE | L | Annual | Constraint Shadow Price | US2011$/Ton | 0 | 0 | 0 | 0 | 0 | 0 | 0
NSR Big Cajun 2- NOx Cap Annual v5.13 | 938 | 5998 | Rate Constraint in MTons | FALSE | L | Annual | Seasons Included | Seasons | Winter, Summer | Winter, Summer | Winter, Summer | Winter, Summer | Winter, Summer | Winter, Summer | Winter, Summer
NSR Big Cajun 2- NOx Cap Annual v5.13 | 938 | 5998 | Rate Constraint in MTons | FALSE | L | Annual | Standard | Thousand Tons | 8.95 | 8.95 | 8.95 | 8.95 | 8.95 | 8.95 | 8.95
NSR Big Cajun 2- NOx Cap Annual v5.13 | 938 | 5998 | Rate Constraint in MTons | FALSE | L | Annual | Standard NOX | Thousand Tons | 8.95 | 8.95 | 8.95 | 8.95 | 8.95 | 8.95 | 8.95
NSR Big Cajun 2- NOx Cap Annual v5.13 | 938 | 5998 | Rate Constraint in MTons | FALSE | L | Annual | Emissions at Affected Plants NOX | Thousand Tons | 0 | 0 | 0 | 0 | 0 | 0 | 0
NSR Big Cajun 2- NOx Cap Annual v5.13 | 938 | 5998 | Rate Constraint in MTons | FALSE | L | Annual | Allowances Purchased NOX | Thousand Tons | 0 | 0 | 0 | 0 | 0 | 0 | 0
NSR Big Cajun 2- NOx Cap Annual v5.13 | 938 | 5998 | Rate Constraint in MTons | FALSE | L | Annual | Allowances Sold NOX | Thousand Tons | 0 | 0 | 0 | 0 | 0 | 0 | 0
NSR Big Cajun 2- NOx Cap Annual v5.13 | 938 | 5998 | Rate Constraint in MTons | FALSE | L | Annual | Allowances Banked | Thousand Tons | 0 | 0 | 0 | 0 | 0 | 0 | 0
NSR Big Cajun 2- NOx Cap Annual v5.13 | 938 | 5998 | Rate Constraint in MTons | FALSE | L | Annual | Allowances Withdrawn (1:1) | Thousand Tons | 0 | 0 | 0 | 0 | 0 | 0 | 0
NSR Big Cajun 2- NOx Cap Annual v5.13 | 938 | 5998 | Rate Constraint in MTons | FALSE | L | Annual | Allowances Withdrawn (n:1) | Thousand Tons | 0 | 0 | 0 | 0 | 0 | 0 | 0
NSR Big Cajun 2- NOx Cap Annual v5.13 | 938 | 5998 | Rate Constraint in MTons | FALSE | L | Annual | Net Emissions Allowance Position | Thousand Tons | 0 | 0 | 0 | 0 | 0 | 0 | 0
NSR Big Cajun 2- NOx Cap Annual v5.13 | 938 | 5998 | Rate Constraint in MTons | FALSE | L | Annual | Fuel Consumed | TBtu | 0 | 0 | 0 | 0 | 0 | 0 | 0
NSR Big Cajun 2- NOx Cap Annual v5.13 | 938 | 5998 | Rate Constraint in MTons | FALSE | L | Annual | Rate | lb/MMBtu | 0 | 0 | 0 | 0 | 0 | 0 | 0
NSR Big Cajun 2- NOx Cap Annual v5.13 | 938 | 5998 | Rate Constraint in MTons | FALSE | L | Annual | Generation | TWh | 0 | 0 | 0 | 0 | 0 | 0 | 0
NSR Big Cajun 2- NOx Cap Annual v5.13 | 938 | 5998 | Rate Constraint in MTons | FALSE | L | Annual | Qualifying Generation | TWh | 0 | 0 | 0 | 0 | 0 | 0 | 0
NSR Big Cajun 2- NOx Cap Annual v5.13 | 938 | 5998 | Rate Constraint in MTons | FALSE | L | Annual | Rate | lb/MWh | 0 | 0 | 0 | 0 | 0 | 0 | 0
NSR Big Cajun 2- NOx Cap Annual v5.13 | 938 | 5998 | Rate Constraint in MTons | FALSE | L | Annual | Constraint Shadow Price | US2011$/Ton | 0 | 0 | 0 | 0 | 0 | 0 | 0
NSR Big Cajun 2- SO2 Cap Annual v5.13 | 939 | 5999 | Rate Constraint in MTons | FALSE | L | Annual | Seasons Included | Seasons | Winter, Summer | Winter, Summer | Winter, Summer | Winter, Summer | Winter, Summer | Winter, Summer | Winter, Summer
NSR Big Cajun 2- SO2 Cap Annual v5.13 | 939 | 5999 | Rate Constraint in MTons | FALSE | L | Annual | Standard | Thousand Tons | 18.95 | 18.95 | 18.95 | 18.95 | 18.95 | 18.95 | 18.95
NSR Big Cajun 2- SO2 Cap Annual v5.13 | 939 | 5999 | Rate Constraint in MTons | FALSE | L | Annual | Standard SO2 | Thousand Tons | 18.95 | 18.95 | 18.95 | 18.95 | 18.95 | 18.95 | 18.95
NSR Big Cajun 2- SO2 Cap Annual v5.13 | 939 | 5999 | Rate Constraint in MTons | FALSE | L | Annual | Emissions at Affected Plants SO2 | Thousand Tons | 0 | 0 | 0 | 0 | 0 | 0 | 0
NSR Big Cajun 2- SO2 Cap Annual v5.13 | 939 | 5999 | Rate Constraint in MTons | FALSE | L | Annual | Allowances Purchased SO2 | Thousand Tons | 0 | 0 | 0 | 0 | 0 | 0 | 0
NSR Big Cajun 2- SO2 Cap Annual v5.13 | 939 | 5999 | Rate Constraint in MTons | FALSE | L | Annual | Allowances Sold SO2 | Thousand Tons | 0 | 0 | 0 | 0 | 0 | 0 | 0
NSR Big Cajun 2- SO2 Cap Annual v5.13 | 939 | 5999 | Rate Constraint in MTons | FALSE | L | Annual | Allowances Banked | Thousand Tons | 0 | 0 | 0 | 0 | 0 | 0 | 0
NSR Big Cajun 2- SO2 Cap Annual v5.13 | 939 | 5999 | Rate Constraint in MTons | FALSE | L | Annual | Allowances Withdrawn (1:1) | Thousand Tons | 0 | 0 | 0 | 0 | 0 | 0 | 0
NSR Big Cajun 2- SO2 Cap Annual v5.13 | 939 | 5999 | Rate Constraint in MTons | FALSE | L | Annual | Allowances Withdrawn (n:1) | Thousand Tons | 0 | 0 | 0 | 0 | 0 | 0 | 0
NSR Big Cajun 2- SO2 Cap Annual v5.13 | 939 | 5999 | Rate Constraint in MTons | FALSE | L | Annual | Net Emissions Allowance Position | Thousand Tons | 0 | 0 | 0 | 0 | 0 | 0 | 0
NSR Big Cajun 2- SO2 Cap Annual v5.13 | 939 | 5999 | Rate Constraint in MTons | FALSE | L | Annual | Fuel Consumed | TBtu | 0 | 0 | 0 | 0 | 0 | 0 | 0
NSR Big Cajun 2- SO2 Cap Annual v5.13 | 939 | 5999 | Rate Constraint in MTons | FALSE | L | Annual | Rate | lb/MMBtu | 0 | 0 | 0 | 0 | 0 | 0 | 0
NSR Big Cajun 2- SO2 Cap Annual v5.13 | 939 | 5999 | Rate Constraint in MTons | FALSE | L | Annual | Generation | TWh | 0 | 0 | 0 | 0 | 0 | 0 | 0
NSR Big Cajun 2- SO2 Cap Annual v5.13 | 939 | 5999 | Rate Constraint in MTons | FALSE | L | Annual | Qualifying Generation | TWh | 0 | 0 | 0 | 0 | 0 | 0 | 0
NSR Big Cajun 2- SO2 Cap Annual v5.13 | 939 | 5999 | Rate Constraint in MTons | FALSE | L | Annual | Rate | lb/MWh | 0 | 0 | 0 | 0 | 0 | 0 | 0
NSR Big Cajun 2- SO2 Cap Annual v5.13 | 939 | 5999 | Rate Constraint in MTons | FALSE | L | Annual | Constraint Shadow Price | US2011$/Ton | 0 | 0 | 0 | 0 | 0 | 0 | 0
NSR Big Cajun 2- Unit 1 - Hg Rate Annual v5.13 | 940 | 5955 | Rate Constraint in lbs/MMBtu | FALSE | L | Annual | Seasons Included | Seasons | Winter, Summer | Winter, Summer | Winter, Summer | Winter, Summer | Winter, Summer | Winter, Summer | Winter, Summer
NSR Big Cajun 2- Unit 1 - Hg Rate Annual v5.13 | 940 | 5955 | Rate Constraint in lbs/MMBtu | FALSE | L | Annual | Standard | lb/MMBtu | 0.03 | 0.03 | 0.03 | 0.03 | 0.03 | 0.03 | 0.03
NSR Big Cajun 2- Unit 1 - Hg Rate Annual v5.13 | 940 | 5955 | Rate Constraint in lbs/MMBtu | FALSE | L | Annual | Emissions at Affected Plants MER | lbs | 0 | 0 | 0 | 0 | 0 | 0 | 0
NSR Big Cajun 2- Unit 1 - Hg Rate Annual v5.13 | 940 | 5955 | Rate Constraint in lbs/MMBtu | FALSE | L | Annual | Allowances Purchased MER | lbs | 0 | 0 | 0 | 0 | 0 | 0 | 0
NSR Big Cajun 2- Unit 1 - Hg Rate Annual v5.13 | 940 | 5955 | Rate Constraint in lbs/MMBtu | FALSE | L | Annual | Allowances Sold MER | lbs | 0 | 0 | 0 | 0 | 0 | 0 | 0
NSR Big Cajun 2- Unit 1 - Hg Rate Annual v5.13 | 940 | 5955 | Rate Constraint in lbs/MMBtu | FALSE | L | Annual | Allowances Banked | lbs | 0 | 0 | 0 | 0 | 0 | 0 | 0
NSR Big Cajun 2- Unit 1 - Hg Rate Annual v5.13 | 940 | 5955 | Rate Constraint in lbs/MMBtu | FALSE | L | Annual | Allowances Withdrawn (1:1) | lbs | 0 | 0 | 0 | 0 | 0 | 0 | 0
NSR Big Cajun 2- Unit 1 - Hg Rate Annual v5.13 | 940 | 5955 | Rate Constraint in lbs/MMBtu | FALSE | L | Annual | Allowances Withdrawn (n:1) | lbs | 0 | 0 | 0 | 0 | 0 | 0 | 0
NSR Big Cajun 2- Unit 1 - Hg Rate Annual v5.13 | 940 | 5955 | Rate Constraint in lbs/MMBtu | FALSE | L | Annual | Net Emissions Allowance Position | lbs | 0 | 0 | 0 | 0 | 0 | 0 | 0
NSR Big Cajun 2- Unit 1 - Hg Rate Annual v5.13 | 940 | 5955 | Rate Constraint in lbs/MMBtu | FALSE | L | Annual | Fuel Consumed | TBtu | 0 | 0 | 0 | 0 | 0 | 0 | 0
NSR Big Cajun 2- Unit 1 - Hg Rate Annual v5.13 | 940 | 5955 | Rate Constraint in lbs/MMBtu | FALSE | L | Annual | Rate | lb/MMBtu | 0 | 0 | 0 | 0 | 0 | 0 | 0
NSR Big Cajun 2- Unit 1 - Hg Rate Annual v5.13 | 940 | 5955 | Rate Constraint in lbs/MMBtu | FALSE | L | Annual | Generation | TWh | 0 | 0 | 0 | 0 | 0 | 0 | 0
NSR Big Cajun 2- Unit 1 - Hg Rate Annual v5.13 | 940 | 5955 | Rate Constraint in lbs/MMBtu | FALSE | L | Annual | Qualifying Generation | TWh | 0 | 0 | 0 | 0 | 0 | 0 | 0
NSR Big Cajun 2- Unit 1 - Hg Rate Annual v5.13 | 940 | 5955 | Rate Constraint in lbs/MMBtu | FALSE | L | Annual | Rate | lb/MWh | 0 | 0 | 0 | 0 | 0 | 0 | 0
NSR Big Cajun 2- Unit 1 - Hg Rate Annual v5.13 | 940 | 5955 | Rate Constraint in lbs/MMBtu | FALSE | L | Annual | Constraint Shadow Price | US2011$/Lb | 0 | 0 | 0 | 0 | 0 | 0 | 0
NSR Big Cajun 2- Unit 1 - NOx Rate Annual v5.13 | 941 | 5954 | Rate Constraint in lbs/MMBtu | FALSE | L | Annual | Seasons Included | Seasons | Winter, Summer | Winter, Summer | Winter, Summer | Winter, Summer | Winter, Summer | Winter, Summer | Winter, Summer
NSR Big Cajun 2- Unit 1 - NOx Rate Annual v5.13 | 941 | 5954 | Rate Constraint in lbs/MMBtu | FALSE | L | Annual | Standard | lb/MMBtu | 0.15 | 0.15 | 0.15 | 0.15 | 0.15 | 0.15 | 0.15
NSR Big Cajun 2- Unit 1 - NOx Rate Annual v5.13 | 941 | 5954 | Rate Constraint in lbs/MMBtu | FALSE | L | Annual | Emissions at Affected Plants NOX | Thousand Tons | 0 | 0 | 0 | 0 | 0 | 0 | 0
NSR Big Cajun 2- Unit 1 - NOx Rate Annual v5.13 | 941 | 5954 | Rate Constraint in lbs/MMBtu | FALSE | L | Annual | Allowances Purchased NOX | Thousand Tons | 0 | 0 | 0 | 0 | 0 | 0 | 0
NSR Big Cajun 2- Unit 1 - NOx Rate Annual v5.13 | 941 | 5954 | Rate Constraint in lbs/MMBtu | FALSE | L | Annual | Allowances Sold NOX | Thousand Tons | 0 | 0 | 0 | 0 | 0 | 0 | 0
NSR Big Cajun 2- Unit 1 - NOx Rate Annual v5.13 | 941 | 5954 | Rate Constraint in lbs/MMBtu | FALSE | L | Annual | Allowances Banked | Thousand Tons | 0 | 0 | 0 | 0 | 0 | 0 | 0
NSR Big Cajun 2- Unit 1 - NOx Rate Annual v5.13 | 941 | 5954 | Rate Constraint in lbs/MMBtu | FALSE | L | Annual | Allowances Withdrawn (1:1) | Thousand Tons | 0 | 0 | 0 | 0 | 0 | 0 | 0
NSR Big Cajun 2- Unit 1 - NOx Rate Annual v5.13 | 941 | 5954 | Rate Constraint in lbs/MMBtu | FALSE | L | Annual | Allowances Withdrawn (n:1) | Thousand Tons | 0 | 0 | 0 | 0 | 0 | 0 | 0
NSR Big Cajun 2- Unit 1 - NOx Rate Annual v5.13 | 941 | 5954 | Rate Constraint in lbs/MMBtu | FALSE | L | Annual | Net Emissions Allowance Position | Thousand Tons | 0 | 0 | 0 | 0 | 0 | 0 | 0
NSR Big Cajun 2- Unit 1 - NOx Rate Annual v5.13 | 941 | 5954 | Rate Constraint in lbs/MMBtu | FALSE | L | Annual | Fuel Consumed | TBtu | 0 | 0 | 0 | 0 | 0 | 0 | 0
NSR Big Cajun 2- Unit 1 - NOx Rate Annual v5.13 | 941 | 5954 | Rate Constraint in lbs/MMBtu | FALSE | L | Annual | Rate | lb/MMBtu | 0 | 0 | 0 | 0 | 0 | 0 | 0
NSR Big Cajun 2- Unit 1 - NOx Rate Annual v5.13 | 941 | 5954 | Rate Constraint in lbs/MMBtu | FALSE | L | Annual | Generation | TWh | 0 | 0 | 0 | 0 | 0 | 0 | 0
NSR Big Cajun 2- Unit 1 - NOx Rate Annual v5.13 | 941 | 5954 | Rate Constraint in lbs/MMBtu | FALSE | L | Annual | Qualifying Generation | TWh | 0 | 0 | 0 | 0 | 0 | 0 | 0
NSR Big Cajun 2- Unit 1 - NOx Rate Annual v5.13 | 941 | 5954 | Rate Constraint in lbs/MMBtu | FALSE | L | Annual | Rate | lb/MWh | 0 | 0 | 0 | 0 | 0 | 0 | 0
NSR Big Cajun 2- Unit 1 - NOx Rate Annual v5.13 | 941 | 5954 | Rate Constraint in lbs/MMBtu | FALSE | L | Annual | Constraint Shadow Price | US2011$/Ton | 0 | 0 | 0 | 0 | 0 | 0 | 0
NSR Big Cajun 2- Unit 1 - SO2 Rate Annual v5.13 | 942 | 5953 | Rate Constraint in lbs/MMBtu | FALSE | L | Annual | Seasons Included | Seasons | Winter, Summer | Winter, Summer | Winter, Summer | Winter, Summer | Winter, Summer | Winter, Summer | Winter, Summer
NSR Big Cajun 2- Unit 1 - SO2 Rate Annual v5.13 | 942 | 5953 | Rate Constraint in lbs/MMBtu | FALSE | L | Annual | Standard | lb/MMBtu | 0.38 | 0.38 | 0.38 | 0.194 | 0.07 | 0.07 | 0.07
NSR Big Cajun 2- Unit 1 - SO2 Rate Annual v5.13 | 942 | 5953 | Rate Constraint in lbs/MMBtu | FALSE | L | Annual | Emissions at Affected Plants SO2 | Thousand Tons | 0 | 0 | 0 | 0 | 0 | 0 | 0
NSR Big Cajun 2- Unit 1 - SO2 Rate Annual v5.13 | 942 | 5953 | Rate Constraint in lbs/MMBtu | FALSE | L | Annual | Allowances Purchased SO2 | Thousand Tons | 0 | 0 | 0 | 0 | 0 | 0 | 0
NSR Big Cajun 2- Unit 1 - SO2 Rate Annual v5.13 | 942 | 5953 | Rate Constraint in lbs/MMBtu | FALSE | L | Annual | Allowances Sold SO2 | Thousand Tons | 0 | 0 | 0 | 0 | 0 | 0 | 0
NSR Big Cajun 2- Unit 1 - SO2 Rate Annual v5.13 | 942 | 5953 | Rate Constraint in lbs/MMBtu | FALSE | L | Annual | Allowances Banked | Thousand Tons | 0 | 0 | 0 | 0 | 0 | 0 | 0
NSR Big Cajun 2- Unit 1 - SO2 Rate Annual v5.13 | 942 | 5953 | Rate Constraint in lbs/MMBtu | FALSE | L | Annual | Allowances Withdrawn (1:1) | Thousand Tons | 0 | 0 | 0 | 0 | 0 | 0 | 0
NSR Big Cajun 2- Unit 1 - SO2 Rate Annual v5.13 | 942 | 5953 | Rate Constraint in lbs/MMBtu | FALSE | L | Annual | Allowances Withdrawn (n:1) | Thousand Tons | 0 | 0 | 0 | 0 | 0 | 0 | 0
NSR Big Cajun 2- Unit 1 - SO2 Rate Annual v5.13 | 942 | 5953 | Rate Constraint in lbs/MMBtu | FALSE | L | Annual | Net Emissions Allowance Position | Thousand Tons | 0 | 0 | 0 | 0 | 0 | 0 | 0
NSR Big Cajun 2- Unit 1 - SO2 Rate Annual v5.13 | 942 | 5953 | Rate Constraint in lbs/MMBtu | FALSE | L | Annual | Fuel Consumed | TBtu | 0 | 0 | 0 | 0 | 0 | 0 | 0
NSR Big Cajun 2- Unit 1 - SO2 Rate Annual v5.13 | 942 | 5953 | Rate Constraint in lbs/MMBtu | FALSE | L | Annual | Rate | lb/MMBtu | 0 | 0 | 0 | 0 | 0 | 0 | 0
NSR Big Cajun 2- Unit 1 - SO2 Rate Annual v5.13 | 942 | 5953 | Rate Constraint in lbs/MMBtu | FALSE | L | Annual | Generation | TWh | 0 | 0 | 0 | 0 | 0 | 0 | 0
NSR Big Cajun 2- Unit 1 - SO2 Rate Annual v5.13 | 942 | 5953 | Rate Constraint in lbs/MMBtu | FALSE | L | Annual | Qualifying Generation | TWh | 0 | 0 | 0 | 0 | 0 | 0 | 0
NSR Big Cajun 2- Unit 1 - SO2 Rate Annual v5.13 | 942 | 5953 | Rate Constraint in lbs/MMBtu | FALSE | L | Annual | Rate | lb/MWh | 0 | 0 | 0 | 0 | 0 | 0 | 0
NSR Big Cajun 2- Unit 1 - SO2 Rate Annual v5.13 | 942 | 5953 | Rate Constraint in lbs/MMBtu | FALSE | L | Annual | Constraint Shadow Price | US2011$/Ton | 0 | 0 | 0 | 0 | 45056.8058 | 27789.2828 | 40781.6531
NSR Big Cajun 2- Unit 3 - Hg Rate Annual v5.13 | 943 | 6029 | Rate Constraint in lbs/MMBtu | FALSE | L | Annual | Seasons Included | Seasons | Winter, Summer | Winter, Summer | Winter, Summer | Winter, Summer | Winter, Summer | Winter, Summer | Winter, Summer
NSR Big Cajun 2- Unit 3 - Hg Rate Annual v5.13 | 943 | 6029 | Rate Constraint in lbs/MMBtu | FALSE | L | Annual | Standard | lb/MMBtu | 0.03 | 0.03 | 0.03 | 0.03 | 0.03 | 0.03 | 0.03
NSR Big Cajun 2- Unit 3 - Hg Rate Annual v5.13 | 943 | 6029 | Rate Constraint in lbs/MMBtu | FALSE | L | Annual | Emissions at Affected Plants MER | lbs | 0 | 0 | 0 | 0 | 0 | 0 | 0
NSR Big Cajun 2- Unit 3 - Hg Rate Annual v5.13 | 943 | 6029 | Rate Constraint in lbs/MMBtu | FALSE | L | Annual | Allowances Purchased MER | lbs | 0 | 0 | 0 | 0 | 0 | 0 | 0
NSR Big Cajun 2- Unit 3 - Hg Rate Annual v5.13 | 943 | 6029 | Rate Constraint in lbs/MMBtu | FALSE | L | Annual | Allowances Sold MER | lbs | 0 | 0 | 0 | 0 | 0 | 0 | 0
NSR Big Cajun 2- Unit 3 - Hg Rate Annual v5.13 | 943 | 6029 | Rate Constraint in lbs/MMBtu | FALSE | L | Annual | Allowances Banked | lbs | 0 | 0 | 0 | 0 | 0 | 0 | 0
NSR Big Cajun 2- Unit 3 - Hg Rate Annual v5.13 | 943 | 6029 | Rate Constraint in lbs/MMBtu | FALSE | L | Annual | Allowances Withdrawn (1:1) | lbs | 0 | 0 | 0 | 0 | 0 | 0 | 0
NSR Big Cajun 2- Unit 3 - Hg Rate Annual v5.13 | 943 | 6029 | Rate Constraint in lbs/MMBtu | FALSE | L | Annual | Allowances Withdrawn (n:1) | lbs | 0 | 0 | 0 | 0 | 0 | 0 | 0
NSR Big Cajun 2- Unit 3 - Hg Rate Annual v5.13 | 943 | 6029 | Rate Constraint in lbs/MMBtu | FALSE | L | Annual | Net Emissions Allowance Position | lbs | 0 | 0 | 0 | 0 | 0 | 0 | 0
NSR Big Cajun 2- Unit 3 - Hg Rate Annual v5.13 | 943 | 6029 | Rate Constraint in lbs/MMBtu | FALSE | L | Annual | Fuel Consumed | TBtu | 0 | 0 | 0 | 0 | 0 | 0 | 0
NSR Big Cajun 2- Unit 3 - Hg Rate Annual v5.13 | 943 | 6029 | Rate Constraint in lbs/MMBtu | FALSE | L | Annual | Rate | lb/MMBtu | 0 | 0 | 0 | 0 | 0 | 0 | 0
NSR Big Cajun 2- Unit 3 - Hg Rate Annual v5.13 | 943 | 6029 | Rate Constraint in lbs/MMBtu | FALSE | L | Annual | Generation | TWh | 0 | 0 | 0 | 0 | 0 | 0 | 0
NSR Big Cajun 2- Unit 3 - Hg Rate Annual v5.13 | 943 | 6029 | Rate Constraint in lbs/MMBtu | FALSE | L | Annual | Qualifying Generation | TWh | 0 | 0 | 0 | 0 | 0 | 0 | 0
NSR Big Cajun 2- Unit 3 - Hg Rate Annual v5.13 | 943 | 6029 | Rate Constraint in lbs/MMBtu | FALSE | L | Annual | Rate | lb/MWh | 0 | 0 | 0 | 0 | 0 | 0 | 0
NSR Big Cajun 2- Unit 3 - Hg Rate Annual v5.13 | 943 | 6029 | Rate Constraint in lbs/MMBtu | FALSE | L | Annual | Constraint Shadow Price | US2011$/Lb | 0 | 0 | 0 | 0 | 0 | 0 | 0
NSR Big Cajun 2- Unit 3 - NOx Rate Annual v5.13 | 944 | 5996 | Rate Constraint in lbs/MMBtu | FALSE | L | Annual | Seasons Included | Seasons | Winter, Summer | Winter, Summer | Winter, Summer | Winter, Summer | Winter, Summer | Winter, Summer | Winter, Summer
NSR Big Cajun 2- Unit 3 - NOx Rate Annual v5.13 | 944 | 5996 | Rate Constraint in lbs/MMBtu | FALSE | L | Annual | Standard | lb/MMBtu | 0.135 | 0.135 | 0.135 | 0.135 | 0.135 | 0.135 | 0.135
NSR Big Cajun 2- Unit 3 - NOx Rate Annual v5.13 | 944 | 5996 | Rate Constraint in lbs/MMBtu | FALSE | L | Annual | Emissions at Affected Plants NOX | Thousand Tons | 0 | 0 | 0 | 0 | 0 | 0 | 0
NSR Big Cajun 2- Unit 3 - NOx Rate Annual v5.13 | 944 | 5996 | Rate Constraint in lbs/MMBtu | FALSE | L | Annual | Allowances Purchased NOX | Thousand Tons | 0 | 0 | 0 | 0 | 0 | 0 | 0
NSR Big Cajun 2- Unit 3 - NOx Rate Annual v5.13 | 944 | 5996 | Rate Constraint in lbs/MMBtu | FALSE | L | Annual | Allowances Sold NOX | Thousand Tons | 0 | 0 | 0 | 0 | 0 | 0 | 0
NSR Big Cajun 2- Unit 3 - NOx Rate Annual v5.13 | 944 | 5996 | Rate Constraint in lbs/MMBtu | FALSE | L | Annual | Allowances Banked | Thousand Tons | 0 | 0 | 0 | 0 | 0 | 0 | 0
NSR Big Cajun 2- Unit 3 - NOx Rate Annual v5.13 | 944 | 5996 | Rate Constraint in lbs/MMBtu | FALSE | L | Annual | Allowances Withdrawn (1:1) | Thousand Tons | 0 | 0 | 0 | 0 | 0 | 0 | 0
NSR Big Cajun 2- Unit 3 - NOx Rate Annual v5.13 | 944 | 5996 | Rate Constraint in lbs/MMBtu | FALSE | L | Annual | Allowances Withdrawn (n:1) | Thousand Tons | 0 | 0 | 0 | 0 | 0 | 0 | 0
NSR Big Cajun 2- Unit 3 - NOx Rate Annual v5.13 | 944 | 5996 | Rate Constraint in lbs/MMBtu | FALSE | L | Annual | Net Emissions Allowance Position | Thousand Tons | 0 | 0 | 0 | 0 | 0 | 0 | 0
NSR Big Cajun 2- Unit 3 - NOx Rate Annual v5.13 | 944 | 5996 | Rate Constraint in lbs/MMBtu | FALSE | L | Annual | Fuel Consumed | TBtu | 0 | 0 | 0 | 0 | 0 | 0 | 0
NSR Big Cajun 2- Unit 3 - NOx Rate Annual v5.13 | 944 | 5996 | Rate Constraint in lbs/MMBtu | FALSE | L | Annual | Rate | lb/MMBtu | 0 | 0 | 0 | 0 | 0 | 0 | 0
NSR Big Cajun 2- Unit 3 - NOx Rate Annual v5.13 | 944 | 5996 | Rate Constraint in lbs/MMBtu | FALSE | L | Annual | Generation | TWh | 0 | 0 | 0 | 0 | 0 | 0 | 0
NSR Big Cajun 2- Unit 3 - NOx Rate Annual v5.13 | 944 | 5996 | Rate Constraint in lbs/MMBtu | FALSE | L | Annual | Qualifying Generation | TWh | 0 | 0 | 0 | 0 | 0 | 0 | 0
NSR Big Cajun 2- Unit 3 - NOx Rate Annual v5.13 | 944 | 5996 | Rate Constraint in lbs/MMBtu | FALSE | L | Annual | Rate | lb/MWh | 0 | 0 | 0 | 0 | 0 | 0 | 0
NSR Big Cajun 2- Unit 3 - NOx Rate Annual v5.13 | 944 | 5996 | Rate Constraint in lbs/MMBtu | FALSE | L | Annual | Constraint Shadow Price | US2011$/Ton | 0 | 0 | 0 | 0 | 0 | 0 | 0
NSR Boswell 1,2 - NOX Rate Annual v5.14 | 945 | 6132 | Rate Constraint in lbs/MMBtu | FALSE | L | Annual | Seasons Included | Seasons | Winter, Summer | Winter, Summer | Winter, Summer | Winter, Summer | Winter, Summer | Winter, Summer | Winter, Summer
NSR Boswell 1,2 - NOX Rate Annual v5.14 | 945 | 6132 | Rate Constraint in lbs/MMBtu | FALSE | L | Annual | Standard | lb/MMBtu | 0.2 | 0.2 | 0.2 | 0.2 | 0.2 | 0.2 | 0.2
NSR Boswell 1,2 - NOX Rate Annual v5.14 | 945 | 6132 | Rate Constraint in lbs/MMBtu | FALSE | L | Annual | Emissions at Affected Plants NOX | Thousand Tons | 0.0017808 | 0.0017808 | 0.001781 | 0.001781 | 0.001781 | 0.0017221 | 0.0018109
NSR Boswell 1,2 - NOX Rate Annual v5.14 | 945 | 6132 | Rate Constraint in lbs/MMBtu | FALSE | L | Annual | Allowances Purchased NOX | Thousand Tons | 0 | 0 | 0 | 0 | 0 | 0 | 0
NSR Boswell 1,2 - NOX Rate Annual v5.14 | 945 | 6132 | Rate Constraint in lbs/MMBtu | FALSE | L | Annual | Allowances Sold NOX | Thousand Tons | 0 | 0 | 0 | 0 | 0 | 0 | 0
NSR Boswell 1,2 - NOX Rate Annual v5.14 | 945 | 6132 | Rate Constraint in lbs/MMBtu | FALSE | L | Annual | Allowances Banked | Thousand Tons | 0 | 0 | 0 | 0 | 0 | 0 | 0
NSR Boswell 1,2 - NOX Rate Annual v5.14 | 945 | 6132 | Rate Constraint in lbs/MMBtu | FALSE | L | Annual | Allowances Withdrawn (1:1) | Thousand Tons | 0 | 0 | 0 | 0 | 0 | 0 | 0
NSR Boswell 1,2 - NOX Rate Annual v5.14 | 945 | 6132 | Rate Constraint in lbs/MMBtu | FALSE | L | Annual | Allowances Withdrawn (n:1) | Thousand Tons | 0 | 0 | 0 | 0 | 0 | 0 | 0
NSR Boswell 1,2 - NOX Rate Annual v5.14 | 945 | 6132 | Rate Constraint in lbs/MMBtu | FALSE | L | Annual | Net Emissions Allowance Position | Thousand Tons | 0.0017808 | 0.0017808 | 0.001781 | 0.001781 | 0.001781 | 0.0017221 | 0.0018109
NSR Boswell 1,2 - NOX Rate Annual v5.14 | 945 | 6132 | Rate Constraint in lbs/MMBtu | FALSE | L | Annual | Fuel Consumed | TBtu | 0.017808 | 0.017808 | 0.01781 | 0.01781 | 0.01781 | 0.017221 | 0.018109
NSR Boswell 1,2 - NOX Rate Annual v5.14 | 945 | 6132 | Rate Constraint in lbs/MMBtu | FALSE | L | Annual | Rate | lb/MMBtu | 0.2 | 0.2 | 0.2 | 0.2 | 0.2 | 0.2 | 0.2
NSR Boswell 1,2 - NOX Rate Annual v5.14 | 945 | 6132 | Rate Constraint in lbs/MMBtu | FALSE | L | Annual | Generation | TWh | 0.0016642 | 0.0016636 | 0.0016637 | 0.0016637 | 0.0016637 | 0.0016086 | 0.0016865
NSR Boswell 1,2 - NOX Rate Annual v5.14 | 945 | 6132 | Rate Constraint in lbs/MMBtu | FALSE | L | Annual | Qualifying Generation | TWh | 0.0016642 | 0.0016636 | 0.0016637 | 0.0016637 | 0.0016637 | 0.0016086 | 0.0016865
NSR Boswell 1,2 - NOX Rate Annual v5.14 | 945 | 6132 | Rate Constraint in lbs/MMBtu | FALSE | L | Annual | Rate | lb/MWh | 1.07 | 1.0705 | 1.0705 | 1.0705 | 1.0705 | 1.0705 | 1.0737
NSR Boswell 1,2 - NOX Rate Annual v5.14 | 945 | 6132 | Rate Constraint in lbs/MMBtu | FALSE | L | Annual | Constraint Shadow Price | US2011$/Ton | 20574.059 | 25052.6295 | 1257.3972 | 823.1122 | 554.1261 | 584.7379 | 662.7829
NSR Boswell 1-3 - SO2 Rate Annual v5.14 | 946 | 6130 | Rate Constraint in lbs/MMBtu | FALSE | L | Annual | Seasons Included | Seasons | Winter, Summer | Winter, Summer | Winter, Summer | Winter, Summer | Winter, Summer | Winter, Summer | Winter, Summer
NSR Boswell 1-3 - SO2 Rate Annual v5.14 | 946 | 6130 | Rate Constraint in lbs/MMBtu | FALSE | L | Annual | Standard | lb/MMBtu | 0 | 0 | 0.03 | 0.03 | 0.03 | 0.03 | 0.03
NSR Boswell 1-3 - SO2 Rate Annual v5.14 | 946 | 6130 | Rate Constraint in lbs/MMBtu | FALSE | L | Annual | Emissions at Affected Plants SO2 | Thousand Tons | 0 | 0 | 0.42242 | 0.42242 | 0.42242 | 0.42241 | 0.42242
NSR Boswell 1-3 - SO2 Rate Annual v5.14 | 946 | 6130 | Rate Constraint in lbs/MMBtu | FALSE | L | Annual | Allowances Purchased SO2 | Thousand Tons | 0 | 0 | 0 | 0 | 0 | 0 | 0
NSR Boswell 1-3 - SO2 Rate Annual v5.14 | 946 | 6130 | Rate Constraint in lbs/MMBtu | FALSE | L | Annual | Allowances Sold SO2 | Thousand Tons | 0 | 0 | 0 | 0 | 0 | 0 | 0
NSR Boswell 1-3 - SO2 Rate Annual v5.14 | 946 | 6130 | Rate Constraint in lbs/MMBtu | FALSE | L | Annual | Allowances Banked | Thousand Tons | 0 | 0 | 0 | 0 | 0 | 0 | 0
NSR Boswell 1-3 - SO2 Rate Annual v5.14 | 946 | 6130 | Rate Constraint in lbs/MMBtu | FALSE | L | Annual | Allowances Withdrawn (1:1) | Thousand Tons | 0 | 0 | 0 | 0 | 0 | 0 | 0
NSR Boswell 1-3 - SO2 Rate Annual v5.14 | 946 | 6130 | Rate Constraint in lbs/MMBtu | FALSE | L | Annual | Allowances Withdrawn (n:1) | Thousand Tons | 0 | 0 | 0 | 0 | 0 | 0 | 0
NSR Boswell 1-3 - SO2 Rate Annual v5.14 | 946 | 6130 | Rate Constraint in lbs/MMBtu | FALSE | L | Annual | Net Emissions Allowance Position | Thousand Tons | 0 | 0 | 0.42242 | 0.42242 | 0.42242 | 0.42241 | 0.42242
NSR Boswell 1-3 - SO2 Rate Annual v5.14 | 946 | 6130 | Rate Constraint in lbs/MMBtu | FALSE | L | Annual | Fuel Consumed | TBtu | 0 | 0 | 28.1612 | 28.1612 | 28.1612 | 28.1606 | 28.1615
NSR Boswell 1-3 - SO2 Rate Annual v5.14 | 946 | 6130 | Rate Constraint in lbs/MMBtu | FALSE | L | Annual | Rate | lb/MMBtu | 0 | 0 | 0.03 | 0.03 | 0.03 | 0.03 | 0.03
NSR Boswell 1-3 - SO2 Rate Annual v5.14 | 946 | 6130 | Rate Constraint in lbs/MMBtu | FALSE | L | Annual | Generation | TWh | 0 | 0 | 2.6637 | 2.6637 | 2.6637 | 2.6637 | 2.6638
NSR Boswell 1-3 - SO2 Rate Annual v5.14 | 946 | 6130 | Rate Constraint in lbs/MMBtu | FALSE | L | Annual | Qualifying Generation | TWh | 0 | 0 | 2.6637 | 2.6637 | 2.6637 | 2.6637 | 2.6638
NSR Boswell 1-3 - SO2 Rate Annual v5.14 | 946 | 6130 | Rate Constraint in lbs/MMBtu | FALSE | L | Annual | Rate | lb/MWh | 0 | 0 | 0.15858 | 0.15858 | 0.15858 | 0.15858 | 0.15858
NSR Boswell 1-3 - SO2 Rate Annual v5.14 | 946 | 6130 | Rate Constraint in lbs/MMBtu | FALSE | L | Annual | Constraint Shadow Price | US2011$/Ton | 0 | 0 | 5340.7952 | 4826.8239 | 6551.9521 | 3047.2982 | 958.2075
NSR Boswell 3 - NOX Rate Annual v5.14 | 947 | 6133 | Rate Constraint in lbs/MMBtu | FALSE | L | Annual | Seasons Included | Seasons | Winter, Summer | Winter, Summer | Winter, Summer | Winter, Summer | Winter, Summer | Winter, Summer | Winter, Summer
NSR Boswell 3 - NOX Rate Annual v5.14 | 947 | 6133 | Rate Constraint in lbs/MMBtu | FALSE | L | Annual | Standard | lb/MMBtu | 0.06 | 0.06 | 0.06 | 0.06 | 0.06 | 0.06 | 0.06
NSR Boswell 3 - NOX Rate Annual v5.14 | 947 | 6133 | Rate Constraint in lbs/MMBtu | FALSE | L | Annual | Emissions at Affected Plants NOX | Thousand Tons | 0.77563 | 1.8411 | 1.8411 | 1.8411 | 1.8411 | 1.8411 | 1.7869
NSR Boswell 3 - NOX Rate Annual v5.14 | 947 | 6133 | Rate Constraint in lbs/MMBtu | FALSE | L | Annual | Allowances Purchased NOX | Thousand Tons | 0 | 0 | 0 | 0 | 0 | 0 | 0
NSR Boswell 3 - NOX Rate Annual v5.14 | 947 | 6133 | Rate Constraint in lbs/MMBtu | FALSE | L | Annual | Allowances Sold NOX | Thousand Tons | 0 | 0 | 0 | 0 | 0 | 0 | 0
NSR Boswell 3 - NOX Rate Annual v5.14 | 947 | 6133 | Rate Constraint in lbs/MMBtu | FALSE | L | Annual | Allowances Banked | Thousand Tons | 0 | 0 | 0 | 0 | 0 | 0 | 0
NSR Boswell 3 - NOX Rate Annual v5.14 | 947 | 6133 | Rate Constraint in lbs/MMBtu | FALSE | L | Annual | Allowances Withdrawn (1:1) | Thousand Tons | 0 | 0 | 0 | 0 | 0 | 0 | 0
NSR Boswell 3 - NOX Rate Annual v5.14 | 947 | 6133 | Rate Constraint in lbs/MMBtu | FALSE | L | Annual | Allowances Withdrawn (n:1) | Thousand Tons | 0 | 0 | 0 | 0 | 0 | 0 | 0
NSR Boswell 3 - NOX Rate Annual v5.14 | 947 | 6133 | Rate Constraint in lbs/MMBtu | FALSE | L | Annual | Net Emissions Allowance Position | Thousand Tons | 0.77563 | 1.8411 | 1.8411 | 1.8411 | 1.8411 | 1.8411 | 1.7869
NSR Boswell 3 - NOX Rate Annual v5.14 | 947 | 6133 | Rate Constraint in lbs/MMBtu | FALSE | L | Annual | Fuel Consumed | TBtu | 28.1434 | 61.3694 | 61.3694 | 61.3694 | 61.3694 | 61.3694 | 59.5647
NSR Boswell 3 - NOX Rate Annual v5.14 | 947 | 6133 | Rate Constraint in lbs/MMBtu | FALSE | L | Annual | Rate | lb/MMBtu | 0.05512 | 0.06 | 0.06 | 0.06 | 0.06 | 0.06 | 0.06
NSR Boswell 3 - NOX Rate Annual v5.14 | 947 | 6133 | Rate Constraint in lbs/MMBtu | FALSE | L | Annual | Generation | TWh | 2.6621 | 5.6861 | 5.6861 | 5.6861 | 5.6861 | 5.6861 | 5.514
NSR Boswell 3 - NOX Rate Annual v5.14 | 947 | 6133 | Rate Constraint in lbs/MMBtu | FALSE | L | Annual | Qualifying Generation | TWh | 2.6621 | 5.6861 | 5.6861 | 5.6861 | 5.6861 | 5.6861 | 5.514
NSR Boswell 3 - NOX Rate Annual v5.14 | 947 | 6133 | Rate Constraint in lbs/MMBtu | FALSE | L | Annual | Rate | lb/MWh | 0.29136 | 0.32378 | 0.32378 | 0.32378 | 0.32378 | 0.32378 | 0.32408
NSR Boswell 3 - NOX Rate Annual v5.14 | 947 | 6133 | Rate Constraint in lbs/MMBtu | FALSE | L | Annual | Constraint Shadow Price | US2011$/Ton | 0 | 1273.3077 | 10960.3622 | 4392.6351 | 14955.5515 | 1334.7665 | 1385.4977
NSR Boswell 4 - NOX Rate Annual v5.14 | 948 | 6134 | Rate Constraint in lbs/MMBtu | FALSE | L | Annual | Seasons Included | Seasons | Winter, Summer | Winter, Summer | Winter, Summer | Winter, Summer | Winter, Summer | Winter, Summer | Winter, Summer
NSR Boswell 4 - NOX Rate Annual v5.14 | 948 | 6134 | Rate Constraint in lbs/MMBtu | FALSE | L | Annual | Standard | lb/MMBtu | 0.12 | 0.12 | 0.12 | 0.12 | 0.12 | 0.12 | 0.12
NSR Boswell 4 - NOX Rate Annual v5.14 | 948 | 6134 | Rate Constraint in lbs/MMBtu | FALSE | L | Annual | Emissions at Affected Plants NOX | Thousand Tons | 0 | 1.0655 | 1.0655 | 1.0655 | 1.0655 | 1.0655 | 1.0113
NSR Boswell 4 - NOX Rate Annual v5.14 | 948 | 6134 | Rate Constraint in lbs/MMBtu | FALSE | L | Annual | Allowances Purchased NOX | Thousand Tons | 0 | 0 | 0 | 0 | 0 | 0 | 0
NSR Boswell 4 - NOX Rate Annual v5.14 | 948 | 6134 | Rate Constraint in lbs/MMBtu | FALSE | L | Annual | Allowances Sold NOX | Thousand Tons | 0 | 0 | 0 | 0 | 0 | 0 | 0
NSR Boswell 4 - NOX Rate Annual v5.14 | 948 | 6134 | Rate Constraint in lbs/MMBtu | FALSE | L | Annual | Allowances Banked | Thousand Tons | 0 | 0 | 0 | 0 | 0 | 0 | 0
NSR Boswell 4 - NOX Rate Annual v5.14 | 948 | 6134 | Rate Constraint in lbs/MMBtu | FALSE | L | Annual | Allowances Withdrawn (1:1) | Thousand Tons | 0 | 0 | 0 | 0 | 0 | 0 | 0
NSR Boswell 4 - NOX Rate Annual v5.14 | 948 | 6134 | Rate Constraint in lbs/MMBtu | FALSE | L | Annual | Allowances Withdrawn (n:1) | Thousand Tons | 0 | 0 | 0 | 0 | 0 | 0 | 0
NSR Boswell 4 - NOX Rate Annual v5.14 | 948 | 6134 | Rate Constraint in lbs/MMBtu | FALSE | L | Annual | Net Emissions Allowance Position | Thousand Tons | 0 | 1.0655 | 1.0655 | 1.0655 | 1.0655 | 1.0655 | 1.0113
NSR Boswell 4 - NOX Rate Annual v5.14 | 948 | 6134 | Rate Constraint in lbs/MMBtu | FALSE | L | Annual | Fuel Consumed | TBtu | 0 | 33.226 | 33.226 | 33.226 | 33.226 | 33.226 | 31.4213
NSR Boswell 4 - NOX Rate Annual v5.14 | 948 | 6134 | Rate Constraint in lbs/MMBtu | FALSE | L | Annual | Rate | lb/MMBtu | 0 | 0.064134 | 0.064134 | 0.064134 | 0.064134 | 0.064134 | 0.064371
NSR Boswell 4 - NOX Rate Annual v5.14 | 948 | 6134 | Rate Constraint in lbs/MMBtu | FALSE | L | Annual | Generation | TWh | 0 | 3.0241 | 3.0241 | 3.0241 | 3.0241 | 3.0241 | 2.8519
NSR Boswell 4 - NOX Rate Annual v5.14 | 948 | 6134 | Rate Constraint in lbs/MMBtu | FALSE | L | Annual | Qualifying Generation | TWh | 0 | 3.0241 | 3.0241 | 3.0241 | 3.0241 | 3.0241 | 2.8519
NSR Boswell 4 - NOX Rate Annual v5.14 | 948 | 6134 | Rate Constraint in lbs/MMBtu | FALSE | L | Annual | Rate | lb/MWh | 0 | 0.35233 | 0.35233 | 0.35233 | 0.35233 | 0.35233 | 0.35461
NSR Boswell 4 - NOX Rate Annual v5.14 | 948 | 6134 | Rate Constraint in lbs/MMBtu | FALSE | L | Annual | Constraint Shadow Price | US2011$/Ton | 0 | 0 | 0 | 0 | 0 | 0 | 0
NSR Boswell 4 - SO2 Rate Annual v5.14 | 949 | 6131 | Rate Constraint in lbs/MMBtu | FALSE | L | Annual | Seasons Included | Seasons | Winter, Summer | Winter, Summer | Winter, Summer | Winter, Summer | Winter, Summer | Winter, Summer | Winter, Summer
NSR Boswell 4 - SO2 Rate Annual v5.14 | 949 | 6131 | Rate Constraint in lbs/MMBtu | FALSE | L | Annual | Standard | lb/MMBtu | 0 | 0.03 | 0.03 | 0.03 | 0.03 | 0.03 | 0.03
NSR Boswell 4 - SO2 Rate Annual v5.14 | 949 | 6131 | Rate Constraint in lbs/MMBtu | FALSE | L | Annual | Emissions at Affected Plants SO2 | Thousand Tons | 0 | 0.49839 | 0.49839 | 0.49839 | 0.49839 | 0.49839 | 0.47132
NSR Boswell 4 - SO2 Rate Annual v5.14 | 949 | 6131 | Rate Constraint in lbs/MMBtu | FALSE | L | Annual | Allowances Purchased SO2 | Thousand Tons | 0 | 0 | 0 | 0 | 0 | 0 | 0
NSR Boswell 4 - SO2 Rate Annual v5.14 | 949 | 6131 | Rate Constraint in lbs/MMBtu | FALSE | L | Annual | Allowances Sold SO2 | Thousand Tons | 0 | 0 | 0 | 0 | 0 | 0 | 0
NSR Boswell 4 - SO2 Rate Annual v5.14 | 949 | 6131 | Rate Constraint in lbs/MMBtu | FALSE | L | Annual | Allowances Banked | Thousand Tons | 0 | 0 | 0 | 0 | 0 | 0 | 0
NSR Boswell 4 - SO2 Rate Annual v5.14 | 949 | 6131 | Rate Constraint in lbs/MMBtu | FALSE | L | Annual | Allowances Withdrawn (1:1) | Thousand Tons | 0 | 0 | 0 | 0 | 0 | 0 | 0
NSR Boswell 4 - SO2 Rate Annual v5.14 | 949 | 6131 | Rate Constraint in lbs/MMBtu | FALSE | L | Annual | Allowances Withdrawn (n:1) | Thousand Tons | 0 | 0 | 0 | 0 | 0 | 0 | 0
NSR Boswell 4 - SO2 Rate Annual v5.14 | 949 | 6131 | Rate Constraint in lbs/MMBtu | FALSE | L | Annual | Net Emissions Allowance Position | Thousand Tons | 0 | 0.49839 | 0.49839 | 0.49839 | 0.49839 | 0.49839 | 0.47132
NSR Boswell 4 - SO2 Rate Annual v5.14 | 949 | 6131 | Rate Constraint in lbs/MMBtu | FALSE | L | Annual | Fuel Consumed | TBtu | 0 | 33.226 | 33.226 | 33.226 | 33.226 | 33.226 | 31.4213
NSR Boswell 4 - SO2 Rate Annual v5.14 | 949 | 6131 | Rate Constraint in lbs/MMBtu | FALSE | L | Annual | Rate | lb/MMBtu | 0 | 0.03 | 0.03 | 0.03 | 0.03 | 0.03 | 0.03
NSR Boswell 4 - SO2 Rate Annual v5.14 | 949 | 6131 | Rate Constraint in lbs/MMBtu | FALSE | L | Annual | Generation | TWh | 0 | 3.0241 | 3.0241 | 3.0241 | 3.0241 | 3.0241 | 2.8519
NSR Boswell 4 - SO2 Rate Annual v5.14 | 949 | 6131 | Rate Constraint in lbs/MMBtu | FALSE | L | Annual | Qualifying Generation | TWh | 0 | 3.0241 | 3.0241 | 3.0241 | 3.0241 | 3.0241 | 2.8519
NSR Boswell 4 - SO2 Rate Annual v5.14 | 949 | 6131 | Rate Constraint in lbs/MMBtu | FALSE | L | Annual | Rate | lb/MWh | 0 | 0.16481 | 0.16481 | 0.16481 | 0.16481 | 0.16481 | 0.16527
NSR Boswell 4 - SO2 Rate Annual v5.14 | 949 | 6131 | Rate Constraint in lbs/MMBtu | FALSE | L | Annual | Constraint Shadow Price | US2011$/Ton | 321223.1351 | 236267.6151 | 191718.5365 | 384630.3584 | 210702.262 | 183107.6453 | 196446.9504
NSR Brayton Point 1 & 2- SO2 Rate Annual v5.13 | 950 | 5968 | Rate Constraint in lbs/MMBtu | FALSE | L | Annual | Seasons Included | Seasons | Winter, Summer | Winter, Summer | Winter, Summer | Winter, Summer | Winter, Summer | Winter, Summer | Winter, Summer
NSR Brayton Point 1 & 2- SO2 Rate Annual v5.13 | 950 | 5968 | Rate Constraint in lbs/MMBtu | FALSE | L | Annual | Standard | lb/MMBtu | 0.15 | 0.15 | 0.15 | 0.15 | 0.15 | 0.15 | 0.15
NSR Brayton Point 1 & 2- SO2 Rate Annual v5.13 | 950 | 5968 | Rate Constraint in lbs/MMBtu | FALSE | L | Annual | Emissions at Affected Plants SO2 | Thousand Tons | 0 | 0 | 0 | 0 | 0 | 0 | 0
NSR Brayton Point 1 & 2- SO2 Rate Annual v5.13 | 950 | 5968 | Rate Constraint in lbs/MMBtu | FALSE | L | Annual | Allowances Purchased SO2 | Thousand Tons | 0 | 0 | 0 | 0 | 0 | 0 | 0
NSR Brayton Point 1 & 2- SO2 Rate Annual v5.13 | 950 | 5968 | Rate Constraint in lbs/MMBtu | FALSE | L | Annual | Allowances Sold SO2 | Thousand Tons | 0 | 0 | 0 | 0 | 0 | 0 | 0
NSR Brayton Point 1 & 2- SO2 Rate Annual v5.13 | 950 | 5968 | Rate Constraint in lbs/MMBtu | FALSE | L | Annual | Allowances Banked | Thousand Tons | 0 | 0 | 0 | 0 | 0 | 0 | 0
NSR Brayton Point 1 & 2- SO2 Rate Annual v5.13 | 950 | 5968 | Rate Constraint in lbs/MMBtu | FALSE | L | Annual | Allowances Withdrawn (1:1) | Thousand Tons | 0 | 0 | 0 | 0 | 0 | 0 | 0
NSR Brayton Point 1 & 2- SO2 Rate Annual v5.13 | 950 | 5968 | Rate Constraint in lbs/MMBtu | FALSE | L | Annual | Allowances Withdrawn (n:1) | Thousand Tons | 0 | 0 | 0 | 0 | 0 | 0 | 0
NSR Brayton Point 1 & 2- SO2 Rate Annual v5.13 | 950 | 5968 | Rate Constraint in lbs/MMBtu | FALSE | L | Annual | Net Emissions Allowance Position | Thousand Tons | 0 | 0 | 0 | 0 | 0 | 0 | 0
NSR Brayton Point 1 & 2- SO2 Rate Annual v5.13 | 950 | 5968 | Rate Constraint in lbs/MMBtu | FALSE | L | Annual | Fuel Consumed | TBtu | 0 | 0 | 0 | 0 | 0 | 0 | 0
NSR Brayton Point 1 & 2- SO2 Rate Annual v5.13 | 950 | 5968 | Rate Constraint in lbs/MMBtu | FALSE | L | Annual | Rate | lb/MMBtu | 0 | 0 | 0 | 0 | 0 | 0 | 0
NSR Brayton Point 1 & 2- SO2 Rate Annual v5.13 | 950 | 5968 | Rate Constraint in lbs/MMBtu | FALSE | L | Annual | Generation | TWh | 0 | 0 | 0 | 0 | 0 | 0 | 0
NSR Brayton Point 1 & 2- SO2 Rate Annual v5.13 | 950 | 5968 | Rate Constraint in lbs/MMBtu | FALSE | L | Annual | Qualifying Generation | TWh | 0 | 0 | 0 | 0 | 0 | 0 | 0
NSR Brayton Point 1 & 2- SO2 Rate Annual v5.13 | 950 | 5968 | Rate Constraint in lbs/MMBtu | FALSE | L | Annual | Rate | lb/MWh | 0 | 0 | 0 | 0 | 0 | 0 | 0
NSR Brayton Point 1 & 2- SO2 Rate Annual v5.13 | 950 | 5968 | Rate Constraint in lbs/MMBtu | FALSE | L | Annual | Constraint Shadow Price | US2011$/Ton | 8479.4264 | 12686.9101 | 98.5103 | 296.819 | 0 | 0 | 6393.8683
NSR Brayton Point 1- Hg Rate Annual v5.13 | 951 | 5972 | Rate Constraint in lbs/MMBtu | FALSE | L | Annual | Seasons Included | Seasons | Winter, Summer | Winter, Summer | Winter, Summer | Winter, Summer | Winter, Summer | Winter, Summer | Winter, Summer
NSR Brayton Point 1- Hg Rate Annual v5.13 | 951 | 5972 | Rate Constraint in lbs/MMBtu | FALSE | L | Annual | Standard | lb/MMBtu | 0.01 | 0.01 | 0.01 | 0.01 | 0.01 | 0.01 | 0.01
NSR Brayton Point 1- Hg Rate Annual v5.13 | 951 | 5972 | Rate Constraint in lbs/MMBtu | FALSE | L | Annual | Emissions at Affected Plants MER | lbs | 0 | 0 | 0 | 0 | 0 | 0 | 0
NSR Brayton Point 1- Hg Rate Annual v5.13 | 951 | 5972 | Rate Constraint in lbs/MMBtu | FALSE | L | Annual | Allowances Purchased MER | lbs | 0 | 0 | 0 | 0 | 0 | 0 | 0
NSR Brayton Point 1- Hg Rate Annual v5.13 | 951 | 5972 | Rate Constraint in lbs/MMBtu | FALSE | L | Annual | Allowances Sold MER | lbs | 0 | 0 | 0 | 0 | 0 | 0 | 0
NSR Brayton Point 1- Hg Rate Annual v5.13 | 951 | 5972 | Rate Constraint in lbs/MMBtu | FALSE | L | Annual | Allowances Banked | lbs | 0 | 0 | 0 | 0 | 0 | 0 | 0
NSR Brayton Point 1- Hg Rate Annual v5.13 | 951 | 5972 | Rate Constraint in lbs/MMBtu | FALSE | L | Annual | Allowances Withdrawn (1:1) | lbs | 0 | 0 | 0 | 0 | 0 | 0 | 0
NSR Brayton Point 1- Hg Rate Annual v5.13 | 951 | 5972 | Rate Constraint in lbs/MMBtu | FALSE | L | Annual | Allowances Withdrawn (n:1) | lbs | 0 | 0 | 0 | 0 | 0 | 0 | 0
NSR Brayton Point 1- Hg Rate Annual v5.13 | 951 | 5972 | Rate Constraint in lbs/MMBtu | FALSE | L | Annual | Net Emissions Allowance Position | lbs | 0 | 0 | 0 | 0 | 0 | 0 | 0
NSR Brayton Point 1- Hg Rate Annual v5.13 | 951 | 5972 | Rate Constraint in lbs/MMBtu | FALSE | L | Annual | Fuel Consumed | TBtu | 0 | 0 | 0 | 0 | 0 | 0 | 0
NSR Brayton Point 1- Hg Rate Annual v5.13 | 951 | 5972 | Rate Constraint in lbs/MMBtu | FALSE | L | Annual | Rate | lb/MMBtu | 0 | 0 | 0 | 0 | 0 | 0 | 0
NSR Brayton Point 1- Hg Rate Annual v5.13 | 951 | 5972 | Rate Constraint in lbs/MMBtu | FALSE | L | Annual | Generation | TWh | 0 | 0 | 0 | 0 | 0 | 0 | 0
NSR Brayton Point 1- Hg Rate Annual v5.13 | 951 | 5972 | Rate Constraint in lbs/MMBtu | FALSE | L | Annual | Qualifying Generation | TWh | 0 | 0 | 0 | 0 | 0 | 0 | 0
NSR Brayton Point 1- Hg Rate Annual v5.13 | 951 | 5972 | Rate Constraint in lbs/MMBtu | FALSE | L | Annual | Rate | lb/MWh | 0 | 0 | 0 | 0 | 0 | 0 | 0
NSR Brayton Point 1- Hg Rate Annual v5.13 | 951 | 5972 | Rate Constraint in lbs/MMBtu | FALSE | L | Annual | Constraint Shadow Price | US2011$/Lb | 0 | 0 | 0 | 0 | 0 | 0 | 0
NSR Brayton Point 1- NOx Rate Annual v5.13 | 952 | 5970 | Rate Constraint in lbs/MMBtu | FALSE | L | Annual | Seasons Included | Seasons | Winter, Summer | Winter, Summer | Winter, Summer | Winter, Summer | Winter, Summer | Winter, Summer | Winter, Summer
NSR Brayton Point 1- NOx Rate Annual v5.13 | 952 | 5970 | Rate Constraint in lbs/MMBtu | FALSE | L | Annual | Standard | lb/MMBtu | 0.08 | 0.08 | 0.08 | 0.08 | 0.08 | 0.08 | 0.08
NSR Brayton Point 1- NOx Rate Annual v5.13 | 952 | 5970 | Rate Constraint in lbs/MMBtu | FALSE | L | Annual | Emissions at Affected Plants NOX | Thousand Tons | 0 | 0 | 0 | 0 | 0 | 0 | 0
NSR Brayton Point 1- NOx Rate Annual v5.13 | 952 | 5970 | Rate Constraint in lbs/MMBtu | FALSE | L | Annual | Allowances Purchased NOX | Thousand Tons | 0 | 0 | 0 | 0 | 0 | 0 | 0
NSR Brayton Point 1- NOx Rate Annual v5.13 | 952 | 5970 | Rate Constraint in lbs/MMBtu | FALSE | L | Annual | Allowances Sold NOX | Thousand Tons | 0 | 0 | 0 | 0 | 0 | 0 | 0
NSR Brayton Point 1- NOx Rate Annual v5.13 | 952 | 5970 | Rate Constraint in lbs/MMBtu | FALSE | L | Annual | Allowances Banked | Thousand Tons | 0 | 0 | 0 | 0 | 0 | 0 | 0
NSR Brayton Point 1- NOx Rate Annual v5.13 | 952 | 5970 | Rate Constraint in lbs/MMBtu | FALSE | L | Annual | Allowances Withdrawn (1:1) | Thousand Tons | 0 | 0 | 0 | 0 | 0 | 0 | 0
NSR Brayton Point 1- NOx Rate Annual v5.13 | 952 | 5970 | Rate Constraint in lbs/MMBtu | FALSE | L | Annual | Allowances Withdrawn (n:1) | Thousand Tons | 0 | 0 | 0 | 0 | 0 | 0 | 0
NSR Brayton Point 1- NOx Rate Annual v5.13 | 952 | 5970 | Rate Constraint in lbs/MMBtu | FALSE | L | Annual | Net Emissions Allowance Position | Thousand Tons | 0 | 0 | 0 | 0 | 0 | 0 | 0
NSR Brayton Point 1- NOx Rate Annual v5.13 | 952 | 5970 | Rate Constraint in lbs/MMBtu | FALSE | L | Annual | Fuel Consumed | TBtu | 0 | 0 | 0 | 0 | 0 | 0 | 0
NSR Brayton Point 1- NOx Rate Annual v5.13 | 952 | 5970 | Rate Constraint in lbs/MMBtu | FALSE | L | Annual | Rate | lb/MMBtu | 0 | 0 | 0 | 0 | 0 | 0 | 0
NSR Brayton Point 1- NOx Rate Annual v5.13 | 952 | 5970 | Rate Constraint in lbs/MMBtu | FALSE | L | Annual | Generation | TWh | 0 | 0 | 0 | 0 | 0 | 0 | 0
NSR Brayton Point 1- NOx Rate Annual v5.13 | 952 | 5970 | Rate Constraint in lbs/MMBtu | FALSE | L | Annual | Qualifying Generation | TWh | 0 | 0 | 0 | 0 | 0 | 0 | 0
NSR Brayton Point 1- NOx Rate Annual v5.13 | 952 | 5970 | Rate Constraint in lbs/MMBtu | FALSE | L | Annual | Rate | lb/MWh | 0 | 0 | 0 | 0 | 0 | 0 | 0
NSR Brayton Point 1- NOx Rate Annual v5.13 | 952 | 5970 | Rate Constraint in lbs/MMBtu | FALSE | L | Annual | Constraint Shadow Price | US2011$/Ton | 0 | 0 | 0 | 0 | 0 | 0 | 0
NSR Brayton Point 1-3 Nox Cap Annual v5.13 | 953 | 5977 | Rate Constraint in MTons | FALSE | L | Annual | Seasons Included | Seasons | Winter, Summer | Winter, Summer | Winter, Summer | Winter, Summer | Winter, Summer | Winter, Summer | Winter, Summer
NSR Brayton Point 1-3 Nox Cap Annual v5.13 | 953 | 5977 | Rate Constraint in MTons | FALSE | L | Annual | Standard | Thousand Tons | 4.6 | 4.6 | 4.6 | 4.6 | 4.6 | 4.6 | 4.6
NSR Brayton Point 1-3 Nox Cap Annual v5.13 | 953 | 5977 | Rate Constraint in MTons | FALSE | L | Annual | Standard NOX | Thousand Tons | 4.6 | 4.6 | 4.6 | 4.6 | 4.6 | 4.6 | 4.6
NSR Brayton Point 1-3 Nox Cap Annual v5.13 | 953 | 5977 | Rate Constraint in MTons | FALSE | L | Annual | Emissions at Affected Plants NOX | Thousand Tons | 0.0034138 | 0 | 0 | 0 | 0 | 0 | 0
NSR Brayton Point 1-3 Nox Cap Annual v5.13 | 953 | 5977 | Rate Constraint in MTons | FALSE | L | Annual | Allowances Purchased NOX | Thousand Tons | 0 | 0 | 0 | 0 | 0 | 0 | 0
NSR Brayton Point 1-3 Nox Cap Annual v5.13 | 953 | 5977 | Rate Constraint in MTons | FALSE | L | Annual | Allowances Sold NOX | Thousand Tons | 0 | 0 | 0 | 0 | 0 | 0 | 0
NSR Brayton Point 1-3 Nox Cap Annual v5.13 | 953 | 5977 | Rate Constraint in MTons | FALSE | L | Annual | Allowances Banked | Thousand Tons | 0 | 0 | 0 | 0 | 0 | 0 | 0
NSR Brayton Point 1-3 Nox Cap Annual v5.13 | 953 | 5977 | Rate Constraint in MTons | FALSE | L | Annual | Allowances Withdrawn (1:1) | Thousand Tons | 0 | 0 | 0 | 0 | 0 | 0 | 0
NSR Brayton Point 1-3 Nox Cap Annual v5.13 | 953 | 5977 | Rate Constraint in MTons | FALSE | L | Annual | Allowances Withdrawn (n:1) | Thousand Tons | 0 | 0 | 0 | 0 | 0 | 0 | 0
NSR Brayton Point 1-3 Nox Cap Annual v5.13 | 953 | 5977 | Rate Constraint in MTons | FALSE | L | Annual | Net Emissions Allowance Position | Thousand Tons | 0.0034138 | 0 | 0 | 0 | 0 | 0 | 0
NSR Brayton Point 1-3 Nox Cap Annual v5.13 | 953 | 5977 | Rate Constraint in MTons | FALSE | L | Annual | Fuel Consumed | TBtu | 0.085557 | 0 | 0 | 0 | 0 | 0 | 0
NSR Brayton Point 1-3 Nox Cap Annual v5.13 | 953 | 5977 | Rate Constraint in MTons | FALSE | L | Annual | Rate | lb/MMBtu | 0.079801 | 0 | 0 | 0 | 0 | 0 | 0
NSR Brayton Point 1-3 Nox Cap Annual v5.13 | 953 | 5977 | Rate Constraint in MTons | FALSE | L | Annual | Generation | TWh | 0.0088651 | 0 | 0 | 0 | 0 | 0 | 0
NSR Brayton Point 1-3 Nox Cap Annual v5.13 | 953 | 5977 | Rate Constraint in MTons | FALSE | L | Annual | Qualifying Generation | TWh | 0.0088651 | 0 | 0 | 0 | 0 | 0 | 0
NSR Brayton Point 1-3 Nox Cap Annual v5.13 | 953 | 5977 | Rate Constraint in MTons | FALSE | L | Annual | Rate | lb/MWh | 0.38508 | 0 | 0 | 0 | 0 | 0 | 0
NSR Brayton Point 1-3 Nox Cap Annual v5.13 | 953 | 5977 | Rate Constraint in MTons | FALSE | L | Annual | Constraint Shadow Price | US2011$/Ton | 0 | 0 | 0 | 0 | 0 | 0 | 0
NSR Brayton Point 1-3 SO2 Cap Annual v5.13 | 954 | 5969 | Rate Constraint in MTons | FALSE | L | Annual | Seasons Included | Seasons | Winter, Summer | Winter, Summer | Winter, Summer | Winter, Summer | Winter, Summer | Winter, Summer | Winter, Summer
NSR Brayton Point 1-3 SO2 Cap Annual v5.13 | 954 | 5969 | Rate Constraint in MTons | FALSE | L | Annual | Standard | Thousand Tons | 4.1 | 4.1 | 4.1 | 4.1 | 4.1 | 4.1 | 4.1
NSR Brayton Point 1-3 SO2 Cap Annual v5.13 | 954 | 5969 | Rate Constraint in MTons | FALSE | L | Annual | Standard SO2 | Thousand Tons | 4.1 | 4.1 | 4.1 | 4.1 | 4.1 | 4.1 | 4.1
NSR Brayton Point 1-3 SO2 Cap Annual v5.13 | 954 | 5969 | Rate Constraint in MTons | FALSE | L | Annual | Emissions at Affected Plants SO2 | Thousand Tons | 0.0034095 | 0 | 0 | 0 | 0 | 0 | 0
NSR Brayton Point 1-3 SO2 Cap Annual v5.13 | 954 | 5969 | Rate Constraint in MTons | FALSE | L | Annual | Allowances Purchased SO2 | Thousand Tons | 0 | 0 | 0 | 0 | 0 | 0 | 0
NSR Brayton Point 1-3 SO2 Cap Annual v5.13 | 954 | 5969 | Rate Constraint in MTons | FALSE | L | Annual | Allowances Sold SO2 | Thousand Tons | 0 | 0 | 0 | 0 | 0 | 0 | 0
NSR Brayton Point 1-3 SO2 Cap Annual v5.13 | 954 | 5969 | Rate Constraint in MTons | FALSE | L | Annual | Allowances Banked | Thousand Tons | 0 | 0 | 0 | 0 | 0 | 0 | 0
NSR Brayton Point 1-3 SO2 Cap Annual v5.13 | 954 | 5969 | Rate Constraint in MTons | FALSE | L | Annual | Allowances Withdrawn (1:1) | Thousand Tons | 0 | 0 | 0 | 0 | 0 | 0 | 0
NSR Brayton Point 1-3 SO2 Cap Annual v5.13 | 954 | 5969 | Rate Constraint in MTons | FALSE | L | Annual | Allowances Withdrawn (n:1) | Thousand Tons | 0 | 0 | 0 | 0 | 0 | 0 | 0
NSR Brayton Point 1-3 SO2 Cap Annual v5.13 | 954 | 5969 | Rate Constraint in MTons | FALSE | L | Annual | Net Emissions Allowance Position | Thousand Tons | 0.0034095 | 0 | 0 | 0 | 0 | 0 | 0
NSR Brayton Point 1-3 SO2 Cap Annual v5.13 | 954 | 5969 | Rate Constraint in MTons | FALSE | L | Annual | Fuel Consumed | TBtu | 0.085557 | 0 | 0 | 0 | 0 | 0 | 0
NSR Brayton Point 1-3 SO2 Cap Annual v5.13 | 954 | 5969 | Rate Constraint in MTons | FALSE | L | Annual | Rate | lb/MMBtu | 0.079701 | 0 | 0 | 0 | 0 | 0 | 0
NSR Brayton Point 1-3 SO2 Cap Annual v5.13 | 954 | 5969 | Rate Constraint in MTons | FALSE | L | Annual | Generation | TWh | 0.0088651 | 0 | 0 | 0 | 0 | 0 | 0
NSR Brayton Point 1-3 SO2 Cap Annual v5.13 | 954 | 5969 | Rate Constraint in MTons | FALSE | L | Annual | Qualifying Generation | TWh | 0.0088651 | 0 | 0 | 0 | 0 | 0 | 0
NSR Brayton Point 1-3 SO2 Cap Annual v5.13 | 954 | 5969 | Rate Constraint in MTons | FALSE | L | Annual | Rate | lb/MWh | 0.3846 | 0 | 0 | 0 | 0 | 0 | 0
NSR Brayton Point 1-3 SO2 Cap Annual v5.13 | 954 | 5969 | Rate Constraint in MTons | FALSE | L | Annual | Constraint Shadow Price | US2011$/Ton | 0 | 0 | 0 | 0 | 0 | 0 | 0
NSR Brayton Point 2- Hg Rate Annual v5.13 | 955 | 5973 | Rate Constraint in lbs/MMBtu | FALSE | L | Annual | Seasons Included | Seasons | Winter, Summer | Winter, Summer | Winter, Summer | Winter, Summer | Winter, Summer | Winter, Summer | Winter, Summer
NSR Brayton Point 2- Hg Rate Annual v5.13 | 955 | 5973 | Rate Constraint in lbs/MMBtu | FALSE | L | Annual | Standard | lb/MMBtu | 0.01 | 0.01 | 0.01 | 0.01 | 0.01 | 0.01 | 0.01
NSR Brayton Point 2- Hg Rate Annual v5.13 | 955 | 5973 | Rate Constraint in lbs/MMBtu | FALSE | L | Annual | Emissions at Affected Plants MER | lbs | 0 | 0 | 0 | 0 | 0 | 0 | 0
NSR Brayton Point 2- Hg Rate Annual v5.13 | 955 | 5973 | Rate Constraint in lbs/MMBtu | FALSE | L | Annual | Allowances Purchased MER | lbs | 0 | 0 | 0 | 0 | 0 | 0 | 0
NSR Brayton Point 2- Hg Rate Annual v5.13 | 955 | 5973 | Rate Constraint in lbs/MMBtu | FALSE | L | Annual | Allowances Sold MER | lbs | 0 | 0 | 0 | 0 | 0 | 0 | 0
NSR Brayton Point 2- Hg Rate Annual v5.13 | 955 | 5973 | Rate Constraint in lbs/MMBtu | FALSE | L | Annual | Allowances Banked | lbs | 0 | 0 | 0 | 0 | 0 | 0 | 0
NSR Brayton Point 2- Hg Rate Annual v5.13 | 955 | 5973 | Rate Constraint in lbs/MMBtu | FALSE | L | Annual | Allowances Withdrawn (1:1) | lbs | 0 | 0 | 0 | 0 | 0 | 0 | 0
NSR Brayton Point 2- Hg Rate Annual v5.13 | 955 | 5973 | Rate Constraint in lbs/MMBtu | FALSE | L | Annual | Allowances Withdrawn (n:1) | lbs | 0 | 0 | 0 | 0 | 0 | 0 | 0
NSR Brayton Point 2- Hg Rate Annual v5.13 | 955 | 5973 | Rate Constraint in lbs/MMBtu | FALSE | L | Annual | Net Emissions Allowance Position | lbs | 0 | 0 | 0 | 0 | 0 | 0 | 0
NSR Brayton Point 2- Hg Rate Annual v5.13 | 955 | 5973 | Rate Constraint in lbs/MMBtu | FALSE | L | Annual | Fuel Consumed | TBtu | 0 | 0 | 0 | 0 | 0 | 0 | 0
NSR Brayton Point 2- Hg Rate Annual v5.13 | 955 | 5973 | Rate Constraint in lbs/MMBtu | FALSE | L | Annual | Rate | lb/MMBtu | 0 | 0 | 0 | 0 | 0 | 0 | 0
NSR Brayton Point 2- Hg Rate Annual v5.13 | 955 | 5973 | Rate Constraint in lbs/MMBtu | FALSE | L | Annual | Generation | TWh | 0 | 0 | 0 | 0 | 0 | 0 | 0
NSR Brayton Point 2- Hg Rate Annual v5.13 | 955 | 5973 | Rate Constraint in lbs/MMBtu | FALSE | L | Annual | Qualifying Generation | TWh | 0 | 0 | 0 | 0 | 0 | 0 | 0
NSR Brayton Point 2- Hg Rate Annual v5.13 | 955 | 5973 | Rate Constraint in lbs/MMBtu | FALSE | L | Annual | Rate | lb/MWh | 0 | 0 | 0 | 0 | 0 | 0 | 0
NSR Brayton Point 2- Hg Rate Annual v5.13 | 955 | 5973 | Rate Constraint in lbs/MMBtu | FALSE | L | Annual | Constraint Shadow Price | US2011$/Lb | 0 | 0 | 0 | 0 | 0 | 0 | 0
NSR Brayton Point 2- NOx Rate Annual v5.13 | 956 | 5971 | Rate Constraint in lbs/MMBtu | FALSE | L | Annual | Seasons Included | Seasons | Winter, Summer | Winter, Summer | Winter, Summer | Winter, Summer | Winter, Summer | Winter, Summer | Winter, Summer
NSR Brayton Point 2- NOx Rate Annual v5.13 | 956 | 5971 | Rate Constraint in lbs/MMBtu | FALSE | L | Annual | Standard | lb/MMBtu | 0.28 | 0.28 | 0.28 | 0.28 | 0.28 | 0.28 | 0.28
NSR Brayton Point 2- NOx Rate Annual v5.13 | 956 | 5971 | Rate Constraint in lbs/MMBtu | FALSE | L | Annual | Emissions at Affected Plants NOX | Thousand Tons | 0 | 0 | 0 | 0 | 0 | 0 | 0
NSR Brayton Point 2- NOx Rate Annual v5.13 | 956 | 5971 | Rate Constraint in lbs/MMBtu | FALSE | L | Annual | Allowances Purchased NOX | Thousand Tons | 0 | 0 | 0 | 0 | 0 | 0 | 0
NSR Brayton Point 2- NOx Rate Annual v5.13 | 956 | 5971 | Rate Constraint in lbs/MMBtu | FALSE | L | Annual | Allowances Sold NOX | Thousand Tons | 0 | 0 | 0 | 0 | 0 | 0 | 0
NSR Brayton Point 2- NOx Rate Annual v5.13 | 956 | 5971 | Rate Constraint in lbs/MMBtu | FALSE | L | Annual | Allowances Banked | Thousand Tons | 0 | 0 | 0 | 0 | 0 | 0 | 0
NSR Brayton Point 2- NOx Rate Annual v5.13 | 956 | 5971 | Rate Constraint in lbs/MMBtu | FALSE | L | Annual | Allowances Withdrawn (1:1) | Thousand Tons | 0 | 0 | 0 | 0 | 0 | 0 | 0
NSR Brayton Point 2- NOx Rate Annual v5.13 | 956 | 5971 | Rate Constraint in lbs/MMBtu | FALSE | L | Annual | Allowances Withdrawn (n:1) | Thousand Tons | 0 | 0 | 0 | 0 | 0 | 0 | 0
NSR Brayton Point 2- NOx Rate Annual v5.13 | 956 | 5971 | Rate Constraint in lbs/MMBtu | FALSE | L | Annual | Net Emissions Allowance Position | Thousand Tons | 0 | 0 | 0 | 0 | 0 | 0 | 0
NSR Brayton Point 2- NOx Rate Annual v5.13 | 956 | 5971 | Rate Constraint in lbs/MMBtu | FALSE | L | Annual | Fuel Consumed | TBtu | 0 | 0 | 0 | 0 | 0 | 0 | 0
NSR Brayton Point 2- NOx Rate Annual v5.13 | 956 | 5971 | Rate Constraint in lbs/MMBtu | FALSE | L | Annual | Rate | lb/MMBtu | 0 | 0 | 0 | 0 | 0 | 0 | 0
NSR Brayton Point 2- NOx Rate Annual v5.13 | 956 | 5971 | Rate Constraint in lbs/MMBtu | FALSE | L | Annual | Generation | TWh | 0 | 0 | 0 | 0 | 0 | 0 | 0
NSR Brayton Point 2- NOx Rate Annual v5.13 | 956 | 5971 | Rate Constraint in lbs/MMBtu | FALSE | L | Annual | Qualifying Generation | TWh | 0 | 0 | 0 | 0 | 0 | 0 | 0
NSR Brayton Point 2- NOx Rate Annual v5.13 | 956 | 5971 | Rate Constraint in lbs/MMBtu | FALSE | L | Annual | Rate | lb/MWh | 0 | 0 | 0 | 0 | 0 | 0 | 0
NSR Brayton Point 2- NOx Rate Annual v5.13 | 956 | 5971 | Rate Constraint in lbs/MMBtu | FALSE | L | Annual | Constraint Shadow Price | US2011$/Ton | 0 | 0 | 0 | 0 | 0 | 0 | 0
NSR Brayton Point 3- Hg Rate Annual v5.13 | 957 | 5976 | Rate Constraint in lbs/MMBtu | FALSE | L | Annual | Seasons Included | Seasons | Winter, Summer | Winter, Summer | Winter, Summer | Winter, Summer | Winter, Summer | Winter, Summer | Winter, Summer
NSR Brayton Point 3- Hg Rate Annual v5.13 | 957 | 5976 | Rate Constraint in lbs/MMBtu | FALSE | L | Annual | Standard | lb/MMBtu | 0.01 | 0.01 | 0.01 | 0.01 | 0.01 | 0.01 | 0.01
NSR Brayton Point 3- Hg Rate Annual v5.13 | 957 | 5976 | Rate Constraint in lbs/MMBtu | FALSE | L | Annual | Emissions at Affected Plants MER | lbs | 0.068908 | 0 | 0 | 0 | 0 | 0 | 0
NSR Brayton Point 3- Hg Rate Annual v5.13 | 957 | 5976 | Rate Constraint in lbs/MMBtu | FALSE | L | Annual | Allowances Purchased MER | lbs | 0 | 0 | 0 | 0 | 0 | 0 | 0
NSR Brayton Point 3- Hg Rate Annual v5.13 | 957 | 5976 | Rate Constraint in lbs/MMBtu | FALSE | L | Annual | Allowances Sold MER | lbs | 0 | 0 | 0 | 0 | 0 | 0 | 0
NSR Brayton Point 3- Hg Rate Annual v5.13 | 957 | 5976 | Rate Constraint in lbs/MMBtu | FALSE | L | Annual | Allowances Banked | lbs | 0 | 0 | 0 | 0 | 0 | 0 | 0
NSR Brayton Point 3- Hg Rate Annual v5.13 | 957 | 5976 | Rate Constraint in lbs/MMBtu | FALSE | L | Annual | Allowances Withdrawn (1:1) | lbs | 0 | 0 | 0 | 0 | 0 | 0 | 0
NSR Brayton Point 3- Hg Rate Annual v5.13 | 957 | 5976 | Rate Constraint in lbs/MMBtu | FALSE | L | Annual | Allowances Withdrawn (n:1) | lbs | 0 | 0 | 0 | 0 | 0 | 0 | 0
NSR Brayton Point 3- Hg Rate Annual v5.13 | 957 | 5976 | Rate Constraint in lbs/MMBtu | FALSE | L | Annual | Net Emissions Allowance Position | lbs | 0.068908 | 0 | 0 | 0 | 0 | 0 | 0
NSR Brayton Point 3- Hg Rate Annual v5.13 | 957 | 5976 | Rate Constraint in lbs/MMBtu | FALSE | L | Annual | Fuel Consumed | TBtu | 0.085557 | 0 | 0 | 0 | 0 | 0 | 0
NSR Brayton Point 3- Hg Rate Annual v5.13 | 957 | 5976 | Rate Constraint in lbs/MMBtu | FALSE | L | Annual | Rate | lb/MMBtu | 8.0539e-07 | 0 | 0 | 0 | 0 | 0 | 0
NSR Brayton Point 3- Hg Rate Annual v5.13 | 957 | 5976 | Rate Constraint in lbs/MMBtu | FALSE | L | Annual | Generation | TWh | 0.0088651 | 0 | 0 | 0 | 0 | 0 | 0
NSR Brayton Point 3- Hg Rate Annual v5.13 | 957 | 5976 | Rate Constraint in lbs/MMBtu | FALSE | L | Annual | Qualifying Generation | TWh | 0.0088651 | 0 | 0 | 0 | 0 | 0 | 0
NSR Brayton Point 3- Hg Rate Annual v5.13 | 957 | 5976 | Rate Constraint in lbs/MMBtu | FALSE | L | Annual | Rate | lb/MWh | 7.7729 | 0 | 0 | 0 | 0 | 0 | 0
NSR Brayton Point 3- Hg Rate Annual v5.13 | 957 | 5976 | Rate Constraint in lbs/MMBtu | FALSE | L | Annual | Constraint Shadow Price | US2011$/Lb | 0 | 0 | 0 | 0 | 0 | 0 | 0
NSR Brayton Point 3- NOx Rate Annual v5.13 | 958 | 5975 | Rate Constraint in lbs/MMBtu | FALSE | L | Annual | Seasons Included | Seasons | Winter, Summer | Winter, Summer | Winter, Summer | Winter, Summer | Winter, Summer | Winter, Summer | Winter, Summer
NSR Brayton Point 3- NOx Rate Annual v5.13 | 958 | 5975 | Rate Constraint in lbs/MMBtu | FALSE | L | Annual | Standard | lb/MMBtu | 0.08 | 0.08 | 0.08 | 0.08 | 0.08 | 0.08 | 0.08
NSR Brayton Point 3- NOx Rate Annual v5.13 | 958 | 5975 | Rate Constraint in lbs/MMBtu | FALSE | L | Annual | Emissions at Affected Plants NOX | Thousand Tons | 0.0034138 | 0 | 0 | 0 | 0 | 0 | 0
NSR Brayton Point 3- NOx Rate Annual v5.13 | 958 | 5975 | Rate Constraint in lbs/MMBtu | FALSE | L | Annual | Allowances Purchased NOX | Thousand Tons | 0 | 0 | 0 | 0 | 0 | 0 | 0
NSR Brayton Point 3- NOx Rate Annual v5.13 | 958 | 5975 | Rate Constraint in lbs/MMBtu | FALSE | L | Annual | Allowances Sold NOX | Thousand Tons | 0 | 0 | 0 | 0 | 0 | 0 | 0
NSR Brayton Point 3- NOx Rate Annual v5.13 | 958 | 5975 | Rate Constraint in lbs/MMBtu | FALSE | L | Annual | Allowances Banked | Thousand Tons | 0 | 0 | 0 | 0 | 0 | 0 | 0
NSR Brayton Point 3- NOx Rate Annual v5.13 | 958 | 5975 | Rate Constraint in lbs/MMBtu | FALSE | L | Annual | Allowances Withdrawn (1:1) | Thousand Tons | 0 | 0 | 0 | 0 | 0 | 0 | 0
NSR Brayton Point 3- NOx Rate Annual v5.13 | 958 | 5975 | Rate Constraint in lbs/MMBtu | FALSE | L | Annual | Allowances Withdrawn (n:1) | Thousand Tons | 0 | 0 | 0 | 0 | 0 | 0 | 0
NSR Brayton Point 3- NOx Rate Annual v5.13 | 958 | 5975 | Rate Constraint in lbs/MMBtu | FALSE | L | Annual | Net Emissions Allowance Position | Thousand Tons | 0.0034138 | 0 | 0 | 0 | 0 | 0 | 0
NSR Brayton Point 3- NOx Rate Annual v5.13 | 958 | 5975 | Rate Constraint in lbs/MMBtu | FALSE | L | Annual | Fuel Consumed | TBtu | 0.085557 | 0 | 0 | 0 | 0 | 0 | 0
NSR Brayton Point 3- NOx Rate Annual v5.13 | 958 | 5975 | Rate Constraint in lbs/MMBtu | FALSE | L | Annual | Rate | lb/MMBtu | 0.079801 | 0 | 0 | 0 | 0 | 0 | 0
NSR Brayton Point 3- NOx Rate Annual v5.13 | 958 | 5975 | Rate Constraint in lbs/MMBtu | FALSE | L | Annual | Generation | TWh | 0.0088651 | 0 | 0 | 0 | 0 | 0 | 0
NSR Brayton Point 3- NOx Rate Annual v5.13 | 958 | 5975 | Rate Constraint in lbs/MMBtu | FALSE | L | Annual | Qualifying Generation | TWh | 0.0088651 | 0 | 0 | 0 | 0 | 0 | 0
NSR Brayton Point 3- NOx Rate Annual v5.13 | 958 | 5975 | Rate Constraint in lbs/MMBtu | FALSE | L | Annual | Rate | lb/MWh | 0.38508 | 0 | 0 | 0 | 0 | 0 | 0
NSR Brayton Point 3- NOx Rate Annual v5.13 | 958 | 5975 | Rate Constraint in lbs/MMBtu | FALSE | L | Annual | Constraint Shadow Price | US2011$/Ton | 0 | 0 | 0 | 0 | 0 | 0 | 0
NSR Brayton Point 3- SO2 Rate Annual v5.13 | 959 | 5974 | Rate Constraint in lbs/MMBtu | FALSE | L | Annual | Seasons Included | Seasons | Winter, Summer | Winter, Summer | Winter, Summer | Winter, Summer | Winter, Summer | Winter, Summer | Winter, Summer
NSR Brayton Point 3- SO2 Rate Annual v5.13 | 959 | 5974 | Rate Constraint in lbs/MMBtu | FALSE | L | Annual | Standard | lb/MMBtu | 0.08 | 0.08 | 0.08 | 0.08 | 0.08 | 0.08 | 0.08
NSR Brayton Point 3- SO2 Rate Annual v5.13 | 959 | 5974 | Rate Constraint in lbs/MMBtu | FALSE | L | Annual | Emissions at Affected Plants SO2 | Thousand Tons | 0.0034095 | 0 | 0 | 0 | 0 | 0 | 0
NSR Brayton Point 3- SO2 Rate Annual v5.13 | 959 | 5974 | Rate Constraint in lbs/MMBtu | FALSE | L | Annual | Allowances Purchased SO2 | Thousand Tons | 0 | 0 | 0 | 0 | 0 | 0 | 0
NSR Brayton Point 3- SO2 Rate Annual v5.13 | 959 | 5974 | Rate Constraint in lbs/MMBtu | FALSE | L | Annual | Allowances Sold SO2 | Thousand Tons | 0 | 0 | 0 | 0 | 0 | 0 | 0
NSR Brayton Point 3- SO2 Rate Annual v5.13 | 959 | 5974 | Rate Constraint in lbs/MMBtu | FALSE | L | Annual | Allowances Banked | Thousand Tons | 0 | 0 | 0 | 0 | 0 | 0 | 0
NSR Brayton Point 3- SO2 Rate Annual v5.13 | 959 | 5974 | Rate Constraint in lbs/MMBtu | FALSE | L | Annual | Allowances Withdrawn (1:1) | Thousand Tons | 0 | 0 | 0 | 0 | 0 | 0 | 0
NSR Brayton Point 3- SO2 Rate Annual v5.13 | 959 | 5974 | Rate Constraint in lbs/MMBtu | FALSE | L | Annual | Allowances Withdrawn (n:1) | Thousand Tons | 0 | 0 | 0 | 0 | 0 | 0 | 0
NSR Brayton Point 3- SO2 Rate Annual v5.13 | 959 | 5974 | Rate Constraint in lbs/MMBtu | FALSE | L | Annual | Net Emissions Allowance Position | Thousand Tons | 0.0034095 | 0 | 0 | 0 | 0 | 0 | 0
NSR Brayton Point 3- SO2 Rate Annual v5.13 | 959 | 5974 | Rate Constraint in lbs/MMBtu | FALSE | L | Annual | Fuel Consumed | TBtu | 0.085557 | 0 | 0 | 0 | 0 | 0 | 0
NSR Brayton Point 3- SO2 Rate Annual v5.13 | 959 | 5974 | Rate Constraint in lbs/MMBtu | FALSE | L | Annual | Rate | lb/MMBtu | 0.079701 | 0 | 0 | 0 | 0 | 0 | 0
NSR Brayton Point 3- SO2 Rate Annual v5.13 | 959 | 5974 | Rate Constraint in lbs/MMBtu | FALSE | L | Annual | Generation | TWh | 0.0088651 | 0 | 0 | 0 | 0 | 0 | 0
NSR Brayton Point 3- SO2 Rate Annual v5.13 | 959 | 5974 | Rate Constraint in lbs/MMBtu | FALSE | L | Annual | Qualifying Generation | TWh | 0.0088651 | 0 | 0 | 0 | 0 | 0 | 0
NSR Brayton Point 3- SO2 Rate Annual v5.13 | 959 | 5974 | Rate Constraint in lbs/MMBtu | FALSE | L | Annual | Rate | lb/MWh | 0.3846 | 0 | 0 | 0 | 0 | 0 | 0
NSR Brayton Point 3- SO2 Rate Annual v5.13 | 959 | 5974 | Rate Constraint in lbs/MMBtu | FALSE | L | Annual | Constraint Shadow Price | US2011$/Ton | 0 | 0 | 0 | 0 | 0 | 0 | 0
NSR Campbell 1 - SO2 Rate Annual v5.14 | 960 | 6141 | Rate Constraint in lbs/MMBtu | FALSE | L | Annual | Seasons Included | Seasons | Winter, Summer | Winter, Summer | Winter, Summer | Winter, Summer | Winter, Summer | Winter, Summer | Winter, Summer
NSR Campbell 1 - SO2 Rate Annual v5.14 | 960 | 6141 | Rate Constraint in lbs/MMBtu | FALSE | L | Annual | Standard | lb/MMBtu | 0.35 | 0.35 | 0.35 | 0.35 | 0.35 | 0.35 | 0.35
NSR Campbell 1 - SO2 Rate Annual v5.14 | 960 | 6141 | Rate Constraint in lbs/MMBtu | FALSE | L | Annual | Emissions at Affected Plants SO2 | Thousand Tons | 0 | 0 | 0 | 0 | 0 | 0 | 0
NSR Campbell 1 - SO2 Rate Annual v5.14 | 960 | 6141 | Rate Constraint in lbs/MMBtu | FALSE | L | Annual | Allowances Purchased SO2 | Thousand Tons | 0 | 0 | 0 | 0 | 0 | 0 | 0
NSR Campbell 1 - SO2 Rate Annual v5.14 | 960 | 6141 | Rate Constraint in lbs/MMBtu | FALSE | L | Annual | Allowances Sold SO2 | Thousand Tons | 0 | 0 | 0 | 0 | 0 | 0 | 0
NSR Campbell 1 - SO2 Rate Annual v5.14 | 960 | 6141 | Rate Constraint in lbs/MMBtu | FALSE | L | Annual | Allowances Banked | Thousand Tons | 0 | 0 | 0 | 0 | 0 | 0 | 0
NSR Campbell 1 - SO2 Rate Annual v5.14 | 960 | 6141 | Rate Constraint in lbs/MMBtu | FALSE | L | Annual | Allowances Withdrawn (1:1) | Thousand Tons | 0 | 0 | 0 | 0 | 0 | 0 | 0
NSR Campbell 1 - SO2 Rate Annual v5.14 | 960 | 6141 | Rate Constraint in lbs/MMBtu | FALSE | L | Annual | Allowances Withdrawn (n:1) | Thousand Tons | 0 | 0 | 0 | 0 | 0 | 0 | 0
NSR Campbell 1 - SO2 Rate Annual v5.14 | 960 | 6141 | Rate Constraint in lbs/MMBtu | FALSE | L | Annual | Net Emissions Allowance Position | Thousand Tons | 0 | 0 | 0 | 0 | 0 | 0 | 0
NSR Campbell 1 - SO2 Rate Annual v5.14 | 960 | 6141 | Rate Constraint in lbs/MMBtu | FALSE | L | Annual | Fuel Consumed | TBtu | 0 | 0 | 0 | 0 | 0 | 0 | 0
NSR Campbell 1 - SO2 Rate Annual v5.14 | 960 | 6141 | Rate Constraint in lbs/MMBtu | FALSE | L | Annual | Rate | lb/MMBtu | 0 | 0 | 0 | 0 | 0 | 0 | 0
NSR Campbell 1 - SO2 Rate Annual v5.14 | 960 | 6141 | Rate Constraint in lbs/MMBtu | FALSE | L | Annual | Generation | TWh | 0 | 0 | 0 | 0 | 0 | 0 | 0
NSR Campbell 1 - SO2 Rate Annual v5.14 | 960 | 6141 | Rate Constraint in lbs/MMBtu | FALSE | L | Annual | Qualifying Generation | TWh | 0 | 0 | 0 | 0 | 0 | 0 | 0
NSR Campbell 1 - SO2 Rate Annual v5.14 | 960 | 6141 | Rate Constraint in lbs/MMBtu | FALSE | L | Annual | Rate | lb/MWh | 0 | 0 | 0 | 0 | 0 | 0 | 0
NSR Campbell 1 - SO2 Rate Annual v5.14 | 960 | 6141 | Rate Constraint in lbs/MMBtu | FALSE | L | Annual | Constraint Shadow Price | US2011$/Ton | 0 | 0 | 0 | 0 | 0 | 0 | 0
NSR Campbell 3 - SO2 Rate Annual v5.14 | 961 | 6142 | Rate Constraint in lbs/MMBtu | FALSE | L | Annual | Seasons Included | Seasons | Winter, Summer | Winter, Summer | Winter, Summer | Winter, Summer | Winter, Summer | Winter, Summer | Winter, Summer
NSR Campbell 3 - SO2 Rate Annual v5.14 | 961 | 6142 | Rate Constraint in lbs/MMBtu | FALSE | L | Annual | Standard | lb/MMBtu | 0.085 | 0.07 | 0.07 | 0.07 | 0.07 | 0.07 | 0.07
NSR Campbell 3 - SO2 Rate Annual v5.14 | 961 | 6142 | Rate Constraint in lbs/MMBtu | FALSE | L | Annual | Emissions at Affected Plants SO2 | Thousand Tons | 0.0081257 | 0.0068569 | 0.0068569 | 0.0068569 | 0.0068571 | 0.0068571 | 0.0068571
NSR Campbell 3 - SO2 Rate Annual v5.14 | 961 | 6142 | Rate Constraint in lbs/MMBtu | FALSE | L | Annual | Allowances Purchased SO2 | Thousand Tons | 0 | 0 | 0 | 0 | 0 | 0 | 0
NSR Campbell 3 - SO2 Rate Annual v5.14 | 961 | 6142 | Rate Constraint in lbs/MMBtu | FALSE | L | Annual | Allowances Sold SO2 | Thousand Tons | 0 | 0 | 0 | 0 | 0 | 0 | 0
NSR Campbell 3 - SO2 Rate Annual v5.14 | 961 | 6142 | Rate Constraint in lbs/MMBtu | FALSE | L | Annual | Allowances Banked | Thousand Tons | 0 | 0 | 0 | 0 | 0 | 0 | 0
NSR Campbell 3 - SO2 Rate Annual v5.14 | 961 | 6142 | Rate Constraint in lbs/MMBtu | FALSE | L | Annual | Allowances Withdrawn (1:1) | Thousand Tons | 0 | 0 | 0 | 0 | 0 | 0 | 0
NSR Campbell 3 - SO2 Rate Annual v5.14 | 961 | 6142 | Rate Constraint in lbs/MMBtu | FALSE | L | Annual | Allowances Withdrawn (n:1) | Thousand Tons | 0 | 0 | 0 | 0 | 0 | 0 | 0
NSR Campbell 3 - SO2 Rate Annual v5.14 | 961 | 6142 | Rate Constraint in lbs/MMBtu | FALSE | L | Annual | Net Emissions Allowance Position | Thousand Tons | 0.0081257 | 0.0068569 | 0.0068569 | 0.0068569 | 0.0068571 | 0.0068571 | 0.0068571
NSR Campbell 3 - SO2 Rate Annual v5.14 | 961 | 6142 | Rate Constraint in lbs/MMBtu | FALSE | L | Annual | Fuel Consumed | TBtu | 0.21281 | 0.19591 | 0.19591 | 0.19591 | 0.19592 | 0.19592 | 0.19592
NSR Campbell 3 - SO2 Rate Annual v5.14 | 961 | 6142 | Rate Constraint in lbs/MMBtu | FALSE | L | Annual | Rate | lb/MMBtu | 0.076366 | 0.07 | 0.07 | 0.07 | 0.07 | 0.07 | 0.07
NSR Campbell 3 - SO2 Rate Annual v5.14 | 961 | 6142 | Rate Constraint in lbs/MMBtu | FALSE | L | Annual | Generation | TWh | 0.021608 | 0.019846 | 0.019846 | 0.019846 | 0.019841 | 0.019841 | 0.019841
NSR Campbell 3 - SO2 Rate Annual v5.14 | 961 | 6142 | Rate Constraint in lbs/MMBtu | FALSE | L | Annual | Qualifying Generation | TWh | 0.021608 | 0.019846 | 0.019846 | 0.019846 | 0.019841 | 0.019841 | 0.019841
NSR Campbell 3 - SO2 Rate Annual v5.14 | 961 | 6142 | Rate Constraint in lbs/MMBtu | FALSE | L | Annual | Rate | lb/MWh | 0.37606 | 0.3455 | 0.3455 | 0.3455 | 0.3456 | 0.3456 | 0.3456
NSR Campbell 3 - SO2 Rate Annual v5.14 | 961 | 6142 | Rate Constraint in lbs/MMBtu | FALSE | L | Annual | Constraint Shadow Price | US2011$/Ton | 0 | 0 | 0 | 0 | 61977.7972 | 0 | 64657.9719
NSR Chesterfield 4 - NOX Rate Annual v3.1, Unit 5825 and retrofits | 962 | 1936 | Rate Constraint in lbs/MMBtu | FALSE | L | Annual | Seasons Included | Seasons | Winter, Summer | Winter, Summer | Winter, Summer | Winter, Summer | Winter, Summer | Winter, Summer | Winter, Summer
NSR Chesterfield 4 - NOX Rate Annual v3.1, Unit 5825 and retrofits | 962 | 1936 | Rate Constraint in lbs/MMBtu | FALSE | L | Annual | Standard | lb/MMBtu | 0.1 | 0.1 | 0.1 | 0.1 | 0.1 | 0.1 | 0.1
NSR Chesterfield 4 - NOX Rate Annual v3.1, Unit 5825 and retrofits | 962 | 1936 | Rate Constraint in lbs/MMBtu | FALSE | L | Annual | Emissions at Affected Plants NOX | Thousand Tons | 0 | 0 | 0 | 0 | 0 | 0 | 0
NSR Chesterfield 4 - NOX Rate Annual v3.1, Unit 5825 and retrofits | 962 | 1936 | Rate Constraint in lbs/MMBtu | FALSE | L | Annual | Allowances Purchased NOX | Thousand Tons | 0 | 0 | 0 | 0 | 0 | 0 | 0
NSR Chesterfield 4 - NOX Rate Annual v3.1, Unit 5825 and retrofits | 962 | 1936 | Rate Constraint in lbs/MMBtu | FALSE | L | Annual | Allowances Sold NOX | Thousand Tons | 0 | 0 | 0 | 0 | 0 | 0 | 0
NSR Chesterfield 4 - NOX Rate Annual v3.1, Unit 5825 and retrofits | 962 | 1936 | Rate Constraint in lbs/MMBtu | FALSE | L | Annual | Allowances Banked | Thousand Tons | 0 | 0 | 0 | 0 | 0 | 0 | 0
NSR Chesterfield 4 - NOX Rate Annual v3.1, Unit 5825 and retrofits | 962 | 1936 | Rate Constraint in lbs/MMBtu | FALSE | L | Annual | Allowances Withdrawn (1:1) | Thousand Tons | 0 | 0 | 0 | 0 | 0 | 0 | 0
NSR Chesterfield 4 - NOX Rate Annual v3.1, Unit 5825 and retrofits | 962 | 1936 | Rate Constraint in lbs/MMBtu | FALSE | L | Annual | Allowances Withdrawn (n:1) | Thousand Tons | 0 | 0 | 0 | 0 | 0 | 0 | 0
NSR Chesterfield 4 - NOX Rate Annual v3.1, Unit 5825 and retrofits | 962 | 1936 | Rate Constraint in lbs/MMBtu | FALSE | L | Annual | Net Emissions Allowance Position | Thousand Tons | 0 | 0 | 0 | 0 | 0 | 0 | 0
NSR Chesterfield 4 - NOX Rate Annual v3.1, Unit 5825 and retrofits | 962 | 1936 | Rate Constraint in lbs/MMBtu | FALSE | L | Annual | Fuel Consumed | TBtu | 0 | 0 | 0 | 0 | 0 | 0 | 0
NSR Chesterfield 4 - NOX Rate Annual v3.1, Unit 5825 and retrofits | 962 | 1936 | Rate Constraint in lbs/MMBtu | FALSE | L | Annual | Rate | lb/MMBtu | 0 | 0 | 0 | 0 | 0 | 0 | 0
NSR Chesterfield 4 - NOX Rate Annual v3.1, Unit 5825 and retrofits | 962 | 1936 | Rate Constraint in lbs/MMBtu | FALSE | L | Annual | Generation | TWh | 0 | 0 | 0 | 0 | 0 | 0 | 0
NSR Chesterfield 4 - NOX Rate Annual v3.1, Unit 5825 and retrofits | 962 | 1936 | Rate Constraint in lbs/MMBtu | FALSE | L | Annual | Qualifying Generation | TWh | 0 | 0 | 0 | 0 | 0 | 0 | 0
NSR Chesterfield 4 - NOX Rate Annual v3.1, Unit 5825 and retrofits | 962 | 1936 | Rate Constraint in lbs/MMBtu | FALSE | L | Annual | Rate | lb/MWh | 0 | 0 | 0 | 0 | 0 | 0 | 0
NSR Chesterfield 4 - NOX Rate Annual v3.1, Unit 5825 and retrofits | 962 | 1936 | Rate Constraint in lbs/MMBtu | FALSE | L | Annual | Constraint Shadow Price | US2011$/Ton | 0 | 0 | 0 | 0 | 0 | 0 | 0
NSR Chesterfield 5,6 - NOX Rate Annual v3.1, Unit 5826 and retrofits | 963 | 1935 | Rate Constraint in lbs/MMBtu | FALSE | L | Annual | Seasons Included | Seasons | Winter, Summer | Winter, Summer | Winter, Summer | Winter, Summer | Winter, Summer | Winter, Summer | Winter, Summer
NSR Chesterfield 5,6 - NOX Rate Annual v3.1, Unit 5826 and retrofits | 963 | 1935 | Rate Constraint in lbs/MMBtu | FALSE | L | Annual | Standard | lb/MMBtu | 0.1 | 0.1 | 0.1 | 0.1 | 0.1 | 0.1 | 0.1
NSR Chesterfield 5,6 - NOX Rate Annual v3.1, Unit 5826 and retrofits | 963 | 1935 | Rate Constraint in lbs/MMBtu | FALSE | L | Annual | Emissions at Affected Plants NOX | Thousand Tons | 0 | 0 | 0 | 0 | 0 | 0 | 0
NSR Chesterfield 5,6 - NOX Rate Annual v3.1, Unit 5826 and retrofits | 963 | 1935 | Rate Constraint in lbs/MMBtu | FALSE | L | Annual | Allowances Purchased NOX | Thousand Tons | 0 | 0 | 0 | 0 | 0 | 0 | 0
NSR Chesterfield 5,6 - NOX Rate Annual v3.1, Unit 5826 and retrofits | 963 | 1935 | Rate Constraint in lbs/MMBtu | FALSE | L | Annual | Allowances Sold NOX | Thousand Tons | 0 | 0 | 0 | 0 | 0 | 0 | 0
NSR Chesterfield 5,6 - NOX Rate Annual v3.1, Unit 5826 and retrofits | 963 | 1935 | Rate Constraint in lbs/MMBtu | FALSE | L | Annual | Allowances Banked | Thousand Tons | 0 | 0 | 0 | 0 | 0 | 0 | 0
NSR Chesterfield 5,6 - NOX Rate Annual v3.1, Unit 5826 and retrofits | 963 | 1935 | Rate Constraint in lbs/MMBtu | FALSE | L | Annual | Allowances Withdrawn (1:1) | Thousand Tons | 0 | 0 | 0 | 0 | 0 | 0 | 0
NSR Chesterfield 5,6 - NOX Rate Annual v3.1, Unit 5826 and retrofits | 963 | 1935 | Rate Constraint in lbs/MMBtu | FALSE | L | Annual | Allowances Withdrawn (n:1) | Thousand Tons | 0 | 0 | 0 | 0 | 0 | 0 | 0
NSR Chesterfield 5,6 - NOX Rate Annual v3.1, Unit 5826 and retrofits | 963 | 1935 | Rate Constraint in lbs/MMBtu | FALSE | L | Annual | Net Emissions Allowance Position | Thousand Tons | 0 | 0 | 0 | 0 | 0 | 0 | 0
NSR Chesterfield 5,6 - NOX Rate Annual v3.1, Unit 5826 and retrofits | 963 | 1935 | Rate Constraint in lbs/MMBtu | FALSE | L | Annual | Fuel Consumed | TBtu | 0 | 0 | 0 | 0 | 0 | 0 | 0
NSR Chesterfield 5,6 - NOX Rate Annual v3.1, Unit 5826 and retrofits | 963 | 1935 | Rate Constraint in lbs/MMBtu | FALSE | L | Annual | Rate | lb/MMBtu | 0 | 0 | 0 | 0 | 0 | 0 | 0
NSR Chesterfield 5,6 - NOX Rate Annual v3.1, Unit 5826 and retrofits | 963 | 1935 | Rate Constraint in lbs/MMBtu | FALSE | L | Annual | Generation | TWh | 0 | 0 | 0 | 0 | 0 | 0 | 0
NSR Chesterfield 5,6 - NOX Rate Annual v3.1, Unit 5826 and retrofits | 963 | 1935 | Rate Constraint in lbs/MMBtu | FALSE | L | Annual | Qualifying Generation | TWh | 0 | 0 | 0 | 0 | 0 | 0 | 0
NSR Chesterfield 5,6 - NOX Rate Annual v3.1, Unit 5826 and retrofits | 963 | 1935 | Rate Constraint in lbs/MMBtu | FALSE | L | Annual | Rate | lb/MWh | 0 | 0 | 0 | 0 | 0 | 0 | 0
NSR Chesterfield 5,6 - NOX Rate Annual v3.1, Unit 5826 and retrofits | 963 | 1935 | Rate Constraint in lbs/MMBtu | FALSE | L | Annual | Constraint Shadow Price | US2011$/Ton | 87282.3439 | 123695.259 | 47416.3154 | 2501.3831 | 6703.3263 | 28607.0828 | 0
NSR Chesterfield 5,6 - NOX Rate Annual v3.1, Unit 5827 and retrofits | 964 | 1935 | Rate Constraint in lbs/MMBtu | FALSE | L | Annual | Seasons Included | Seasons | Winter, Summer | Winter, Summer | Winter, Summer | Winter, Summer | Winter, Summer | Winter, Summer | Winter, Summer
NSR Chesterfield 5,6 - NOX Rate Annual v3.1, Unit 5827 and retrofits | 964 | 1935 | Rate Constraint in lbs/MMBtu | FALSE | L | Annual | Standard | lb/MMBtu | 0.1 | 0.1 | 0.1 | 0.1 | 0.1 | 0.1 | 0.1
NSR Chesterfield 5,6 - NOX Rate Annual v3.1, Unit 5827 and retrofits | 964 | 1935 | Rate Constraint in lbs/MMBtu | FALSE | L | Annual | Emissions at Affected Plants NOX | Thousand Tons | 0 | 0 | 0 | 0 | 0 | 0 | 0
NSR Chesterfield 5,6 - NOX Rate Annual v3.1, Unit 5827 and retrofits | 964 | 1935 | Rate Constraint in lbs/MMBtu | FALSE | L | Annual | Allowances Purchased NOX | Thousand Tons | 0 | 0 | 0 | 0 | 0 | 0 | 0
NSR Chesterfield 5,6 - NOX Rate Annual v3.1, Unit 5827 and retrofits | 964 | 1935 | Rate Constraint in lbs/MMBtu | FALSE | L | Annual | Allowances Sold NOX | Thousand Tons | 0 | 0 | 0 | 0 | 0 | 0 | 0
NSR Chesterfield 5,6 - NOX Rate Annual v3.1, Unit 5827 and retrofits | 964 | 1935 | Rate Constraint in lbs/MMBtu | FALSE | L | Annual | Allowances Banked | Thousand Tons | 0 | 0 | 0 | 0 | 0 | 0 | 0
NSR Chesterfield 5,6 - NOX Rate Annual v3.1, Unit 5827 and retrofits | 964 | 1935 | Rate Constraint in lbs/MMBtu | FALSE | L | Annual | Allowances Withdrawn (1:1) | Thousand Tons | 0 | 0 | 0 | 0 | 0 | 0 | 0
NSR Chesterfield 5,6 - NOX Rate Annual v3.1, Unit 5827 and retrofits | 964 | 1935 | Rate Constraint in lbs/MMBtu | FALSE | L | Annual | Allowances Withdrawn (n:1) | Thousand Tons | 0 | 0 | 0 | 0 | 0 | 0 | 0
NSR Chesterfield 5,6 - NOX Rate Annual v3.1, Unit 5827 and retrofits | 964 | 1935 | Rate Constraint in lbs/MMBtu | FALSE | L | Annual | Net Emissions Allowance Position | Thousand Tons | 0 | 0 | 0 | 0 | 0 | 0 | 0
NSR Chesterfield 5,6 - NOX Rate Annual v3.1, Unit 5827 and retrofits | 964 | 1935 | Rate Constraint in lbs/MMBtu | FALSE | L | Annual | Fuel Consumed | TBtu | 0 | 0 | 0 | 0 | 0 | 0 | 0
NSR Chesterfield 5,6 - NOX Rate Annual v3.1, Unit 5827 and retrofits | 964 | 1935 | Rate Constraint in lbs/MMBtu | FALSE | L | Annual | Rate | lb/MMBtu | 0 | 0 | 0 | 0 | 0 | 0 | 0
NSR Chesterfield 5,6 - NOX Rate Annual v3.1, Unit 5827 and retrofits | 964 | 1935 | Rate Constraint in lbs/MMBtu | FALSE | L | Annual | Generation | TWh | 0 | 0 | 0 | 0 | 0 | 0 | 0
NSR Chesterfield 5,6 - NOX Rate Annual v3.1, Unit 5827 and retrofits | 964 | 1935 | Rate Constraint in lbs/MMBtu | FALSE | L | Annual | Qualifying Generation | TWh | 0 | 0 | 0 | 0 | 0 | 0 | 0
NSR Chesterfield 5,6 - NOX Rate Annual v3.1, Unit 5827 and retrofits | 964 | 1935 | Rate Constraint in lbs/MMBtu | FALSE | L | Annual | Rate | lb/MWh | 0 | 0 | 0 | 0 | 0 | 0 | 0
NSR Chesterfield 5,6 - NOX Rate Annual v3.1, Unit 5827 and retrofits | 964 | 1935 | Rate Constraint in lbs/MMBtu | FALSE | L | Annual | Constraint Shadow Price | US2011$/Ton | 0 | 0 | 0 | 0 | 0 | 0 | 0
NSR ClinchRiver 1-3 - SO2 Cap Annual v3.1 | 965 | 2049 | Rate Constraint in MTons | FALSE | L | Annual | Seasons Included | Seasons | Winter, Summer | Winter, Summer | Winter, Summer | Winter, Summer | Winter, Summer | Winter, Summer | Winter, Summer
NSR ClinchRiver 1-3 - SO2 Cap Annual v3.1 | 965 | 2049 | Rate Constraint in MTons | FALSE | L | Annual | Standard | Thousand Tons | 16.3 | 16.3 | 16.3 | 16.3 | 16.3 | 16.3 | 16.3
NSR ClinchRiver 1-3 - SO2 Cap Annual v3.1 | 965 | 2049 | Rate Constraint in MTons | FALSE | L | Annual | Standard SO2 | Thousand Tons | 16.3 | 16.3 | 16.3 | 16.3 | 16.3 | 16.3 | 16.3
NSR ClinchRiver 1-3 - SO2 Cap Annual v3.1 | 965 | 2049 | Rate Constraint in MTons | FALSE | L | Annual | Emissions at Affected Plants SO2 | Thousand Tons | 0 | 0 | 0 | 0 | 0 | 0 | 0
NSR ClinchRiver 1-3 - SO2 Cap Annual v3.1 | 965 | 2049 | Rate Constraint in MTons | FALSE | L | Annual | Allowances Purchased SO2 | Thousand Tons | 0 | 0 | 0 | 0 | 0 | 0 | 0
NSR ClinchRiver 1-3 - SO2 Cap Annual v3.1 | 965 | 2049 | Rate Constraint in MTons | FALSE | L | Annual | Allowances Sold SO2 | Thousand Tons | 0 | 0 | 0 | 0 | 0 | 0 | 0
NSR ClinchRiver 1-3 - SO2 Cap Annual v3.1 | 965 | 2049 | Rate Constraint in MTons | FALSE | L | Annual | Allowances Banked | Thousand Tons | 0 | 0 | 0 | 0 | 0 | 0 | 0
NSR ClinchRiver 1-3 - SO2 Cap Annual v3.1 | 965 | 2049 | Rate Constraint in MTons | FALSE | L | Annual | Allowances Withdrawn (1:1) | Thousand Tons | 0 | 0 | 0 | 0 | 0 | 0 | 0
NSR ClinchRiver 1-3 - SO2 Cap Annual v3.1 | 965 | 2049 | Rate Constraint in MTons | FALSE | L | Annual | Allowances Withdrawn (n:1) | Thousand Tons | 0 | 0 | 0 | 0 | 0 | 0 | 0
NSR ClinchRiver 1-3 - SO2 Cap Annual v3.1 | 965 | 2049 | Rate Constraint in MTons | FALSE | L | Annual | Net Emissions Allowance Position | Thousand Tons | 0 | 0 | 0 | 0 | 0 | 0 | 0
NSR ClinchRiver 1-3 - SO2 Cap Annual v3.1 | 965 | 2049 | Rate Constraint in MTons | FALSE | L | Annual | Fuel Consumed | TBtu | 5.5358 | 5.5358 | 5.5358 | 5.5358 | 0 | 0 | 0
NSR ClinchRiver 1-3 - SO2 Cap Annual v3.1 | 965 | 2049 | Rate Constraint in MTons | FALSE | L | Annual | Rate | lb/MMBtu | 0 | 0 | 0 | 0 | 0 | 0 | 0
NSR ClinchRiver 1-3 - SO2 Cap Annual v3.1 | 965 | 2049 | Rate Constraint in MTons | FALSE | L | Annual | Generation | TWh | 0.54257 | 0.54257 | 0.54257 | 0.54257 | 0 | 0 | 0
NSR ClinchRiver 1-3 - SO2 Cap Annual v3.1 | 965 | 2049 | Rate Constraint in MTons | FALSE | L | Annual | Qualifying Generation | TWh | 0.54257 | 0.54257 | 0.54257 | 0.54257 | 0 | 0 | 0
NSR ClinchRiver 1-3 - SO2 Cap Annual v3.1 | 965 | 2049 | Rate Constraint in MTons | FALSE | L | Annual | Rate | lb/MWh | 0 | 0 | 0 | 0 | 0 | 0 | 0
NSR ClinchRiver 1-3 - SO2 Cap Annual v3.1 | 965 | 2049 | Rate Constraint in MTons | FALSE | L | Annual | Constraint Shadow Price | US2011$/Ton | 0 | 0 | 0 | 0 | 0 | 0 | 0
NSR Columbia 1 & 2- NOx Cap Annual v5.13 | 966 | 5993 | Rate Constraint in MTons | FALSE | L | Annual | Seasons Included | Seasons | Winter, Summer | Winter, Summer | Winter, Summer | Winter, Summer | Winter, Summer | Winter, Summer | Winter, Summer
NSR Columbia 1 & 2- NOx Cap Annual v5.13 | 966 | 5993 | Rate Constraint in MTons | FALSE | L | Annual | Standard | Thousand Tons | 5.55 | 5.55 | 4.3 | 4.3 | 4.3 | 4.3 | 4.3
NSR Columbia 1 & 2- NOx Cap Annual v5.13 | 966 | 5993 | Rate Constraint in MTons | FALSE | L | Annual | Standard NOX | Thousand Tons | 5.55 | 5.55 | 4.3 | 4.3 | 4.3 | 4.3 | 4.3
NSR Columbia 1 & 2- NOx Cap Annual v5.13 | 966 | 5993 | Rate Constraint in MTons | FALSE | L | Annual | Emissions at Affected Plants NOX | Thousand Tons | 2.2106 | 2.385 | 2.5307 | 2.4681 | 2.5307 | 2.2106 | 2.0418
NSR Columbia 1 & 2- NOx Cap Annual v5.13 | 966 | 5993 | Rate Constraint in MTons | FALSE | L | Annual | Allowances Purchased NOX | Thousand Tons | 0 | 0 | 0 | 0 | 0 | 0 | 0
NSR Columbia 1 & 2- NOx Cap Annual v5.13 | 966 | 5993 | Rate Constraint in MTons | FALSE | L | Annual | Allowances Sold NOX | Thousand Tons | 0 | 0 | 0 | 0 | 0 | 0 | 0
NSR Columbia 1 & 2- NOx Cap Annual v5.13 | 966 | 5993 | Rate Constraint in MTons | FALSE | L | Annual | Allowances Banked | Thousand Tons | 0 | 0 | 0 | 0 | 0 | 0 | 0
NSR Columbia 1 & 2- NOx Cap Annual v5.13 | 966 | 5993 | Rate Constraint in MTons | FALSE | L | Annual | Allowances Withdrawn (1:1) | Thousand Tons | 0 | 0 | 0 | 0 | 0 | 0 | 0
NSR Columbia 1 & 2- NOx Cap Annual v5.13 | 966 | 5993 | Rate Constraint in MTons | FALSE | L | Annual | Allowances Withdrawn (n:1) | Thousand Tons | 0 | 0 | 0 | 0 | 0 | 0 | 0
NSR Columbia 1 & 2- NOx Cap Annual v5.13 | 966 | 5993 | Rate Constraint in MTons | FALSE | L | Annual | Net Emissions Allowance Position | Thousand Tons | 2.2106 | 2.385 | 2.5307 | 2.4681 | 2.5307 | 2.2106 | 2.0418
NSR Columbia 1 & 2- NOx Cap Annual v5.13 | 966 | 5993 | Rate Constraint in MTons | FALSE | L | Annual | Fuel Consumed | TBtu | 36.9368 | 39.8514 | 42.2859 | 41.2402 | 42.2859 | 36.9368 | 34.1169
NSR Columbia 1 & 2- NOx Cap Annual v5.13 | 966 | 5993 | Rate Constraint in MTons | FALSE | L | Annual | Rate | lb/MMBtu | 0.1197 | 0.1197 | 0.1197 | 0.1197 | 0.1197 | 0.1197 | 0.1197
NSR Columbia 1 & 2- NOx Cap Annual v5.13 | 966 | 5993 | Rate Constraint in MTons | FALSE | L | Annual | Generation | TWh | 3.4718 | 3.7458 | 3.9746 | 3.8763 | 3.9746 | 3.4718 | 3.2068
NSR Columbia 1 & 2- NOx Cap Annual v5.13 | 966 | 5993 | Rate Constraint in MTons | FALSE | L | Annual | Qualifying Generation | TWh | 3.4718 | 3.7458 | 3.9746 | 3.8763 | 3.9746 | 3.4718 | 3.2068
NSR Columbia 1 & 2- NOx Cap Annual v5.13 | 966 | 5993 | Rate Constraint in MTons | FALSE | L | Annual | Rate | lb/MWh | 0.63672 | 0.63672 | 0.63672 | 0.63672 | 0.63672 | 0.63672 | 0.63672
NSR Columbia 1 & 2- NOx Cap Annual v5.13 | 966 | 5993 | Rate Constraint in MTons | FALSE | L | Annual | Constraint Shadow Price | US2011$/Ton | 0 | 0 | 0 | 0 | 0 | 0 | 0
NSR Columbia 1 & 2- SO2 Cap Annual v5.13 | 967 | 5991 | Rate Constraint in MTons | FALSE | L | Annual | Seasons Included | Seasons | Winter, Summer | Winter, Summer | Winter, Summer | Winter, Summer | Winter, Summer | Winter, Summer | Winter, Summer
NSR Columbia 1 & 2- SO2 Cap Annual v5.13 | 967 | 5991 | Rate Constraint in MTons | FALSE | L | Annual | Standard | Thousand Tons | 3.286 | 3.286 | 3.286 | 3.286 | 3.286 | 3.286 | 3.286
NSR Columbia 1 & 2- SO2 Cap Annual v5.13 | 967 | 5991 | Rate Constraint in MTons | FALSE | L | Annual | Standard SO2 | Thousand Tons | 3.286 | 3.286 | 3.286 | 3.286 | 3.286 | 3.286 | 3.286
NSR Columbia 1 & 2- SO2 Cap Annual v5.13 | 967 | 5991 | Rate Constraint in MTons | FALSE | L | Annual | Emissions at Affected Plants SO2 | Thousand Tons | 1.3816 | 1.4906 | 1.5817 | 1.5426 | 1.5817 | 1.3816 | 1.2761
NSR Columbia 1 & 2- SO2 Cap Annual v5.13 | 967 | 5991 | Rate Constraint in MTons | FALSE | L | Annual | Allowances Purchased SO2 | Thousand Tons | 0 | 0 | 0 | 0 | 0 | 0 | 0
NSR Columbia 1 & 2- SO2 Cap Annual v5.13 | 967 | 5991 | Rate Constraint in MTons | FALSE | L | Annual | Allowances Sold SO2 | Thousand Tons | 0 | 0 | 0 | 0 | 0 | 0 | 0
NSR Columbia 1 & 2- SO2 Cap Annual v5.13 | 967 | 5991 | Rate Constraint in MTons | FALSE | L | Annual | Allowances Banked | Thousand Tons | 0 | 0 | 0 | 0 | 0 | 0 | 0
NSR Columbia 1 & 2- SO2 Cap Annual v5.13 | 967 | 5991 | Rate Constraint in MTons | FALSE | L | Annual | Allowances Withdrawn (1:1) | Thousand Tons | 0 | 0 | 0 | 0 | 0 | 0 | 0
NSR Columbia 1 & 2- SO2 Cap Annual v5.13 | 967 | 5991 | Rate Constraint in MTons | FALSE | L | Annual | Allowances Withdrawn (n:1) | Thousand Tons | 0 | 0 | 0 | 0 | 0 | 0 | 0
NSR Columbia 1 & 2- SO2 Cap Annual v5.13 | 967 | 5991 | Rate Constraint in MTons | FALSE | L | Annual | Net Emissions Allowance Position | Thousand Tons | 1.3816 | 1.4906 | 1.5817 | 1.5426 | 1.5817 | 1.3816 | 1.2761
NSR Columbia 1 & 2- SO2 Cap Annual v5.13 | 967 | 5991 | Rate Constraint in MTons | FALSE | L | Annual | Fuel Consumed | TBtu | 36.9368 | 39.8514 | 42.2859 | 41.2402 | 42.2859 | 36.9368 | 34.1169
NSR Columbia 1 & 2- SO2 Cap Annual v5.13 | 967 | 5991 | Rate Constraint in MTons | FALSE | L | Annual | Rate | lb/MMBtu | 0.07481 | 0.07481 | 0.07481 | 0.07481 | 0.07481 | 0.07481 | 0.07481
NSR Columbia 1 & 2- SO2 Cap Annual v5.13 | 967 | 5991 | Rate Constraint in MTons | FALSE | L | Annual | Generation | TWh | 3.4718 | 3.7458 | 3.9746 | 3.8763 | 3.9746 | 3.4718 | 3.2068
NSR Columbia 1 & 2- SO2 Cap Annual v5.13 | 967 | 5991 | Rate Constraint in MTons | FALSE | L | Annual | Qualifying Generation | TWh | 3.4718 | 3.7458 | 3.9746 | 3.8763 | 3.9746 | 3.4718 | 3.2068
NSR Columbia 1 & 2- SO2 Cap Annual v5.13 | 967 | 5991 | Rate Constraint in MTons | FALSE | L | Annual | Rate | lb/MWh | 0.39795 | 0.39795 | 0.39795 | 0.39795 | 0.39795 | 0.39795 | 0.39795
NSR Columbia 1 & 2- SO2 Cap Annual v5.13 | 967 | 5991 | Rate Constraint in MTons | FALSE | L | Annual | Constraint Shadow Price | US2011$/Ton | 0 | 0 | 0 | 0 | 0 | 0 | 0
NSR Columbia 1 & 2- SO2 Rate Annual v5.13 | 968 | 5992 | Rate Constraint in lbs/MMBtu | FALSE | L | Annual | Seasons Included | Seasons | Winter, Summer | Winter, Summer | Winter, Summer | Winter, Summer | Winter, Summer | Winter, Summer | Winter, Summer
NSR Columbia 1 & 2- SO2 Rate Annual v5.13 | 968 | 5992 | Rate Constraint in lbs/MMBtu | FALSE | L | Annual | Standard | lb/MMBtu | 0.075 | 0.075 | 0.075 | 0.075 | 0.075 | 0.075 | 0.075
NSR Columbia 1 & 2- SO2 Rate Annual v5.13 | 968 | 5992 | Rate Constraint in lbs/MMBtu | FALSE | L | Annual | Emissions at Affected Plants SO2 | Thousand Tons | 1.3816 | 1.4906 | 1.5817 | 1.5426 | 1.5817 | 1.3816 | 1.2761
NSR Columbia 1 & 2- SO2 Rate Annual v5.13 | 968 | 5992 | Rate Constraint in lbs/MMBtu | FALSE | L | Annual | Allowances Purchased SO2 | Thousand Tons | 0 | 0 | 0 | 0 | 0 | 0 | 0
NSR Columbia 1 & 2- SO2 Rate Annual v5.13 | 968 | 5992 | Rate Constraint in lbs/MMBtu | FALSE | L | Annual | Allowances Sold SO2 | Thousand Tons | 0 | 0 | 0 | 0 | 0 | 0 | 0
NSR Columbia 1 & 2- SO2 Rate Annual v5.13 | 968 | 5992 | Rate Constraint in lbs/MMBtu | FALSE | L | Annual | Allowances Banked | Thousand Tons | 0 | 0 | 0 | 0 | 0 | 0 | 0
NSR Columbia 1 & 2- SO2 Rate Annual v5.13 | 968 | 5992 | Rate Constraint in lbs/MMBtu | FALSE | L | Annual | Allowances Withdrawn (1:1) | Thousand Tons | 0 | 0 | 0 | 0 | 0 | 0 | 0
NSR Columbia 1 & 2- SO2 Rate Annual v5.13 | 968 | 5992 | Rate Constraint in lbs/MMBtu | FALSE | L | Annual | Allowances Withdrawn (n:1) | Thousand Tons | 0 | 0 | 0 | 0 | 0 | 0 | 0
NSR Columbia 1 & 2- SO2 Rate Annual v5.13 | 968 | 5992 | Rate Constraint in lbs/MMBtu | FALSE | L | Annual | Net Emissions Allowance Position | Thousand Tons | 1.3816 | 1.4906 | 1.5817 | 1.5426 | 1.5817 | 1.3816 | 1.2761
NSR Columbia 1 & 2- SO2 Rate Annual v5.13 | 968 | 5992 | Rate Constraint in lbs/MMBtu | FALSE | L | Annual | Fuel Consumed | TBtu | 36.9368 | 39.8514 | 42.2859 | 41.2402 | 42.2859 | 36.9368 | 34.1169
NSR Columbia 1 & 2- SO2 Rate Annual v5.13 | 968 | 5992 | Rate Constraint in lbs/MMBtu | FALSE | L | Annual | Rate | lb/MMBtu | 0.07481 | 0.07481 | 0.07481 | 0.07481 | 0.07481 | 0.07481 | 0.07481
NSR Columbia 1 & 2- SO2 Rate Annual v5.13 | 968 | 5992 | Rate Constraint in lbs/MMBtu | FALSE | L | Annual | Generation | TWh | 3.4718 | 3.7458 | 3.9746 | 3.8763 | 3.9746 | 3.4718 | 3.2068
NSR Columbia 1 & 2- SO2 Rate Annual v5.13 | 968 | 5992 | Rate Constraint in lbs/MMBtu | FALSE | L | Annual | Qualifying Generation | TWh | 3.4718 | 3.7458 | 3.9746 | 3.8763 | 3.9746 | 3.4718 | 3.2068
NSR Columbia 1 & 2- SO2 Rate Annual v5.13 | 968 | 5992 | Rate Constraint in lbs/MMBtu | FALSE | L | Annual | Rate | lb/MWh | 0.39795 | 0.39795 | 0.39795 | 0.39795 | 0.39795 | 0.39795 | 0.39795
NSR Columbia 1 & 2- SO2 Rate Annual v5.13 | 968 | 5992 | Rate Constraint in lbs/MMBtu | FALSE | L | Annual | Constraint Shadow Price | US2011$/Ton | 0 | 0 | 0 | 0 | 0 | 0 | 0
NSR Columbia 1- Hg Rate Annual v5.13 | 969 | 6002 | Rate Constraint in lbs/MMBtu | FALSE | L | Annual | Seasons Included | Seasons | Winter, Summer | Winter, Summer | Winter, Summer | Winter, Summer | Winter, Summer | Winter, Summer | Winter, Summer
NSR Columbia 1- Hg Rate Annual v5.13 | 969 | 6002 | Rate Constraint in lbs/MMBtu | FALSE | L | Annual | Standard | lb/MMBtu | 0.015 | 0.015 | 0.015 | 0.015 | 0.015 | 0.015 | 0.015
NSR Columbia 1- Hg Rate Annual v5.13 | 969 | 6002 | Rate Constraint in lbs/MMBtu | FALSE | L | Annual | Emissions at Affected Plants MER | lbs | 19.8836 | 21.4526 | 22.7632 | 22.2002 | 22.7632 | 19.8836 | 18.3657
NSR Columbia 1- Hg Rate Annual v5.13 | 969 | 6002 | Rate Constraint in lbs/MMBtu | FALSE | L | Annual | Allowances Purchased MER | lbs | 0 | 0 | 0 | 0 | 0 | 0 | 0
NSR Columbia 1- Hg Rate Annual v5.13 | 969 | 6002 | Rate Constraint in lbs/MMBtu | FALSE | L | Annual | Allowances Sold MER | lbs | 0 | 0 | 0 | 0 | 0 | 0 | 0
NSR Columbia 1- Hg Rate Annual v5.13 | 969 | 6002 | Rate Constraint in lbs/MMBtu | FALSE | L | Annual | Allowances Banked | lbs | 0 | 0 | 0 | 0 | 0 | 0 | 0
NSR Columbia 1- Hg Rate Annual v5.13 | 969 | 6002 | Rate Constraint in lbs/MMBtu | FALSE | L | Annual | Allowances Withdrawn (1:1) | lbs | 0 | 0 | 0 | 0 | 0 | 0 | 0
NSR Columbia 1- Hg Rate Annual v5.13 | 969 | 6002 | Rate Constraint in lbs/MMBtu | FALSE | L | Annual | Allowances Withdrawn (n:1) | lbs | 0 | 0 | 0 | 0 | 0 | 0 | 0
NSR Columbia 1- Hg Rate Annual v5.13 | 969 | 6002 | Rate Constraint in lbs/MMBtu | FALSE | L | Annual | Net Emissions Allowance Position | lbs | 19.8836 | 21.4526 | 22.7632 | 22.2002 | 22.7632 | 19.8836 | 18.3657
NSR Columbia 1- Hg Rate Annual v5.13 | 969 | 6002 | Rate Constraint in lbs/MMBtu | FALSE | L | Annual | Fuel Consumed | TBtu | 36.9368 | 39.8514 | 42.2859 | 41.2402 | 42.2859 | 36.9368 | 34.1169
NSR Columbia 1- Hg Rate Annual v5.13 | 969 | 6002 | Rate Constraint in lbs/MMBtu | FALSE | L | Annual | Rate | lb/MMBtu | 5.3832e-07 | 5.3832e-07 | 5.3832e-07 | 5.3832e-07 | 5.3832e-07 | 5.3832e-07 | 5.3832e-07
NSR Columbia 1- Hg Rate Annual v5.13 | 969 | 6002 | Rate Constraint in lbs/MMBtu | FALSE | L | Annual | Generation | TWh | 3.4718 | 3.7458 | 3.9746 | 3.8763 | 3.9746 | 3.4718 | 3.2068
NSR Columbia 1- Hg Rate Annual v5.13 | 969 | 6002 | Rate Constraint in lbs/MMBtu | FALSE | L | Annual | Qualifying Generation | TWh | 3.4718 | 3.7458 | 3.9746 | 3.8763 | 3.9746 | 3.4718 | 3.2068
NSR Columbia 1- Hg Rate Annual v5.13 | 969 | 6002 | Rate Constraint in lbs/MMBtu | FALSE | L | Annual | Rate | lb/MWh | 5.7271 | 5.7271 | 5.7271 | 5.7271 | 5.7271 | 5.7271 | 5.7271
NSR Columbia 1- Hg Rate Annual v5.13 | 969 | 6002 | Rate Constraint in lbs/MMBtu | FALSE | L | Annual | Constraint Shadow Price | US2011$/Lb | 0 | 0 | 0 | 0 | 0 | 0 | 0
NSR Columbia 1- NOx Rate Annual v5.13 | 970 | 5994 | Rate Constraint in lbs/MMBtu | FALSE | L | Annual | Seasons Included | Seasons | Winter, Summer | Winter, Summer | Winter, Summer | Winter, Summer | Winter, Summer | Winter, Summer | Winter, Summer
NSR Columbia 1- NOx Rate Annual v5.13 | 970 | 5994 | Rate Constraint in lbs/MMBtu | FALSE | L | Annual | Standard | lb/MMBtu | 0.15 | 0.15 | 0.15 | 0.15 | 0.15 | 0.15 | 0.15
NSR Columbia 1- NOx Rate Annual v5.13 | 970 | 5994 | Rate Constraint in lbs/MMBtu | FALSE | L | Annual | Emissions at Affected Plants NOX | Thousand Tons | 2.2106 | 2.385 | 2.5307 | 2.4681 | 2.5307 | 2.2106 | 2.0418
NSR Columbia 1- NOx Rate Annual v5.13 | 970 | 5994 | Rate Constraint in lbs/MMBtu | FALSE | L | Annual | Allowances Purchased NOX | Thousand Tons | 0 | 0 | 0 | 0 | 0 | 0 | 0
NSR Columbia 1- NOx Rate Annual v5.13 | 970 | 5994 | Rate Constraint in lbs/MMBtu | FALSE | L | Annual | Allowances Sold NOX | Thousand Tons | 0 | 0 | 0 | 0 | 0 | 0 | 0
NSR Columbia 1- NOx Rate Annual v5.13 | 970 | 5994 | Rate Constraint in lbs/MMBtu | FALSE | L | Annual | Allowances Banked | Thousand Tons | 0 | 0 | 0 | 0 | 0 | 0 | 0
NSR Columbia 1- NOx Rate Annual v5.13 | 970 | 5994 | Rate Constraint in lbs/MMBtu | FALSE | L | Annual | Allowances Withdrawn (1:1) | Thousand Tons | 0 | 0 | 0 | 0 | 0 | 0 | 0
NSR Columbia 1- NOx Rate Annual v5.13 | 970 | 5994 | Rate Constraint in lbs/MMBtu | FALSE | L | Annual | Allowances Withdrawn (n:1) | Thousand Tons | 0 | 0 | 0 | 0 | 0 | 0 | 0
NSR Columbia 1- NOx Rate Annual v5.13 | 970 | 5994 | Rate Constraint in lbs/MMBtu | FALSE | L | Annual | Net Emissions Allowance Position | Thousand Tons | 2.2106 | 2.385 | 2.5307 | 2.4681 | 2.5307 | 2.2106 | 2.0418
NSR Columbia 1- NOx Rate Annual v5.13 | 970 | 5994 | Rate Constraint in lbs/MMBtu | FALSE | L | Annual | Fuel Consumed | TBtu | 36.9368 | 39.8514 | 42.2859 | 41.2402 | 42.2859 | 36.9368 | 34.1169
NSR Columbia 1- NOx Rate Annual v5.13 | 970 | 5994 | Rate Constraint in lbs/MMBtu | FALSE | L | Annual | Rate | lb/MMBtu | 0.1197 | 0.1197 | 0.1197 | 0.1197 | 0.1197 | 0.1197 | 0.1197
NSR Columbia 1- NOx Rate Annual v5.13 | 970 | 5994 | Rate Constraint in lbs/MMBtu | FALSE | L | Annual | Generation | TWh | 3.4718 | 3.7458 | 3.9746 | 3.8763 | 3.9746 | 3.4718 | 3.2068
NSR Columbia 1- NOx Rate Annual v5.13 | 970 | 5994 | Rate Constraint in lbs/MMBtu | FALSE | L | Annual | Qualifying Generation | TWh | 3.4718 | 3.7458 | 3.9746 | 3.8763 | 3.9746 | 3.4718 | 3.2068
NSR Columbia 1- NOx Rate Annual v5.13 | 970 | 5994 | Rate Constraint in lbs/MMBtu | FALSE | L | Annual | Rate | lb/MWh | 0.63672 | 0.63672 | 0.63672 | 0.63672 | 0.63672 | 0.63672 | 0.63672
NSR Columbia 1- NOx Rate Annual v5.13 | 970 | 5994 | Rate Constraint in lbs/MMBtu | FALSE | L | Annual | Constraint Shadow Price | US2011$/Ton | 0 | 0 | 0 | 0 | 0 | 0 | 0
NSR Columbia 2- Hg Rate Annual v5.13 | 971 | 5995 | Rate Constraint in lbs/MMBtu | FALSE | L | Annual | Seasons Included | Seasons | Winter, Summer | Winter, Summer | Winter, Summer | Winter, Summer | Winter, Summer | Winter, Summer | Winter, Summer
NSR Columbia 2- Hg Rate Annual v5.13 | 971 | 5995 | Rate Constraint in lbs/MMBtu | FALSE | L | Annual | Standard | lb/MMBtu | 0.015 | 0.015 | 0.015 | 0.015 | 0.015 | 0.015 | 0.015
NSR Columbia 2- Hg Rate Annual v5.13 | 971 | 5995 | Rate Constraint in lbs/MMBtu | FALSE | L | Annual | Emissions at Affected Plants MER | lbs | 0 | 0 | 0 | 0 | 0 | 0 | 0
NSR Columbia 2- Hg Rate Annual v5.13 | 971 | 5995 | Rate Constraint in lbs/MMBtu | FALSE | L | Annual | Allowances Purchased MER | lbs | 0 | 0 | 0 | 0 | 0 | 0 | 0
NSR Columbia 2- Hg Rate Annual v5.13 | 971 | 5995 | Rate Constraint in lbs/MMBtu | FALSE | L | Annual | Allowances Sold MER | lbs | 0 | 0 | 0 | 0 | 0 | 0 | 0
NSR Columbia 2- Hg Rate Annual v5.13 | 971 | 5995 | Rate Constraint in lbs/MMBtu | FALSE | L | Annual | Allowances Banked | lbs | 0 | 0 | 0 | 0 | 0 | 0 | 0
NSR Columbia 2- Hg Rate Annual v5.13 | 971 | 5995 | Rate Constraint in lbs/MMBtu | FALSE | L | Annual | Allowances Withdrawn (1:1) | lbs | 0 | 0 | 0 | 0 | 0 | 0 | 0
NSR Columbia 2- Hg Rate Annual v5.13 | 971 | 5995 | Rate Constraint in lbs/MMBtu | FALSE | L | Annual | Allowances Withdrawn (n:1) | lbs | 0 | 0 | 0 | 0 | 0 | 0 | 0
NSR Columbia 2- Hg Rate Annual v5.13 | 971 | 5995 | Rate Constraint in lbs/MMBtu | FALSE | L | Annual | Net Emissions Allowance Position | lbs | 0 | 0 | 0 | 0 | 0 | 0 | 0
NSR Columbia 2- Hg Rate Annual v5.13 | 971 | 5995 | Rate Constraint in lbs/MMBtu | FALSE | L | Annual | Fuel Consumed | TBtu | 0 | 0 | 0 | 0 | 0 | 0 | 0
NSR Columbia 2- Hg Rate Annual v5.13 | 971 | 5995 | Rate Constraint in lbs/MMBtu | FALSE | L | Annual | Rate | lb/MMBtu | 0 | 0 | 0 | 0 | 0 | 0 | 0
NSR Columbia 2- Hg Rate Annual v5.13 | 971 | 5995 | Rate Constraint in lbs/MMBtu | FALSE | L | Annual | Generation | TWh | 0 | 0 | 0 | 0 | 0 | 0 | 0
NSR Columbia 2- Hg Rate Annual v5.13 | 971 | 5995 | Rate Constraint in lbs/MMBtu | FALSE | L | Annual | Qualifying Generation | TWh | 0 | 0 | 0 | 0 | 0 | 0 | 0
NSR Columbia 2- Hg Rate Annual v5.13 | 971 | 5995 | Rate Constraint in lbs/MMBtu | FALSE | L | Annual | Rate | lb/MWh | 0 | 0 | 0 | 0 | 0 | 0 | 0
NSR Columbia 2- Hg Rate Annual v5.13 | 971 | 5995 | Rate Constraint in lbs/MMBtu | FALSE | L | Annual | Constraint Shadow Price | US2011$/Lb | 0 | 0 | 0 | 0 | 0 | 0 | 0
NSR Columbia 2- NOx Rate Annual v5.13 | 972 | 5997 | Rate Constraint in lbs/MMBtu | FALSE | L | Annual | Seasons Included | Seasons | Winter, Summer | Winter, Summer | Winter, Summer | Winter, Summer | Winter, Summer | Winter, Summer | Winter, Summer
NSR Columbia 2- NOx Rate Annual v5.13 | 972 | 5997 | Rate Constraint in lbs/MMBtu | FALSE | L | Annual | Standard | lb/MMBtu | 0.15 | 0.15 | 0.07 | 0.07 | 0.07 | 0.07 | 0.07
NSR Columbia 2- NOx Rate Annual v5.13 | 972 | 5997 | Rate Constraint in lbs/MMBtu | FALSE | L | Annual | Emissions at Affected Plants NOX | Thousand Tons | 0 | 0 | 0 | 0 | 0 | 0 | 0
NSR Columbia 2- NOx Rate Annual v5.13 | 972 | 5997 | Rate Constraint in lbs/MMBtu | FALSE | L | Annual | Allowances Purchased NOX | Thousand Tons | 0 | 0 | 0 | 0 | 0 | 0 | 0
NSR Columbia 2- NOx Rate Annual v5.13 | 972 | 5997 | Rate Constraint in lbs/MMBtu | FALSE | L | Annual | Allowances Sold NOX | Thousand Tons | 0 | 0 | 0 | 0 | 0 | 0 | 0
NSR Columbia 2- NOx Rate Annual v5.13 | 972 | 5997 | Rate Constraint in lbs/MMBtu | FALSE | L | Annual | Allowances Banked | Thousand Tons | 0 | 0 | 0 | 0 | 0 | 0 | 0
NSR Columbia 2- NOx Rate Annual v5.13 | 972 | 5997 | Rate Constraint in lbs/MMBtu | FALSE | L | Annual | Allowances Withdrawn (1:1) | Thousand Tons | 0 | 0 | 0 | 0 | 0 | 0 | 0
NSR Columbia 2- NOx Rate Annual v5.13 | 972 | 5997 | Rate Constraint in lbs/MMBtu | FALSE | L | Annual | Allowances Withdrawn (n:1) | Thousand Tons | 0 | 0 | 0 | 0 | 0 | 0 | 0
NSR Columbia 2- NOx Rate Annual v5.13 | 972 | 5997 | Rate Constraint in lbs/MMBtu | FALSE | L | Annual | Net Emissions Allowance Position | Thousand Tons | 0 | 0 | 0 | 0 | 0 | 0 | 0
NSR Columbia 2- NOx Rate Annual v5.13 | 972 | 5997 | Rate Constraint in lbs/MMBtu | FALSE | L | Annual | Fuel Consumed | TBtu | 0 | 0 | 0 | 0 | 0 | 0 | 0
NSR Columbia 2- NOx Rate Annual v5.13 | 972 | 5997 | Rate Constraint in lbs/MMBtu | FALSE | L | Annual | Rate | lb/MMBtu | 0 | 0 | 0 | 0 | 0 | 0 | 0
NSR Columbia 2- NOx Rate Annual v5.13 | 972 | 5997 | Rate Constraint in lbs/MMBtu | FALSE | L | Annual | Generation | TWh | 0 | 0 | 0 | 0 | 0 | 0 | 0
NSR Columbia 2- NOx Rate Annual v5.13 | 972 | 5997 | Rate Constraint in lbs/MMBtu | FALSE | L | Annual | Qualifying Generation | TWh | 0 | 0 | 0 | 0 | 0 | 0 | 0
NSR Columbia 2- NOx Rate Annual v5.13 | 972 | 5997 | Rate Constraint in lbs/MMBtu | FALSE | L | Annual | Rate | lb/MWh | 0 | 0 | 0 | 0 | 0 | 0 | 0
NSR Columbia 2- NOx Rate Annual v5.13 | 972 | 5997 | Rate Constraint in lbs/MMBtu | FALSE | L | Annual | Constraint Shadow Price | US2011$/Ton | 0 | 0 | 7526.4993 | 9807.5759 | 12349.0253 | 12902.6786 | 18608.2891
NSR Consumer Energy - NOx Cap Annual v5.14 | 973 | 6152 | Rate Constraint in MTons | FALSE | L | Annual | Seasons Included | Seasons | Winter, Summer | Winter, Summer | Winter, Summer | Winter, Summer | Winter, Summer | Winter, Summer | Winter, Summer
NSR Consumer Energy - NOx Cap Annual v5.14 | 973 | 6152 | Rate Constraint in MTons | FALSE | L | Annual | Standard | Thousand Tons | 0.0081155 | 0.006912 | 0.006912 | 0.006912 | 0.006912 | 0.006912 | 0.006912
NSR Consumer Energy - NOx Cap Annual v5.14 | 973 | 6152 | Rate Constraint in MTons | FALSE | L | Annual | Standard NOX | Thousand Tons | 0.0081155 | 0.006912 | 0.006912 | 0.006912 | 0.006912 | 0.006912 | 0.006912
NSR Consumer Energy - NOx Cap Annual v5.14 | 973 | 6152 | Rate Constraint in MTons | FALSE | L | Annual | Emissions at Affected Plants NOX | Thousand Tons | 0.0081155 | 0.006912 | 0.006912 | 0.006912 | 0.006912 | 0.006912 | 0.006912
NSR Consumer Energy - NOx Cap Annual v5.14 | 973 | 6152 | Rate Constraint in MTons | FALSE | L | Annual | Allowances Purchased NOX | Thousand Tons | 0 | 0 | 0 | 0 | 0 | 0 | 0
NSR Consumer Energy - NOx Cap Annual v5.14 | 973 | 6152 | Rate Constraint in MTons | FALSE | L | Annual | Allowances Sold NOX | Thousand Tons | 0 | 0 | 0 | 0 | 0 | 0 | 0
NSR Consumer Energy - NOx Cap Annual v5.14 | 973 | 6152 | Rate Constraint in MTons | FALSE | L | Annual | Allowances Banked | Thousand Tons | 0 | 0 | 0 | 0 | 0 | 0 | 0
NSR Consumer Energy - NOx Cap Annual v5.14 | 973 | 6152 | Rate Constraint in MTons | FALSE | L | Annual | Allowances Withdrawn (1:1) | Thousand Tons | 0 | 0 | 0 | 0 | 0 | 0 | 0
NSR Consumer Energy - NOx Cap Annual v5.14 | 973 | 6152 | Rate Constraint in MTons | FALSE | L | Annual | Allowances Withdrawn (n:1) | Thousand Tons | 0 | 0 | 0 | 0 | 0 | 0 | 0
NSR Consumer Energy - NOx Cap Annual v5.14 | 973 | 6152 | Rate Constraint in MTons | FALSE | L | Annual | Net Emissions Allowance Position | Thousand Tons | 0.0081155 | 0.006912 | 0.006912 | 0.006912 | 0.006912 | 0.006912 | 0.006912
NSR Consumer Energy - NOx Cap Annual v5.14 | 973 | 6152 | Rate Constraint in MTons | FALSE | L | Annual | Fuel Consumed | TBtu | 0.21281 | 0.19591 | 0.19591 | 0.19591 | 0.19592 | 0.19592 | 0.19592
NSR Consumer Energy - NOx Cap Annual v5.14 | 973 | 6152 | Rate Constraint in MTons | FALSE | L | Annual | Rate | lb/MMBtu | 0.076271 | 0.070562 | 0.070563 | 0.070562 | 0.07056 | 0.07056 | 0.07056
NSR Consumer Energy - NOx Cap Annual v5.14 | 973 | 6152 | Rate Constraint in MTons | FALSE | L | Annual | Generation | TWh | 0.021608 | 0.019846 | 0.019846 | 0.019846 | 0.019841 | 0.019841 | 0.019841
NSR Consumer Energy - NOx Cap Annual v5.14 | 973 | 6152 | Rate Constraint in MTons | FALSE | L | Annual | Qualifying Generation | TWh | 0.021608 | 0.019846 | 0.019846 | 0.019846 | 0.019841 | 0.019841 | 0.019841
NSR Consumer Energy - NOx Cap Annual v5.14 | 973 | 6152 | Rate Constraint in MTons | FALSE | L | Annual | Rate | lb/MWh | 0.37559 | 0.34827 | 0.34827 | 0.34827 | 0.34837 | 0.34837 | 0.34837
NSR Consumer Energy - NOx Cap Annual v5.14 | 973 | 6152 | Rate Constraint in MTons | FALSE | L | Annual | Constraint Shadow Price | US2011$/Ton | 10966.0872 | 20854.2751 | 24504.6026 | 19044.7183 | 26614.867 | 10054.3355 | 7120.3271
NSR Consumer Energy - SO2 Cap Annual v5.14 | 974 | 6153 | Rate Constraint in MTons | FALSE | L | Annual | Seasons Included | Seasons | Winter, Summer | Winter, Summer | Winter, Summer | Winter, Summer | Winter, Summer | Winter, Summer | Winter, Summer
NSR Consumer Energy - SO2 Cap Annual v5.14 | 974 | 6153 | Rate Constraint in MTons | FALSE | L | Annual | Standard | Thousand Tons | 0.02245 | 0.0109 | 0.0109 | 0.0109 | 0.0109 | 0.0109 | 0.0109
NSR Consumer Energy - SO2 Cap Annual v5.14 | 974 | 6153 | Rate Constraint in MTons | FALSE | L | Annual | Standard SO2 | Thousand Tons | 0.02245 | 0.0109 | 0.0109 | 0.0109 | 0.0109 | 0.0109 | 0.0109
NSR Consumer Energy - SO2 Cap Annual v5.14 | 974 | 6153 | Rate Constraint in MTons | FALSE | L | Annual | Emissions at Affected Plants SO2 | Thousand Tons | 0.0081257 | 0.0068569 | 0.0068569 | 0.0068569 | 0.0068571 | 0.0068571 | 0.0068571
NSR Consumer Energy - SO2 Cap Annual v5.14 | 974 | 6153 | Rate Constraint in MTons | FALSE | L | Annual | Allowances Purchased SO2 | Thousand Tons | 0 | 0 | 0 | 0 | 0 | 0 | 0
NSR Consumer Energy - SO2 Cap Annual v5.14 | 974 | 6153 | Rate Constraint in MTons | FALSE | L | Annual | Allowances Sold SO2 | Thousand Tons | 0 | 0 | 0 | 0 | 0 | 0 | 0
NSR Consumer Energy - SO2 Cap Annual v5.14 | 974 | 6153 | Rate Constraint in MTons | FALSE | L | Annual | Allowances Banked | Thousand Tons | 0 | 0 | 0 | 0 | 0 | 0 | 0
NSR Consumer Energy - SO2 Cap Annual v5.14 | 974 | 6153 | Rate Constraint in MTons | FALSE | L | Annual | Allowances Withdrawn (1:1) | Thousand Tons | 0 | 0 | 0 | 0 | 0 | 0 | 0
NSR Consumer Energy - SO2 Cap Annual v5.14 | 974 | 6153 | Rate Constraint in MTons | FALSE | L | Annual | Allowances Withdrawn (n:1) | Thousand Tons | 0 | 0 | 0 | 0 | 0 | 0 | 0
NSR Consumer Energy - SO2 Cap Annual v5.14 | 974 | 6153 | Rate Constraint in MTons | FALSE | L | Annual | Net Emissions Allowance Position | Thousand Tons | 0.0081257 | 0.0068569 | 0.0068569 | 0.0068569 | 0.0068571 | 0.0068571 | 0.0068571
NSR Consumer Energy - SO2 Cap Annual v5.14 | 974 | 6153 | Rate Constraint in MTons | FALSE | L | Annual | Fuel Consumed | TBtu | 0.21281 | 0.19591 | 0.19591 | 0.19591 | 0.19592 | 0.19592 | 0.19592
NSR Consumer Energy - SO2 Cap Annual v5.14 | 974 | 6153 | Rate Constraint in MTons | FALSE | L | Annual | Rate | lb/MMBtu | 0.076366 | 0.07 | 0.07 | 0.07 | 0.07 | 0.07 | 0.07
NSR Consumer Energy - SO2 Cap Annual v5.14 | 974 | 6153 | Rate Constraint in MTons | FALSE | L | Annual | Generation | TWh | 0.021608 | 0.019846 | 0.019846 | 0.019846 | 0.019841 | 0.019841 | 0.019841
NSR Consumer Energy - SO2 Cap Annual v5.14 | 974 | 6153 | Rate Constraint in MTons | FALSE | L | Annual | Qualifying Generation | TWh | 0.021608 | 0.019846 | 0.019846 | 0.019846 | 0.019841 | 0.019841 | 0.019841
NSR Consumer Energy - SO2 Cap Annual v5.14 | 974 | 6153 | Rate Constraint in MTons | FALSE | L | Annual | Rate | lb/MWh | 0.37606 | 0.3455 | 0.3455 | 0.3455 | 0.3456 | 0.3456 | 0.3456
NSR Consumer Energy - SO2 Cap Annual v5.14 | 974 | 6153 | Rate Constraint in MTons | FALSE | L | Annual | Constraint Shadow Price | US2011$/Ton | 0 | 0 | 0 | 0 | 0 | 0 | 0
NSR Cooper 2 - NOX Rate Annual v3.1, Unit 3732 and retrofits | 975 | 1957 | Rate Constraint in lbs/MMBtu | FALSE | L | Annual | Seasons Included | Seasons | Winter, Summer | Winter, Summer | Winter, Summer | Winter, Summer | Winter, Summer | Winter, Summer | Winter, Summer
NSR Cooper 2 - NOX Rate Annual v3.1, Unit 3732 and retrofits | 975 | 1957 | Rate Constraint in lbs/MMBtu | FALSE | L | Annual | Standard | lb/MMBtu | 0.08 | 0.08 | 0.08 | 0.08 | 0.08 | 0.08 | 0.08
NSR Cooper 2 - NOX Rate Annual v3.1, Unit 3732 and retrofits | 975 | 1957 | Rate Constraint in lbs/MMBtu | FALSE | L | Annual | Emissions at Affected Plants NOX | Thousand Tons | 0 | 0 | 0 | 0 | 0 | 0 | 0
NSR Cooper 2 - NOX Rate Annual v3.1, Unit 3732 and retrofits | 975 | 1957 | Rate Constraint in lbs/MMBtu | FALSE | L | Annual | Allowances Purchased NOX | Thousand Tons | 0 | 0 | 0 | 0 | 0 | 0 | 0
NSR Cooper 2 - NOX Rate Annual v3.1, Unit 3732 and retrofits | 975 | 1957 | Rate Constraint in lbs/MMBtu | FALSE | L | Annual | Allowances Sold NOX | Thousand Tons | 0 | 0 | 0 | 0 | 0 | 0 | 0
NSR Cooper 2 - NOX Rate Annual v3.1, Unit 3732 and retrofits | 975 | 1957 | Rate Constraint in lbs/MMBtu | FALSE | L | Annual | Allowances Banked | Thousand Tons | 0 | 0 | 0 | 0 | 0 | 0 | 0
NSR Cooper 2 - NOX Rate Annual v3.1, Unit 3732 and retrofits | 975 | 1957 | Rate Constraint in lbs/MMBtu | FALSE | L | Annual | Allowances Withdrawn (1:1) | Thousand Tons | 0 | 0 | 0 | 0 | 0 | 0 | 0
NSR Cooper 2 - NOX Rate Annual v3.1, Unit 3732 and retrofits | 975 | 1957 | Rate Constraint in lbs/MMBtu | FALSE | L | Annual | Allowances Withdrawn (n:1) | Thousand Tons | 0 | 0 | 0 | 0 | 0 | 0 | 0
NSR Cooper 2 - NOX Rate Annual v3.1, Unit 3732 and retrofits | 975 | 1957 | Rate Constraint in lbs/MMBtu | FALSE | L | Annual | Net Emissions Allowance Position | Thousand Tons | 0 | 0 | 0 | 0 | 0 | 0 | 0
NSR Cooper 2 - NOX Rate Annual v3.1, Unit 3732 and retrofits | 975 | 1957 | Rate Constraint in lbs/MMBtu | FALSE | L | Annual | Fuel Consumed | TBtu | 0 | 0 | 0 | 0 | 0 | 0 | 0
NSR Cooper 2 - NOX Rate Annual v3.1, Unit 3732 and retrofits | 975 | 1957 | Rate Constraint in lbs/MMBtu | FALSE | L | Annual | Rate | lb/MMBtu | 0 | 0 | 0 | 0 | 0 | 0 | 0
NSR Cooper 2 - NOX Rate Annual v3.1, Unit 3732 and retrofits | 975 | 1957 | Rate Constraint in lbs/MMBtu | FALSE | L | Annual | Generation | TWh | 0 | 0 | 0 | 0 | 0 | 0 | 0
NSR Cooper 2 - NOX Rate Annual v3.1, Unit 3732 and retrofits | 975 | 1957 | Rate Constraint in lbs/MMBtu | FALSE | L | Annual | Qualifying Generation | TWh | 0 | 0 | 0 | 0 | 0 | 0 | 0
NSR Cooper 2 - NOX Rate Annual v3.1, Unit 3732 and retrofits | 975 | 1957 | Rate Constraint in lbs/MMBtu | FALSE | L | Annual | Rate | lb/MWh | 0 | 0 | 0 | 0 | 0 | 0 | 0
NSR Cooper 2 - NOX Rate Annual v3.1, Unit 3732 and retrofits | 975 | 1957 | Rate Constraint in lbs/MMBtu | FALSE | L | Annual | Constraint Shadow Price | US2011$/Ton | 0 | 0 | 0 | 0 | 0 | 0 | 0
NSR Cooper 2 - SO2 Rate Annual v3.1, Unit 3732 and retrofits | 976 | 1958 | Rate Constraint in lbs/MMBtu | FALSE | L | Annual | Seasons Included | Seasons | Winter, Summer | Winter, Summer | Winter, Summer | Winter, Summer | Winter, Summer | Winter, Summer | Winter, Summer
NSR Cooper 2 - SO2 Rate Annual v3.1, Unit 3732 and retrofits | 976 | 1958 | Rate Constraint in lbs/MMBtu | FALSE | L | Annual | Standard | lb/MMBtu | 0.1 | 0.1 | 0.1 | 0.1 | 0.1 | 0.1 | 0.1
NSR Cooper 2 - SO2 Rate Annual v3.1, Unit 3732 and retrofits | 976 | 1958 | Rate Constraint in lbs/MMBtu | FALSE | L | Annual | Emissions at Affected Plants SO2 | Thousand Tons | 0 | 0 | 0 | 0 | 0 | 0 | 0
NSR Cooper 2 - SO2 Rate Annual v3.1, Unit 3732 and retrofits | 976 | 1958 | Rate Constraint in lbs/MMBtu | FALSE | L | Annual | Allowances Purchased SO2 | Thousand Tons | 0 | 0 | 0 | 0 | 0 | 0 | 0
NSR Cooper 2 - SO2 Rate Annual v3.1, Unit 3732 and retrofits | 976 | 1958 | Rate Constraint in lbs/MMBtu | FALSE | L | Annual | Allowances Sold SO2 | Thousand Tons | 0 | 0 | 0 | 0 | 0 | 0 | 0
NSR Cooper 2 - SO2 Rate Annual v3.1, Unit 3732 and retrofits | 976 | 1958 | Rate Constraint in lbs/MMBtu | FALSE | L | Annual | Allowances Banked | Thousand Tons | 0 | 0 | 0 | 0 | 0 | 0 | 0
NSR Cooper 2 - SO2 Rate Annual v3.1, Unit 3732 and retrofits | 976 | 1958 | Rate Constraint in lbs/MMBtu | FALSE | L | Annual | Allowances Withdrawn (1:1) | Thousand Tons | 0 | 0 | 0 | 0 | 0 | 0 | 0
NSR Cooper 2 - SO2 Rate Annual v3.1, Unit 3732 and retrofits | 976 | 1958 | Rate Constraint in lbs/MMBtu | FALSE | L | Annual | Allowances Withdrawn (n:1) | Thousand Tons | 0 | 0 | 0 | 0 | 0 | 0 | 0
NSR Cooper 2 - SO2 Rate Annual v3.1, Unit 3732 and retrofits | 976 | 1958 | Rate Constraint in lbs/MMBtu | FALSE | L | Annual | Net Emissions Allowance Position | Thousand Tons | 0 | 0 | 0 | 0 | 0 | 0 | 0
NSR Cooper 2 - SO2 Rate Annual v3.1, Unit 3732 and retrofits | 976 | 1958 | Rate Constraint in lbs/MMBtu | FALSE | L | Annual | Fuel Consumed | TBtu | 0 | 0 | 0 | 0 | 0 | 0 | 0
NSR Cooper 2 - SO2 Rate Annual v3.1, Unit 3732 and retrofits | 976 | 1958 | Rate Constraint in lbs/MMBtu | FALSE | L | Annual | Rate | lb/MMBtu | 0 | 0 | 0 | 0 | 0 | 0 | 0
NSR Cooper 2 - SO2 Rate Annual v3.1, Unit 3732 and retrofits | 976 | 1958 | Rate Constraint in lbs/MMBtu | FALSE | L | Annual | Generation | TWh | 0 | 0 | 0 | 0 | 0 | 0 | 0
NSR Cooper 2 - SO2 Rate Annual v3.1, Unit 3732 and retrofits | 976 | 1958 | Rate Constraint in lbs/MMBtu | FALSE | L | Annual | Qualifying Generation | TWh | 0 | 0 | 0 | 0 | 0 | 0 | 0
NSR Cooper 2 - SO2 Rate Annual v3.1, Unit 3732 and retrofits | 976 | 1958 | Rate Constraint in lbs/MMBtu | FALSE | L | Annual | Rate | lb/MWh | 0 | 0 | 0 | 0 | 0 | 0 | 0
NSR Cooper 2 - SO2 Rate Annual v3.1, Unit 3732 and retrofits | 976 | 1958 | Rate Constraint in lbs/MMBtu | FALSE | L | Annual | Constraint Shadow Price | US2011$/Ton | 0 | 1754.387 | 0 | 0 | 0 | 0 | 1977.8953
NSR Cross 1,2 - NOX Rate Annual v3.1, Unit 5806 and retrofits | 977 | 1949 | Rate Constraint in lbs/MMBtu | FALSE | L | Annual | Seasons Included | Seasons | Winter, Summer | Winter, Summer | Winter, Summer | Winter, Summer | Winter, Summer | Winter, Summer | Winter, Summer
NSR Cross 1,2 - NOX Rate Annual v3.1, Unit 5806 and retrofits | 977 | 1949 | Rate Constraint in lbs/MMBtu | FALSE | L | Annual | Standard | lb/MMBtu | 0.1 | 0.1 | 0.1 | 0.1 | 0.1 | 0.1 | 0.1
NSR Cross 1,2 - NOX Rate Annual v3.1, Unit 5806 and retrofits | 977 | 1949 | Rate Constraint in lbs/MMBtu | FALSE | L | Annual | Emissions at Affected Plants NOX | Thousand Tons | 1.1248 | 1.2753 | 1.4258 | 1.2753 | 1.2753 | 0.56001 | 0.56001
NSR Cross 1,2 - NOX Rate Annual v3.1, Unit 5806 and retrofits | 977 | 1949 | Rate Constraint in lbs/MMBtu | FALSE | L | Annual | Allowances Purchased NOX | Thousand Tons | 0 | 0 | 0 | 0 | 0 | 0 | 0
NSR Cross 1,2 - NOX Rate Annual v3.1, Unit 5806 and retrofits | 977 | 1949 | Rate Constraint in lbs/MMBtu | FALSE | L | Annual | Allowances Sold NOX | Thousand Tons | 0 | 0 | 0 | 0 | 0 | 0 | 0
NSR Cross 1,2 - NOX Rate Annual v3.1, Unit 5806 and retrofits | 977 | 1949 | Rate Constraint in lbs/MMBtu | FALSE | L | Annual | Allowances Banked | Thousand Tons | 0 | 0 | 0 | 0 | 0 | 0 | 0
NSR Cross 1,2 - NOX Rate Annual v3.1, Unit 5806 and retrofits | 977 | 1949 | Rate Constraint in lbs/MMBtu | FALSE | L | Annual | Allowances Withdrawn (1:1) | Thousand Tons | 0 | 0 | 0 | 0 | 0 | 0 | 0
NSR Cross 1,2 - NOX Rate Annual v3.1, Unit 5806 and retrofits | 977 | 1949 | Rate Constraint in lbs/MMBtu | FALSE | L | Annual | Allowances Withdrawn (n:1) | Thousand Tons | 0 | 0 | 0 | 0 | 0 | 0 | 0
NSR Cross 1,2 - NOX Rate Annual v3.1, Unit 5806 and retrofits | 977 | 1949 | Rate Constraint in lbs/MMBtu | FALSE | L | Annual | Net Emissions Allowance Position | Thousand Tons | 1.1248 | 1.2753 | 1.4258 | 1.2753 | 1.2753 | 0.56001 | 0.56001
NSR Cross 1,2 - NOX Rate Annual v3.1, Unit 5806 and retrofits | 977 | 1949 | Rate Constraint in lbs/MMBtu | FALSE | L | Annual | Fuel Consumed | TBtu | 27.0917 | 30.7144 | 34.3395 | 30.7144 | 30.7144 | 13.4878 | 13.4878
NSR Cross 1,2 - NOX Rate Annual v3.1, Unit 5806 and retrofits | 977 | 1949 | Rate Constraint in lbs/MMBtu | FALSE | L | Annual | Rate | lb/MMBtu | 0.08304 | 0.08304 | 0.08304 | 0.08304 | 0.08304 | 0.08304 | 0.08304
NSR Cross 1,2 - NOX Rate Annual v3.1, Unit 5806 and retrofits | 977 | 1949 | Rate Constraint in lbs/MMBtu | FALSE | L | Annual | Generation | TWh | 2.6487 | 3.0029 | 3.3573 | 3.0029 | 3.0029 | 1.3187 | 1.3187
NSR Cross 1,2 - NOX Rate Annual v3.1, Unit 5806 and retrofits | 977 | 1949 | Rate Constraint in lbs/MMBtu | FALSE | L | Annual | Qualifying Generation | TWh | 2.6487 | 3.0029 | 3.3573 | 3.0029 | 3.0029 | 1.3187 | 1.3187
NSR Cross 1,2 - NOX Rate Annual v3.1, Unit 5806 and retrofits | 977 | 1949 | Rate Constraint in lbs/MMBtu | FALSE | L | Annual | Rate | lb/MWh | 0.42468 | 0.42468 | 0.42468 | 0.42468 | 0.42468 | 0.42468 | 0.42468
NSR Cross 1,2 - NOX Rate Annual v3.1, Unit 5806 and retrofits | 977 | 1949 | Rate Constraint in lbs/MMBtu | FALSE | L | Annual | Constraint Shadow Price | US2011$/Ton | 0 | 0 | 0 | 0 | 0 | 0 | 0
NSR Cross 1,2 - NOX Rate Annual v3.1, Unit 5807 and retrofits | 978 | 1949 | Rate Constraint in lbs/MMBtu | FALSE | L | Annual | Seasons Included | Seasons | Winter, Summer | Winter, Summer | Winter, Summer | Winter, Summer | Winter, Summer | Winter, Summer | Winter, Summer
NSR Cross 1,2 - NOX Rate Annual v3.1, Unit 5807 and retrofits | 978 | 1949 | Rate Constraint in lbs/MMBtu | FALSE | L | Annual | Standard | lb/MMBtu | 0.1 | 0.1 | 0.1 | 0.1 | 0.1 | 0.1 | 0.1
NSR Cross 1,2 - NOX Rate Annual v3.1, Unit 5807 and retrofits | 978 | 1949 | Rate Constraint in lbs/MMBtu | FALSE | L | Annual | Emissions at Affected Plants NOX | Thousand Tons | 1.1482 | 1.2241 | 1.2241 | 0.53754 | 1.2241 | 0.53754 | 0.53754
NSR Cross 1,2 - NOX Rate Annual v3.1, Unit 5807 and retrofits | 978 | 1949 | Rate Constraint in lbs/MMBtu | FALSE | L | Annual | Allowances Purchased NOX | Thousand Tons | 0 | 0 | 0 | 0 | 0 | 0 | 0
NSR Cross 1,2 - NOX Rate Annual v3.1, Unit 5807 and retrofits | 978 | 1949 | Rate Constraint in lbs/MMBtu | FALSE | L | Annual | Allowances Sold NOX | Thousand Tons | 0 | 0 | 0 | 0 | 0 | 0 | 0
NSR Cross 1,2 - NOX Rate Annual v3.1, Unit 5807 and retrofits | 978 | 1949 | Rate Constraint in lbs/MMBtu | FALSE | L | Annual | Allowances Banked | Thousand Tons | 0 | 0 | 0 | 0 | 0 | 0 | 0
NSR Cross 1,2 - NOX Rate Annual v3.1, Unit 5807 and retrofits | 978 | 1949 | Rate Constraint in lbs/MMBtu | FALSE | L | Annual | Allowances Withdrawn (1:1) | Thousand Tons | 0 | 0 | 0 | 0 | 0 | 0 | 0
NSR Cross 1,2 - NOX Rate Annual v3.1, Unit 5807 and retrofits | 978 | 1949 | Rate Constraint in lbs/MMBtu | FALSE | L | Annual | Allowances Withdrawn (n:1) | Thousand Tons | 0 | 0 | 0 | 0 | 0 | 0 | 0
NSR Cross 1,2 - NOX Rate Annual v3.1, Unit 5807 and retrofits | 978 | 1949 | Rate Constraint in lbs/MMBtu | FALSE | L | Annual | Net Emissions Allowance Position | Thousand Tons | 1.1482 | 1.2241 | 1.2241 | 0.53754 | 1.2241 | 0.53754 | 0.53754
NSR Cross 1,2 - NOX Rate Annual v3.1, Unit 5807 and retrofits | 978 | 1949 | Rate Constraint in lbs/MMBtu | FALSE | L | Annual | Fuel Consumed | TBtu | 27.8805 | 29.7239 | 29.7239 | 13.0528 | 29.7239 | 13.0528 | 13.0528
NSR Cross 1,2 - NOX Rate Annual v3.1, Unit 5807 and retrofits | 978 | 1949 | Rate Constraint in lbs/MMBtu | FALSE | L | Annual | Rate | lb/MMBtu | 0.082364 | 0.082364 | 0.082364 | 0.082364 | 0.082364 | 0.082364 | 0.082364
NSR Cross 1,2 - NOX Rate Annual v3.1, Unit 5807 and retrofits | 978 | 1949 | Rate Constraint in lbs/MMBtu | FALSE | L | Annual | Generation | TWh | 2.7681 | 2.9511 | 2.9511 | 1.2959 | 2.9511 | 1.2959 | 1.2959
NSR Cross 1,2 - NOX Rate Annual v3.1, Unit 5807 and retrofits | 978 | 1949 | Rate Constraint in lbs/MMBtu | FALSE | L | Annual | Qualifying Generation | TWh | 2.7681 | 2.9511 | 2.9511 | 1.2959 | 2.9511 | 1.2959 | 1.2959
NSR Cross 1,2 - NOX Rate Annual v3.1, Unit 5807 and retrofits | 978 | 1949 | Rate Constraint in lbs/MMBtu | FALSE | L | Annual | Rate | lb/MWh | 0.41479 | 0.41479 | 0.41479 | 0.41479 | 0.41479 | 0.41479 | 0.41479
NSR Cross 1,2 - NOX Rate Annual v3.1, Unit 5807 and retrofits | 978 | 1949 | Rate Constraint in lbs/MMBtu | FALSE | L | Annual | Constraint Shadow Price | US2011$/Ton | 0 | 0 | 0 | 0 | 0 | 0 | 0
NSR Dairyland- NOx Cap Annual v5.13 | 979 | 6001 | Rate Constraint in MTons | FALSE | L | Annual | Seasons Included | Seasons | Winter, Summer | Winter, Summer | Winter, Summer | Winter, Summer | Winter, Summer | Winter, Summer | Winter, Summer
NSR Dairyland- NOx Cap Annual v5.13 | 979 | 6001 | Rate Constraint in MTons | FALSE | L | Annual | Standard | Thousand Tons | 5.2825 | 3.748 | 3.364 | 3.236 | 3.236 | 3.236 | 3.236
NSR Dairyland- NOx Cap Annual v5.13 | 979 | 6001 | Rate Constraint in MTons | FALSE | L | Annual | Standard NOX | Thousand Tons | 5.2825 | 3.748 | 3.364 | 3.236 | 3.236 | 3.236 | 3.236
NSR Dairyland- NOx Cap Annual v5.13 | 979 | 6001 | Rate Constraint in MTons | FALSE | L | Annual | Emissions at Affected Plants NOX | Thousand Tons | 2.1288 | 2.1288 | 2.1252 | 2.1288 | 2.1288 | 2.1288 | 2.1288
NSR Dairyland- NOx Cap Annual v5.13 | 979 | 6001 | Rate Constraint in MTons | FALSE | L | Annual | Allowances Purchased NOX | Thousand Tons | 0 | 0 | 0 | 0 | 0 | 0 | 0
NSR Dairyland- NOx Cap Annual v5.13 | 979 | 6001 | Rate Constraint in MTons | FALSE | L | Annual | Allowances Sold NOX | Thousand Tons | 0 | 0 | 0 | 0 | 0 | 0 | 0
NSR Dairyland- NOx Cap Annual v5.13 | 979 | 6001 | Rate Constraint in MTons | FALSE | L | Annual | Allowances Banked | Thousand Tons | 0 | 0 | 0 | 0 | 0 | 0 | 0
NSR Dairyland- NOx Cap Annual v5.13 | 979 | 6001 | Rate Constraint in MTons | FALSE | L | Annual | Allowances Withdrawn (1:1) | Thousand Tons | 0 | 0 | 0 | 0 | 0 | 0 | 0
NSR Dairyland- NOx Cap Annual v5.13 | 979 | 6001 | Rate Constraint in MTons | FALSE | L | Annual | Allowances Withdrawn (n:1) | Thousand Tons | 0 | 0 | 0 | 0 | 0 | 0 | 0
NSR Dairyland- NOx Cap Annual v5.13 | 979 | 6001 | Rate Constraint in MTons | FALSE | L | Annual | Net Emissions Allowance Position | Thousand Tons | 2.1288 | 2.1288 | 2.1252 | 2.1288 | 2.1288 | 2.1288 | 2.1288
NSR Dairyland- NOx Cap Annual v5.13 | 979 | 6001 | Rate Constraint in MTons | FALSE | L | Annual | Fuel Consumed | TBtu | 52.2128 | 52.2128 | 52.1238 | 52.2128 | 52.2128 | 52.2128 | 52.2128
NSR Dairyland- NOx Cap Annual v5.13 | 979 | 6001 | Rate Constraint in MTons | FALSE | L | Annual | Rate | lb/MMBtu | 0.081544 | 0.081544 | 0.081544 | 0.081544 | 0.081544 | 0.081544 | 0.081544
NSR Dairyland- NOx Cap Annual v5.13 | 979 | 6001 | Rate Constraint in MTons | FALSE | L | Annual | Generation | TWh | 5.1299 | 5.1299 | 5.1212 | 5.1299 | 5.1299 | 5.1299 | 5.1299
NSR Dairyland- NOx Cap Annual v5.13 | 979 | 6001 | Rate Constraint in MTons | FALSE | L | Annual | Qualifying Generation | TWh | 5.1299 | 5.1299 | 5.1212 | 5.1299 | 5.1299 | 5.1299 | 5.1299
NSR Dairyland- NOx Cap Annual v5.13 | 979 | 6001 | Rate Constraint in MTons | FALSE | L | Annual | Rate | lb/MWh | 0.41498 | 0.41498 | 0.41498 | 0.41498 | 0.41498 | 0.41498 | 0.41498
NSR Dairyland- NOx Cap Annual v5.13 | 979 | 6001 | Rate Constraint in MTons | FALSE | L | Annual | Constraint Shadow Price | US2011$/Ton | 0 | 0 | 0 | 0 | 0 | 0 | 0
NSR Dairyland- SO2 Cap Annual v5.13 | 980 | 6000 | Rate Constraint in MTons | FALSE | L | Annual | Seasons Included | Seasons | Winter, Summer | Winter, Summer | Winter, Summer | Winter, Summer | Winter, Summer | Winter, Summer | Winter, Summer
NSR Dairyland- SO2 Cap Annual v5.13 | 980 | 6000 | Rate Constraint in MTons | FALSE | L | Annual | Standard | Thousand Tons | 6.065 | 6.057 | 4.9478 | 4.578 | 4.578 | 4.578 | 4.578
NSR Dairyland- SO2 Cap Annual v5.13 | 980 | 6000 | Rate Constraint in MTons | FALSE | L | Annual | Standard SO2 | Thousand Tons | 6.065 | 6.057 | 4.9478 | 4.578 | 4.578 | 4.578 | 4.578
NSR Dairyland- SO2 Cap Annual v5.13 | 980 | 6000 | Rate Constraint in MTons | FALSE | L | Annual | Emissions at Affected Plants SO2 | Thousand Tons | 2.2079 | 2.2079 | 2.2042 | 2.2079 | 2.2079 | 2.2079 | 2.2079
NSR Dairyland- SO2 Cap Annual v5.13 | 980 | 6000 | Rate Constraint in MTons | FALSE | L | Annual | Allowances Purchased SO2 | Thousand Tons | 0 | 0 | 0 | 0 | 0 | 0 | 0
NSR Dairyland- SO2 Cap Annual v5.13 | 980 | 6000 | Rate Constraint in MTons | FALSE | L | Annual | Allowances Sold SO2 | Thousand Tons | 0 | 0 | 0 | 0 | 0 | 0 | 0
NSR Dairyland- SO2 Cap Annual v5.13 | 980 | 6000 | Rate Constraint in MTons | FALSE | L | Annual | Allowances Banked | Thousand Tons | 0 | 0 | 0 | 0 | 0 | 0 | 0
NSR Dairyland- SO2 Cap Annual v5.13 | 980 | 6000 | Rate Constraint in MTons | FALSE | L | Annual | Allowances Withdrawn (1:1) | Thousand Tons | 0 | 0 | 0 | 0 | 0 | 0 | 0
NSR Dairyland- SO2 Cap Annual v5.13 | 980 | 6000 | Rate Constraint in MTons | FALSE | L | Annual | Allowances Withdrawn (n:1) | Thousand Tons | 0 | 0 | 0 | 0 | 0 | 0 | 0
NSR Dairyland- SO2 Cap Annual v5.13 | 980 | 6000 | Rate Constraint in MTons | FALSE | L | Annual | Net Emissions Allowance Position | Thousand Tons | 2.2079 | 2.2079 | 2.2042 | 2.2079 | 2.2079 | 2.2079 | 2.2079
NSR Dairyland- SO2 Cap Annual v5.13 | 980 | 6000 | Rate Constraint in MTons | FALSE | L | Annual | Fuel Consumed | TBtu | 52.2128 | 52.2128 | 52.1238 | 52.2128 | 52.2128 | 52.2128 | 52.2128
NSR Dairyland- SO2 Cap Annual v5.13 | 980 | 6000 | Rate Constraint in MTons | FALSE | L | Annual | Rate | lb/MMBtu | 0.084574 | 0.084574 | 0.084574 | 0.084574 | 0.084574 | 0.084574 | 0.084574
NSR Dairyland- SO2 Cap Annual v5.13 | 980 | 6000 | Rate Constraint in MTons | FALSE | L | Annual | Generation | TWh | 5.1299 | 5.1299 | 5.1212 | 5.1299 | 5.1299 | 5.1299 | 5.1299
NSR Dairyland- SO2 Cap Annual v5.13 | 980 | 6000 | Rate Constraint in MTons | FALSE | L | Annual | Qualifying Generation | TWh | 5.1299 | 5.1299 | 5.1212 | 5.1299 | 5.1299 | 5.1299 | 5.1299
NSR Dairyland- SO2 Cap Annual v5.13 | 980 | 6000 | Rate Constraint in MTons | FALSE | L | Annual | Rate | lb/MWh | 0.4304 | 0.4304 | 0.4304 | 0.4304 | 0.4304 | 0.4304 | 0.4304
NSR Dairyland- SO2 Cap Annual v5.13 | 980 | 6000 | Rate Constraint in MTons | FALSE | L | Annual | Constraint Shadow Price | US2011$/Ton | 0 | 0 | 0 | 0 | 0 | 0 | 0
NSR Dominion Consent - NOX Cap Annual v3.1 | 981 | 1840 | Rate Constraint in MTons | FALSE | L | Annual | Seasons Included | Seasons | Winter, Summer | Winter, Summer | Winter, Summer | Winter, Summer | Winter, Summer | Winter, Summer | Winter, Summer
NSR Dominion Consent - NOX Cap Annual v3.1 | 981 | 1840 | Rate Constraint in MTons | FALSE | L | Annual | Standard | Thousand Tons | 30.25 | 30.25 | 30.25 | 30.25 | 30.25 | 30.25 | 30.25
NSR Dominion Consent - NOX Cap Annual v3.1 | 981 | 1840 | Rate Constraint in MTons | FALSE | L | Annual | Standard NOX | Thousand Tons | 30.25 | 30.25 | 30.25 | 30.25 | 30.25 | 30.25 | 30.25
NSR Dominion Consent - NOX Cap Annual v3.1 | 981 | 1840 | Rate Constraint in MTons | FALSE | L | Annual | Emissions at Affected Plants NOX | Thousand Tons | 6.0392 | 5.9413 | 9.4116 | 5.9404 | 8.7009 | 3.2279 | 3.0194
NSR Dominion Consent - NOX Cap Annual v3.1 | 981 | 1840 | Rate Constraint in MTons | FALSE | L | Annual | Allowances Purchased NOX | Thousand Tons | 0 | 0 | 0 | 0 | 0 | 0 | 0
NSR Dominion Consent - NOX Cap Annual v3.1 | 981 | 1840 | Rate Constraint in MTons | FALSE | L | Annual | Allowances Sold NOX | Thousand Tons | 0 | 0 | 0 | 0 | 0 | 0 | 0
NSR Dominion Consent - NOX Cap Annual v3.1 | 981 | 1840 | Rate Constraint in MTons | FALSE | L | Annual | Allowances Banked | Thousand Tons | 0 | 0 | 0 | 0 | 0 | 0 | 0
NSR Dominion Consent - NOX Cap Annual v3.1 | 981 | 1840 | Rate Constraint in MTons | FALSE | L | Annual | Allowances Withdrawn (1:1) | Thousand Tons | 0 | 0 | 0 | 0 | 0 | 0 | 0
NSR Dominion Consent - NOX Cap Annual v3.1 | 981 | 1840 | Rate Constraint in MTons | FALSE | L | Annual | Allowances Withdrawn (n:1) | Thousand Tons | 0 | 0 | 0 | 0 | 0 | 0 | 0
NSR Dominion Consent - NOX Cap Annual v3.1 | 981 | 1840 | Rate Constraint in MTons | FALSE | L | Annual | Net Emissions Allowance Position | Thousand Tons | 6.0392 | 5.9413 | 9.4116 | 5.9404 | 8.7009 | 3.2279 | 3.0194
NSR Dominion Consent - NOX Cap Annual v3.1 | 981 | 1840 | Rate Constraint in MTons | FALSE | L | Annual | Fuel Consumed | TBtu | 128.1437 | 110.5437 | 133.5079 | 110.3652 | 128.5113 | 93.9324 | 83.5564
NSR Dominion Consent - NOX Cap Annual v3.1 | 981 | 1840 | Rate Constraint in MTons | FALSE | L | Annual | Rate | lb/MMBtu | 0.094256 | 0.10749 | 0.14099 | 0.10765 | 0.13541 | 0.068728 | 0.072273
NSR Dominion Consent - NOX Cap Annual v3.1 | 981 | 1840 | Rate Constraint in MTons | FALSE | L | Annual | Generation | TWh | 13.707 | 11.3718 | 13.61 | 11.3482 | 13.1095 | 9.7978 | 8.5584
NSR Dominion Consent - NOX Cap Annual v3.1 | 981 | 1840 | Rate Constraint in MTons | FALSE | L | Annual | Qualifying Generation | TWh | 13.707 | 11.3718 | 13.61 | 11.3482 | 13.1095 | 9.7978 | 8.5584
NSR Dominion Consent - NOX Cap Annual v3.1 | 981 | 1840 | Rate Constraint in MTons | FALSE | L | Annual | Rate | lb/MWh | 0.44059 | 0.52246 | 0.69152 | 0.52346 | 0.66371 | 0.32945 | 0.35281
NSR Dominion Consent - NOX Cap Annual v3.1 | 981 | 1840 | Rate Constraint in MTons | FALSE | L | Annual | Constraint Shadow Price | US2011$/Ton | 0 | 0 | 0 | 0 | 0 | 0 | 0
NSR Dominion Consent - NOX Rate Annual v3.1 | 982 | 1841 | Rate Constraint in lbs/MMBtu | FALSE | L | Annual | Seasons Included | Seasons | Winter, Summer | Winter, Summer | Winter, Summer | Winter, Summer | Winter, Summer | Winter, Summer | Winter, Summer
NSR Dominion Consent - NOX Rate Annual v3.1 | 982 | 1841 | Rate Constraint in lbs/MMBtu | FALSE | L | Annual | Standard | lb/MMBtu | 0.15 | 0.15 | 0.15 | 0.15 | 0.15 | 0.15 | 0.15
NSR Dominion Consent - NOX Rate Annual v3.1 | 982 | 1841 | Rate Constraint in lbs/MMBtu | FALSE | L | Annual | Emissions at Affected Plants NOX | Thousand Tons | 6.0392 | 5.9413 | 9.4116 | 5.9404 | 8.7009 | 3.2279 | 3.0194
NSR Dominion Consent - NOX Rate Annual v3.1 | 982 | 1841 | Rate Constraint in lbs/MMBtu | FALSE | L | Annual | Allowances Purchased NOX | Thousand Tons | 0 | 0 | 0 | 0 | 0 | 0 | 0
NSR Dominion Consent - NOX Rate Annual v3.1 | 982 | 1841 | Rate Constraint in lbs/MMBtu | FALSE | L | Annual | Allowances Sold NOX | Thousand Tons | 0 | 0 | 0 | 0 | 0 | 0 | 0
NSR Dominion Consent - NOX Rate Annual v3.1 | 982 | 1841 | Rate Constraint in lbs/MMBtu | FALSE | L | Annual | Allowances Banked | Thousand Tons | 0 | 0 | 0 | 0 | 0 | 0 | 0
NSR Dominion Consent - NOX Rate Annual v3.1 | 982 | 1841 | Rate Constraint in lbs/MMBtu | FALSE | L | Annual | Allowances Withdrawn (1:1) | Thousand Tons | 0 | 0 | 0 | 0 | 0 | 0 | 0
NSR Dominion Consent - NOX Rate Annual v3.1 | 982 | 1841 | Rate Constraint in lbs/MMBtu | FALSE | L | Annual | Allowances Withdrawn (n:1) | Thousand Tons | 0 | 0 | 0 | 0 | 0 | 0 | 0
NSR Dominion Consent - NOX Rate Annual v3.1 | 982 | 1841 | Rate Constraint in lbs/MMBtu | FALSE | L | Annual | Net Emissions Allowance Position | Thousand Tons | 6.0392 | 5.9413 | 9.4116 | 5.9404 | 8.7009 | 3.2279 | 3.0194
NSR Dominion Consent - NOX Rate Annual v3.1 | 982 | 1841 | Rate Constraint in lbs/MMBtu | FALSE | L | Annual | Fuel Consumed | TBtu | 128.1437 | 110.5437 | 133.5079 | 110.3652 | 128.5113 | 93.9324 | 83.5564
NSR Dominion Consent - NOX Rate Annual v3.1 | 982 | 1841 | Rate Constraint in lbs/MMBtu | FALSE | L | Annual | Rate | lb/MMBtu | 0.094256 | 0.10749 | 0.14099 | 0.10765 | 0.13541 | 0.068728 | 0.072273
NSR Dominion Consent - NOX Rate Annual v3.1 | 982 | 1841 | Rate Constraint in lbs/MMBtu | FALSE | L | Annual | Generation | TWh | 13.707 | 11.3718 | 13.61 | 11.3482 | 13.1095 | 9.7978 | 8.5584
NSR Dominion Consent - NOX Rate Annual v3.1 | 982 | 1841 | Rate Constraint in lbs/MMBtu | FALSE | L | Annual | Qualifying Generation | TWh | 13.707 | 11.3718 | 13.61 | 11.3482 | 13.1095 | 9.7978 | 8.5584
NSR Dominion Consent - NOX Rate Annual v3.1 | 982 | 1841 | Rate Constraint in lbs/MMBtu | FALSE | L | Annual | Rate | lb/MWh | 0.44059 | 0.52246 | 0.69152 | 0.52346 | 0.66371 | 0.32945 | 0.35281
NSR Dominion Consent - NOX Rate Annual v3.1 | 982 | 1841 | Rate Constraint in lbs/MMBtu | FALSE | L | Annual | Constraint Shadow Price | US2011$/Ton | 0 | 0 | 0 | 0 | 0 | 0 | 0
NSR Edgewater 3-5- NOx Cap Annual v5.13 | 983 | 5986 | Rate Constraint in MTons | FALSE | L | Annual | Seasons Included | Seasons | Winter, Summer | Winter, Summer | Winter, Summer | Winter, Summer | Winter, Summer | Winter, Summer | Winter, Summer
NSR Edgewater 3-5- NOx Cap Annual v5.13 | 983 | 5986 | Rate Constraint in MTons | FALSE | L | Annual | Standard | Thousand Tons | 2.5 | 2.5 | 1.1 | 1.1 | 1.1 | 1.1 | 1.1
NSR Edgewater 3-5- NOx Cap Annual v5.13 | 983 | 5986 | Rate Constraint in MTons | FALSE | L | Annual | Standard NOX | Thousand Tons | 2.5 | 2.5 | 1.1 | 1.1 | 1.1 | 1.1 | 1.1
NSR Edgewater 3-5- NOx Cap Annual v5.13 | 983 | 5986 | Rate Constraint in MTons | FALSE | L | Annual | Emissions at Affected Plants NOX | Thousand Tons | 1.0267 | 1.0267 | 1.0249 | 1.0267 | 1.0267 | 1.0267 | 1.0267
NSR Edgewater 3-5- NOx Cap Annual v5.13 | 983 | 5986 | Rate Constraint in MTons | FALSE | L | Annual | Allowances Purchased NOX | Thousand Tons | 0 | 0 | 0 | 0 | 0 | 0 | 0
NSR Edgewater 3-5- NOx Cap Annual v5.13 | 983 | 5986 | Rate Constraint in MTons | FALSE | L | Annual | Allowances Sold NOX | Thousand Tons | 0 | 0 | 0 | 0 | 0 | 0 | 0
NSR Edgewater 3-5- NOx Cap Annual v5.13 | 983 | 5986 | Rate Constraint in MTons | FALSE | L | Annual | Allowances Banked | Thousand Tons | 0 | 0 | 0 | 0 | 0 | 0 | 0
NSR Edgewater 3-5- NOx Cap Annual v5.13 | 983 | 5986 | Rate Constraint in MTons | FALSE | L | Annual | Allowances Withdrawn (1:1) | Thousand Tons | 0 | 0 | 0 | 0 | 0 | 0 | 0
NSR Edgewater 3-5- NOx Cap Annual v5.13 | 983 | 5986 | Rate Constraint in MTons | FALSE | L | Annual | Allowances Withdrawn (n:1) | Thousand Tons | 0 | 0 | 0 | 0 | 0 | 0 | 0
NSR Edgewater 3-5- NOx Cap Annual v5.13 | 983 | 5986 | Rate Constraint in MTons | FALSE | L | Annual | Net Emissions Allowance Position | Thousand Tons | 1.0267 | 1.0267 | 1.0249 | 1.0267 | 1.0267 | 1.0267 | 1.0267
NSR Edgewater 3-5- NOx Cap Annual v5.13 | 983 | 5986 | Rate Constraint in MTons | FALSE | L | Annual | Fuel Consumed | TBtu | 29.4396 | 29.4163 | 29.3369 | 29.4255 | 29.4396 | 29.4396 | 29.4396
NSR Edgewater 3-5- NOx Cap Annual v5.13 | 983 | 5986 | Rate Constraint in MTons | FALSE | L | Annual | Rate | lb/MMBtu | 0.069747 | 0.069803 | 0.069869 | 0.069781 | 0.069747 | 0.069747 | 0.069747
NSR Edgewater 3-5- NOx Cap Annual v5.13 | 983 | 5986 | Rate Constraint in MTons | FALSE | L | Annual | Generation | TWh | 2.8119 | 2.8119 | 2.8069 | 2.8119 | 2.8119 | 2.8119 | 2.8119
NSR Edgewater 3-5- NOx Cap Annual v5.13 | 983 | 5986 | Rate Constraint in MTons | FALSE | L | Annual | Qualifying Generation | TWh | 2.8119 | 2.8119 | 2.8069 | 2.8119 | 2.8119 | 2.8119 | 2.8119
NSR Edgewater 3-5- NOx Cap Annual v5.13 | 983 | 5986 | Rate Constraint in MTons | FALSE | L | Annual | Rate | lb/MWh | 0.36512 | 0.36512 | 0.36512 | 0.36512 | 0.36512 | 0.36512 | 0.36512
NSR Edgewater 3-5- NOx Cap Annual v5.13 | 983 | 5986 | Rate Constraint in MTons | FALSE | L | Annual | Constraint Shadow Price | US2011$/Ton | 0 | 0 | 0 | 0 | 0 | 0 | 0
NSR Edgewater 3-5- SO2 Cap Annual v5.13 | 984 | 5984 | Rate Constraint in MTons | FALSE | L | Annual | Seasons Included | Seasons | Winter, Summer | Winter, Summer | Winter, Summer | Winter, Summer | Winter, Summer | Winter, Summer | Winter, Summer
NSR Edgewater 3-5- SO2 Cap Annual v5.13 | 984 | 5984 | Rate Constraint in MTons | FALSE | L | Annual | Standard | Thousand Tons | 9.25 | 6 | 1.1 | 1.1 | 1.1 | 1.1 | 1.1
NSR Edgewater 3-5- SO2 Cap Annual v5.13 | 984 | 5984 | Rate Constraint in MTons | FALSE | L | Annual | Standard SO2 | Thousand Tons | 9.25 | 6 | 1.1 | 1.1 | 1.1 | 1.1 | 1.1
NSR Edgewater 3-5- SO2 Cap Annual v5.13 | 984 | 5984 | Rate Constraint in MTons | FALSE | L | Annual | Emissions at Affected Plants SO2 | Thousand Tons | 1.1 | 1.1 | 1.0981 | 1.1 | 1.1 | 1.1 | 1.1
NSR Edgewater 3-5- SO2 Cap Annual v5.13 | 984 | 5984 | Rate Constraint in MTons | FALSE | L | Annual | Allowances Purchased SO2 | Thousand Tons | 0 | 0 | 0 | 0 | 0 | 0 | 0
NSR Edgewater 3-5- SO2 Cap Annual v5.13 | 984 | 5984 | Rate Constraint in MTons | FALSE | L | Annual | Allowances Sold SO2 | Thousand Tons | 0 | 0 | 0 | 0 | 0 | 0 | 0
NSR Edgewater 3-5- SO2 Cap Annual v5.13 | 984 | 5984 | Rate Constraint in MTons | FALSE | L | Annual | Allowances Banked | Thousand Tons | 0 | 0 | 0 | 0 | 0 | 0 | 0
NSR Edgewater 3-5- SO2 Cap Annual v5.13 | 984 | 5984 | Rate Constraint in MTons | FALSE | L | Annual | Allowances Withdrawn (1:1) | Thousand Tons | 0 | 0 | 0 | 0 | 0 | 0 | 0
NSR Edgewater 3-5- SO2 Cap Annual v5.13 | 984 | 5984 | Rate Constraint in MTons | FALSE | L | Annual | Allowances Withdrawn (n:1) | Thousand Tons | 0 | 0 | 0 | 0 | 0 | 0 | 0
NSR Edgewater 3-5- SO2 Cap Annual v5.13 | 984 | 5984 | Rate Constraint in MTons | FALSE | L | Annual | Net Emissions Allowance Position | Thousand Tons | 1.1 | 1.1 | 1.0981 | 1.1 | 1.1 | 1.1 | 1.1
NSR Edgewater 3-5- SO2 Cap Annual v5.13 | 984 | 5984 | Rate Constraint in MTons | FALSE | L | Annual | Fuel Consumed | TBtu | 29.4396 | 29.4163 | 29.3369 | 29.4255 | 29.4396 | 29.4396 | 29.4396
NSR Edgewater 3-5- SO2 Cap Annual v5.13 | 984 | 5984 | Rate Constraint in MTons | FALSE | L | Annual | Rate | lb/MMBtu | 0.074729 | 0.074788 | 0.074859 | 0.074765 | 0.074729 | 0.074729 | 0.074729
NSR Edgewater 3-5- SO2 Cap Annual v5.13 | 984 | 5984 | Rate Constraint in MTons | FALSE | L | Annual | Generation | TWh | 2.8119 | 2.8119 | 2.8069 | 2.8119 | 2.8119 | 2.8119 | 2.8119
NSR Edgewater 3-5- SO2 Cap Annual v5.13 | 984 | 5984 | Rate Constraint in MTons | FALSE | L | Annual | Qualifying Generation | TWh | 2.8119 | 2.8119 | 2.8069 | 2.8119 | 2.8119 | 2.8119 | 2.8119
NSR Edgewater 3-5- SO2 Cap Annual v5.13 | 984 | 5984 | Rate Constraint in MTons | FALSE | L | Annual | Rate | lb/MWh | 0.3912 | 0.3912 | 0.3912 | 0.3912 | 0.3912 | 0.3912 | 0.3912
NSR Edgewater 3-5- SO2 Cap Annual v5.13 | 984 | 5984 | Rate Constraint in MTons | FALSE | L | Annual | Constraint Shadow Price | US2011$/Ton | 0 | 0 | 0 | 7691.6852 | 12840.6652 | 3003.6089 | 3224.7179
NSR Edgewater 4- Hg Rate Annual v5.13 | 985 | 5987 | Rate Constraint in lbs/MMBtu | FALSE | L | Annual | Seasons Included | Seasons | Winter, Summer | Winter, Summer | Winter, Summer | Winter, Summer | Winter, Summer | Winter, Summer | Winter, Summer
NSR Edgewater 4- Hg Rate Annual v5.13 | 985 | 5987 | Rate Constraint in lbs/MMBtu | FALSE | L | Annual | Standard | lb/MMBtu | 0.03 | 0.03 | 0.03 | 0.03 | 0.03 | 0.03 | 0.03
NSR Edgewater 4- Hg Rate Annual v5.13 | 985 | 5987 | Rate Constraint in lbs/MMBtu | FALSE | L | Annual | Emissions at Affected Plants MER | lbs | 0 | 0 | 0 | 0 | 0 | 0 | 0
NSR Edgewater 4- Hg Rate Annual v5.13 | 985 | 5987 | Rate Constraint in lbs/MMBtu | FALSE | L | Annual | Allowances Purchased MER | lbs | 0 | 0 | 0 | 0 | 0 | 0 | 0
NSR Edgewater 4- Hg Rate Annual v5.13 | 985 | 5987 | Rate Constraint in lbs/MMBtu | FALSE | L | Annual | Allowances Sold MER | lbs | 0 | 0 | 0 | 0 | 0 | 0 | 0
NSR Edgewater 4- Hg Rate Annual v5.13 | 985 | 5987 | Rate Constraint in lbs/MMBtu | FALSE | L | Annual | Allowances Banked | lbs | 0 | 0 | 0 | 0 | 0 | 0 | 0
NSR Edgewater 4- Hg Rate Annual v5.13 | 985 | 5987 | Rate Constraint in lbs/MMBtu | FALSE | L | Annual | Allowances Withdrawn (1:1) | lbs | 0 | 0 | 0 | 0 | 0 | 0 | 0
NSR Edgewater 4- Hg Rate Annual v5.13 | 985 | 5987 | Rate Constraint in lbs/MMBtu | FALSE | L | Annual | Allowances Withdrawn (n:1) | lbs | 0 | 0 | 0 | 0 | 0 | 0 | 0
NSR Edgewater 4- Hg Rate Annual v5.13 | 985 | 5987 | Rate Constraint in lbs/MMBtu | FALSE | L | Annual | Net Emissions Allowance Position | lbs | 0 | 0 | 0 | 0 | 0 | 0 | 0
NSR Edgewater 4- Hg Rate Annual v5.13 | 985 | 5987 | Rate Constraint in lbs/MMBtu | FALSE | L | Annual | Fuel Consumed | TBtu | 0 | 0 | 0 | 0 | 0 | 0 | 0
NSR Edgewater 4- Hg Rate Annual v5.13 | 985 | 5987 | Rate Constraint in lbs/MMBtu | FALSE | L | Annual | Rate | lb/MMBtu | 0 | 0 | 0 | 0 | 0 | 0 | 0
NSR Edgewater 4- Hg Rate Annual v5.13 | 985 | 5987 | Rate Constraint in lbs/MMBtu | FALSE | L | Annual | Generation | TWh | 0 | 0 | 0 | 0 | 0 | 0 | 0
NSR Edgewater 4- Hg Rate Annual v5.13 | 985 | 5987 | Rate Constraint in lbs/MMBtu | FALSE | L | Annual | Qualifying Generation | TWh | 0 | 0 | 0 | 0 | 0 | 0 | 0
NSR Edgewater 4- Hg Rate Annual v5.13 | 985 | 5987 | Rate Constraint in lbs/MMBtu | FALSE | L | Annual | Rate | lb/MWh | 0 | 0 | 0 | 0 | 0 | 0 | 0
NSR Edgewater 4- Hg Rate Annual v5.13 | 985 | 5987 | Rate Constraint in lbs/MMBtu | FALSE | L | Annual | Constraint Shadow Price | US2011$/Lb | 0 | 0 | 0 | 0 | 0 | 0 | 0
NSR Edgewater 4- NOx Rate Annual v5.13 | 986 | 5985 | Rate Constraint in lbs/MMBtu | FALSE | L | Annual | Seasons Included | Seasons | Winter, Summer | Winter, Summer | Winter, Summer | Winter, Summer | Winter, Summer | Winter, Summer | Winter, Summer
NSR Edgewater 4- NOx Rate Annual v5.13 | 986 | 5985 | Rate Constraint in lbs/MMBtu | FALSE | L | Annual | Standard | lb/MMBtu | 0.15 | 0.15 | 0.15 | 0.15 | 0.15 | 0.15 | 0.15
NSR Edgewater 4- NOx Rate Annual v5.13 | 986 | 5985 | Rate Constraint in lbs/MMBtu | FALSE | L | Annual | Emissions at Affected Plants NOX | Thousand Tons | 0 | 0 | 0 | 0 | 0 | 0 | 0
NSR Edgewater 4- NOx Rate Annual v5.13 | 986 | 5985 | Rate Constraint in lbs/MMBtu | FALSE | L | Annual | Allowances Purchased NOX | Thousand Tons | 0 | 0 | 0 | 0 | 0 | 0 | 0
NSR Edgewater 4- NOx Rate Annual v5.13 | 986 | 5985 | Rate Constraint in lbs/MMBtu | FALSE | L | Annual | Allowances Sold NOX | Thousand Tons | 0 | 0 | 0 | 0 | 0 | 0 | 0
NSR Edgewater 4- NOx Rate Annual v5.13 | 986 | 5985 | Rate Constraint in lbs/MMBtu | FALSE | L | Annual | Allowances Banked | Thousand Tons | 0 | 0 | 0 | 0 | 0 | 0 | 0
NSR Edgewater 4- NOx Rate Annual v5.13 | 986 | 5985 | Rate Constraint in lbs/MMBtu | FALSE | L | Annual | Allowances Withdrawn (1:1) | Thousand Tons | 0 | 0 | 0 | 0 | 0 | 0 | 0
NSR Edgewater 4- NOx Rate Annual v5.13 | 986 | 5985 | Rate Constraint in lbs/MMBtu | FALSE | L | Annual | Allowances Withdrawn (n:1) | Thousand Tons | 0 | 0 | 0 | 0 | 0 | 0 | 0
NSR Edgewater 4- NOx Rate Annual v5.13 | 986 | 5985 | Rate Constraint in lbs/MMBtu | FALSE | L | Annual | Net Emissions Allowance Position | Thousand Tons | 0 | 0 | 0 | 0 | 0 | 0 | 0
NSR Edgewater 4- NOx Rate Annual v5.13 | 986 | 5985 | Rate Constraint in lbs/MMBtu | FALSE | L | Annual | Fuel Consumed | TBtu | 0 | 0 | 0 | 0 | 0 | 0 | 0
NSR Edgewater 4- NOx Rate Annual v5.13 | 986 | 5985 | Rate Constraint in lbs/MMBtu | FALSE | L | Annual | Rate | lb/MMBtu | 0 | 0 | 0 | 0 | 0 | 0 | 0
NSR Edgewater 4- NOx Rate Annual v5.13 | 986 | 5985 | Rate Constraint in lbs/MMBtu | FALSE | L | Annual | Generation | TWh | 0 | 0 | 0 | 0 | 0 | 0 | 0
NSR Edgewater 4- NOx Rate Annual v5.13 | 986 | 5985 | Rate Constraint in lbs/MMBtu | FALSE | L | Annual | Qualifying Generation | TWh | 0 | 0 | 0 | 0 | 0 | 0 | 0
NSR Edgewater 4- NOx Rate Annual v5.13 | 986 | 5985 | Rate Constraint in lbs/MMBtu | FALSE | L | Annual | Rate | lb/MWh | 0 | 0 | 0 | 0 | 0 | 0 | 0
NSR Edgewater 4- NOx Rate Annual v5.13 | 986 | 5985 | Rate Constraint in lbs/MMBtu | FALSE | L | Annual | Constraint Shadow Price | US2011$/Ton | 0 | 0 | 0 | 0 | 0 | 0 | 0
NSR Edgewater 4- SO2 Rate Annual v5.13 | 987 | 5983 | Rate Constraint in lbs/MMBtu | FALSE | L | Annual | Seasons Included | Seasons | Winter, Summer | Winter, Summer | Winter, Summer | Winter, Summer | Winter, Summer | Winter, Summer | Winter, Summer
NSR Edgewater 4- SO2 Rate Annual v5.13 | 987 | 5983 | Rate Constraint in lbs/MMBtu | FALSE | L | Annual | Standard | lb/MMBtu | 0.7 | 0.7 | 0.7 | 0.7 | 0.7 | 0.7 | 0.7
NSR Edgewater 4- SO2 Rate Annual v5.13 | 987 | 5983 | Rate Constraint in lbs/MMBtu | FALSE | L | Annual | Emissions at Affected Plants SO2 | Thousand Tons | 0 | 0 | 0 | 0 | 0 | 0 | 0
NSR Edgewater 4- SO2 Rate Annual v5.13 | 987 | 5983 | Rate Constraint in lbs/MMBtu | FALSE | L | Annual | Allowances Purchased SO2 | Thousand Tons | 0 | 0 | 0 | 0 | 0 | 0 | 0
NSR Edgewater 4- SO2 Rate Annual v5.13 | 987 | 5983 | Rate Constraint in lbs/MMBtu | FALSE | L | Annual | Allowances Sold SO2 | Thousand Tons | 0 | 0 | 0 | 0 | 0 | 0 | 0
NSR Edgewater 4- SO2 Rate Annual v5.13 | 987 | 5983 | Rate Constraint in lbs/MMBtu | FALSE | L | Annual | Allowances Banked | Thousand Tons | 0 | 0 | 0 | 0 | 0 | 0 | 0
NSR Edgewater 4- SO2 Rate Annual v5.13 | 987 | 5983 | Rate Constraint in lbs/MMBtu | FALSE | L | Annual | Allowances Withdrawn (1:1) | Thousand Tons | 0 | 0 | 0 | 0 | 0 | 0 | 0
NSR Edgewater 4- SO2 Rate Annual v5.13 | 987 | 5983 | Rate Constraint in lbs/MMBtu | FALSE | L | Annual | Allowances Withdrawn (n:1) | Thousand Tons | 0 | 0 | 0 | 0 | 0 | 0 | 0
NSR Edgewater 4- SO2 Rate Annual v5.13 | 987 | 5983 | Rate Constraint in lbs/MMBtu | FALSE | L | Annual | Net Emissions Allowance Position | Thousand Tons | 0 | 0 | 0 | 0 | 0 | 0 | 0
NSR Edgewater 4- SO2 Rate Annual v5.13 | 987 | 5983 | Rate Constraint in lbs/MMBtu | FALSE | L | Annual | Fuel Consumed | TBtu | 0 | 0 | 0 | 0 | 0 | 0 | 0
NSR Edgewater 4- SO2 Rate Annual v5.13 | 987 | 5983 | Rate Constraint in lbs/MMBtu | FALSE | L | Annual | Rate | lb/MMBtu | 0 | 0 | 0 | 0 | 0 | 0 | 0
NSR Edgewater 4- SO2 Rate Annual v5.13 | 987 | 5983 | Rate Constraint in lbs/MMBtu | FALSE | L | Annual | Generation | TWh | 0 | 0 | 0 | 0 | 0 | 0 | 0
NSR Edgewater 4- SO2 Rate Annual v5.13 | 987 | 5983 | Rate Constraint in lbs/MMBtu | FALSE | L | Annual | Qualifying Generation | TWh | 0 | 0 | 0 | 0 | 0 | 0 | 0
NSR Edgewater 4- SO2 Rate Annual v5.13 | 987 | 5983 | Rate Constraint in lbs/MMBtu | FALSE | L | Annual | Rate | lb/MWh | 0 | 0 | 0 | 0 | 0 | 0 | 0
NSR Edgewater 4- SO2 Rate Annual v5.13 | 987 | 5983 | Rate Constraint in lbs/MMBtu | FALSE | L | Annual | Constraint Shadow Price | US2011$/Ton | 0 | 0 | 0 | 0 | 0 | 0 | 0
NSR Edgewater 5- Hg Rate Annual v5.13 | 988 | 5990 | Rate Constraint in lbs/MMBtu | FALSE | L | Annual | Seasons Included | Seasons |  | Winter, Summer | Winter, Summer | Winter, Summer | Winter, Summer | Winter, Summer | Winter, Summer
NSR Edgewater 5- Hg Rate Annual v5.13 | 988 | 5990 | Rate Constraint in lbs/MMBtu | FALSE | L | Annual | Standard | lb/MMBtu | 0.015 | 0.015 | 0.015 | 0.015 | 0.015 | 0.015 | 0.015
NSR Edgewater 5- Hg Rate Annual v5.13 | 988 | 5990 | Rate Constraint in lbs/MMBtu | FALSE | L | Annual | Emissions at Affected Plants MER | lbs | 0 | 15.7591 | 15.9645 | 15.6817 | 15.5633 | 15.5633 | 15.5633
NSR Edgewater 5- Hg Rate Annual v5.13 | 988 | 5990 | Rate Constraint in lbs/MMBtu | FALSE | L | Annual | Allowances Purchased MER | lbs | 0 | 0 | 0 | 0 | 0 | 0 | 0
NSR Edgewater 5- Hg Rate Annual v5.13 | 988 | 5990 | Rate Constraint in lbs/MMBtu | FALSE | L | Annual | Allowances Sold MER | lbs | 0 | 0 | 0 | 0 | 0 | 0 | 0
NSR Edgewater 5- Hg Rate Annual v5.13 | 988 | 5990 | Rate Constraint in lbs/MMBtu | FALSE | L | Annual | Allowances Banked | lbs | 0 | 0 | 0 | 0 | 0 | 0 | 0
NSR Edgewater 5- Hg Rate Annual v5.13 | 988 | 5990 | Rate Constraint in lbs/MMBtu | FALSE | L | Annual | Allowances Withdrawn (1:1) | lbs | 0 | 0 | 0 | 0 | 0 | 0 | 0
NSR Edgewater 5- Hg Rate Annual v5.13 | 988 | 5990 | Rate Constraint in lbs/MMBtu | FALSE | L | Annual | Allowances Withdrawn (n:1) | lbs | 0 | 0 | 0 | 0 | 0 | 0 | 0
NSR Edgewater 5- Hg Rate Annual v5.13 | 988 | 5990 | Rate Constraint in lbs/MMBtu | FALSE | L | Annual | Net Emissions Allowance Position | lbs | 0 | 15.7591 | 15.9645 | 15.6817 | 15.5633 | 15.5633 | 15.5633
NSR Edgewater 5- Hg Rate Annual v5.13 | 988 | 5990 | Rate Constraint in lbs/MMBtu | FALSE | L | Annual | Fuel Consumed | TBtu | 0 | 29.4163 | 29.3369 | 29.4255 | 29.4396 | 29.4396 | 29.4396
NSR Edgewater 5- Hg Rate Annual v5.13 | 988 | 5990 | Rate Constraint in lbs/MMBtu | FALSE | L | Annual | Rate | lb/MMBtu | 0 | 5.3573e-07 | 5.4418e-07 | 5.3293e-07 | 5.2865e-07 | 5.2865e-07 | 5.2865e-07
NSR Edgewater 5- Hg Rate Annual v5.13 | 988 | 5990 | Rate Constraint in lbs/MMBtu | FALSE | L | Annual | Generation | TWh | 0 | 2.8119 | 2.8069 | 2.8119 | 2.8119 | 2.8119 | 2.8119
NSR Edgewater 5- Hg Rate Annual v5.13 | 988 | 5990 | Rate Constraint in lbs/MMBtu | FALSE | L | Annual | Qualifying Generation | TWh | 0 | 2.8119 | 2.8069 | 2.8119 | 2.8119 | 2.8119 | 2.8119
NSR Edgewater 5- Hg Rate Annual v5.13 | 988 | 5990 | Rate Constraint in lbs/MMBtu | FALSE | L | Annual | Rate | lb/MWh | 0 | 5.6044 | 5.6875 | 5.5769 | 5.5348 | 5.5348 | 5.5348
NSR Edgewater 5- Hg Rate Annual v5.13 | 988 | 5990 | Rate Constraint in lbs/MMBtu | FALSE | L | Annual | Constraint Shadow Price | US2011$/Lb | 0 | 0 | 0 | 0 | 0 | 0 | 0
NSR Edgewater 5- NOx Rate Annual v5.13 | 989 | 5989 | Rate Constraint in lbs/MMBtu | FALSE | L | Annual | Seasons Included | Seasons | Winter, Summer | Winter, Summer | Winter, Summer | Winter, Summer | Winter, Summer | Winter, Summer | Winter, Summer
NSR Edgewater 5- NOx Rate Annual v5.13 | 989 | 5989 | Rate Constraint in lbs/MMBtu | FALSE | L | Annual | Standard | lb/MMBtu | 0.07 | 0.07 | 0.07 | 0.07 | 0.07 | 0.07 | 0.07
NSR Edgewater 5- NOx Rate Annual v5.13 | 989 | 5989 | Rate Constraint in lbs/MMBtu | FALSE | L | Annual | Emissions at Affected Plants NOX | Thousand Tons | 1.0267 | 1.0267 | 1.0249 | 1.0267 | 1.0267 | 1.0267 | 1.0267
NSR Edgewater 5- NOx Rate Annual v5.13 | 989 | 5989 | Rate Constraint in lbs/MMBtu | FALSE | L | Annual | Allowances Purchased NOX | Thousand Tons | 0 | 0 | 0 | 0 | 0 | 0 | 0
NSR Edgewater 5- NOx Rate Annual v5.13 | 989 | 5989 | Rate Constraint in lbs/MMBtu | FALSE | L | Annual | Allowances Sold NOX | Thousand Tons | 0 | 0 | 0 | 0 | 0 | 0 | 0
NSR Edgewater 5- NOx Rate Annual v5.13 | 989 | 5989 | Rate Constraint in lbs/MMBtu | FALSE | L | Annual | Allowances Banked | Thousand Tons | 0 | 0 | 0 | 0 | 0 | 0 | 0
NSR Edgewater 5- NOx Rate Annual v5.13 | 989 | 5989 | Rate Constraint in lbs/MMBtu | FALSE | L | Annual | Allowances Withdrawn (1:1) | Thousand Tons | 0 | 0 | 0 | 0 | 0 | 0 | 0
NSR Edgewater 5- NOx Rate Annual v5.13 | 989 | 5989 | Rate Constraint in lbs/MMBtu | FALSE | L | Annual | Allowances Withdrawn (n:1) | Thousand Tons | 0 | 0 | 0 | 0 | 0 | 0 | 0
NSR Edgewater 5- NOx Rate Annual v5.13 | 989 | 5989 | Rate Constraint in lbs/MMBtu | FALSE | L | Annual | Net Emissions Allowance Position | Thousand Tons | 1.0267 | 1.0267 | 1.0249 | 1.0267 | 1.0267 | 1.0267 | 1.0267
NSR Edgewater 5- NOx Rate Annual v5.13 | 989 | 5989 | Rate Constraint in lbs/MMBtu | FALSE | L | Annual | Fuel Consumed | TBtu | 29.4396 | 29.4163 | 29.3369 | 29.4255 | 29.4396 | 29.4396 | 29.4396
NSR Edgewater 5- NOx Rate Annual v5.13 | 989 | 5989 | Rate Constraint in lbs/MMBtu | FALSE | L | Annual | Rate | lb/MMBtu | 0.069747 | 0.069803 | 0.069869 | 0.069781 | 0.069747 | 0.069747 | 0.069747
NSR Edgewater 5- NOx Rate Annual v5.13 | 989 | 5989 | Rate Constraint in lbs/MMBtu | FALSE | L | Annual | Generation | TWh | 2.8119 | 2.8119 | 2.8069 | 2.8119 | 2.8119 | 2.8119 | 2.8119
NSR Edgewater 5- NOx Rate Annual v5.13 | 989 | 5989 | Rate Constraint in lbs/MMBtu | FALSE | L | Annual | Qualifying Generation | TWh | 2.8119 | 2.8119 | 2.8069 | 2.8119 | 2.8119 | 2.8119 | 2.8119
NSR Edgewater 5- NOx Rate Annual v5.13 | 989 | 5989 | Rate Constraint in lbs/MMBtu | FALSE | L | Annual | Rate | lb/MWh | 0.36512 | 0.36512 | 0.36512 | 0.36512 | 0.36512 | 0.36512 | 0.36512
NSR Edgewater 5- NOx Rate Annual v5.13 | 989 | 5989 | Rate Constraint in lbs/MMBtu | FALSE | L | Annual | Constraint Shadow Price | US2011$/Ton | 0 | 0 | 0 | 0 | 0 | 0 | 0
NSR Edgewater 5- SO2 Rate Annual v5.13 | 990 | 5988 | Rate Constraint in lbs/MMBtu | FALSE | L | Annual | Seasons Included | Seasons |  | Winter, Summer | Winter, Summer | Winter, Summer | Winter, Summer | Winter, Summer | Winter, Summer
NSR Edgewater 5- SO2 Rate Annual v5.13 | 990 | 5988 | Rate Constraint in lbs/MMBtu | FALSE | L | Annual | Standard | lb/MMBtu | 0.075 | 0.075 | 0.075 | 0.075 | 0.075 | 0.075 | 0.075
NSR Edgewater 5- SO2 Rate Annual v5.13 | 990 | 5988 | Rate Constraint in lbs/MMBtu | FALSE | L | Annual | Emissions at Affected Plants SO2 | Thousand Tons | 0 | 1.1 | 1.0981 | 1.1 | 1.1 | 1.1 | 1.1
NSR Edgewater 5- SO2 Rate Annual v5.13 | 990 | 5988 | Rate Constraint in lbs/MMBtu | FALSE | L | Annual | Allowances Purchased SO2 | Thousand Tons | 0 | 0 | 0 | 0 | 0 | 0 | 0
NSR Edgewater 5- SO2 Rate Annual v5.13 | 990 | 5988 | Rate Constraint in lbs/MMBtu | FALSE | L | Annual | Allowances Sold SO2 | Thousand Tons | 0 | 0 | 0 | 0 | 0 | 0 | 0
NSR Edgewater 5- SO2 Rate Annual v5.13 | 990 | 5988 | Rate Constraint in lbs/MMBtu | FALSE | L | Annual | Allowances Banked | Thousand Tons | 0 | 0 | 0 | 0 | 0 | 0 | 0
NSR Edgewater 5- SO2 Rate Annual v5.13 | 990 | 5988 | Rate Constraint in lbs/MMBtu | FALSE | L | Annual | Allowances Withdrawn (1:1) | Thousand Tons | 0 | 0 | 0 | 0 | 0 | 0 | 0
NSR Edgewater 5- SO2 Rate Annual v5.13 | 990 | 5988 | Rate Constraint in lbs/MMBtu | FALSE | L | Annual | Allowances Withdrawn (n:1) | Thousand Tons | 0 | 0 | 0 | 0 | 0 | 0 | 0
NSR Edgewater 5- SO2 Rate Annual v5.13 | 990 | 5988 | Rate Constraint in lbs/MMBtu | FALSE | L | Annual | Net Emissions Allowance Position | Thousand Tons | 0 | 1.1 | 1.0981 | 1.1 | 1.1 | 1.1 | 1.1
NSR Edgewater 5- SO2 Rate Annual v5.13 | 990 | 5988 | Rate Constraint in lbs/MMBtu | FALSE | L | Annual | Fuel Consumed | TBtu | 0 | 29.4163 | 29.3369 | 29.4255 | 29.4396 | 29.4396 | 29.4396
NSR Edgewater 5- SO2 Rate Annual v5.13 | 990 | 5988 | Rate Constraint in lbs/MMBtu | FALSE | L | Annual | Rate | lb/MMBtu | 0 | 0.074788 | 0.074859 | 0.074765 | 0.074729 | 0.074729 | 0.074729
NSR Edgewater 5- SO2 Rate Annual v5.13 | 990 | 5988 | Rate Constraint in lbs/MMBtu | FALSE | L | Annual | Generation | TWh | 0 | 2.8119 | 2.8069 | 2.8119 | 2.8119 | 2.8119 | 2.8119
NSR Edgewater 5- SO2 Rate Annual v5.13 | 990 | 5988 | Rate Constraint in lbs/MMBtu | FALSE | L | Annual | Qualifying Generation | TWh | 0 | 2.8119 | 2.8069 | 2.8119 | 2.8119 | 2.8119 | 2.8119
NSR Edgewater 5- SO2 Rate Annual v5.13 | 990 | 5988 | Rate Constraint in lbs/MMBtu | FALSE | L | Annual | Rate | lb/MWh | 0 | 0.3912 | 0.3912 | 0.3912 | 0.3912 | 0.3912 | 0.3912
NSR Edgewater 5- SO2 Rate Annual v5.13 | 990 | 5988 | Rate Constraint in lbs/MMBtu | FALSE | L | Annual | Constraint Shadow Price | US2011$/Ton | 0 | 0 | 0 | 0 | 0 | 0 | 0
NSR EKPC Consent - NOX Cap Annual v3.1 | 991 | 1842 | Rate Constraint in MTons | FALSE | L | Annual | Seasons Included | Seasons | Winter, Summer | Winter, Summer | Winter, Summer | Winter, Summer | Winter, Summer | Winter, Summer | Winter, Summer
NSR EKPC Consent - NOX Cap Annual v3.1 | 991 | 1842 | Rate Constraint in MTons | FALSE | L | Annual | Standard | Thousand Tons | 8 | 8 | 8 | 8 | 8 | 8 | 8
NSR EKPC Consent - NOX Cap Annual v3.1 | 991 | 1842 | Rate Constraint in MTons | FALSE | L | Annual | Standard NOX | Thousand Tons | 8 | 8 | 8 | 8 | 8 | 8 | 8
NSR EKPC Consent - NOX Cap Annual v3.1 | 991 | 1842 | Rate Constraint in MTons | FALSE | L | Annual | Emissions at Affected Plants NOX | Thousand Tons | 3.7692 | 3.5875 | 3.7198 | 3.5286 | 3.7274 | 3.4467 | 3.4865
NSR EKPC Consent - NOX Cap Annual v3.1 | 991 | 1842 | Rate Constraint in MTons | FALSE | L | Annual | Allowances Purchased NOX | Thousand Tons | 0 | 0 | 0 | 0 | 0 | 0 | 0
NSR EKPC Consent - NOX Cap Annual v3.1 | 991 | 1842 | Rate Constraint in MTons | FALSE | L | Annual | Allowances Sold NOX | Thousand Tons | 0 | 0 | 0 | 0 | 0 | 0 | 0
NSR EKPC Consent - NOX Cap Annual v3.1 | 991 | 1842 | Rate Constraint in MTons | FALSE | L | Annual | Allowances Banked | Thousand Tons | 0 | 0 | 0 | 0 | 0 | 0 | 0
NSR EKPC Consent - NOX Cap Annual v3.1 | 991 | 1842 | Rate Constraint in MTons | FALSE | L | Annual | Allowances Withdrawn (1:1) | Thousand Tons | 0 | 0 | 0 | 0 | 0 | 0 | 0
NSR EKPC Consent - NOX Cap Annual v3.1 | 991 | 1842 | Rate Constraint in MTons | FALSE | L | Annual | Allowances Withdrawn (n:1) | Thousand Tons | 0 | 0 | 0 | 0 | 0 | 0 | 0
NSR EKPC Consent - NOX Cap Annual v3.1 | 991 | 1842 | Rate Constraint in MTons | FALSE | L | Annual | Net Emissions Allowance Position | Thousand Tons | 3.7692 | 3.5875 | 3.7198 | 3.5286 | 3.7274 | 3.4467 | 3.4865
NSR EKPC Consent - NOX Cap Annual v3.1 | 991 | 1842 | Rate Constraint in MTons | FALSE | L | Annual | Fuel Consumed | TBtu | 98.2748 | 93.7251 | 97.0742 | 92.4202 | 97.3454 | 90.3922 | 91.5317
NSR EKPC Consent - NOX Cap Annual v3.1 | 991 | 1842 | Rate Constraint in MTons | FALSE | L | Annual | Rate | lb/MMBtu | 0.076707 | 0.076554 | 0.076639 | 0.076359 | 0.07658 | 0.076262 | 0.076182
NSR EKPC Consent - NOX Cap Annual v3.1 | 991 | 1842 | Rate Constraint in MTons | FALSE | L | Annual | Generation | TWh | 9.4833 | 9.0408 | 9.3658 | 8.9102 | 9.386 | 8.7026 | 8.8101
NSR EKPC Consent - NOX Cap Annual v3.1 | 991 | 1842 | Rate Constraint in MTons | FALSE | L | Annual | Qualifying Generation | TWh | 9.4833 | 9.0408 | 9.3658 | 8.9102 | 9.386 | 8.7026 | 8.8101
NSR EKPC Consent - NOX Cap Annual v3.1 | 991 | 1842 | Rate Constraint in MTons | FALSE | L | Annual | Rate | lb/MWh | 0.39745 | 0.39681 | 0.39717 | 0.39601 | 0.39712 | 0.39606 | 0.39574
NSR EKPC Consent - NOX Cap Annual v3.1 | 991 | 1842 | Rate Constraint in MTons | FALSE | L | Annual | Constraint Shadow Price | US2011$/Ton | 0 | 0 | 0 | 0 | 0 | 0 | 0
NSR EKPC Consent - SO2 Cap Annual v3.1 | 992 | 1843 | Rate Constraint in MTons | FALSE | L | Annual | Seasons Included | Seasons | Winter, Summer | Winter, Summer | Winter, Summer | Winter, Summer | Winter, Summer | Winter, Summer | Winter, Summer
NSR EKPC Consent - SO2 Cap Annual v3.1 | 992 | 1843 | Rate Constraint in MTons | FALSE | L | Annual | Standard | Thousand Tons | 28 | 28 | 28 | 28 | 28 | 28 | 28
NSR EKPC Consent - SO2 Cap Annual v3.1 | 992 | 1843 | Rate Constraint in MTons | FALSE | L | Annual | Standard SO2 | Thousand Tons | 28 | 28 | 28 | 28 | 28 | 28 | 28
NSR EKPC Consent - SO2 Cap Annual v3.1 | 992 | 1843 | Rate Constraint in MTons | FALSE | L | Annual | Emissions at Affected Plants SO2 | Thousand Tons | 7.182 | 6.9328 | 7.1219 | 6.8892 | 7.0623 | 6.5529 | 6.6646
NSR EKPC Consent - SO2 Cap Annual v3.1 | 992 | 1843 | Rate Constraint in MTons | FALSE | L | Annual | Allowances Purchased SO2 | Thousand Tons | 0 | 0 | 0 | 0 | 0 | 0 | 0
NSR EKPC Consent - SO2 Cap Annual v3.1 | 992 | 1843 | Rate Constraint in MTons | FALSE | L | Annual | Allowances Sold SO2 | Thousand Tons | 0 | 0 | 0 | 0 | 0 | 0 | 0
NSR EKPC Consent - SO2 Cap Annual v3.1 | 992 | 1843 | Rate Constraint in MTons | FALSE | L | Annual | Allowances Banked | Thousand Tons | 0 | 0 | 0 | 0 | 0 | 0 | 0
NSR EKPC Consent - SO2 Cap Annual v3.1 | 992 | 1843 | Rate Constraint in MTons | FALSE | L | Annual | Allowances Withdrawn (1:1) | Thousand Tons | 0 | 0 | 0 | 0 | 0 | 0 | 0
NSR EKPC Consent - SO2 Cap Annual v3.1 | 992 | 1843 | Rate Constraint in MTons | FALSE | L | Annual | Allowances Withdrawn (n:1) | Thousand Tons | 0 | 0 | 0 | 0 | 0 | 0 | 0
NSR EKPC Consent - SO2 Cap Annual v3.1 | 992 | 1843 | Rate Constraint in MTons | FALSE | L | Annual | Net Emissions Allowance Position | Thousand Tons | 7.182 | 6.9328 | 7.1219 | 6.8892 | 7.0623 | 6.5529 | 6.6646
NSR EKPC Consent - SO2 Cap Annual v3.1 | 992 | 1843 | Rate Constraint in MTons | FALSE | L | Annual | Fuel Consumed | TBtu | 98.2748 | 93.7251 | 97.0742 | 92.4202 | 97.3454 | 90.3922 | 91.5317
NSR EKPC Consent - SO2 Cap Annual v3.1 | 992 | 1843 | Rate Constraint in MTons | FALSE | L | Annual | Rate | lb/MMBtu | 0.14616 | 0.14794 | 0.14673 | 0.14909 | 0.1451 | 0.14499 | 0.14562
NSR EKPC Consent - SO2 Cap Annual v3.1 | 992 | 1843 | Rate Constraint in MTons | FALSE | L | Annual | Generation | TWh | 9.4833 | 9.0408 | 9.3658 | 8.9102 | 9.386 | 8.7026 | 8.8101
NSR EKPC Consent - SO2 Cap Annual v3.1 | 992 | 1843 | Rate Constraint in MTons | FALSE | L | Annual | Qualifying Generation | TWh | 9.4833 | 9.0408 | 9.3658 | 8.9102 | 9.386 | 8.7026 | 8.8101
NSR EKPC Consent - SO2 Cap Annual v3.1 | 992 | 1843 | Rate Constraint in MTons | FALSE | L | Annual | Rate | lb/MWh | 0.75733 | 0.76683 | 0.76042 | 0.77319 | 0.75242 | 0.75298 | 0.75647
NSR EKPC Consent - SO2 Cap Annual v3.1 | 992 | 1843 | Rate Constraint in MTons | FALSE | L | Annual | Constraint Shadow Price | US2011$/Ton | 0 | 0 | 0 | 0 | 0 | 0 | 0
NSR FB Culley 3 - NOX Rate Annual v3.1, Unit 5749 and retrofits | 993 | 1946 | Rate Constraint in lbs/MMBtu | FALSE | L | Annual | Seasons Included | Seasons | Winter, Summer | Winter, Summer | Winter, Summer | Winter, Summer | Winter, Summer | Winter, Summer | Winter, Summer
NSR FB Culley 3 - NOX Rate Annual v3.1, Unit 5749 and retrofits | 993 | 1946 | Rate Constraint in lbs/MMBtu | FALSE | L | Annual | Standard | lb/MMBtu | 0.1 | 0.1 | 0.1 | 0.1 | 0.1 | 0.1 | 0.1
NSR FB Culley 3 - NOX Rate Annual v3.1, Unit 5749 and retrofits | 993 | 1946 | Rate Constraint in lbs/MMBtu | FALSE | L | Annual | Emissions at Affected Plants NOX | Thousand Tons | 1.0566 | 1.0566 | 1.0548 | 1.0566 | 1.0566 | 1.0566 | 1.0566
NSR FB Culley 3 - NOX Rate Annual v3.1, Unit 5749 and retrofits | 993 | 1946 | Rate Constraint in lbs/MMBtu | FALSE | L | Annual | Allowances Purchased NOX | Thousand Tons | 0 | 0 | 0 | 0 | 0 | 0 | 0
NSR FB Culley 3 - NOX Rate Annual v3.1, Unit 5749 and retrofits | 993 | 1946 | Rate Constraint in lbs/MMBtu | FALSE | L | Annual | Allowances Sold NOX | Thousand Tons | 0 | 0 | 0 | 0 | 0 | 0 | 0
NSR FB Culley 3 - NOX Rate Annual v3.1, Unit 5749 and retrofits | 993 | 1946 | Rate Constraint in lbs/MMBtu | FALSE | L | Annual | Allowances Banked | Thousand Tons | 0 | 0 | 0 | 0 | 0 | 0 | 0
NSR FB Culley 3 - NOX Rate Annual v3.1, Unit 5749 and retrofits | 993 | 1946 | Rate Constraint in lbs/MMBtu | FALSE | L | Annual | Allowances Withdrawn (1:1) | Thousand Tons | 0 | 0 | 0 | 0 | 0 | 0 | 0
NSR FB Culley 3 - NOX Rate Annual v3.1, Unit 5749 and retrofits | 993 | 1946 | Rate Constraint in lbs/MMBtu | FALSE | L | Annual | Allowances Withdrawn (n:1) | Thousand Tons | 0 | 0 | 0 | 0 | 0 | 0 | 0
NSR FB Culley 3 - NOX Rate Annual v3.1, Unit 5749 and retrofits | 993 | 1946 | Rate Constraint in lbs/MMBtu | FALSE | L | Annual | Net Emissions Allowance Position | Thousand Tons | 1.0566 | 1.0566 | 1.0548 | 1.0566 | 1.0566 | 1.0566 | 1.0566
NSR FB Culley 3 - NOX Rate Annual v3.1, Unit 5749 and retrofits | 993 | 1946 | Rate Constraint in lbs/MMBtu | FALSE | L | Annual | Fuel Consumed | TBtu | 21.3637 | 21.3637 | 21.3265 | 21.3637 | 21.3637 | 21.3637 | 21.3637
NSR FB Culley 3 - NOX Rate Annual v3.1, Unit 5749 and retrofits | 993 | 1946 | Rate Constraint in lbs/MMBtu | FALSE | L | Annual | Rate | lb/MMBtu | 0.098919 | 0.098919 | 0.098919 | 0.098919 | 0.098919 | 0.098919 | 0.098919
NSR FB Culley 3 - NOX Rate Annual v3.1, Unit 5749 and retrofits | 993 | 1946 | Rate Constraint in lbs/MMBtu | FALSE | L | Annual | Generation | TWh | 1.9537 | 1.9537 | 1.9503 | 1.9537 | 1.9537 | 1.9537 | 1.9537
NSR FB Culley 3 - NOX Rate Annual v3.1, Unit 5749 and retrofits | 993 | 1946 | Rate Constraint in lbs/MMBtu | FALSE | L | Annual | Qualifying Generation | TWh | 1.9537 | 1.9537 | 1.9503 | 1.9537 | 1.9537 | 1.9537 | 1.9537
NSR FB Culley 3 - NOX Rate Annual v3.1, Unit 5749 and retrofits | 993 | 1946 | Rate Constraint in lbs/MMBtu | FALSE | L | Annual | Rate | lb/MWh | 0.54084 | 0.54084 | 0.54084 | 0.54084 | 0.54084 | 0.54084 | 0.54084
NSR FB Culley 3 - NOX Rate Annual v3.1, Unit 5749 and retrofits | 993 | 1946 | Rate Constraint in lbs/MMBtu | FALSE | L | Annual | Constraint Shadow Price | US2011$/Ton | 0 | 0 | 0 | 0 | 0 | 0 | 0
NSR Genoa 1 - Hg Rate Annual v5.13 | 994 | 5967 | Rate Constraint in lbs/MMBtu | FALSE | L | Annual | Seasons Included | Seasons | Winter, Summer | Winter, Summer | Winter, Summer | Winter, Summer | Winter, Summer | Winter, Summer | Winter, Summer
NSR Genoa 1 - Hg Rate Annual v5.13 | 994 | 5967 | Rate Constraint in lbs/MMBtu | FALSE | L | Annual | Standard | lb/MMBtu | 0.015 | 0.015 | 0.015 | 0.015 | 0.015 | 0.015 | 0.015
NSR Genoa 1 - Hg Rate Annual v5.13 | 994 | 5967 | Rate Constraint in lbs/MMBtu | FALSE | L | Annual | Emissions at Affected Plants MER | lbs | 12.7599 | 12.7599 | 12.7382 | 12.7599 | 12.7599 | 12.7599 | 14.0764
NSR Genoa 1 - Hg Rate Annual v5.13 | 994 | 5967 | Rate Constraint in lbs/MMBtu | FALSE | L | Annual | Allowances Purchased MER | lbs | 0 | 0 | 0 | 0 | 0 | 0 | 0
NSR Genoa 1 - Hg Rate Annual v5.13 | 994 | 5967 | Rate Constraint in lbs/MMBtu | FALSE | L | Annual | Allowances Sold MER | lbs | 0 | 0 | 0 | 0 | 0 | 0 | 0
NSR Genoa 1 - Hg Rate Annual v5.13 | 994 | 5967 | Rate Constraint in lbs/MMBtu | FALSE | L | Annual | Allowances Banked | lbs | 0 | 0 | 0 | 0 | 0 | 0 | 0
NSR Genoa 1 - Hg Rate Annual v5.13 | 994 | 5967 | Rate Constraint in lbs/MMBtu | FALSE | L | Annual | Allowances Withdrawn (1:1) | lbs | 0 | 0 | 0 | 0 | 0 | 0 | 0
NSR Genoa 1 - Hg Rate Annual v5.13 | 994 | 5967 | Rate Constraint in lbs/MMBtu | FALSE | L | Annual | Allowances Withdrawn (n:1) | lbs | 0 | 0 | 0 | 0 | 0 | 0 | 0
NSR Genoa 1 - Hg Rate Annual v5.13 | 994 | 5967 | Rate Constraint in lbs/MMBtu | FALSE | L | Annual | Net Emissions Allowance Position | lbs | 12.7599 | 12.7599 | 12.7382 | 12.7599 | 12.7599 | 12.7599 | 14.0764
NSR Genoa 1 - Hg Rate Annual v5.13 | 994 | 5967 | Rate Constraint in lbs/MMBtu | FALSE | L | Annual | Fuel Consumed | TBtu | 23.8822 | 23.8822 | 23.8415 | 23.8822 | 23.8822 | 23.8822 | 23.8822
NSR Genoa 1 - Hg Rate Annual v5.13 | 994 | 5967 | Rate Constraint in lbs/MMBtu | FALSE | L | Annual | Rate | lb/MMBtu | 5.3429e-07 | 5.3429e-07 | 5.3429e-07 | 5.3429e-07 | 5.3429e-07 | 5.3429e-07 | 5.8941e-07
NSR Genoa 1 - Hg Rate Annual v5.13 | 994 | 5967 | Rate Constraint in lbs/MMBtu | FALSE | L | Annual | Generation | TWh | 2.3791 | 2.3791 | 2.3751 | 2.3791 | 2.3791 | 2.3791 | 2.3791
NSR Genoa 1 - Hg Rate Annual v5.13 | 994 | 5967 | Rate Constraint in lbs/MMBtu | FALSE | L | Annual | Qualifying Generation | TWh | 2.3791 | 2.3791 | 2.3751 | 2.3791 | 2.3791 | 2.3791 | 2.3791
NSR Genoa 1 - Hg Rate Annual v5.13 | 994 | 5967 | Rate Constraint in lbs/MMBtu | FALSE | L | Annual | Rate | lb/MWh | 5.3633 | 5.3633 | 5.3633 | 5.3633 | 5.3633 | 5.3633 | 5.9166
NSR Genoa 1 - Hg Rate Annual v5.13 | 994 | 5967 | Rate Constraint in lbs/MMBtu | FALSE | L | Annual | Constraint Shadow Price | US2011$/Lb | 0 | 0 | 0 | 0 | 0 | 0 | 0
NSR Genoa 1 - NOx Cap Annual v5.13 | 995 | 5966 | Rate Constraint in MTons | FALSE | L | Annual | Seasons Included | Seasons | Winter, Summer | Winter, Summer | Winter, Summer | Winter, Summer | Winter, Summer | Winter, Summer | Winter, Summer
NSR Genoa 1 - NOx Cap Annual v5.13 | 995 | 5966 | Rate Constraint in MTons | FALSE | L | Annual | Standard | Thousand Tons | 1.14 | 1.14 | 1.14 | 1.14 | 1.14 | 1.14 | 1.14
NSR Genoa 1 - NOx Cap Annual v5.13 | 995 | 5966 | Rate Constraint in MTons | FALSE | L | Annual | Standard NOX | Thousand Tons | 1.14 | 1.14 | 1.14 | 1.14 | 1.14 | 1.14 | 1.14
NSR Genoa 1 - NOx Cap Annual v5.13 | 995 | 5966 | Rate Constraint in MTons | FALSE | L | Annual | Emissions at Affected Plants NOX | Thousand Tons | 1.1372 | 1.1372 | 1.1353 | 1.1372 | 1.1372 | 1.1372 | 1.1372
NSR Genoa 1 - NOx Cap Annual v5.13 | 995 | 5966 | Rate Constraint in MTons | FALSE | L | Annual | Allowances Purchased NOX | Thousand Tons | 0 | 0 | 0 | 0 | 0 | 0 | 0
NSR Genoa 1 - NOx Cap Annual v5.13 | 995 | 5966 | Rate Constraint in MTons | FALSE | L | Annual | Allowances Sold NOX | Thousand Tons | 0 | 0 | 0 | 0 | 0 | 0 | 0
NSR Genoa 1 - NOx Cap Annual v5.13 | 995 | 5966 | Rate Constraint in MTons | FALSE | L | Annual | Allowances Banked | Thousand Tons | 0 | 0 | 0 | 0 | 0 | 0 | 0
NSR Genoa 1 - NOx Cap Annual v5.13 | 995 | 5966 | Rate Constraint in MTons | FALSE | L | Annual | Allowances Withdrawn (1:1) | Thousand Tons | 0 | 0 | 0 | 0 | 0 | 0 | 0
NSR Genoa 1 - NOx Cap Annual v5.13 | 995 | 5966 | Rate Constraint in MTons | FALSE | L | Annual | Allowances Withdrawn (n:1) | Thousand Tons | 0 | 0 | 0 | 0 | 0 | 0 | 0
NSR Genoa 1 - NOx Cap Annual v5.13 | 995 | 5966 | Rate Constraint in MTons | FALSE | L | Annual | Net Emissions Allowance Position | Thousand Tons | 1.1372 | 1.1372 | 1.1353 | 1.1372 | 1.1372 | 1.1372 | 1.1372
NSR Genoa 1 - NOx Cap Annual v5.13 | 995 | 5966 | Rate Constraint in MTons | FALSE | L | Annual | Fuel Consumed | TBtu | 23.8822 | 23.8822 | 23.8415 | 23.8822 | 23.8822 | 23.8822 | 23.8822
NSR Genoa 1 - NOx Cap Annual v5.13 | 995 | 5966 | Rate Constraint in MTons | FALSE | L | Annual | Rate | lb/MMBtu | 0.095238 | 0.095238 | 0.095238 | 0.095238 | 0.095238 | 0.095238 | 0.095238
NSR Genoa 1 - NOx Cap Annual v5.13 | 995 | 5966 | Rate Constraint in MTons | FALSE | L | Annual | Generation | TWh | 2.3791 | 2.3791 | 2.3751 | 2.3791 | 2.3791 | 2.3791 | 2.3791
NSR Genoa 1 - NOx Cap Annual v5.13 | 995 | 5966 | Rate Constraint in MTons | FALSE | L | Annual | Qualifying Generation | TWh | 2.3791 | 2.3791 | 2.3751 | 2.3791 | 2.3791 | 2.3791 | 2.3791
NSR Genoa 1 - NOx Cap Annual v5.13 | 995 | 5966 | Rate Constraint in MTons | FALSE | L | Annual | Rate | lb/MWh | 0.47801 | 0.47801 | 0.47801 | 0.47801 | 0.47801 | 0.47801 | 0.47801
NSR Genoa 1 - NOx Cap Annual v5.13 | 995 | 5966 | Rate Constraint in MTons | FALSE | L | Annual | Constraint Shadow Price | US2011$/Ton | 0 | 0 | 0 | 0 | 0 | 0 | 0
NSR Genoa 1 - NOx Rate Annual v5.13 | 996 | 5965 | Rate Constraint in lbs/MMBtu | FALSE | L | Annual | Seasons Included | Seasons | Winter, Summer | Winter, Summer | Winter, Summer | Winter, Summer | Winter, Summer | Winter, Summer | Winter, Summer
NSR Genoa 1 - NOx Rate Annual v5.13 | 996 | 5965 | Rate Constraint in lbs/MMBtu | FALSE | L | Annual | Standard | lb/MMBtu | 0.14 | 0.14 | 0.14 | 0.14 | 0.14 | 0.14 | 0.14
NSR Genoa 1 - NOx Rate Annual v5.13 | 996 | 5965 | Rate Constraint in lbs/MMBtu | FALSE | L | Annual | Emissions at Affected Plants NOX | Thousand Tons | 1.1372 | 1.1372 | 1.1353 | 1.1372 | 1.1372 | 1.1372 | 1.1372
NSR Genoa 1 - NOx Rate Annual v5.13 | 996 | 5965 | Rate Constraint in lbs/MMBtu | FALSE | L | Annual | Allowances Purchased NOX | Thousand Tons | 0 | 0 | 0 | 0 | 0 | 0 | 0
NSR Genoa 1 - NOx Rate Annual v5.13 | 996 | 5965 | Rate Constraint in lbs/MMBtu | FALSE | L | Annual | Allowances Sold NOX | Thousand Tons | 0 | 0 | 0 | 0 | 0 | 0 | 0
NSR Genoa 1 - NOx Rate Annual v5.13 | 996 | 5965 | Rate Constraint in lbs/MMBtu | FALSE | L | Annual | Allowances Banked | Thousand Tons | 0 | 0 | 0 | 0 | 0 | 0 | 0
NSR Genoa 1 - NOx Rate Annual v5.13 | 996 | 5965 | Rate Constraint in lbs/MMBtu | FALSE | L | Annual | Allowances Withdrawn (1:1) | Thousand Tons | 0 | 0 | 0 | 0 | 0 | 0 | 0
NSR Genoa 1 - NOx Rate Annual v5.13 | 996 | 5965 | Rate Constraint in lbs/MMBtu | FALSE | L | Annual | Allowances Withdrawn (n:1) | Thousand Tons | 0 | 0 | 0 | 0 | 0 | 0 | 0
NSR Genoa 1 - NOx Rate Annual v5.13 | 996 | 5965 | Rate Constraint in lbs/MMBtu | FALSE | L | Annual | Net Emissions Allowance Position | Thousand Tons | 1.1372 | 1.1372 | 1.1353 | 1.1372 | 1.1372 | 1.1372 | 1.1372
NSR Genoa 1 - NOx Rate Annual v5.13 | 996 | 5965 | Rate Constraint in lbs/MMBtu | FALSE | L | Annual | Fuel Consumed | TBtu | 23.8822 | 23.8822 | 23.8415 | 23.8822 | 23.8822 | 23.8822 | 23.8822
NSR Genoa 1 - NOx Rate Annual v5.13 | 996 | 5965 | Rate Constraint in lbs/MMBtu | FALSE | L | Annual | Rate | lb/MMBtu | 0.095238 | 0.095238 | 0.095238 | 0.095238 | 0.095238 | 0.095238 | 0.095238
NSR Genoa 1 - NOx Rate Annual v5.13 | 996 | 5965 | Rate Constraint in lbs/MMBtu | FALSE | L | Annual | Generation | TWh | 2.3791 | 2.3791 | 2.3751 | 2.3791 | 2.3791 | 2.3791 | 2.3791
NSR Genoa 1 - NOx Rate Annual v5.13 | 996 | 5965 | Rate Constraint in lbs/MMBtu | FALSE | L | Annual | Qualifying Generation | TWh | 2.3791 | 2.3791 | 2.3751 | 2.3791 | 2.3791 | 2.3791 | 2.3791
NSR Genoa 1 - NOx Rate Annual v5.13 | 996 | 5965 | Rate Constraint in lbs/MMBtu | FALSE | L | Annual | Rate | lb/MWh | 0.47801 | 0.47801 | 0.47801 | 0.47801 | 0.47801 | 0.47801 | 0.47801
NSR Genoa 1 - NOx Rate Annual v5.13 | 996 | 5965 | Rate Constraint in lbs/MMBtu | FALSE | L | Annual | Constraint Shadow Price | US2011$/Ton | 0 | 0 | 0 | 0 | 0 | 0 | 0
NSR Genoa 1 - SO2 Rate Annual v5.13 | 997 | 5964 | Rate Constraint in lbs/MMBtu | FALSE | L | Annual | Seasons Included | Seasons | Winter, Summer | Winter, Summer | Winter, Summer | Winter, Summer | Winter, Summer | Winter, Summer | Winter, Summer
NSR Genoa 1 - SO2 Rate Annual v5.13 | 997 | 5964 | Rate Constraint in lbs/MMBtu | FALSE | L | Annual | Standard | lb/MMBtu | 0.09 | 0.09 | 0.09 | 0.09 | 0.09 | 0.09 | 0.09
NSR Genoa 1 - SO2 Rate Annual v5.13 | 997 | 5964 | Rate Constraint in lbs/MMBtu | FALSE | L | Annual | Emissions at Affected Plants SO2 | Thousand Tons | 1.0747 | 1.0747 | 1.0729 | 1.0747 | 1.0747 | 1.0747 | 1.0747
NSR Genoa 1 - SO2 Rate Annual v5.13 | 997 | 5964 | Rate Constraint in lbs/MMBtu | FALSE | L | Annual | Allowances Purchased SO2 | Thousand Tons | 0 | 0 | 0 | 0 | 0 | 0 | 0
NSR Genoa 1 - SO2 Rate Annual v5.13 | 997 | 5964 | Rate Constraint in lbs/MMBtu | FALSE | L | Annual | Allowances Sold SO2 | Thousand Tons | 0 | 0 | 0 | 0 | 0 | 0 | 0
NSR Genoa 1 - SO2 Rate Annual v5.13 | 997 | 5964 | Rate Constraint in lbs/MMBtu | FALSE | L | Annual | Allowances Banked | Thousand Tons | 0 | 0 | 0 | 0 | 0 | 0 | 0
NSR Genoa 1 - SO2 Rate Annual v5.13 | 997 | 5964 | Rate Constraint in lbs/MMBtu | FALSE | L | Annual | Allowances Withdrawn (1:1) | Thousand Tons | 0 | 0 | 0 | 0 | 0 | 0 | 0
NSR Genoa 1 - SO2 Rate Annual v5.13 | 997 | 5964 | Rate Constraint in lbs/MMBtu | FALSE | L | Annual | Allowances Withdrawn (n:1) | Thousand Tons | 0 | 0 | 0 | 0 | 0 | 0 | 0
NSR Genoa 1 - SO2 Rate Annual v5.13 | 997 | 5964 | Rate Constraint in lbs/MMBtu | FALSE | L | Annual | Net Emissions Allowance Position | Thousand Tons | 1.0747 | 1.0747 | 1.0729 | 1.0747 | 1.0747 | 1.0747 | 1.0747
NSR Genoa 1 - SO2 Rate Annual v5.13 | 997 | 5964 | Rate Constraint in lbs/MMBtu | FALSE | L | Annual | Fuel Consumed | TBtu | 23.8822 | 23.8822 | 23.8415 | 23.8822 | 23.8822 | 23.8822 | 23.8822
NSR Genoa 1 - SO2 Rate Annual v5.13 | 997 | 5964 | Rate Constraint in lbs/MMBtu | FALSE | L | Annual | Rate | lb/MMBtu | 0.09 | 0.09 | 0.09 | 0.09 | 0.09 | 0.09 | 0.09
NSR Genoa 1 - SO2 Rate Annual v5.13 | 997 | 5964 | Rate Constraint in lbs/MMBtu | FALSE | L | Annual | Generation | TWh | 2.3791 | 2.3791 | 2.3751 | 2.3791 | 2.3791 | 2.3791 | 2.3791
NSR Genoa 1 - SO2 Rate Annual v5.13 | 997 | 5964 | Rate Constraint in lbs/MMBtu | FALSE | L | Annual | Qualifying Generation | TWh | 2.3791 | 2.3791 | 2.3751 | 2.3791 | 2.3791 | 2.3791 | 2.3791
NSR Genoa 1 - SO2 Rate Annual v5.13 | 997 | 5964 | Rate Constraint in lbs/MMBtu | FALSE | L | Annual | Rate | lb/MWh | 0.45172 | 0.45172 | 0.45172 | 0.45172 | 0.45172 | 0.45172 | 0.45172
NSR Genoa 1 - SO2 Rate Annual v5.13 | 997 | 5964 | Rate Constraint in lbs/MMBtu | FALSE | L | Annual | Constraint Shadow Price | US2011$/Ton | 1648.9049 | 3055.1684 | 7468.674 | 8836.0798 | 15391.7849 | 6615.3044 | 2749.9131
NSR Hennepin 1,2 - SO2 Rate Annual v3.1, Unit 4315 and retrofits | 998 | 1869 | Rate Constraint in lbs/MMBtu | FALSE | L | Annual | Seasons Included | Seasons | Winter, Summer | Winter, Summer | Winter, Summer | Winter, Summer | Winter, Summer | Winter, Summer | Winter, Summer
NSR Hennepin 1,2 - SO2 Rate Annual v3.1, Unit 4315 and retrofits | 998 | 1869 | Rate Constraint in lbs/MMBtu | FALSE | L | Annual | Standard | lb/MMBtu | 1.2 | 1.2 | 1.2 | 1.2 | 1.2 | 1.2 | 1.2
NSR Hennepin 1,2 - SO2 Rate Annual v3.1, Unit 4315 and retrofits | 998 | 1869 | Rate Constraint in lbs/MMBtu | FALSE | L | Annual | Emissions at Affected Plants SO2 | Thousand Tons | 0 | 0 | 0 | 0 | 0 | 0 | 0
NSR Hennepin 1,2 - SO2 Rate Annual v3.1, Unit 4315 and retrofits | 998 | 1869 | Rate Constraint in lbs/MMBtu | FALSE | L | Annual | Allowances Purchased SO2 | Thousand Tons | 0 | 0 | 0 | 0 | 0 | 0 | 0
NSR Hennepin 1,2 - SO2 Rate Annual v3.1, Unit 4315 and retrofits | 998 | 1869 | Rate Constraint in lbs/MMBtu | FALSE | L | Annual | Allowances Sold SO2 | Thousand Tons | 0 | 0 | 0 | 0 | 0 | 0 | 0
NSR Hennepin 1,2 - SO2 Rate Annual v3.1, Unit 4315 and retrofits | 998 | 1869 | Rate Constraint in lbs/MMBtu | FALSE | L | Annual | Allowances Banked | Thousand Tons | 0 | 0 | 0 | 0 | 0 | 0 | 0
NSR Hennepin 1,2 - SO2 Rate Annual v3.1, Unit 4315 and retrofits | 998 | 1869 | Rate Constraint in lbs/MMBtu | FALSE | L | Annual | Allowances Withdrawn (1:1) | Thousand Tons | 0 | 0 | 0 | 0 | 0 | 0 | 0
NSR Hennepin 1,2 - SO2 Rate Annual v3.1, Unit 4315 and retrofits | 998 | 1869 | Rate Constraint in lbs/MMBtu | FALSE | L | Annual | Allowances Withdrawn (n:1) | Thousand Tons | 0 | 0 | 0 | 0 | 0 | 0 | 0
NSR Hennepin 1,2 - SO2 Rate Annual v3.1, Unit 4315 and retrofits | 998 | 1869 | Rate Constraint in lbs/MMBtu | FALSE | L | Annual | Net Emissions Allowance Position | Thousand Tons | 0 | 0 | 0 | 0 | 0 | 0 | 0
NSR Hennepin 1,2 - SO2 Rate Annual v3.1, Unit 4315 and retrofits | 998 | 1869 | Rate Constraint in lbs/MMBtu | FALSE | L | Annual | Fuel Consumed | TBtu | 0 | 0 | 0 | 0 | 0 | 0 | 0
NSR Hennepin 1,2 - SO2 Rate Annual v3.1, Unit 4315 and retrofits | 998 | 1869 | Rate Constraint in lbs/MMBtu | FALSE | L | Annual | Rate | lb/MMBtu | 0 | 0 | 0 | 0 | 0 | 0 | 0
NSR Hennepin 1,2 - SO2 Rate Annual v3.1, Unit 4315 and retrofits | 998 | 1869 | Rate Constraint in lbs/MMBtu | FALSE | L | Annual | Generation | TWh | 0 | 0 | 0 | 0 | 0 | 0 | 0
NSR Hennepin 1,2 - SO2 Rate Annual v3.1, Unit 4315 and retrofits | 998 | 1869 | Rate Constraint in lbs/MMBtu | FALSE | L | Annual | Qualifying Generation | TWh | 0 | 0 | 0 | 0 | 0 | 0 | 0
NSR Hennepin 1,2 - SO2 Rate Annual v3.1, Unit 4315 and retrofits | 998 | 1869 | Rate Constraint in lbs/MMBtu | FALSE | L | Annual | Rate | lb/MWh | 0 | 0 | 0 | 0 | 0 | 0 | 0
NSR Hennepin 1,2 - SO2 Rate Annual v3.1, Unit 4315 and retrofits | 998 | 1869 | Rate Constraint in lbs/MMBtu | FALSE | L | Annual | Constraint Shadow Price | US2011$/Ton | 0 | 0 | 0 | 0 | 0 | 0 | 0
NSR Hennepin 1,2 - SO2 Rate Annual v3.1, Unit 4316 and retrofits | 999 | 1869 | Rate Constraint in lbs/MMBtu | FALSE | L | Annual | Seasons Included | Seasons | Winter, Summer | Winter, Summer | Winter, Summer | Winter, Summer | Winter, Summer | Winter, Summer | Winter, Summer
NSR Hennepin 1,2 - SO2 Rate Annual v3.1, Unit 4316 and retrofits | 999 | 1869 | Rate Constraint in lbs/MMBtu | FALSE | L | Annual | Standard | lb/MMBtu | 1.2 | 1.2 | 1.2 | 1.2 | 1.2 | 1.2 | 1.2
NSR Hennepin 1,2 - SO2 Rate Annual v3.1, Unit 4316 and retrofits | 999 | 1869 | Rate Constraint in lbs/MMBtu | FALSE | L | Annual | Emissions at Affected Plants SO2 | Thousand Tons | 0 | 0 | 0 | 0 | 0 | 0 | 0
NSR Hennepin 1,2 - SO2 Rate Annual v3.1, Unit 4316 and retrofits | 999 | 1869 | Rate Constraint in lbs/MMBtu | FALSE | L | Annual | Allowances Purchased SO2 | Thousand Tons | 0 | 0 | 0 | 0 | 0 | 0 | 0
NSR Hennepin 1,2 - SO2 Rate Annual v3.1, Unit 4316 and retrofits | 999 | 1869 | Rate Constraint in lbs/MMBtu | FALSE | L | Annual | Allowances Sold SO2 | Thousand Tons | 0 | 0 | 0 | 0 | 0 | 0 | 0
NSR Hennepin 1,2 - SO2 Rate Annual v3.1, Unit 4316 and retrofits | 999 | 1869 | Rate Constraint in lbs/MMBtu | FALSE | L | Annual | Allowances Banked | Thousand Tons | 0 | 0 | 0 | 0 | 0 | 0 | 0
NSR Hennepin 1,2 - SO2 Rate Annual v3.1, Unit 4316 and retrofits | 999 | 1869 | Rate Constraint in lbs/MMBtu | FALSE | L | Annual | Allowances Withdrawn (1:1) | Thousand Tons | 0 | 0 | 0 | 0 | 0 | 0 | 0
NSR Hennepin 1,2 - SO2 Rate Annual v3.1, Unit 4316 and retrofits | 999 | 1869 | Rate Constraint in lbs/MMBtu | FALSE | L | Annual | Allowances Withdrawn (n:1) | Thousand Tons | 0 | 0 | 0 | 0 | 0 | 0 | 0
NSR Hennepin 1,2 - SO2 Rate Annual v3.1, Unit 4316 and retrofits | 999 | 1869 | Rate Constraint in lbs/MMBtu | FALSE | L | Annual | Net Emissions Allowance Position | Thousand Tons | 0 | 0 | 0 | 0 | 0 | 0 | 0
NSR Hennepin 1,2 - SO2 Rate Annual v3.1, Unit 4316 and retrofits | 999 | 1869 | Rate Constraint in lbs/MMBtu | FALSE | L | Annual | Fuel Consumed | TBtu | 0 | 0 | 0 | 0 | 0 | 0 | 0
NSR Hennepin 1,2 - SO2 Rate Annual v3.1, Unit 4316 and retrofits | 999 | 1869 | Rate Constraint in lbs/MMBtu | FALSE | L | Annual | Rate | lb/MMBtu | 0 | 0 | 0 | 0 | 0 | 0 | 0
NSR Hennepin 1,2 - SO2 Rate Annual v3.1, Unit 4316 and retrofits | 999 | 1869 | Rate Constraint in lbs/MMBtu | FALSE | L | Annual | Generation | TWh | 0 | 0 | 0 | 0 | 0 | 0 | 0
NSR Hennepin 1,2 - SO2 Rate Annual v3.1, Unit 4316 and retrofits | 999 | 1869 | Rate Constraint in lbs/MMBtu | FALSE | L | Annual | Qualifying Generation | TWh | 0 | 0 | 0 | 0 | 0 | 0 | 0
NSR Hennepin 1,2 - SO2 Rate Annual v3.1, Unit 4316 and retrofits | 999 | 1869 | Rate Constraint in lbs/MMBtu | FALSE | L | Annual | Rate | lb/MWh | 0 | 0 | 0 | 0 | 0 | 0 | 0
NSR Hennepin 1,2 - SO2 Rate Annual v3.1, Unit 4316 and retrofits | 999 | 1869 | Rate Constraint in lbs/MMBtu | FALSE | L | Annual | Constraint Shadow Price | US2011$/Ton | 0 | 0 | 0 | 0 | 0 | 0 | 0
NSR HL Spurlock 1 - NOX Rate Annual v3.1, Unit 5797 and retrofits | 1000 | 1955 | Rate Constraint in lbs/MMBtu | FALSE | L | Annual | Seasons Included | Seasons | Winter, Summer | Winter, Summer | Winter, Summer | Winter, Summer | Winter, Summer | Winter, Summer | Winter, Summer
NSR HL Spurlock 1 - NOX Rate Annual v3.1, Unit 5797 and retrofits | 1000 | 1955 | Rate Constraint in lbs/MMBtu | FALSE | L | Annual | Standard | lb/MMBtu | 0.1 | 0.1 | 0.1 | 0.1 | 0.1 | 0.1 | 0.1
NSR HL Spurlock 1 - NOX Rate Annual v3.1, Unit 5797 and retrofits | 1000 | 1955 | Rate Constraint in lbs/MMBtu | FALSE | L | Annual | Emissions at Affected Plants NOX | Thousand Tons | 1.0141 | 1.0141 | 1.0141 | 1.0141 | 1.0141 | 1.0141 | 1.0141
NSR HL Spurlock 1 - NOX Rate Annual v3.1, Unit 5797 and retrofits | 1000 | 1955 | Rate Constraint in lbs/MMBtu | FALSE | L | Annual | Allowances Purchased NOX | Thousand Tons | 0 | 0 | 0 | 0 | 0 | 0 | 0
NSR HL Spurlock 1 - NOX Rate Annual v3.1, Unit 5797 and retrofits | 1000 | 1955 | Rate Constraint in lbs/MMBtu | FALSE | L | Annual | Allowances Sold NOX | Thousand Tons | 0 | 0 | 0 | 0 | 0 | 0 | 0
NSR HL Spurlock 1 - NOX Rate Annual v3.1, Unit 5797 and retrofits | 1000 | 1955 | Rate Constraint in lbs/MMBtu | FALSE | L | Annual | Allowances Banked | Thousand Tons | 0 | 0 | 0 | 0 | 0 | 0 | 0
NSR HL Spurlock 1 - NOX Rate Annual v3.1, Unit 5797 and retrofits | 1000 | 1955 | Rate Constraint in lbs/MMBtu | FALSE | L | Annual | Allowances Withdrawn (1:1) | Thousand Tons | 0 | 0 | 0 | 0 | 0 | 0 | 0
NSR HL Spurlock 1 - NOX Rate Annual v3.1, Unit 5797 and retrofits | 1000 | 1955 | Rate Constraint in lbs/MMBtu | FALSE | L | Annual | Allowances Withdrawn (n:1) | Thousand Tons | 0 | 0 | 0 | 0 | 0 | 0 | 0
NSR HL Spurlock 1 - NOX Rate Annual v3.1, Unit 5797 and retrofits | 1000 | 1955 | Rate Constraint in lbs/MMBtu | FALSE | L | Annual | Net Emissions Allowance Position | Thousand Tons | 1.0141 | 1.0141 | 1.0141 | 1.0141 | 1.0141 | 1.0141 | 1.0141
NSR HL Spurlock 1 - NOX Rate Annual v3.1, Unit 5797 and retrofits | 1000 | 1955 | Rate Constraint in lbs/MMBtu | FALSE | L | Annual | Fuel Consumed | TBtu | 22.7895 | 22.7895 | 22.7895 | 22.7895 | 22.7895 | 22.8376 | 22.8376
NSR HL Spurlock 1 - NOX Rate Annual v3.1, Unit 5797 and retrofits | 1000 | 1955 | Rate Constraint in lbs/MMBtu | FALSE | L | Annual | Rate | lb/MMBtu | 0.089 | 0.089 | 0.089 | 0.089 | 0.089 | 0.088813 | 0.088813
NSR HL Spurlock 1 - NOX Rate Annual v3.1, Unit 5797 and retrofits | 1000 | 1955 | Rate Constraint in lbs/MMBtu | FALSE | L | Annual | Generation | TWh | 2.2184 | 2.2184 | 2.2184 | 2.2184 | 2.2184 | 2.2184 | 2.2184
NSR HL Spurlock 1 - NOX Rate Annual v3.1, Unit 5797 and retrofits | 1000 | 1955 | Rate Constraint in lbs/MMBtu | FALSE | L | Annual | Qualifying Generation | TWh | 2.2184 | 2.2184 | 2.2184 | 2.2184 | 2.2184 | 2.2184 | 2.2184
NSR HL Spurlock 1 - NOX Rate Annual v3.1, Unit 5797 and retrofits | 1000 | 1955 | Rate Constraint in lbs/MMBtu | FALSE | L | Annual | Rate | lb/MWh | 0.45715 | 0.45715 | 0.45715 | 0.45715 | 0.45715 | 0.45715 | 0.45715
NSR HL Spurlock 1 - NOX Rate Annual v3.1, Unit 5797 and retrofits | 1000 | 1955 | Rate Constraint in lbs/MMBtu | FALSE | L | Annual | Constraint Shadow Price | US2011$/Ton | 0 | 0 | 0 | 0 | 0 | 0 | 0
NSR HL Spurlock 2 - NOX Rate Annual v3.1, Unit 5798 and retrofits | 1001 | 1956 | Rate Constraint in lbs/MMBtu | FALSE | L | Annual | Seasons Included | Seasons | Winter, Summer | Winter, Summer | Winter, Summer | Winter, Summer | Winter, Summer | Winter, Summer | Winter, Summer
NSR HL Spurlock 2 - NOX Rate Annual v3.1, Unit 5798 and retrofits | 1001 | 1956 | Rate Constraint in lbs/MMBtu | FALSE | L | Annual | Standard | lb/MMBtu | 0.1 | 0.1 | 0.1 | 0.1 | 0.1 | 0.1 | 0.1
NSR HL Spurlock 2 - NOX Rate Annual v3.1, Unit 5798 and retrofits | 1001 | 1956 | Rate Constraint in lbs/MMBtu | FALSE | L | Annual | Emissions at Affected Plants NOX | Thousand Tons | 1.3912 | 1.2402 | 1.3419 | 1.1506 | 1.3419 | 1.1086 | 1.1086
NSR HL Spurlock 2 - NOX Rate Annual v3.1, Unit 5798 and retrofits | 1001 | 1956 | Rate Constraint in lbs/MMBtu | FALSE | L | Annual | Allowances Purchased NOX | Thousand Tons | 0 | 0 | 0 | 0 | 0 | 0 | 0
NSR HL Spurlock 2 - NOX Rate Annual v3.1, Unit 5798 and retrofits | 1001 | 1956 | Rate Constraint in lbs/MMBtu | FALSE | L | Annual | Allowances Sold NOX | Thousand Tons | 0 | 0 | 0 | 0 | 0 | 0 | 0
NSR HL Spurlock 2 - NOX Rate Annual v3.1, Unit 5798 and retrofits | 1001 | 1956 | Rate Constraint in lbs/MMBtu | FALSE | L | Annual | Allowances Banked | Thousand Tons | 0 | 0 | 0 | 0 | 0 | 0 | 0
NSR HL Spurlock 2 - NOX Rate Annual v3.1, Unit 5798 and retrofits | 1001 | 1956 | Rate Constraint in lbs/MMBtu | FALSE | L | Annual | Allowances Withdrawn (1:1) | Thousand Tons | 0 | 0 | 0 | 0 | 0 | 0 | 0
NSR HL Spurlock 2 - NOX Rate Annual v3.1, Unit 5798 and retrofits | 1001 | 1956 | Rate Constraint in lbs/MMBtu | FALSE | L | Annual | Allowances Withdrawn (n:1) | Thousand Tons | 0 | 0 | 0 | 0 | 0 | 0 | 0
NSR HL Spurlock 2 - NOX Rate Annual v3.1, Unit 5798 and retrofits | 1001 | 1956 | Rate Constraint in lbs/MMBtu | FALSE | L | Annual | Net Emissions Allowance Position | Thousand Tons | 1.3912 | 1.2402 | 1.3419 | 1.1506 | 1.3419 | 1.1086 | 1.1086
NSR HL Spurlock 2 - NOX Rate Annual v3.1, Unit 5798 and retrofits | 1001 | 1956 | Rate Constraint in lbs/MMBtu | FALSE | L | Annual | Fuel Consumed | TBtu | 33.8504 | 30.1771 | 32.6497 | 27.9957 | 32.6497 | 26.9736 | 26.9736
NSR HL Spurlock 2 - NOX Rate Annual v3.1, Unit 5798 and retrofits | 1001 | 1956 | Rate Constraint in lbs/MMBtu | FALSE | L | Annual | Rate | lb/MMBtu | 0.082197 | 0.082197 | 0.082197 | 0.082197 | 0.082197 | 0.082197 | 0.082197
NSR HL Spurlock 2 - NOX Rate Annual v3.1, Unit 5798 and retrofits | 1001 | 1956 | Rate Constraint in lbs/MMBtu | FALSE | L | Annual | Generation | TWh | 3.3136 | 2.9541 | 3.1961 | 2.7405 | 3.1961 | 2.6405 | 2.6405
NSR HL Spurlock 2 - NOX Rate Annual v3.1, Unit 5798 and retrofits | 1001 | 1956 | Rate Constraint in lbs/MMBtu | FALSE | L | Annual | Qualifying Generation | TWh | 3.3136 | 2.9541 | 3.1961 | 2.7405 | 3.1961 | 2.6405 | 2.6405
NSR HL Spurlock 2 - NOX Rate Annual v3.1, Unit 5798 and retrofits | 1001 | 1956 | Rate Constraint in lbs/MMBtu | FALSE | L | Annual | Rate | lb/MWh | 0.41984 | 0.41984 | 0.41984 | 0.41984 | 0.41984 | 0.41984 | 0.41984
NSR HL Spurlock 2 - NOX Rate Annual v3.1, Unit 5798 and retrofits | 1001 | 1956 | Rate Constraint in lbs/MMBtu | FALSE | L | Annual | Constraint Shadow Price | US2011$/Ton | 0 | 0 | 0 | 0 | 0 | 0 | 0
NSR HL Spurlock 2 - SO2 Rate Annual v3.1, Unit 5798 and retrofits | 1002 | 1959 | Rate Constraint in lbs/MMBtu | FALSE | L | Annual | Seasons Included | Seasons | Winter, Summer | Winter, Summer | Winter, Summer | Winter, Summer | Winter, Summer | Winter, Summer | Winter, Summer
NSR HL Spurlock 2 - SO2 Rate Annual v3.1, Unit 5798 and retrofits | 1002 | 1959 | Rate Constraint in lbs/MMBtu | FALSE | L | Annual | Standard | lb/MMBtu | 0.1 | 0.1 | 0.1 | 0.1 | 0.1 | 0.1 | 0.1
NSR HL Spurlock 2 - SO2 Rate Annual v3.1, Unit 5798 and retrofits | 1002 | 1959 | Rate Constraint in lbs/MMBtu | FALSE | L | Annual | Emissions at Affected Plants SO2 | Thousand Tons | 1.6925 | 1.5089 | 1.6325 | 1.3998 | 1.6325 | 1.3487 | 1.3487
NSR HL Spurlock 2 - SO2 Rate Annual v3.1, Unit 5798 and retrofits | 1002 | 1959 | Rate Constraint in lbs/MMBtu | FALSE | L | Annual | Allowances Purchased SO2 | Thousand Tons | 0 | 0 | 0 | 0 | 0 | 0 | 0
NSR HL Spurlock 2 - SO2 Rate Annual v3.1, Unit 5798 and retrofits | 1002 | 1959 | Rate Constraint in lbs/MMBtu | FALSE | L | Annual | Allowances Sold SO2 | Thousand Tons | 0 | 0 | 0 | 0 | 0 | 0 | 0
NSR HL Spurlock 2 - SO2 Rate Annual v3.1, Unit 5798 and retrofits | 1002 | 1959 | Rate Constraint in lbs/MMBtu | FALSE | L | Annual | Allowances Banked | Thousand Tons | 0 | 0 | 0 | 0 | 0 | 0 | 0
NSR HL Spurlock 2 - SO2 Rate Annual v3.1, Unit 5798 and retrofits | 1002 | 1959 | Rate Constraint in lbs/MMBtu | FALSE | L | Annual | Allowances Withdrawn (1:1) | Thousand Tons | 0 | 0 | 0 | 0 | 0 | 0 | 0
NSR HL Spurlock 2 - SO2 Rate Annual v3.1, Unit 5798 and retrofits | 1002 | 1959 | Rate Constraint in lbs/MMBtu | FALSE | L | Annual | Allowances Withdrawn (n:1) | Thousand Tons | 0 | 0 | 0 | 0 | 0 | 0 | 0
NSR HL Spurlock 2 - SO2 Rate Annual v3.1, Unit 5798 and retrofits | 1002 | 1959 | Rate Constraint in lbs/MMBtu | FALSE | L | Annual | Net Emissions Allowance Position | Thousand Tons | 1.6925 | 1.5089 | 1.6325 | 1.3998 | 1.6325 | 1.3487 | 1.3487
NSR HL Spurlock 2 - SO2 Rate Annual v3.1, Unit 5798 and retrofits | 1002 | 1959 | Rate Constraint in lbs/MMBtu | FALSE | L | Annual | Fuel Consumed | TBtu | 33.8504 | 30.1771 | 32.6497 | 27.9957 | 32.6497 | 26.9736 | 26.9736
NSR HL Spurlock 2 - SO2 Rate Annual v3.1, Unit 5798 and retrofits | 1002 | 1959 | Rate Constraint in lbs/MMBtu | FALSE | L | Annual | Rate | lb/MMBtu | 0.1 | 0.1 | 0.1 | 0.1 | 0.1 | 0.1 | 0.1
NSR HL Spurlock 2 - SO2 Rate Annual v3.1, Unit 5798 and retrofits | 1002 | 1959 | Rate Constraint in lbs/MMBtu | FALSE | L | Annual | Generation | TWh | 3.3136 | 2.9541 | 3.1961 | 2.7405 | 3.1961 | 2.6405 | 2.6405
NSR HL Spurlock 2 - SO2 Rate Annual v3.1, Unit 5798 and retrofits | 1002 | 1959 | Rate Constraint in lbs/MMBtu | FALSE | L | Annual | Qualifying Generation | TWh | 3.3136 | 2.9541 | 3.1961 | 2.7405 | 3.1961 | 2.6405 | 2.6405
NSR HL Spurlock 2 - SO2 Rate Annual v3.1, Unit 5798 and retrofits | 1002 | 1959 | Rate Constraint in lbs/MMBtu | FALSE | L | Annual | Rate | lb/MWh | 0.51077 | 0.51077 | 0.51077 | 0.51077 | 0.51077 | 0.51077 | 0.51077
NSR HL Spurlock 2 - SO2 Rate Annual v3.1, Unit 5798 and retrofits | 1002 | 1959 | Rate Constraint in lbs/MMBtu | FALSE | L | Annual | Constraint Shadow Price | US2011$/Ton | 21768.4677 | 22595.4142 | 23501.1801 | 25143.0466 | 28214.4889 | 34833.9707 | 36607.3642
NSR Hoosier - NOX Cap Annual v4.10 Final | 1003 | 2415 | Rate Constraint in MTons | FALSE | L | Annual | Seasons Included | Seasons | Winter, Summer | Winter, Summer | Winter, Summer | Winter, Summer | Winter, Summer | Winter, Summer | Winter, Summer
NSR Hoosier - NOX Cap Annual v4.10 Final | 1003 | 2415 | Rate Constraint in MTons | FALSE | L | Annual | Standard | Thousand Tons | 4.8 | 4.8 | 4.8 | 4.8 | 4.8 | 4.8 | 4.8
NSR Hoosier - NOX Cap Annual v4.10 Final | 1003 | 2415 | Rate Constraint in MTons | FALSE | L | Annual | Standard NOX | Thousand Tons | 4.8 | 4.8 | 4.8 | 4.8 | 4.8 | 4.8 | 4.8
NSR Hoosier - NOX Cap Annual v4.10 Final | 1003 | 2415 | Rate Constraint in MTons | FALSE | L | Annual | Emissions at Affected Plants NOX | Thousand Tons | 2.7252 | 2.6466 | 2.9453 | 2.6628 | 2.9505 | 2.6628 | 2.5134
NSR Hoosier - NOX Cap Annual v4.10 Final | 1003 | 2415 | Rate Constraint in MTons | FALSE | L | Annual | Allowances Purchased NOX | Thousand Tons | 0 | 0 | 0 | 0 | 0 | 0 | 0
NSR Hoosier - NOX Cap Annual v4.10 Final | 1003 | 2415 | Rate Constraint in MTons | FALSE | L | Annual | Allowances Sold NOX | Thousand Tons | 0 | 0 | 0 | 0 | 0 | 0 | 0
NSR Hoosier - NOX Cap Annual v4.10 Final | 1003 | 2415 | Rate Constraint in MTons | FALSE | L | Annual | Allowances Banked | Thousand Tons | 0 | 0 | 0 | 0 | 0 | 0 | 0
NSR Hoosier - NOX Cap Annual v4.10 Final | 1003 | 2415 | Rate Constraint in MTons | FALSE | L | Annual | Allowances Withdrawn (1:1) | Thousand Tons | 0 | 0 | 0 | 0 | 0 | 0 | 0
NSR Hoosier - NOX Cap Annual v4.10 Final | 1003 | 2415 | Rate Constraint in MTons | FALSE | L | Annual | Allowances Withdrawn (n:1) | Thousand Tons | 0 | 0 | 0 | 0 | 0 | 0 | 0
NSR Hoosier - NOX Cap Annual v4.10 Final | 1003 | 2415 | Rate Constraint in MTons | FALSE | L | Annual | Net Emissions Allowance Position | Thousand Tons | 2.7252 | 2.6466 | 2.9453 | 2.6628 | 2.9505 | 2.6628 | 2.5134
NSR Hoosier - NOX Cap Annual v4.10 Final | 1003 | 2415 | Rate Constraint in MTons | FALSE | L | Annual | Fuel Consumed | TBtu | 60.4766 | 58.7323 | 65.3601 | 59.0907 | 65.4751 | 59.0907 | 55.7758
NSR Hoosier - NOX Cap Annual v4.10 Final | 1003 | 2415 | Rate Constraint in MTons | FALSE | L | Annual | Rate | lb/MMBtu | 0.090125 | 0.090125 | 0.090125 | 0.090125 | 0.090125 | 0.090125 | 0.090125
NSR Hoosier - NOX Cap Annual v4.10 Final | 1003 | 2415 | Rate Constraint in MTons | FALSE | L | Annual | Generation | TWh | 5.8174 | 5.6496 | 6.2871 | 5.6841 | 6.2982 | 5.6841 | 5.3652
NSR Hoosier - NOX Cap Annual v4.10 Final | 1003 | 2415 | Rate Constraint in MTons | FALSE | L | Annual | Qualifying Generation | TWh | 5.8174 | 5.6496 | 6.2871 | 5.6841 | 6.2982 | 5.6841 | 5.3652
NSR Hoosier - NOX Cap Annual v4.10 Final | 1003 | 2415 | Rate Constraint in MTons | FALSE | L | Annual | Rate | lb/MWh | 0.46846 | 0.46846 | 0.46846 | 0.46846 | 0.46846 | 0.46846 | 0.46846
NSR Hoosier - NOX Cap Annual v4.10 Final | 1003 | 2415 | Rate Constraint in MTons | FALSE | L | Annual | Constraint Shadow Price | US2011$/Ton | 0 | 0 | 0 | 0 | 0 | 0 | 0
NSR Hoosier Ratts - SO2 Cap Annual v4.10 Final | 1004 | 2416 | Rate Constraint in MTons | FALSE | L | Annual | Seasons Included | Seasons | Winter, Summer | Winter, Summer | Winter, Summer | Winter, Summer | Winter, Summer | Winter, Summer | Winter, Summer
NSR Hoosier Ratts - SO2 Cap Annual v4.10 Final | 1004 | 2416 | Rate Constraint in MTons | FALSE | L | Annual | Standard | Thousand Tons | 6.75 | 6.75 | 6.75 | 6.75 | 6.75 | 6.75 | 6.75
NSR Hoosier Ratts - SO2 Cap Annual v4.10 Final | 1004 | 2416 | Rate Constraint in MTons | FALSE | L | Annual | Standard SO2 | Thousand Tons | 6.75 | 6.75 | 6.75 | 6.75 | 6.75 | 6.75 | 6.75
NSR Hoosier Ratts - SO2 Cap Annual v4.10 Final | 1004 | 2416 | Rate Constraint in MTons | FALSE | L | Annual | Emissions at Affected Plants SO2 | Thousand Tons | 0 | 0 | 0 | 0 | 0 | 0 | 0
NSR Hoosier Ratts - SO2 Cap Annual v4.10 Final | 1004 | 2416 | Rate Constraint in MTons | FALSE | L | Annual | Allowances Purchased SO2 | Thousand Tons | 0 | 0 | 0 | 0 | 0 | 0 | 0
NSR Hoosier Ratts - SO2 Cap Annual v4.10 Final | 1004 | 2416 | Rate Constraint in MTons | FALSE | L | Annual | Allowances Sold SO2 | Thousand Tons | 0 | 0 | 0 | 0 | 0 | 0 | 0
NSR Hoosier Ratts - SO2 Cap Annual v4.10 Final | 1004 | 2416 | Rate Constraint in MTons | FALSE | L | Annual | Allowances Banked | Thousand Tons | 0 | 0 | 0 | 0 | 0 | 0 | 0
NSR Hoosier Ratts - SO2 Cap Annual v4.10 Final | 1004 | 2416 | Rate Constraint in MTons | FALSE | L | Annual | Allowances Withdrawn (1:1) | Thousand Tons | 0 | 0 | 0 | 0 | 0 | 0 | 0
NSR Hoosier Ratts - SO2 Cap Annual v4.10 Final | 1004 | 2416 | Rate Constraint in MTons | FALSE | L | Annual | Allowances Withdrawn (n:1) | Thousand Tons | 0 | 0 | 0 | 0 | 0 | 0 | 0
NSR Hoosier Ratts - SO2 Cap Annual v4.10 Final | 1004 | 2416 | Rate Constraint in MTons | FALSE | L | Annual | Net Emissions Allowance Position | Thousand Tons | 0 | 0 | 0 | 0 | 0 | 0 | 0
NSR Hoosier Ratts - SO2 Cap Annual v4.10 Final | 1004 | 2416 | Rate Constraint in MTons | FALSE | L | Annual | Fuel Consumed | TBtu | 0 | 0 | 0 | 0 | 0 | 0 | 0
NSR Hoosier Ratts - SO2 Cap Annual v4.10 Final | 1004 | 2416 | Rate Constraint in MTons | FALSE | L | Annual | Rate | lb/MMBtu | 0 | 0 | 0 | 0 | 0 | 0 | 0
NSR Hoosier Ratts - SO2 Cap Annual v4.10 Final | 1004 | 2416 | Rate Constraint in MTons | FALSE | L | Annual | Generation | TWh | 0 | 0 | 0 | 0 | 0 | 0 | 0
NSR Hoosier Ratts - SO2 Cap Annual v4.10 Final | 1004 | 2416 | Rate Constraint in MTons | FALSE | L | Annual | Qualifying Generation | TWh | 0 | 0 | 0 | 0 | 0 | 0 | 0
NSR Hoosier Ratts - SO2 Cap Annual v4.10 Final | 1004 | 2416 | Rate Constraint in MTons | FALSE | L | Annual | Rate | lb/MWh | 0 | 0 | 0 | 0 | 0 | 0 | 0
NSR Hoosier Ratts - SO2 Cap Annual v4.10 Final | 1004 | 2416 | Rate Constraint in MTons | FALSE | L | Annual | Constraint Shadow Price | US2011$/Ton | 0 | 0 | 0 | 0 | 0 | 0 | 0
NSR Hoosier System - SO2 Cap Annual v4.10 Final | 1005 | 2417 | Rate Constraint in MTons | FALSE | L | Annual | Seasons Included | Seasons | Winter, Summer | Winter, Summer | Winter, Summer | Winter, Summer | Winter, Summer | Winter, Summer | Winter, Summer
NSR Hoosier System - SO2 Cap Annual v4.10 Final | 1005 | 2417 | Rate Constraint in MTons | FALSE | L | Annual | Standard | Thousand Tons | 18.75 | 18.75 | 18.75 | 18.75 | 18.75 | 18.75 | 18.75
NSR Hoosier System - SO2 Cap Annual v4.10 Final | 1005 | 2417 | Rate Constraint in MTons | FALSE | L | Annual | Standard SO2 | Thousand Tons | 18.75 | 18.75 | 18.75 | 18.75 | 18.75 | 18.75 | 18.75
NSR Hoosier System - SO2 Cap Annual v4.10 Final | 1005 | 2417 | Rate Constraint in MTons | FALSE | L | Annual | Emissions at Affected Plants SO2 | Thousand Tons | 2.9728 | 3.612 | 3.6498 | 3.0637 | 3.6535 | 3.2973 | 3.2503
NSR Hoosier System - SO2 Cap Annual v4.10 Final | 1005 | 2417 | Rate Constraint in MTons | FALSE | L | Annual | Allowances Purchased SO2 | Thousand Tons | 0 | 0 | 0 | 0 | 0 | 0 | 0
NSR Hoosier System - SO2 Cap Annual v4.10 Final | 1005 | 2417 | Rate Constraint in MTons | FALSE | L | Annual | Allowances Sold SO2 | Thousand Tons | 0 | 0 | 0 | 0 | 0 | 0 | 0
NSR Hoosier System - SO2 Cap Annual v4.10 Final | 1005 | 2417 | Rate Constraint in MTons | FALSE | L | Annual | Allowances Banked | Thousand Tons | 0 | 0 | 0 | 0 | 0 | 0 | 0
NSR Hoosier System - SO2 Cap Annual v4.10 Final | 1005 | 2417 | Rate Constraint in MTons | FALSE | L | Annual | Allowances Withdrawn (1:1) | Thousand Tons | 0 | 0 | 0 | 0 | 0 | 0 | 0
NSR Hoosier System - SO2 Cap Annual v4.10 Final | 1005 | 2417 | Rate Constraint in MTons | FALSE | L | Annual | Allowances Withdrawn (n:1) | Thousand Tons | 0 | 0 | 0 | 0 | 0 | 0 | 0
NSR Hoosier System - SO2 Cap Annual v4.10 Final | 1005 | 2417 | Rate Constraint in MTons | FALSE | L | Annual | Net Emissions Allowance Position | Thousand Tons | 2.9728 | 3.612 | 3.6498 | 3.0637 | 3.6535 | 3.2973 | 3.2503
NSR Hoosier System - SO2 Cap Annual v4.10 Final | 1005 | 2417 | Rate Constraint in MTons | FALSE | L | Annual | Fuel Consumed | TBtu | 60.4766 | 58.7323 | 65.3601 | 59.0907 | 65.4751 | 59.0907 | 55.7758
NSR Hoosier System - SO2 Cap Annual v4.10 Final | 1005 | 2417 | Rate Constraint in MTons | FALSE | L | Annual | Rate | lb/MMBtu | 0.098312 | 0.123 | 0.11168 | 0.1037 | 0.1116 | 0.1116 | 0.11655
NSR Hoosier System - SO2 Cap Annual v4.10 Final | 1005 | 2417 | Rate Constraint in MTons | FALSE | L | Annual | Generation | TWh | 5.8174 | 5.6496 | 6.2871 | 5.6841 | 6.2982 | 5.6841 | 5.3652
NSR Hoosier System - SO2 Cap Annual v4.10 Final | 1005 | 2417 | Rate Constraint in MTons | FALSE | L | Annual | Qualifying Generation | TWh | 5.8174 | 5.6496 | 6.2871 | 5.6841 | 6.2982 | 5.6841 | 5.3652
NSR Hoosier System - SO2 Cap Annual v4.10 Final | 1005 | 2417 | Rate Constraint in MTons | FALSE | L | Annual | Rate | lb/MWh | 0.51102 | 0.63934 | 0.58052 | 0.539 | 0.58009 | 0.58009 | 0.60581
NSR Hoosier System - SO2 Cap Annual v4.10 Final | 1005 | 2417 | Rate Constraint in MTons | FALSE | L | Annual | Constraint Shadow Price | US2011$/Ton | 0 | 0 | 0 | 0 | 0 | 0 | 0
NSR Hudson 2 - MER Removal v5.14 | 1006 | 6127 | MACT Fuel Choice Floor in lbs/MMBtu | FALSE | L | Annual | Seasons Included | Seasons | Winter, Summer | Winter, Summer | Winter, Summer | Winter, Summer | Winter, Summer | Winter, Summer | Winter, Summer
NSR Hudson 2 - MER Removal v5.14 | 1006 | 6127 | MACT Fuel Choice Floor in lbs/MMBtu | FALSE | L | Annual | Emission Floor | lbs/MMBtu | 0 | 0 | 0 | 0 | 0 | 0 | 0
NSR Hudson 2 - MER Removal v5.14 | 1006 | 6127 | MACT Fuel Choice Floor in lbs/MMBtu | FALSE | L | Annual | Emissions at Affected Plants MER | lbs | 0 | 0 | 0 | 0 | 0 | 0 | 0
NSR Hudson 2 - MER Removal v5.14 | 1006 | 6127 | MACT Fuel Choice Floor in lbs/MMBtu | FALSE | L | Annual | Allowances Purchased MER | lbs | 0 | 0 | 0 | 0 | 0 | 0 | 0
NSR Hudson 2 - MER Removal v5.14 | 1006 | 6127 | MACT Fuel Choice Floor in lbs/MMBtu | FALSE | L | Annual | Allowances Sold MER | lbs | 0 | 0 | 0 | 0 | 0 | 0 | 0
NSR Hudson 2 - MER Removal v5.14 | 1006 | 6127 | MACT Fuel Choice Floor in lbs/MMBtu | FALSE | L | Annual | Allowances Banked | lbs | 0 | 0 | 0 | 0 | 0 | 0 | 0
NSR Hudson 2 - MER Removal v5.14 | 1006 | 6127 | MACT Fuel Choice Floor in lbs/MMBtu | FALSE | L | Annual | Allowances Withdrawn (1:1) | lbs | 0 | 0 | 0 | 0 | 0 | 0 | 0
NSR Hudson 2 - MER Removal v5.14 | 1006 | 6127 | MACT Fuel Choice Floor in lbs/MMBtu | FALSE | L | Annual | Allowances Withdrawn (n:1) | lbs | 0 | 0 | 0 | 0 | 0 | 0 | 0
NSR Hudson 2 - MER Removal v5.14 | 1006 | 6127 | MACT Fuel Choice Floor in lbs/MMBtu | FALSE | L | Annual | Net Emissions Allowance Position | lbs | 0 | 0 | 0 | 0 | 0 | 0 | 0
NSR Hudson 2 - MER Removal v5.14 | 1006 | 6127 | MACT Fuel Choice Floor in lbs/MMBtu | FALSE | L | Annual | Fuel Consumed | TBtu | 0 | 0 | 0 | 0 | 0 | 0 | 0
NSR Hudson 2 - MER Removal v5.14 | 1006 | 6127 | MACT Fuel Choice Floor in lbs/MMBtu | FALSE | L | Annual | Rate | lb/MMBtu | 0 | 0 | 0 | 0 | 0 | 0 | 0
NSR Hudson 2 - MER Removal v5.14 | 1006 | 6127 | MACT Fuel Choice Floor in lbs/MMBtu | FALSE | L | Annual | Generation | TWh | 0 | 0 | 0 | 0 | 0 | 0 | 0
NSR Hudson 2 - MER Removal v5.14 | 1006 | 6127 | MACT Fuel Choice Floor in lbs/MMBtu | FALSE | L | Annual | Qualifying Generation | TWh | 0 | 0 | 0 | 0 | 0 | 0 | 0
NSR Hudson 2 - MER Removal v5.14 | 1006 | 6127 | MACT Fuel Choice Floor in lbs/MMBtu | FALSE | L | Annual | Constraint Shadow Price | US2011$/Lb | 0 | 0 | 0 | 0 | 0 | 0 | 0
NSR IL Power - NOX Cap Annual v3.1 | 1007 | 1844 | Rate Constraint in MTons | FALSE | L | Annual | Seasons Included | Seasons | Winter, Summer | Winter, Summer | Winter, Summer | Winter, Summer | Winter, Summer | Winter, Summer | Winter, Summer
NSR IL Power - NOX Cap Annual v3.1 | 1007 | 1844 | Rate Constraint in MTons | FALSE | L | Annual | Standard | Thousand Tons | 13.8 | 13.8 | 13.8 | 13.8 | 13.8 | 13.8 | 13.8
NSR IL Power - NOX Cap Annual v3.1 | 1007 | 1844 | Rate Constraint in MTons | FALSE | L | Annual | Standard NOX | Thousand Tons | 13.8 | 13.8 | 13.8 | 13.8 | 13.8 | 13.8 | 13.8
NSR IL Power - NOX Cap Annual v3.1 | 1007 | 1844 | Rate Constraint in MTons | FALSE | L | Annual | Emissions at Affected Plants NOX | Thousand Tons | 4.7528 | 4.4131 | 4.6131 | 4.4384 | 4.7528 | 4.1697 | 4.0464
NSR IL Power - NOX Cap Annual v3.1 | 1007 | 1844 | Rate Constraint in MTons | FALSE | L | Annual | Allowances Purchased NOX | Thousand Tons | 0 | 0 | 0 | 0 | 0 | 0 | 0
NSR IL Power - NOX Cap Annual v3.1 | 1007 | 1844 | Rate Constraint in MTons | FALSE | L | Annual | Allowances Sold NOX | Thousand Tons | 0 | 0 | 0 | 0 | 0 | 0 | 0
NSR IL Power - NOX Cap Annual v3.1 | 1007 | 1844 | Rate Constraint in MTons | FALSE | L | Annual | Allowances Banked | Thousand Tons | 0 | 0 | 0 | 0 | 0 | 0 | 0
NSR IL Power - NOX Cap Annual v3.1 | 1007 | 1844 | Rate Constraint in MTons | FALSE | L | Annual | Allowances Withdrawn (1:1) | Thousand Tons | 0 | 0 | 0 | 0 | 0 | 0 | 0
NSR IL Power - NOX Cap Annual v3.1 | 1007 | 1844 | Rate Constraint in MTons | FALSE | L | Annual | Allowances Withdrawn (n:1) | Thousand Tons | 0 | 0 | 0 | 0 | 0 | 0 | 0
NSR IL Power - NOX Cap Annual v3.1 | 1007 | 1844 | Rate Constraint in MTons | FALSE | L | Annual | Net Emissions Allowance Position | Thousand Tons | 4.7528 | 4.4131 | 4.6131 | 4.4384 | 4.7528 | 4.1697 | 4.0464
NSR IL Power - NOX Cap Annual v3.1 | 1007 | 1844 | Rate Constraint in MTons | FALSE | L | Annual | Fuel Consumed | TBtu | 166.7176 | 155.16 | 162.2087 | 156.46 | 166.7176 | 147.1572 | 142.7151
NSR IL Power - NOX Cap Annual v3.1 | 1007 | 1844 | Rate Constraint in MTons | FALSE | L | Annual | Rate | lb/MMBtu | 0.057016 | 0.056885 | 0.056878 | 0.056735 | 0.057016 | 0.05667 | 0.056707
NSR IL Power - NOX Cap Annual v3.1 | 1007 | 1844 | Rate Constraint in MTons | FALSE | L | Annual | Generation | TWh | 15.9154 | 14.8859 | 15.5278 | 15.0018 | 15.9154 | 14.1185 | 13.6826
NSR IL Power - NOX Cap Annual v3.1 | 1007 | 1844 | Rate Constraint in MTons | FALSE | L | Annual | Qualifying Generation | TWh | 15.9154 | 14.8859 | 15.5278 | 15.0018 | 15.9154 | 14.1185 | 13.6826
NSR IL Power - NOX Cap Annual v3.1 | 1007 | 1844 | Rate Constraint in MTons | FALSE | L | Annual | Rate | lb/MWh | 0.29863 | 0.29646 | 0.29708 | 0.29586 | 0.29863 | 0.29534 | 0.29574
NSR IL Power - NOX Cap Annual v3.1 | 1007 | 1844 | Rate Constraint in MTons | FALSE | L | Annual | Constraint Shadow Price | US2011$/Ton | 0 | 0 | 0 | 0 | 0 | 0 | 0
NSR IL Power - SO2 Cap Annual v3.1 | 1008 | 1845 | Rate Constraint in MTons | FALSE | L | Annual | Seasons Included | Seasons | Winter, Summer | Winter, Summer | Winter, Summer | Winter, Summer | Winter, Summer | Winter, Summer | Winter, Summer
NSR IL Power - SO2 Cap Annual v3.1 | 1008 | 1845 | Rate Constraint in MTons | FALSE | L | Annual | Standard | Thousand Tons | 29 | 29 | 29 | 29 | 29 | 29 | 29
NSR IL Power - SO2 Cap Annual v3.1 | 1008 | 1845 | Rate Constraint in MTons | FALSE | L | Annual | Standard SO2 | Thousand Tons | 29 | 29 | 29 | 29 | 29 | 29 | 29
NSR IL Power - SO2 Cap Annual v3.1 | 1008 | 1845 | Rate Constraint in MTons | FALSE | L | Annual | Emissions at Affected Plants SO2 | Thousand Tons | 6.0827 | 5.705 | 5.9482 | 5.7561 | 6.0827 | 5.4214 | 5.5352
NSR IL Power - SO2 Cap Annual v3.1 | 1008 | 1845 | Rate Constraint in MTons | FALSE | L | Annual | Allowances Purchased SO2 | Thousand Tons | 0 | 0 | 0 | 0 | 0 | 0 | 0
NSR IL Power - SO2 Cap Annual v3.1 | 1008 | 1845 | Rate Constraint in MTons | FALSE | L | Annual | Allowances Sold SO2 | Thousand Tons | 0 | 0 | 0 | 0 | 0 | 0 | 0
NSR IL Power - SO2 Cap Annual v3.1 | 1008 | 1845 | Rate Constraint in MTons | FALSE | L | Annual | Allowances Banked | Thousand Tons | 0 | 0 | 0 | 0 | 0 | 0 | 0
NSR IL Power - SO2 Cap Annual v3.1 | 1008 | 1845 | Rate Constraint in MTons | FALSE | L | Annual | Allowances Withdrawn (1:1) | Thousand Tons | 0 | 0 | 0 | 0 | 0 | 0 | 0
NSR IL Power - SO2 Cap Annual v3.1 | 1008 | 1845 | Rate Constraint in MTons | FALSE | L | Annual | Allowances Withdrawn (n:1) | Thousand Tons | 0 | 0 | 0 | 0 | 0 | 0 | 0
NSR IL Power - SO2 Cap Annual v3.1 | 1008 | 1845 | Rate Constraint in MTons | FALSE | L | Annual | Net Emissions Allowance Position | Thousand Tons | 6.0827 | 5.705 | 5.9482 | 5.7561 | 6.0827 | 5.4214 | 5.5352
NSR IL Power - SO2 Cap Annual v3.1 | 1008 | 1845 | Rate Constraint in MTons | FALSE | L | Annual | Fuel Consumed | TBtu | 166.7176 | 155.16 | 162.2087 | 156.46 | 166.7176 | 147.1572 | 142.7151
NSR IL Power - SO2 Cap Annual v3.1 | 1008 | 1845 | Rate Constraint in MTons | FALSE | L | Annual | Rate | lb/MMBtu | 0.07297 | 0.073537 | 0.07334 | 0.073579 | 0.07297 | 0.073681 | 0.077569
NSR IL Power - SO2 Cap Annual v3.1 | 1008 | 1845 | Rate Constraint in MTons | FALSE | L | Annual | Generation | TWh | 15.9154 | 14.8859 | 15.5278 | 15.0018 | 15.9154 | 14.1185 | 13.6826
NSR IL Power - SO2 Cap Annual v3.1 | 1008 | 1845 | Rate Constraint in MTons | FALSE | L | Annual | Qualifying Generation | TWh | 15.9154 | 14.8859 | 15.5278 | 15.0018 | 15.9154 | 14.1185 | 13.6826
NSR IL Power - SO2 Cap Annual v3.1 | 1008 | 1845 | Rate Constraint in MTons | FALSE | L | Annual | Rate | lb/MWh | 0.38219 | 0.38325 | 0.38307 | 0.38369 | 0.38219 | 0.38399 | 0.40454
NSR IL Power - SO2 Cap Annual v3.1 | 1008 | 1845 | Rate Constraint in MTons | FALSE | L | Annual | Constraint Shadow Price | US2011$/Ton | 0 | 0 | 0 | 0 | 0 | 0 | 0
NSR J P Madgett 1 - Hg Rate Annual v5.13 | 1009 | 5963 | Rate Constraint in lbs/MMBtu | FALSE | L | Annual | Seasons Included | Seasons | Winter, Summer | Winter, Summer | Winter, Summer | Winter, Summer | Winter, Summer | Winter, Summer | Winter, Summer
NSR J P Madgett 1 - Hg Rate Annual v5.13 | 1009 | 5963 | Rate Constraint in lbs/MMBtu | FALSE | L | Annual | Standard | lb/MMBtu | 0.015 | 0.015 | 0.015 | 0.015 | 0.015 | 0.015 | 0.015
NSR J P Madgett 1 - Hg Rate Annual v5.13 | 1009 | 5963 | Rate Constraint in lbs/MMBtu | FALSE | L | Annual | Emissions at Affected Plants MER | lbs | 15.8934 | 15.8934 | 15.8664 | 15.8934 | 15.8934 | 18.2449 | 18.2449
NSR J P Madgett 1 - Hg Rate Annual v5.13 | 1009 | 5963 | Rate Constraint in lbs/MMBtu | FALSE | L | Annual | Allowances Purchased MER | lbs | 0 | 0 | 0 | 0 | 0 | 0 | 0
NSR J P Madgett 1 - Hg Rate Annual v5.13 | 1009 | 5963 | Rate Constraint in lbs/MMBtu | FALSE | L | Annual | Allowances Sold MER | lbs | 0 | 0 | 0 | 0 | 0 | 0 | 0
NSR J P Madgett 1 - Hg Rate Annual v5.13 | 1009 | 5963 | Rate Constraint in lbs/MMBtu | FALSE | L | Annual | Allowances Banked | lbs | 0 | 0 | 0 | 0 | 0 | 0 | 0
NSR J P Madgett 1 - Hg Rate Annual v5.13 | 1009 | 5963 | Rate Constraint in lbs/MMBtu | FALSE | L | Annual | Allowances Withdrawn (1:1) | lbs | 0 | 0 | 0 | 0 | 0 | 0 | 0
NSR J P Madgett 1 - Hg Rate Annual v5.13 | 1009 | 5963 | Rate Constraint in lbs/MMBtu | FALSE | L | Annual | Allowances Withdrawn (n:1) | lbs | 0 | 0 | 0 | 0 | 0 | 0 | 0
NSR J P Madgett 1 - Hg Rate Annual v5.13 | 1009 | 5963 | Rate Constraint in lbs/MMBtu | FALSE | L | Annual | Net Emissions Allowance Position | lbs | 15.8934 | 15.8934 | 15.8664 | 15.8934 | 15.8934 | 18.2449 | 18.2449
NSR J P Madgett 1 - Hg Rate Annual v5.13 | 1009 | 5963 | Rate Constraint in lbs/MMBtu | FALSE | L | Annual | Fuel Consumed | TBtu | 28.3306 | 28.3306 | 28.2823 | 28.3306 | 28.3306 | 28.3306 | 28.3306
NSR J P Madgett 1 - Hg Rate Annual v5.13 | 1009 | 5963 | Rate Constraint in lbs/MMBtu | FALSE | L | Annual | Rate | lb/MMBtu | 5.61e-07 | 5.61e-07 | 5.61e-07 | 5.61e-07 | 5.61e-07 | 6.44e-07 | 6.44e-07
NSR J P Madgett 1 - Hg Rate Annual v5.13 | 1009 | 5963 | Rate Constraint in lbs/MMBtu | FALSE | L | Annual | Generation | TWh | 2.7508 | 2.7508 | 2.7461 | 2.7508 | 2.7508 | 2.7508 | 2.7508
NSR J P Madgett 1 - Hg Rate Annual v5.13 | 1009 | 5963 | Rate Constraint in lbs/MMBtu | FALSE | L | Annual | Qualifying Generation | TWh | 2.7508 | 2.7508 | 2.7461 | 2.7508 | 2.7508 | 2.7508 | 2.7508
NSR J P Madgett 1 - Hg Rate Annual v5.13 | 1009 | 5963 | Rate Constraint in lbs/MMBtu | FALSE | L | Annual | Rate | lb/MWh | 5.7777 | 5.7777 | 5.7777 | 5.7777 | 5.7777 | 6.6326 | 6.6326
NSR J P Madgett 1 - Hg Rate Annual v5.13 | 1009 | 5963 | Rate Constraint in lbs/MMBtu | FALSE | L | Annual | Constraint Shadow Price | US2011$/Lb | 0 | 0 | 0 | 0 | 0 | 0 | 0
NSR J P Madgett 1 - NOx Rate Annual v5.13 | 1010 | 5962 | Rate Constraint in lbs/MMBtu | FALSE | L | Annual | Seasons Included | Seasons | Winter, Summer | Winter, Summer | Winter, Summer | Winter, Summer | Winter, Summer | Winter, Summer | Winter, Summer
NSR J P Madgett 1 - NOx Rate Annual v5.13 | 1010 | 5962 | Rate Constraint in lbs/MMBtu | FALSE | L | Annual | Standard | lb/MMBtu | 0.08 | 0.08 | 0.08 | 0.08 | 0.08 | 0.08 | 0.08
NSR J P Madgett 1 - NOx Rate Annual v5.13 | 1010 | 5962 | Rate Constraint in lbs/MMBtu | FALSE | L | Annual | Emissions at Affected Plants NOX | Thousand Tons | 0.99157 | 0.99157 | 0.98988 | 0.99157 | 0.99157 | 0.99157 | 0.99157
NSR J P Madgett 1 - NOx Rate Annual v5.13 | 1010 | 5962 | Rate Constraint in lbs/MMBtu | FALSE | L | Annual | Allowances Purchased NOX | Thousand Tons | 0 | 0 | 0 | 0 | 0 | 0 | 0
NSR J P Madgett 1 - NOx Rate Annual v5.13 | 1010 | 5962 | Rate Constraint in lbs/MMBtu | FALSE | L | Annual | Allowances Sold NOX | Thousand Tons | 0 | 0 | 0 | 0 | 0 | 0 | 0
NSR J P Madgett 1 - NOx Rate Annual v5.13 | 1010 | 5962 | Rate Constraint in lbs/MMBtu | FALSE | L | Annual | Allowances Banked | Thousand Tons | 0 | 0 | 0 | 0 | 0 | 0 | 0
NSR J P Madgett 1 - NOx Rate Annual v5.13 | 1010 | 5962 | Rate Constraint in lbs/MMBtu | FALSE | L | Annual | Allowances Withdrawn (1:1) | Thousand Tons | 0 | 0 | 0 | 0 | 0 | 0 | 0
NSR J P Madgett 1 - NOx Rate Annual v5.13 | 1010 | 5962 | Rate Constraint in lbs/MMBtu | FALSE | L | Annual | Allowances Withdrawn (n:1) | Thousand Tons | 0 | 0 | 0 | 0 | 0 | 0 | 0
NSR J P Madgett 1 - NOx Rate Annual v5.13 | 1010 | 5962 | Rate Constraint in lbs/MMBtu | FALSE | L | Annual | Net Emissions Allowance Position | Thousand Tons | 0.99157 | 0.99157 | 0.98988 | 0.99157 | 0.99157 | 0.99157 | 0.99157
NSR J P Madgett 1 - NOx Rate Annual v5.13 | 1010 | 5962 | Rate Constraint in lbs/MMBtu | FALSE | L | Annual | Fuel Consumed | TBtu | 28.3306 | 28.3306 | 28.2823 | 28.3306 | 28.3306 | 28.3306 | 28.3306
NSR J P Madgett 1 - NOx Rate Annual v5.13 | 1010 | 5962 | Rate Constraint in lbs/MMBtu | FALSE | L | Annual | Rate | lb/MMBtu | 0.07 | 0.07 | 0.07 | 0.07 | 0.07 | 0.07 | 0.07
NSR J P Madgett 1 - NOx Rate Annual v5.13 | 1010 | 5962 | Rate Constraint in lbs/MMBtu | FALSE | L | Annual | Generation | TWh | 2.7508 | 2.7508 | 2.7461 | 2.7508 | 2.7508 | 2.7508 | 2.7508
NSR J P Madgett 1 - NOx Rate Annual v5.13 | 1010 | 5962 | Rate Constraint in lbs/MMBtu | FALSE | L | Annual | Qualifying Generation | TWh | 2.7508 | 2.7508 | 2.7461 | 2.7508 | 2.7508 | 2.7508 | 2.7508
NSR J P Madgett 1 - NOx Rate Annual v5.13 | 1010 | 5962 | Rate Constraint in lbs/MMBtu | FALSE | L | Annual | Rate | lb/MWh | 0.36047 | 0.36047 | 0.36047 | 0.36047 | 0.36047 | 0.36047 | 0.36047
NSR J P Madgett 1 - NOx Rate Annual v5.13 | 1010 | 5962 | Rate Constraint in lbs/MMBtu | FALSE | L | Annual | Constraint Shadow Price | US2011$/Ton | 0 | 0 | 0 | 0 | 0 | 0 | 0
NSR J P Madgett 1 - SO2 Rate Annual v5.13 | 1011 | 5961 | Rate Constraint in lbs/MMBtu | FALSE | L | Annual | Seasons Included | Seasons | Winter, Summer | Winter, Summer | Winter, Summer | Winter, Summer | Winter, Summer | Winter, Summer | Winter, Summer
NSR J P Madgett 1 - SO2 Rate Annual v5.13 | 1011 | 5961 | Rate Constraint in lbs/MMBtu | FALSE | L | Annual | Standard | lb/MMBtu | 0.09 | 0.09 | 0.09 | 0.09 | 0.09 | 0.09 | 0.09
NSR J P Madgett 1 - SO2 Rate Annual v5.13 | 1011 | 5961 | Rate Constraint in lbs/MMBtu | FALSE | L | Annual | Emissions at Affected Plants SO2 | Thousand Tons | 1.1332 | 1.1332 | 1.1313 | 1.1332 | 1.1332 | 1.1332 | 1.1332
NSR J P Madgett 1 - SO2 Rate Annual v5.13 | 1011 | 5961 | Rate Constraint in lbs/MMBtu | FALSE | L | Annual | Allowances Purchased SO2 | Thousand Tons | 0 | 0 | 0 | 0 | 0 | 0 | 0
NSR J P Madgett 1 - SO2 Rate Annual v5.13 | 1011 | 5961 | Rate Constraint in lbs/MMBtu | FALSE | L | Annual | Allowances Sold SO2 | Thousand Tons | 0 | 0 | 0 | 0 | 0 | 0 | 0
NSR J P Madgett 1 - SO2 Rate Annual v5.13 | 1011 | 5961 | Rate Constraint in lbs/MMBtu | FALSE | L | Annual | Allowances Banked | Thousand Tons | 0 | 0 | 0 | 0 | 0 | 0 | 0
NSR J P Madgett 1 - SO2 Rate Annual v5.13 | 1011 | 5961 | Rate Constraint in lbs/MMBtu | FALSE | L | Annual | Allowances Withdrawn (1:1) | Thousand Tons | 0 | 0 | 0 | 0 | 0 | 0 | 0
NSR J P Madgett 1 - SO2 Rate Annual v5.13 | 1011 | 5961 | Rate Constraint in lbs/MMBtu | FALSE | L | Annual | Allowances Withdrawn (n:1) | Thousand Tons | 0 | 0 | 0 | 0 | 0 | 0 | 0
NSR J P Madgett 1 - SO2 Rate Annual v5.13 | 1011 | 5961 | Rate Constraint in lbs/MMBtu | FALSE | L | Annual | Net Emissions Allowance Position | Thousand Tons | 1.1332 | 1.1332 | 1.1313 | 1.1332 | 1.1332 | 1.1332 | 1.1332
NSR J P Madgett 1 - SO2 Rate Annual v5.13 | 1011 | 5961 | Rate Constraint in lbs/MMBtu | FALSE | L | Annual | Fuel Consumed | TBtu | 28.3306 | 28.3306 | 28.2823 | 28.3306 | 28.3306 | 28.3306 | 28.3306
NSR J P Madgett 1 - SO2 Rate Annual v5.13 | 1011 | 5961 | Rate Constraint in lbs/MMBtu | FALSE | L | Annual | Rate | lb/MMBtu | 0.08 | 0.08 | 0.08 | 0.08 | 0.08 | 0.08 | 0.08
NSR J P Madgett 1 - SO2 Rate Annual v5.13 | 1011 | 5961 | Rate Constraint in lbs/MMBtu | FALSE | L | Annual | Generation | TWh | 2.7508 | 2.7508 | 2.7461 | 2.7508 | 2.7508 | 2.7508 | 2.7508
NSR J P Madgett 1 - SO2 Rate Annual v5.13 | 1011 | 5961 | Rate Constraint in lbs/MMBtu | FALSE | L | Annual | Qualifying Generation | TWh | 2.7508 | 2.7508 | 2.7461 | 2.7508 | 2.7508 | 2.7508 | 2.7508
NSR J P Madgett 1 - SO2 Rate Annual v5.13 | 1011 | 5961 | Rate Constraint in lbs/MMBtu | FALSE | L | Annual | Rate | lb/MWh | 0.41196 | 0.41196 | 0.41196 | 0.41196 | 0.41196 | 0.41196 | 0.41196
NSR J P Madgett 1 - SO2 Rate Annual v5.13 | 1011 | 5961 | Rate Constraint in lbs/MMBtu | FALSE | L | Annual | Constraint Shadow Price | US2011$/Ton | 0 | 0 | 0 | 0 | 0 | 0 | 0
NSR James Miller 3,4 - NOX Rate Annual v3.1, Unit 5781 and retrofits | 1012 | 1871 | Rate Constraint in lbs/MMBtu | FALSE | L | Annual | Seasons Included | Seasons | Winter, Summer | Winter, Summer | Winter, Summer | Winter, Summer | Winter, Summer | Winter, Summer | Winter, Summer
NSR James Miller 3,4 - NOX Rate Annual v3.1, Unit 5781 and retrofits | 1012 | 1871 | Rate Constraint in lbs/MMBtu | FALSE | L | Annual | Standard | lb/MMBtu | 0.1 | 0.1 | 0.1 | 0.1 | 0.1 | 0.1 | 0.1
NSR James Miller 3,4 - NOX Rate Annual v3.1, Unit 5781 and retrofits | 1012 | 1871 | Rate Constraint in lbs/MMBtu | FALSE | L | Annual | Emissions at Affected Plants NOX | Thousand Tons | 2.0128 | 2.1794 | 2.495 | 2.3181 | 2.495 | 1.8005 | 1.8005
NSR James Miller 3,4 - NOX Rate Annual v3.1, Unit 5781 and retrofits | 1012 | 1871 | Rate Constraint in lbs/MMBtu | FALSE | L | Annual | Allowances Purchased NOX | Thousand Tons | 0 | 0 | 0 | 0 | 0 | 0 | 0
NSR James Miller 3,4 - NOX Rate Annual v3.1, Unit 5781 and retrofits | 1012 | 1871 | Rate Constraint in lbs/MMBtu | FALSE | L | Annual | Allowances Sold NOX | Thousand Tons | 0 | 0 | 0 | 0 | 0 | 0 | 0
NSR James Miller 3,4 - NOX Rate Annual v3.1, Unit 5781 and retrofits | 1012 | 1871 | Rate Constraint in lbs/MMBtu | FALSE | L | Annual | Allowances Banked | Thousand Tons | 0 | 0 | 0 | 0 | 0 | 0 | 0
NSR James Miller 3,4 - NOX Rate Annual v3.1, Unit 5781 and retrofits | 1012 | 1871 | Rate Constraint in lbs/MMBtu | FALSE | L | Annual | Allowances Withdrawn (1:1) | Thousand Tons | 0 | 0 | 0 | 0 | 0 | 0 | 0
NSR James Miller 3,4 - NOX Rate Annual v3.1, Unit 5781 and retrofits | 1012 | 1871 | Rate Constraint in lbs/MMBtu | FALSE | L | Annual | Allowances Withdrawn (n:1) | Thousand Tons | 0 | 0 | 0 | 0 | 0 | 0 | 0
NSR James Miller 3,4 - NOX Rate Annual v3.1, Unit 5781 and retrofits | 1012 | 1871 | Rate Constraint in lbs/MMBtu | FALSE | L | Annual | Net Emissions Allowance Position | Thousand Tons | 2.0128 | 2.1794 | 2.495 | 2.3181 | 2.495 | 1.8005 | 1.8005
NSR James Miller 3,4 - NOX Rate Annual v3.1, Unit 5781 and retrofits | 1012 | 1871 | Rate Constraint in lbs/MMBtu | FALSE | L | Annual | Fuel Consumed | TBtu | 40.2551 | 43.6333 | 49.9522 | 46.4119 | 49.9522 | 36.0477 | 36.0477
NSR James Miller 3,4 - NOX Rate Annual v3.1, Unit 5781 and retrofits | 1012 | 1871 | Rate Constraint in lbs/MMBtu | FALSE | L | Annual | Rate | lb/MMBtu | 0.1 | 0.099894 | 0.099894 | 0.099894 | 0.099894 | 0.099894 | 0.099894
NSR James Miller 3,4 - NOX Rate Annual v3.1, Unit 5781 and retrofits | 1012 | 1871 | Rate Constraint in lbs/MMBtu | FALSE | L | Annual | Generation | TWh | 3.9302 | 4.2555 | 4.8718 | 4.5265 | 4.8718 | 3.5157 | 3.5157
NSR James Miller 3,4 - NOX Rate Annual v3.1, Unit 5781 and retrofits | 1012 | 1871 | Rate Constraint in lbs/MMBtu | FALSE | L | Annual | Qualifying Generation | TWh | 3.9302 | 4.2555 | 4.8718 | 4.5265 | 4.8718 | 3.5157 | 3.5157
NSR James Miller 3,4 - NOX Rate Annual v3.1, Unit 5781 and retrofits | 1012 | 1871 | Rate Constraint in lbs/MMBtu | FALSE | L | Annual | Rate | lb/MWh | 0.51213 | 0.51213 | 0.51213 | 0.51213 | 0.51213 | 0.51213 | 0.51213
NSR James Miller 3,4 - NOX Rate Annual v3.1, Unit 5781 and retrofits | 1012 | 1871 | Rate Constraint in lbs/MMBtu | FALSE | L | Annual | Constraint Shadow Price | US2011$/Ton | 0 | 0 | 0 | 0 | 0 | 0 | 0
NSR James Miller 3,4 - NOX Rate Annual v3.1, Unit 5782 and retrofits | 1013 | 1871 | Rate Constraint in lbs/MMBtu | FALSE | L | Annual | Seasons Included | Seasons | Winter, Summer | Winter, Summer | Winter, Summer | Winter, Summer | Winter, Summer | Winter, Summer | Winter, Summer
NSR James Miller 3,4 - NOX Rate Annual v3.1, Unit 5782 and retrofits | 1013 | 1871 | Rate Constraint in lbs/MMBtu | FALSE | L | Annual | Standard | lb/MMBtu | 0.1 | 0.1 | 0.1 | 0.1 | 0.1 | 0.1 | 0.1
NSR James Miller 3,4 - NOX Rate Annual v3.1, Unit 5782 and retrofits | 1013 | 1871 | Rate Constraint in lbs/MMBtu | FALSE | L | Annual | Emissions at Affected Plants NOX | Thousand Tons | 1.5342 | 1.6612 | 1.9017 | 1.8731 | 1.9017 | 1.4994 | 1.4994
NSR James Miller 3,4 - NOX Rate Annual v3.1, Unit 5782 and retrofits | 1013 | 1871 | Rate Constraint in lbs/MMBtu | FALSE | L | Annual | Allowances Purchased NOX | Thousand Tons | 0 | 0 | 0 | 0 | 0 | 0 | 0
NSR James Miller 3,4 - NOX Rate Annual v3.1, Unit 5782 and retrofits | 1013 | 1871 | Rate Constraint in lbs/MMBtu | FALSE | L | Annual | Allowances Sold NOX | Thousand Tons | 0 | 0 | 0 | 0 | 0 | 0 | 0
NSR James Miller 3,4 - NOX Rate Annual v3.1, Unit 5782 and retrofits | 1013 | 1871 | Rate Constraint in lbs/MMBtu | FALSE | L | Annual | Allowances Banked | Thousand Tons | 0 | 0 | 0 | 0 | 0 | 0 | 0
NSR James Miller 3,4 - NOX Rate Annual v3.1, Unit 5782 and retrofits | 1013 | 1871 | Rate Constraint in lbs/MMBtu | FALSE | L | Annual | Allowances Withdrawn (1:1) | Thousand Tons | 0 | 0 | 0 | 0 | 0 | 0 | 0
NSR James Miller 3,4 - NOX Rate Annual v3.1, Unit 5782 and retrofits | 1013 | 1871 | Rate Constraint in lbs/MMBtu | FALSE | L | Annual | Allowances Withdrawn (n:1) | Thousand Tons | 0 | 0 | 0 | 0 | 0 | 0 | 0
NSR James Miller 3,4 - NOX Rate Annual v3.1, Unit 5782 and retrofits | 1013 | 1871 | Rate Constraint in lbs/MMBtu | FALSE | L | Annual | Net Emissions Allowance Position | Thousand Tons | 1.5342 | 1.6612 | 1.9017 | 1.8731 | 1.9017 | 1.4994 | 1.4994
NSR James Miller 3,4 - NOX Rate Annual v3.1, Unit 5782 and retrofits | 1013 | 1871 | Rate Constraint in lbs/MMBtu | FALSE | L | Annual | Fuel Consumed | TBtu | 39.9403 | 43.2921 | 49.5616 | 48.8148 | 49.5616 | 39.0752 | 39.0752
NSR James Miller 3,4 - NOX Rate Annual v3.1, Unit 5782 and retrofits | 1013 | 1871 | Rate Constraint in lbs/MMBtu | FALSE | L | Annual | Rate | lb/MMBtu | 0.076823 | 0.076742 | 0.076742 | 0.076742 | 0.076742 | 0.076742 | 0.076742
NSR James Miller 3,4 - NOX Rate Annual v3.1, Unit 5782 and retrofits | 1013 | 1871 | Rate Constraint in lbs/MMBtu | FALSE | L | Annual | Generation | TWh | 3.9302 | 4.2555 | 4.8718 | 4.7984 | 4.8718 | 3.841 | 3.841
NSR James Miller 3,4 - NOX Rate Annual v3.1, Unit 5782 and retrofits | 1013 | 1871 | Rate Constraint in lbs/MMBtu | FALSE | L | Annual | Qualifying Generation | TWh | 3.9302 | 4.2555 | 4.8718 | 4.7984 | 4.8718 | 3.841 | 3.841
NSR James Miller 3,4 - NOX Rate Annual v3.1, Unit 5782 and retrofits | 1013 | 1871 | Rate Constraint in lbs/MMBtu | FALSE | L | Annual | Rate | lb/MWh | 0.39035 | 0.39035 | 0.39035 | 0.39035 | 0.39035 | 0.39035 | 0.39035
NSR James Miller 3,4 - NOX Rate Annual v3.1, Unit 5782 and retrofits | 1013 | 1871 | Rate Constraint in lbs/MMBtu | FALSE | L | Annual | Constraint Shadow Price | US2011$/Ton | 0 | 0 | 0 | 0 | 0 | 0 | 0
NSR Karn 1,2 - SO2 Rate Annual v5.14 | 1014 | 6143 | Rate Constraint in lbs/MMBtu | FALSE | L | Annual | Seasons Included | Seasons | Winter, Summer | Winter, Summer | Winter, Summer | Winter, Summer | Winter, Summer | Winter, Summer | Winter, Summer
NSR Karn 1,2 - SO2 Rate Annual v5.14 | 1014 | 6143 | Rate Constraint in lbs/MMBtu | FALSE | L | Annual | Standard | lb/MMBtu | 0.09 | 0.09 | 0.09 | 0.09 | 0.09 | 0.09 | 0.09
NSR Karn 1,2 - SO2 Rate Annual v5.14 | 1014 | 6143 | Rate Constraint in lbs/MMBtu | FALSE | L | Annual | Emissions at Affected Plants SO2 | Thousand Tons | 0 | 0 | 0 | 0 | 0 | 0 | 0
NSR Karn 1,2 - SO2 Rate Annual v5.14 | 1014 | 6143 | Rate Constraint in lbs/MMBtu | FALSE | L | Annual | Allowances Purchased SO2 | Thousand Tons | 0 | 0 | 0 | 0 | 0 | 0 | 0
NSR Karn 1,2 - SO2 Rate Annual v5.14 | 1014 | 6143 | Rate Constraint in lbs/MMBtu | FALSE | L | Annual | Allowances Sold SO2 | Thousand Tons | 0 | 0 | 0 | 0 | 0 | 0 | 0
NSR Karn 1,2 - SO2 Rate Annual v5.14 | 1014 | 6143 | Rate Constraint in lbs/MMBtu | FALSE | L | Annual | Allowances Banked | Thousand Tons | 0 | 0 | 0 | 0 | 0 | 0 | 0
NSR Karn 1,2 - SO2 Rate Annual v5.14 | 1014 | 6143 | Rate Constraint in lbs/MMBtu | FALSE | L | Annual | Allowances Withdrawn (1:1) | Thousand Tons | 0 | 0 | 0 | 0 | 0 | 0 | 0
NSR Karn 1,2 - SO2 Rate Annual v5.14 | 1014 | 6143 | Rate Constraint in lbs/MMBtu | FALSE | L | Annual | Allowances Withdrawn (n:1) | Thousand Tons | 0 | 0 | 0 | 0 | 0 | 0 | 0
NSR Karn 1,2 - SO2 Rate Annual v5.14 | 1014 | 6143 | Rate Constraint in lbs/MMBtu | FALSE | L | Annual | Net Emissions Allowance Position | Thousand Tons | 0 | 0 | 0 | 0 | 0 | 0 | 0
NSR Karn 1,2 - SO2 Rate Annual v5.14 | 1014 | 6143 | Rate Constraint in lbs/MMBtu | FALSE | L | Annual | Fuel Consumed | TBtu | 0 | 0 | 0 | 0 | 0 | 0 | 0
NSR Karn 1,2 - SO2 Rate Annual v5.14 | 1014 | 6143 | Rate Constraint in lbs/MMBtu | FALSE | L | Annual | Rate | lb/MMBtu | 0 | 0 | 0 | 0 | 0 | 0 | 0
NSR Karn 1,2 - SO2 Rate Annual v5.14 | 1014 | 6143 | Rate Constraint in lbs/MMBtu | FALSE | L | Annual | Generation | TWh | 0 | 0 | 0 | 0 | 0 | 0 | 0
NSR Karn 1,2 - SO2 Rate Annual v5.14 | 1014 | 6143 | Rate Constraint in lbs/MMBtu | FALSE | L | Annual | Qualifying Generation | TWh | 0 | 0 | 0 | 0 | 0 | 0 | 0
NSR Karn 1,2 - SO2 Rate Annual v5.14 | 1014 | 6143 | Rate Constraint in lbs/MMBtu | FALSE | L | Annual | Rate | lb/MWh | 0 | 0 | 0 | 0 | 0 | 0 | 0
NSR Karn 1,2 - SO2 Rate Annual v5.14 | 1014 | 6143 | Rate Constraint in lbs/MMBtu | FALSE | L | Annual | Constraint Shadow Price | US2011$/Ton | 0 | 0 | 0 | 0 | 0 | 0 | 0
NSR Kincaid 1 & 2- Hg Rate Annual v5.13 | 1015 | 5982 | Rate Constraint in lbs/MMBtu | FALSE | L | Annual | Seasons Included | Seasons | Winter, Summer | Winter, Summer | Winter, Summer | Winter, Summer | Winter, Summer | Winter, Summer | Winter, Summer
NSR Kincaid 1 & 2- Hg Rate Annual v5.13 | 1015 | 5982 | Rate Constraint in lbs/MMBtu | FALSE | L | Annual | Standard | lb/MMBtu | 0.015 | 0.015 | 0.015 | 0.015 | 0.015 | 0.015 | 0.015
NSR Kincaid 1 & 2- Hg Rate Annual v5.13 | 1015 | 5982 | Rate Constraint in lbs/MMBtu | FALSE | L | Annual | Emissions at Affected Plants MER | lbs | 39.0948 | 42.2935 | 46.464 | 40.6677 | 44.7565 | 34.1864 | 35.6647
NSR Kincaid 1 & 2- Hg Rate Annual v5.13 | 1015 | 5982 | Rate Constraint in lbs/MMBtu | FALSE | L | Annual | Allowances Purchased MER | lbs | 0 | 0 | 0 | 0 | 0 | 0 | 0
NSR Kincaid 1 & 2- Hg Rate Annual v5.13 | 1015 | 5982 | Rate Constraint in lbs/MMBtu | FALSE | L | Annual | Allowances Sold MER | lbs | 0 | 0 | 0 | 0 | 0 | 0 | 0
NSR Kincaid 1 & 2- Hg Rate Annual v5.13 | 1015 | 5982 | Rate Constraint in lbs/MMBtu | FALSE | L | Annual | Allowances Banked | lbs | 0 | 0 | 0 | 0 | 0 | 0 | 0
NSR Kincaid 1 & 2- Hg Rate Annual v5.13 | 1015 | 5982 | Rate Constraint in lbs/MMBtu | FALSE | L | Annual | Allowances Withdrawn (1:1) | lbs | 0 | 0 | 0 | 0 | 0 | 0 | 0
NSR Kincaid 1 & 2- Hg Rate Annual v5.13 | 1015 | 5982 | Rate Constraint in lbs/MMBtu | FALSE | L | Annual | Allowances Withdrawn (n:1) | lbs | 0 | 0 | 0 | 0 | 0 | 0 | 0
NSR Kincaid 1 & 2- Hg Rate Annual v5.13 | 1015 | 5982 | Rate Constraint in lbs/MMBtu | FALSE | L | Annual | Net Emissions Allowance Position | lbs | 39.0948 | 42.2935 | 46.464 | 40.6677 | 44.7565 | 34.1864 | 35.6647
NSR Kincaid 1 & 2- Hg Rate Annual v5.13 | 1015 | 5982 | Rate Constraint in lbs/MMBtu | FALSE | L | Annual | Fuel Consumed | TBtu | 76.1283 | 79.1589 | 86.9647 | 79.1912 | 87.1532 | 66.5703 | 69.449
NSR Kincaid 1 & 2- Hg Rate Annual v5.13 | 1015 | 5982 | Rate Constraint in lbs/MMBtu | FALSE | L | Annual | Rate | lb/MMBtu | 5.1354e-07 | 5.3429e-07 | 5.3429e-07 | 5.1354e-07 | 5.1354e-07 | 5.1354e-07 | 5.1354e-07
NSR Kincaid 1 & 2- Hg Rate Annual v5.13 | 1015 | 5982 | Rate Constraint in lbs/MMBtu | FALSE | L | Annual | Generation | TWh | 7.257 | 7.5518 | 8.2934 | 7.5518 | 8.308 | 6.3492 | 6.6262
NSR Kincaid 1 & 2- Hg Rate Annual v5.13 | 1015 | 5982 | Rate Constraint in lbs/MMBtu | FALSE | L | Annual | Qualifying Generation | TWh | 7.257 | 7.5518 | 8.2934 | 7.5518 | 8.308 | 6.3492 | 6.6262
NSR Kincaid 1 & 2- Hg Rate Annual v5.13 | 1015 | 5982 | Rate Constraint in lbs/MMBtu | FALSE | L | Annual | Rate | lb/MWh | 5.3872 | 5.6005 | 5.6025 | 5.3852 | 5.3872 | 5.3844 | 5.3824
NSR Kincaid 1 & 2- Hg Rate Annual v5.13 | 1015 | 5982 | Rate Constraint in lbs/MMBtu | FALSE | L | Annual | Constraint Shadow Price | US2011$/Lb | 0 | 0 | 0 | 0 | 0 | 0 | 0
NSR Kincaid 1 & 2- NOx Cap Annual v5.13 | 1016 | 5981 | Rate Constraint in MTons | FALSE | L | Annual | Seasons Included | Seasons | Winter, Summer | Winter, Summer | Winter, Summer | Winter, Summer | Winter, Summer | Winter, Summer | Winter, Summer
NSR Kincaid 1 & 2- NOx Cap Annual v5.13 | 1016 | 5981 | Rate Constraint in MTons | FALSE | L | Annual | Standard | Thousand Tons | 3.5 | 3.5 | 3.5 | 3.5 | 3.5 | 3.5 | 3.5
NSR Kincaid 1 & 2- NOx Cap Annual v5.13 | 1016 | 5981 | Rate Constraint in MTons | FALSE | L | Annual | Standard NOX | Thousand Tons | 3.5 | 3.5 | 3.5 | 3.5 | 3.5 | 3.5 | 3.5
NSR Kincaid 1 & 2- NOx Cap Annual v5.13 | 1016 | 5981 | Rate Constraint in MTons | FALSE | L | Annual | Emissions at Affected Plants NOX | Thousand Tons | 2.5366 | 2.6386 | 2.8988 | 2.6386 | 2.9039 | 2.2181 | 2.314
NSR Kincaid 1 & 2- NOx Cap Annual v5.13 | 1016 | 5981 | Rate Constraint in MTons | FALSE | L | Annual | Allowances Purchased NOX | Thousand Tons | 0 | 0 | 0 | 0 | 0 | 0 | 0
NSR Kincaid 1 & 2- NOx Cap Annual v5.13 | 1016 | 5981 | Rate Constraint in MTons | FALSE | L | Annual | Allowances Sold NOX | Thousand Tons | 0 | 0 | 0 | 0 | 0 | 0 | 0
NSR Kincaid 1 & 2- NOx Cap Annual v5.13 | 1016 | 5981 | Rate Constraint in MTons | FALSE | L | Annual | Allowances Banked | Thousand Tons | 0 | 0 | 0 | 0 | 0 | 0 | 0
NSR Kincaid 1 & 2- NOx Cap Annual v5.13 | 1016 | 5981 | Rate Constraint in MTons | FALSE | L | Annual | Allowances Withdrawn (1:1) | Thousand Tons | 0 | 0 | 0 | 0 | 0 | 0 | 0
NSR Kincaid 1 & 2- NOx Cap Annual v5.13 | 1016 | 5981 | Rate Constraint in MTons | FALSE | L | Annual | Allowances Withdrawn (n:1) | Thousand Tons | 0 | 0 | 0 | 0 | 0 | 0 | 0
NSR Kincaid 1 & 2- NOx Cap Annual v5.13 | 1016 | 5981 | Rate Constraint in MTons | FALSE | L | Annual | Net Emissions Allowance Position | Thousand Tons | 2.5366 | 2.6386 | 2.8988 | 2.6386 | 2.9039 | 2.2181 | 2.314
NSR Kincaid 1 & 2- NOx Cap Annual v5.13 | 1016 | 5981 | Rate Constraint in MTons | FALSE | L | Annual | Fuel Consumed | TBtu | 76.1283 | 79.1589 | 86.9647 | 79.1912 | 87.1532 | 66.5703 | 69.449
NSR Kincaid 1 & 2- NOx Cap Annual v5.13 | 1016 | 5981 | Rate Constraint in MTons | FALSE | L | Annual | Rate | lb/MMBtu | 0.06664 | 0.066667 | 0.066667 | 0.06664 | 0.06664 | 0.06664 | 0.06664
NSR Kincaid 1 & 2- NOx Cap Annual v5.13 | 1016 | 5981 | Rate Constraint in MTons | FALSE | L | Annual | Generation | TWh | 7.257 | 7.5518 | 8.2934 | 7.5518 | 8.308 | 6.3492 | 6.6262
NSR Kincaid 1 & 2- NOx Cap Annual v5.13 | 1016 | 5981 | Rate Constraint in MTons | FALSE | L | Annual | Qualifying Generation | TWh | 7.257 | 7.5518 | 8.2934 | 7.5518 | 8.308 | 6.3492 | 6.6262
NSR Kincaid 1 & 2- NOx Cap Annual v5.13 | 1016 | 5981 | Rate Constraint in MTons | FALSE | L | Annual | Rate | lb/MWh | 0.34953 | 0.34941 | 0.34953 | 0.34941 | 0.34953 | 0.34935 | 0.34922
NSR Kincaid 1 & 2- NOx Cap Annual v5.13 | 1016 | 5981 | Rate Constraint in MTons | FALSE | L | Annual | Constraint Shadow Price | US2011$/Ton | 0 | 0 | 0 | 0 | 0 | 0 | 0
NSR Kincaid 1 & 2- NOx Rate Annual v5.13 | 1017 | 5980 | Rate Constraint in lbs/MMBtu | FALSE | L | Annual | Seasons Included | Seasons | Winter, Summer | Winter, Summer | Winter, Summer | Winter, Summer | Winter, Summer | Winter, Summer | Winter, Summer
NSR Kincaid 1 & 2- NOx Rate Annual v5.13 | 1017 | 5980 | Rate Constraint in lbs/MMBtu | FALSE | L | Annual | Standard | lb/MMBtu | 0.08 | 0.08 | 0.08 | 0.08 | 0.08 | 0.08 | 0.08
NSR Kincaid 1 & 2- NOx Rate Annual v5.13 | 1017 | 5980 | Rate Constraint in lbs/MMBtu | FALSE | L | Annual | Emissions at Affected Plants NOX | Thousand Tons | 2.5366 | 2.6386 | 2.8988 | 2.6386 | 2.9039 | 2.2181 | 2.314
NSR Kincaid 1 & 2- NOx Rate Annual v5.13 | 1017 | 5980 | Rate Constraint in lbs/MMBtu | FALSE | L | Annual | Allowances Purchased NOX | Thousand Tons | 0 | 0 | 0 | 0 | 0 | 0 | 0
NSR Kincaid 1 & 2- NOx Rate Annual v5.13 | 1017 | 5980 | Rate Constraint in lbs/MMBtu | FALSE | L | Annual | Allowances Sold NOX | Thousand Tons | 0 | 0 | 0 | 0 | 0 | 0 | 0
NSR Kincaid 1 & 2- NOx Rate Annual v5.13 | 1017 | 5980 | Rate Constraint in lbs/MMBtu | FALSE | L | Annual | Allowances Banked | Thousand Tons | 0 | 0 | 0 | 0 | 0 | 0 | 0
NSR Kincaid 1 & 2- NOx Rate Annual v5.13 | 1017 | 5980 | Rate Constraint in lbs/MMBtu | FALSE | L | Annual | Allowances Withdrawn (1:1) | Thousand Tons | 0 | 0 | 0 | 0 | 0 | 0 | 0
NSR Kincaid 1 & 2- NOx Rate Annual v5.13 | 1017 | 5980 | Rate Constraint in lbs/MMBtu | FALSE | L | Annual | Allowances Withdrawn (n:1) | Thousand Tons | 0 | 0 | 0 | 0 | 0 | 0 | 0
NSR Kincaid 1 & 2- NOx Rate Annual v5.13 | 1017 | 5980 | Rate Constraint in lbs/MMBtu | FALSE | L | Annual | Net Emissions Allowance Position | Thousand Tons | 2.5366 | 2.6386 | 2.8988 | 2.6386 | 2.9039 | 2.2181 | 2.314
NSR Kincaid 1 & 2- NOx Rate Annual v5.13 | 1017 | 5980 | Rate Constraint in lbs/MMBtu | FALSE | L | Annual | Fuel Consumed | TBtu | 76.1283 | 79.1589 | 86.9647 | 79.1912 | 87.1532 | 66.5703 | 69.449
NSR Kincaid 1 & 2- NOx Rate Annual v5.13 | 1017 | 5980 | Rate Constraint in lbs/MMBtu | FALSE | L | Annual | Rate | lb/MMBtu | 0.06664 | 0.066667 | 0.066667 | 0.06664 | 0.06664 | 0.06664 | 0.06664
NSR Kincaid 1 & 2- NOx Rate Annual v5.13 | 1017 | 5980 | Rate Constraint in lbs/MMBtu | FALSE | L | Annual | Generation | TWh | 7.257 | 7.5518 | 8.2934 | 7.5518 | 8.308 | 6.3492 | 6.6262
NSR Kincaid 1 & 2- NOx Rate Annual v5.13 | 1017 | 5980 | Rate Constraint in lbs/MMBtu | FALSE | L | Annual | Qualifying Generation | TWh | 7.257 | 7.5518 | 8.2934 | 7.5518 | 8.308 | 6.3492 | 6.6262
NSR Kincaid 1 & 2- NOx Rate Annual v5.13 | 1017 | 5980 | Rate Constraint in lbs/MMBtu | FALSE | L | Annual | Rate | lb/MWh | 0.34953 | 0.34941 | 0.34953 | 0.34941 | 0.34953 | 0.34935 | 0.34922
NSR Kincaid 1 & 2- NOx Rate Annual v5.13 | 1017 | 5980 | Rate Constraint in lbs/MMBtu | FALSE | L | Annual | Constraint Shadow Price | US2011$/Ton | 0 | 0 | 0 | 0 | 0 | 0 | 0
NSR Kincaid 1 & 2- SO2 Cap Annual v5.13 | 1018 | 5979 | Rate Constraint in MTons | FALSE | L | Annual | Seasons Included | Seasons | Winter, Summer | Winter, Summer | Winter, Summer | Winter, Summer | Winter, Summer | Winter, Summer | Winter, Summer
NSR Kincaid 1 & 2- SO2 Cap Annual v5.13 | 1018 | 5979 | Rate Constraint in MTons | FALSE | L | Annual | Standard | Thousand Tons | 4.4 | 4.4 | 4.4 | 4.4 | 4.4 | 4.4 | 4.4
NSR Kincaid 1 & 2- SO2 Cap Annual v5.13 | 1018 | 5979 | Rate Constraint in MTons | FALSE | L | Annual | Standard SO2 | Thousand Tons | 4.4 | 4.4 | 4.4 | 4.4 | 4.4 | 4.4 | 4.4
NSR Kincaid 1 & 2- SO2 Cap Annual v5.13 | 1018 | 5979 | Rate Constraint in MTons | FALSE | L | Annual | Emissions at Affected Plants SO2 | Thousand Tons | 2.8989 | 3.0156 | 3.3129 | 3.0156 | 3.3188 | 2.535 | 2.6446
NSR Kincaid 1 & 2- SO2 Cap Annual v5.13 | 1018 | 5979 | Rate Constraint in MTons | FALSE | L | Annual | Allowances Purchased SO2 | Thousand Tons | 0 | 0 | 0 | 0 | 0 | 0 | 0
NSR Kincaid 1 & 2- SO2 Cap Annual v5.13 | 1018 | 5979 | Rate Constraint in MTons | FALSE | L | Annual | Allowances Sold SO2 | Thousand Tons | 0 | 0 | 0 | 0 | 0 | 0 | 0
NSR Kincaid 1 & 2- SO2 Cap Annual v5.13 | 1018 | 5979 | Rate Constraint in MTons | FALSE | L | Annual | Allowances Banked | Thousand Tons | 0 | 0 | 0 | 0 | 0 | 0 | 0
NSR Kincaid 1 & 2- SO2 Cap Annual v5.13 | 1018 | 5979 | Rate Constraint in MTons | FALSE | L | Annual | Allowances Withdrawn (1:1) | Thousand Tons | 0 | 0 | 0 | 0 | 0 | 0 | 0
NSR Kincaid 1 & 2- SO2 Cap Annual v5.13 | 1018 | 5979 | Rate Constraint in MTons | FALSE | L | Annual | Allowances Withdrawn (n:1) | Thousand Tons | 0 | 0 | 0 | 0 | 0 | 0 | 0
NSR Kincaid 1 & 2- SO2 Cap Annual v5.13 | 1018 | 5979 | Rate Constraint in MTons | FALSE | L | Annual | Net Emissions Allowance Position | Thousand Tons | 2.8989 | 3.0156 | 3.3129 | 3.0156 | 3.3188 | 2.535 | 2.6446
NSR Kincaid 1 & 2- SO2 Cap Annual v5.13 | 1018 | 5979 | Rate Constraint in MTons | FALSE | L | Annual | Fuel Consumed | TBtu | 76.1283 | 79.1589 | 86.9647 | 79.1912 | 87.1532 | 66.5703 | 69.449
NSR Kincaid 1 & 2- SO2 Cap Annual v5.13 | 1018 | 5979 | Rate Constraint in MTons | FALSE | L | Annual | Rate | lb/MMBtu | 0.076159 | 0.07619 | 0.07619 | 0.076159 | 0.076159 | 0.076159 | 0.076159
NSR Kincaid 1 & 2- SO2 Cap Annual v5.13 | 1018 | 5979 | Rate Constraint in MTons | FALSE | L | Annual | Generation | TWh | 7.257 | 7.5518 | 8.2934 | 7.5518 | 8.308 | 6.3492 | 6.6262
NSR Kincaid 1 & 2- SO2 Cap Annual v5.13 | 1018 | 5979 | Rate Constraint in MTons | FALSE | L | Annual | Qualifying Generation | TWh | 7.257 | 7.5518 | 8.2934 | 7.5518 | 8.308 | 6.3492 | 6.6262
NSR Kincaid 1 & 2- SO2 Cap Annual v5.13 | 1018 | 5979 | Rate Constraint in MTons | FALSE | L | Annual | Rate | lb/MWh | 0.39947 | 0.39932 | 0.39947 | 0.39932 | 0.39947 | 0.39926 | 0.39911
NSR Kincaid 1 & 2- SO2 Cap Annual v5.13 | 1018 | 5979 | Rate Constraint in MTons | FALSE | L | Annual | Constraint Shadow Price | US2011$/Ton | 0 | 0 | 0 | 0 | 0 | 0 | 0
NSR Kincaid 1 & 2- SO2 Rate Annual v5.13 | 1019 | 5978 | Rate Constraint in lbs/MMBtu | FALSE | L | Annual | Seasons Included | Seasons | Winter, Summer | Winter, Summer | Winter, Summer | Winter, Summer | Winter, Summer | Winter, Summer | Winter, Summer
NSR Kincaid 1 & 2- SO2 Rate Annual v5.13 | 1019 | 5978 | Rate Constraint in lbs/MMBtu | FALSE | L | Annual | Standard | lb/MMBtu | 0.1 | 0.1 | 0.1 | 0.1 | 0.1 | 0.1 | 0.1
NSR Kincaid 1 & 2- SO2 Rate Annual v5.13 | 1019 | 5978 | Rate Constraint in lbs/MMBtu | FALSE | L | Annual | Emissions at Affected Plants SO2 | Thousand Tons | 2.8989 | 3.0156 | 3.3129 | 3.0156 | 3.3188 | 2.535 | 2.6446
NSR Kincaid 1 & 2- SO2 Rate Annual v5.13 | 1019 | 5978 | Rate Constraint in lbs/MMBtu | FALSE | L | Annual | Allowances Purchased SO2 | Thousand Tons | 0 | 0 | 0 | 0 | 0 | 0 | 0
NSR Kincaid 1 & 2- SO2 Rate Annual v5.13 | 1019 | 5978 | Rate Constraint in lbs/MMBtu | FALSE | L | Annual | Allowances Sold SO2 | Thousand Tons | 0 | 0 | 0 | 0 | 0 | 0 | 0
NSR Kincaid 1 & 2- SO2 Rate Annual v5.13 | 1019 | 5978 | Rate Constraint in lbs/MMBtu | FALSE | L | Annual | Allowances Banked | Thousand Tons | 0 | 0 | 0 | 0 | 0 | 0 | 0
NSR Kincaid 1 & 2- SO2 Rate Annual v5.13 | 1019 | 5978 | Rate Constraint in lbs/MMBtu | FALSE | L | Annual | Allowances Withdrawn (1:1) | Thousand Tons | 0 | 0 | 0 | 0 | 0 | 0 | 0
NSR Kincaid 1 & 2- SO2 Rate Annual v5.13 | 1019 | 5978 | Rate Constraint in lbs/MMBtu | FALSE | L | Annual | Allowances Withdrawn (n:1) | Thousand Tons | 0 | 0 | 0 | 0 | 0 | 0 | 0
NSR Kincaid 1 & 2- SO2 Rate Annual v5.13 | 1019 | 5978 | Rate Constraint in lbs/MMBtu | FALSE | L | Annual | Net Emissions Allowance Position | Thousand Tons | 2.8989 | 3.0156 | 3.3129 | 3.0156 | 3.3188 | 2.535 | 2.6446
NSR Kincaid 1 & 2- SO2 Rate Annual v5.13 | 1019 | 5978 | Rate Constraint in lbs/MMBtu | FALSE | L | Annual | Fuel Consumed | TBtu | 76.1283 | 79.1589 | 86.9647 | 79.1912 | 87.1532 | 66.5703 | 69.449
NSR Kincaid 1 & 2- SO2 Rate Annual v5.13 | 1019 | 5978 | Rate Constraint in lbs/MMBtu | FALSE | L | Annual | Rate | lb/MMBtu | 0.076159 | 0.07619 | 0.07619 | 0.076159 | 0.076159 | 0.076159 | 0.076159
NSR Kincaid 1 & 2- SO2 Rate Annual v5.13 | 1019 | 5978 | Rate Constraint in lbs/MMBtu | FALSE | L | Annual | Generation | TWh | 7.257 | 7.5518 | 8.2934 | 7.5518 | 8.308 | 6.3492 | 6.6262
NSR Kincaid 1 & 2- SO2 Rate Annual v5.13 | 1019 | 5978 | Rate Constraint in lbs/MMBtu | FALSE | L | Annual | Qualifying Generation | TWh | 7.257 | 7.5518 | 8.2934 | 7.5518 | 8.308 | 6.3492 | 6.6262
NSR Kincaid 1 & 2- SO2 Rate Annual v5.13 | 1019 | 5978 | Rate Constraint in lbs/MMBtu | FALSE | L | Annual | Rate | lb/MWh | 0.39947 | 0.39932 | 0.39947 | 0.39932 | 0.39947 | 0.39926 | 0.39911
NSR Kincaid 1 & 2- SO2 Rate Annual v5.13 | 1019 | 5978 | Rate Constraint in lbs/MMBtu | FALSE | L | Annual | Constraint Shadow Price | US2011$/Ton | 0 | 0 | 0 | 0 | 0 | 0 | 0
NSR KU Brown Unit 3 - SO2 Cap Annual v3.1 | 1020 | 2113 | Rate Constraint in MTons | FALSE | L | Annual | Seasons Included | Seasons | Winter, Summer | Winter, Summer | Winter, Summer | Winter, Summer | Winter, Summer | Winter, Summer | Winter, Summer
NSR KU Brown Unit 3 - SO2 Cap Annual v3.1 | 1020 | 2113 | Rate Constraint in MTons | FALSE | L | Annual | Standard | Thousand Tons | 2.3 | 2.3 | 2.3 | 2.3 | 2.3 | 2.3 | 2.3
NSR KU Brown Unit 3 - SO2 Cap Annual v3.1 | 1020 | 2113 | Rate Constraint in MTons | FALSE | L | Annual | Standard SO2 | Thousand Tons | 2.3 | 2.3 | 2.3 | 2.3 | 2.3 | 2.3 | 2.3
NSR KU Brown Unit 3 - SO2 Cap Annual v3.1 | 1020 | 2113 | Rate Constraint in MTons | FALSE | L | Annual | Emissions at Affected Plants SO2 | Thousand Tons | 0 | 0 | 0 | 0 | 0 | 0 | 0
NSR KU Brown Unit 3 - SO2 Cap Annual v3.1 | 1020 | 2113 | Rate Constraint in MTons | FALSE | L | Annual | Allowances Purchased SO2 | Thousand Tons | 0 | 0 | 0 | 0 | 0 | 0 | 0
NSR KU Brown Unit 3 - SO2 Cap Annual v3.1 | 1020 | 2113 | Rate Constraint in MTons | FALSE | L | Annual | Allowances Sold SO2 | Thousand Tons | 0 | 0 | 0 | 0 | 0 | 0 | 0
NSR KU Brown Unit 3 - SO2 Cap Annual v3.1 | 1020 | 2113 | Rate Constraint in MTons | FALSE | L | Annual | Allowances Banked | Thousand Tons | 0 | 0 | 0 | 0 | 0 | 0 | 0
NSR KU Brown Unit 3 - SO2 Cap Annual v3.1 | 1020 | 2113 | Rate Constraint in MTons | FALSE | L | Annual | Allowances Withdrawn (1:1) | Thousand Tons | 0 | 0 | 0 | 0 | 0 | 0 | 0
NSR KU Brown Unit 3 - SO2 Cap Annual v3.1 | 1020 | 2113 | Rate Constraint in MTons | FALSE | L | Annual | Allowances Withdrawn (n:1) | Thousand Tons | 0 | 0 | 0 | 0 | 0 | 0 | 0
NSR KU Brown Unit 3 - SO2 Cap Annual v3.1 | 1020 | 2113 | Rate Constraint in MTons | FALSE | L | Annual | Net Emissions Allowance Position | Thousand Tons | 0 | 0 | 0 | 0 | 0 | 0 | 0
NSR KU Brown Unit 3 - SO2 Cap Annual v3.1 | 1020 | 2113 | Rate Constraint in MTons | FALSE | L | Annual | Fuel Consumed | TBtu | 0 | 0 | 0 | 0 | 0 | 0 | 0
NSR KU Brown Unit 3 - SO2 Cap Annual v3.1 | 1020 | 2113 | Rate Constraint in MTons | FALSE | L | Annual | Rate | lb/MMBtu | 0 | 0 | 0 | 0 | 0 | 0 | 0
NSR KU Brown Unit 3 - SO2 Cap Annual v3.1 | 1020 | 2113 | Rate Constraint in MTons | FALSE | L | Annual | Generation | TWh | 0 | 0 | 0 | 0 | 0 | 0 | 0
NSR KU Brown Unit 3 - SO2 Cap Annual v3.1 | 1020 | 2113 | Rate Constraint in MTons | FALSE | L | Annual | Qualifying Generation | TWh | 0 | 0 | 0 | 0 | 0 | 0 | 0
NSR KU Brown Unit 3 - SO2 Cap Annual v3.1 | 1020 | 2113 | Rate Constraint in MTons | FALSE | L | Annual | Rate | lb/MWh | 0 | 0 | 0 | 0 | 0 | 0 | 0
NSR KU Brown Unit 3 - SO2 Cap Annual v3.1 | 1020 | 2113 | Rate Constraint in MTons | FALSE | L | Annual | Constraint Shadow Price | US2011$/Ton | 0 | 0 | 0 | 0 | 0 | 0 | 0
NSR KU Brown Unit 3 - SO2 Rate Annual v3.1 | 1021 | 2114 | Rate Constraint in lbs/MMBtu | FALSE | L | Annual | Seasons Included | Seasons | Winter, Summer | Winter, Summer | Winter, Summer | Winter, Summer | Winter, Summer | Winter, Summer | Winter, Summer
NSR KU Brown Unit 3 - SO2 Rate Annual v3.1 | 1021 | 2114 | Rate Constraint in lbs/MMBtu | FALSE | L | Annual | Standard | lb/MMBtu | 0.1 | 0.1 | 0.1 | 0.1 | 0.1 | 0.1 | 0.1
NSR KU Brown Unit 3 - SO2 Rate Annual v3.1 | 1021 | 2114 | Rate Constraint in lbs/MMBtu | FALSE | L | Annual | Emissions at Affected Plants SO2 | Thousand Tons | 0 | 0 | 0 | 0 | 0 | 0 | 0
NSR KU Brown Unit 3 - SO2 Rate Annual v3.1 | 1021 | 2114 | Rate Constraint in lbs/MMBtu | FALSE | L | Annual | Allowances Purchased SO2 | Thousand Tons | 0 | 0 | 0 | 0 | 0 | 0 | 0
NSR KU Brown Unit 3 - SO2 Rate Annual v3.1 | 1021 | 2114 | Rate Constraint in lbs/MMBtu | FALSE | L | Annual | Allowances Sold SO2 | Thousand Tons | 0 | 0 | 0 | 0 | 0 | 0 | 0
NSR KU Brown Unit 3 - SO2 Rate Annual v3.1 | 1021 | 2114 | Rate Constraint in lbs/MMBtu | FALSE | L | Annual | Allowances Banked | Thousand Tons | 0 | 0 | 0 | 0 | 0 | 0 | 0
NSR KU Brown Unit 3 - SO2 Rate Annual v3.1 | 1021 | 2114 | Rate Constraint in lbs/MMBtu | FALSE | L | Annual | Allowances Withdrawn (1:1) | Thousand Tons | 0 | 0 | 0 | 0 | 0 | 0 | 0
NSR KU Brown Unit 3 - SO2 Rate Annual v3.1 | 1021 | 2114 | Rate Constraint in lbs/MMBtu | FALSE | L | Annual | Allowances Withdrawn (n:1) | Thousand Tons | 0 | 0 | 0 | 0 | 0 | 0 | 0
NSR KU Brown Unit 3 - SO2 Rate Annual v3.1 | 1021 | 2114 | Rate Constraint in lbs/MMBtu | FALSE | L | Annual | Net Emissions Allowance Position | Thousand Tons | 0 | 0 | 0 | 0 | 0 | 0 | 0
NSR KU Brown Unit 3 - SO2 Rate Annual v3.1 | 1021 | 2114 | Rate Constraint in lbs/MMBtu | FALSE | L | Annual | Fuel Consumed | TBtu | 0 | 0 | 0 | 0 | 0 | 0 | 0
NSR KU Brown Unit 3 - SO2 Rate Annual v3.1 | 1021 | 2114 | Rate Constraint in lbs/MMBtu | FALSE | L | Annual | Rate | lb/MMBtu | 0 | 0 | 0 | 0 | 0 | 0 | 0
NSR KU Brown Unit 3 - SO2 Rate Annual v3.1 | 1021 | 2114 | Rate Constraint in lbs/MMBtu | FALSE | L | Annual | Generation | TWh | 0 | 0 | 0 | 0 | 0 | 0 | 0
NSR KU Brown Unit 3 - SO2 Rate Annual v3.1 | 1021 | 2114 | Rate Constraint in lbs/MMBtu | FALSE | L | Annual | Qualifying Generation | TWh | 0 | 0 | 0 | 0 | 0 | 0 | 0
NSR KU Brown Unit 3 - SO2 Rate Annual v3.1 | 1021 | 2114 | Rate Constraint in lbs/MMBtu | FALSE | L | Annual | Rate | lb/MWh | 0 | 0 | 0 | 0 | 0 | 0 | 0
NSR KU Brown Unit 3 - SO2 Rate Annual v3.1 | 1021 | 2114 | Rate Constraint in lbs/MMBtu | FALSE | L | Annual | Constraint Shadow Price | US2011$/Ton | 0 | 8.6168 | 0 | 0 | 0 | 0 | 0
NSR Laskin 1,2 - NOX Rate Annual v5.14 | 1022 | 6138 | Rate Constraint in lbs/MMBtu | FALSE | L | Annual | Seasons Included | Seasons | Winter, Summer | Winter, Summer | Winter, Summer | Winter, Summer | Winter, Summer | Winter, Summer | Winter, Summer
NSR Laskin 1,2 - NOX Rate Annual v5.14 | 1022 | 6138 | Rate Constraint in lbs/MMBtu | FALSE | L | Annual | Standard | lb/MMBtu | 0.19 | 0.19 | 0.19 | 0.19 | 0.19 | 0.19 | 0.19
NSR Laskin 1,2 - NOX Rate Annual v5.14 | 1022 | 6138 | Rate Constraint in lbs/MMBtu | FALSE | L | Annual | Emissions at Affected Plants NOX | Thousand Tons | 0 | 0 | 0 | 0 | 0 | 0 | 0
NSR Laskin 1,2 - NOX Rate Annual v5.14 | 1022 | 6138 | Rate Constraint in lbs/MMBtu | FALSE | L | Annual | Allowances Purchased NOX | Thousand Tons | 0 | 0 | 0 | 0 | 0 | 0 | 0
NSR Laskin 1,2 - NOX Rate Annual v5.14 | 1022 | 6138 | Rate Constraint in lbs/MMBtu | FALSE | L | Annual | Allowances Sold NOX | Thousand Tons | 0 | 0 | 0 | 0 | 0 | 0 | 0
NSR Laskin 1,2 - NOX Rate Annual v5.14 | 1022 | 6138 | Rate Constraint in lbs/MMBtu | FALSE | L | Annual | Allowances Banked | Thousand Tons | 0 | 0 | 0 | 0 | 0 | 0 | 0
NSR Laskin 1,2 - NOX Rate Annual v5.14 | 1022 | 6138 | Rate Constraint in lbs/MMBtu | FALSE | L | Annual | Allowances Withdrawn (1:1) | Thousand Tons | 0 | 0 | 0 | 0 | 0 | 0 | 0
NSR Laskin 1,2 - NOX Rate Annual v5.14 | 1022 | 6138 | Rate Constraint in lbs/MMBtu | FALSE | L | Annual | Allowances Withdrawn (n:1) | Thousand Tons | 0 | 0 | 0 | 0 | 0 | 0 | 0
NSR Laskin 1,2 - NOX Rate Annual v5.14 | 1022 | 6138 | Rate Constraint in lbs/MMBtu | FALSE | L | Annual | Net Emissions Allowance Position | Thousand Tons | 0 | 0 | 0 | 0 | 0 | 0 | 0
NSR Laskin 1,2 - NOX Rate Annual v5.14 | 1022 | 6138 | Rate Constraint in lbs/MMBtu | FALSE | L | Annual | Fuel Consumed | TBtu | 0 | 0 | 0 | 0 | 0 | 0 | 0
NSR Laskin 1,2 - NOX Rate Annual v5.14 | 1022 | 6138 | Rate Constraint in lbs/MMBtu | FALSE | L | Annual | Rate | lb/MMBtu | 0 | 0 | 0 | 0 | 0 | 0 | 0
NSR Laskin 1,2 - NOX Rate Annual v5.14 | 1022 | 6138 | Rate Constraint in lbs/MMBtu | FALSE | L | Annual | Generation | TWh | 0 | 0 | 0 | 0 | 0 | 0 | 0
NSR Laskin 1,2 - NOX Rate Annual v5.14 | 1022 | 6138 | Rate Constraint in lbs/MMBtu | FALSE | L | Annual | Qualifying Generation | TWh | 0 | 0 | 0 | 0 | 0 | 0 | 0
NSR Laskin 1,2 - NOX Rate Annual v5.14 | 1022 | 6138 | Rate Constraint in lbs/MMBtu | FALSE | L | Annual | Rate | lb/MWh | 0 | 0 | 0 | 0 | 0 | 0 | 0
NSR Laskin 1,2 - NOX Rate Annual v5.14 | 1022 | 6138 | Rate Constraint in lbs/MMBtu | FALSE | L | Annual | Constraint Shadow Price | US2011$/Ton | 0 | 0 | 0 | 0 | 0 | 0 | 0
NSR Laskin 1,2 - SO2 Rate Annual v5.14 | 1023 | 6137 | Rate Constraint in lbs/MMBtu | FALSE | L | Annual | Seasons Included | Seasons | Winter, Summer | Winter, Summer | Winter, Summer | Winter, Summer | Winter, Summer | Winter, Summer | Winter, Summer
NSR Laskin 1,2 - SO2 Rate Annual v5.14 | 1023 | 6137 | Rate Constraint in lbs/MMBtu | FALSE | L | Annual | Standard | lb/MMBtu | 0.2 | 0.2 | 0.2 | 0.2 | 0.2 | 0.2 | 0.2
NSR Laskin 1,2 - SO2 Rate Annual v5.14 | 1023 | 6137 | Rate Constraint in lbs/MMBtu | FALSE | L | Annual | Emissions at Affected Plants SO2 | Thousand Tons | 0 | 0 | 0 | 0 | 0 | 0 | 0
NSR Laskin 1,2 - SO2 Rate Annual v5.14 | 1023 | 6137 | Rate Constraint in lbs/MMBtu | FALSE | L | Annual | Allowances Purchased SO2 | Thousand Tons | 0 | 0 | 0 | 0 | 0 | 0 | 0
NSR Laskin 1,2 - SO2 Rate Annual v5.14 | 1023 | 6137 | Rate Constraint in lbs/MMBtu | FALSE | L | Annual | Allowances Sold SO2 | Thousand Tons | 0 | 0 | 0 | 0 | 0 | 0 | 0
NSR Laskin 1,2 - SO2 Rate Annual v5.14 | 1023 | 6137 | Rate Constraint in lbs/MMBtu | FALSE | L | Annual | Allowances Banked | Thousand Tons | 0 | 0 | 0 | 0 | 0 | 0 | 0
NSR Laskin 1,2 - SO2 Rate Annual v5.14 | 1023 | 6137 | Rate Constraint in lbs/MMBtu | FALSE | L | Annual | Allowances Withdrawn (1:1) | Thousand Tons | 0 | 0 | 0 | 0 | 0 | 0 | 0
NSR Laskin 1,2 - SO2 Rate Annual v5.14 | 1023 | 6137 | Rate Constraint in lbs/MMBtu | FALSE | L | Annual | Allowances Withdrawn (n:1) | Thousand Tons | 0 | 0 | 0 | 0 | 0 | 0 | 0
NSR Laskin 1,2 - SO2 Rate Annual v5.14 | 1023 | 6137 | Rate Constraint in lbs/MMBtu | FALSE | L | Annual | Net Emissions Allowance Position | Thousand Tons | 0 | 0 | 0 | 0 | 0 | 0 | 0
NSR Laskin 1,2 - SO2 Rate Annual v5.14 | 1023 | 6137 | Rate Constraint in lbs/MMBtu | FALSE | L | Annual | Fuel Consumed | TBtu | 0 | 0 | 0 | 0 | 0 | 0 | 0
NSR Laskin 1,2 - SO2 Rate Annual v5.14 | 1023 | 6137 | Rate Constraint in lbs/MMBtu | FALSE | L | Annual | Rate | lb/MMBtu | 0 | 0 | 0 | 0 | 0 | 0 | 0
NSR Laskin 1,2 - SO2 Rate Annual v5.14 | 1023 | 6137 | Rate Constraint in lbs/MMBtu | FALSE | L | Annual | Generation | TWh | 0 | 0 | 0 | 0 | 0 | 0 | 0
NSR Laskin 1,2 - SO2 Rate Annual v5.14 | 1023 | 6137 | Rate Constraint in lbs/MMBtu | FALSE | L | Annual | Qualifying Generation | TWh | 0 | 0 | 0 | 0 | 0 | 0 | 0
NSR Laskin 1,2 - SO2 Rate Annual v5.14 | 1023 | 6137 | Rate Constraint in lbs/MMBtu | FALSE | L | Annual | Rate | lb/MWh | 0 | 0 | 0 | 0 | 0 | 0 | 0
NSR Laskin 1,2 - SO2 Rate Annual v5.14 | 1023 | 6137 | Rate Constraint in lbs/MMBtu | FALSE | L | Annual | Constraint Shadow Price | US2011$/Ton | 0 | 0 | 36.73 | 0 | 0 | 0 | 0
NSR Level Baldwin 3 - NOX Rate Annual v3.1, Unit 4279 and retrofits | 1024 | 1862 | Rate Constraint in lbs/MMBtu | FALSE | L | Annual | Seasons Included | Seasons | Winter, Summer | Winter, Summer | Winter, Summer | Winter, Summer | Winter, Summer | Winter, Summer | Winter, Summer
NSR Level Baldwin 3 - NOX Rate Annual v3.1, Unit 4279 and retrofits | 1024 | 1862 | Rate Constraint in lbs/MMBtu | FALSE | L | Annual | Standard | lb/MMBtu | 0.1 | 0.1 | 0.1 | 0.1 | 0.1 | 0.1 | 0.1
NSR Level Baldwin 3 - NOX Rate Annual v3.1, Unit 4279 and retrofits | 1024 | 1862 | Rate Constraint in lbs/MMBtu | FALSE | L | Annual | Emissions at Affected Plants NOX | Thousand Tons | 1.121 | 1.121 | 1.121 | 1.121 | 1.121 | 1.0763 | 1.0418
NSR Level Baldwin 3 - NOX Rate Annual v3.1, Unit 4279 and retrofits | 1024 | 1862 | Rate Constraint in lbs/MMBtu | FALSE | L | Annual | Allowances Purchased NOX | Thousand Tons | 0 | 0 | 0 | 0 | 0 | 0 | 0
NSR Level Baldwin 3 - NOX Rate Annual v3.1, Unit 4279 and retrofits | 1024 | 1862 | Rate Constraint in lbs/MMBtu | FALSE | L | Annual | Allowances Sold NOX | Thousand Tons | 0 | 0 | 0 | 0 | 0 | 0 | 0
NSR Level Baldwin 3 - NOX Rate Annual v3.1, Unit 4279 and retrofits | 1024 | 1862 | Rate Constraint in lbs/MMBtu | FALSE | L | Annual | Allowances Banked | Thousand Tons | 0 | 0 | 0 | 0 | 0 | 0 | 0
NSR Level Baldwin 3 - NOX Rate Annual v3.1, Unit 4279 and retrofits | 1024 | 1862 | Rate Constraint in lbs/MMBtu | FALSE | L | Annual | Allowances Withdrawn (1:1) | Thousand Tons | 0 | 0 | 0 | 0 | 0 | 0 | 0
NSR Level Baldwin 3 - NOX Rate Annual v3.1, Unit 4279 and retrofits | 1024 | 1862 | Rate Constraint in lbs/MMBtu | FALSE | L | Annual | Allowances Withdrawn (n:1) | Thousand Tons | 0 | 0 | 0 | 0 | 0 | 0 | 0
NSR Level Baldwin 3 - NOX Rate Annual v3.1, Unit 4279 and retrofits | 1024 | 1862 | Rate Constraint in lbs/MMBtu | FALSE | L | Annual | Net Emissions Allowance Position | Thousand Tons | 1.121 | 1.121 | 1.121 | 1.121 | 1.121 | 1.0763 | 1.0418
NSR Level Baldwin 3 - NOX Rate Annual v3.1, Unit 4279 and retrofits | 1024 | 1862 | Rate Constraint in lbs/MMBtu | FALSE | L | Annual | Fuel Consumed | TBtu | 44.8488 | 44.7777 | 44.8488 | 44.8488 | 44.8488 | 43.0591 | 41.6754
NSR Level Baldwin 3 - NOX Rate Annual v3.1, Unit 4279 and retrofits | 1024 | 1862 | Rate Constraint in lbs/MMBtu | FALSE | L | Annual | Rate | lb/MMBtu | 0.04999 | 0.050069 | 0.04999 | 0.04999 | 0.04999 | 0.049993 | 0.049995
NSR Level Baldwin 3 - NOX Rate Annual v3.1, Unit 4279 and retrofits | 1024 | 1862 | Rate Constraint in lbs/MMBtu | FALSE | L | Annual | Generation | TWh | 4.4076 | 4.4076 | 4.4076 | 4.4076 | 4.4076 | 4.2317 | 4.0957
NSR Level Baldwin 3 - NOX Rate Annual v3.1, Unit 4279 and retrofits | 1024 | 1862 | Rate Constraint in lbs/MMBtu | FALSE | L | Annual | Qualifying Generation | TWh | 4.4076 | 4.4076 | 4.4076 | 4.4076 | 4.4076 | 4.2317 | 4.0957
NSR Level Baldwin 3 - NOX Rate Annual v3.1, Unit 4279 and retrofits | 1024 | 1862 | Rate Constraint in lbs/MMBtu | FALSE | L | Annual | Rate | lb/MWh | 0.25433 | 0.25433 | 0.25433 | 0.25433 | 0.25433 | 0.25435 | 0.25436
NSR Level Baldwin 3 - NOX Rate Annual v3.1, Unit 4279 and retrofits | 1024 | 1862 | Rate Constraint in lbs/MMBtu | FALSE | L | Annual | Constraint Shadow Price | US2011$/Ton | 0 | 0 | 0 | 0 | 0 | 0 | 0
NSR Level Havana 9 - SO2 Rate Annual v3.1, Unit 4238 and retrofits | 1025 | 1868 | Rate Constraint in lbs/MMBtu | FALSE | L | Annual | Seasons Included | Seasons | Winter, Summer | Winter, Summer | Winter, Summer | Winter, Summer | Winter, Summer | Winter, Summer | Winter, Summer
NSR Level Havana 9 - SO2 Rate Annual v3.1, Unit 4238 and retrofits | 1025 | 1868 | Rate Constraint in lbs/MMBtu | FALSE | L | Annual | Standard | lb/MMBtu | 0.1 | 0.1 | 0.1 | 0.1 | 0.1 | 0.1 | 0.1
NSR Level Havana 9 - SO2 Rate Annual v3.1, Unit 4238 and retrofits | 1025 | 1868 | Rate Constraint in lbs/MMBtu | FALSE | L | Annual | Emissions at Affected Plants SO2 | Thousand Tons | 1.0632 | 0.90178 | 0.92874 | 0.83818 | 1.0632 | 0.76728 | 0.76728
NSR Level Havana 9 - SO2 Rate Annual v3.1, Unit 4238 and retrofits | 1025 | 1868 | Rate Constraint in lbs/MMBtu | FALSE | L | Annual | Allowances Purchased SO2 | Thousand Tons | 0 | 0 | 0 | 0 | 0 | 0 | 0
NSR Level Havana 9 - SO2 Rate Annual v3.1, Unit 4238 and retrofits | 1025 | 1868 | Rate Constraint in lbs/MMBtu | FALSE | L | Annual | Allowances Sold SO2 | Thousand Tons | 0 | 0 | 0 | 0 | 0 | 0 | 0
NSR Level Havana 9 - SO2 Rate Annual v3.1, Unit 4238 and retrofits | 1025 | 1868 | Rate Constraint in lbs/MMBtu | FALSE | L | Annual | Allowances Banked | Thousand Tons | 0 | 0 | 0 | 0 | 0 | 0 | 0
NSR Level Havana 9 - SO2 Rate Annual v3.1, Unit 4238 and retrofits | 1025 | 1868 | Rate Constraint in lbs/MMBtu | FALSE | L | Annual | Allowances Withdrawn (1:1) | Thousand Tons | 0 | 0 | 0 | 0 | 0 | 0 | 0
NSR Level Havana 9 - SO2 Rate Annual v3.1, Unit 4238 and retrofits | 1025 | 1868 | Rate Constraint in lbs/MMBtu | FALSE | L | Annual | Allowances Withdrawn (n:1) | Thousand Tons | 0 | 0 | 0 | 0 | 0 | 0 | 0
NSR Level Havana 9 - SO2 Rate Annual v3.1, Unit 4238 and retrofits | 1025 | 1868 | Rate Constraint in lbs/MMBtu | FALSE | L | Annual | Net Emissions Allowance Position | Thousand Tons | 1.0632 | 0.90178 | 0.92874 | 0.83818 | 1.0632 | 0.76728 | 0.76728
NSR Level Havana 9 - SO2 Rate Annual v3.1, Unit 4238 and retrofits | 1025 | 1868 | Rate Constraint in lbs/MMBtu | FALSE | L | Annual | Fuel Consumed | TBtu | 35.6432 | 30.0594 | 31.1344 | 28.0985 | 35.6432 | 25.7217 | 25.7217
NSR Level Havana 9 - SO2 Rate Annual v3.1, Unit 4238 and retrofits | 1025 | 1868 | Rate Constraint in lbs/MMBtu | FALSE | L | Annual | Rate | lb/MMBtu | 0.05966 | 0.06 | 0.05966 | 0.05966 | 0.05966 | 0.05966 | 0.05966
NSR Level Havana 9 - SO2 Rate Annual v3.1, Unit 4238 and retrofits | 1025 | 1868 | Rate Constraint in lbs/MMBtu | FALSE | L | Annual | Generation | TWh | 3.0635 | 2.5983 | 2.676 | 2.415 | 3.0635 | 2.2107 | 2.2107
NSR Level Havana 9 - SO2 Rate Annual v3.1, Unit 4238 and retrofits | 1025 | 1868 | Rate Constraint in lbs/MMBtu | FALSE | L | Annual | Qualifying Generation | TWh | 3.0635 | 2.5983 | 2.676 | 2.415 | 3.0635 | 2.2107 | 2.2107
NSR Level Havana 9 - SO2 Rate Annual v3.1, Unit 4238 and retrofits | 1025 | 1868 | Rate Constraint in lbs/MMBtu | FALSE | L | Annual | Rate | lb/MWh | 0.34707 | 0.34707 | 0.34707 | 0.34707 | 0.34707 | 0.34707 | 0.34707
NSR Level Havana 9 - SO2 Rate Annual v3.1, Unit 4238 and retrofits | 1025 | 1868 | Rate Constraint in lbs/MMBtu | FALSE | L | Annual | Constraint Shadow Price | US2011$/Ton | 0 | 0 | 0 | 0 | 0 | 0 | 0
NSR Level Hudson 2 - NOX Rate Annual v3.1, Unit 4241 and retrofits | 1026 | 1945 | Rate Constraint in lbs/MMBtu | FALSE | L | Annual | Seasons Included | Seasons | Winter, Summer | Winter, Summer | Winter, Summer | Winter, Summer | Winter, Summer | Winter, Summer | Winter, Summer
NSR Level Hudson 2 - NOX Rate Annual v3.1, Unit 4241 and retrofits | 1026 | 1945 | Rate Constraint in lbs/MMBtu | FALSE | L | Annual | Standard | lb/MMBtu | 0.1 | 0.1 | 0.1 | 0.1 | 0.1 | 0.1 | 0.1
NSR Level Hudson 2 - NOX Rate Annual v3.1, Unit 4241 and retrofits | 1026 | 1945 | Rate Constraint in lbs/MMBtu | FALSE | L | Annual | Emissions at Affected Plants NOX | Thousand Tons | 0 | 0 | 0 | 0 | 0 | 0 | 0
NSR Level Hudson 2 - NOX Rate Annual v3.1, Unit 4241 and retrofits | 1026 | 1945 | Rate Constraint in lbs/MMBtu | FALSE | L | Annual | Allowances Purchased NOX | Thousand Tons | 0 | 0 | 0 | 0 | 0 | 0 | 0
NSR Level Hudson 2 - NOX Rate Annual v3.1, Unit 4241 and retrofits | 1026 | 1945 | Rate Constraint in lbs/MMBtu | FALSE | L | Annual | Allowances Sold NOX | Thousand Tons | 0 | 0 | 0 | 0 | 0 | 0 | 0
NSR Level Hudson 2 - NOX Rate Annual v3.1, Unit 4241 and retrofits | 1026 | 1945 | Rate Constraint in lbs/MMBtu | FALSE | L | Annual | Allowances Banked | Thousand Tons | 0 | 0 | 0 | 0 | 0 | 0 | 0
NSR Level Hudson 2 - NOX Rate Annual v3.1, Unit 4241 and retrofits | 1026 | 1945 | Rate Constraint in lbs/MMBtu | FALSE | L | Annual | Allowances Withdrawn (1:1) | Thousand Tons | 0 | 0 | 0 | 0 | 0 | 0 | 0
NSR Level Hudson 2 - NOX Rate Annual v3.1, Unit 4241 and retrofits | 1026 | 1945 | Rate Constraint in lbs/MMBtu | FALSE | L | Annual | Allowances Withdrawn (n:1) | Thousand Tons | 0 | 0 | 0 | 0 | 0 | 0 | 0
NSR Level Hudson 2 - NOX Rate Annual v3.1, Unit 4241 and retrofits | 1026 | 1945 | Rate Constraint in lbs/MMBtu | FALSE | L | Annual | Net Emissions Allowance Position | Thousand Tons | 0 | 0 | 0 | 0 | 0 | 0 | 0
NSR Level Hudson 2 - NOX Rate Annual v3.1, Unit 4241 and retrofits | 1026 | 1945 | Rate Constraint in lbs/MMBtu | FALSE | L | Annual | Fuel Consumed | TBtu | 0 | 0 | 0 | 0 | 0 | 0 | 0
NSR Level Hudson 2 - NOX Rate Annual v3.1, Unit 4241 and retrofits | 1026 | 1945 | Rate Constraint in lbs/MMBtu | FALSE | L | Annual | Rate | lb/MMBtu | 0 | 0 | 0 | 0 | 0 | 0 | 0
NSR Level Hudson 2 - NOX Rate Annual v3.1, Unit 4241 and retrofits | 1026 | 1945 | Rate Constraint in lbs/MMBtu | FALSE | L | Annual | Generation | TWh | 0 | 0 | 0 | 0 | 0 | 0 | 0
NSR Level Hudson 2 - NOX Rate Annual v3.1, Unit 4241 and retrofits | 1026 | 1945 | Rate Constraint in lbs/MMBtu | FALSE | L | Annual | Qualifying Generation | TWh | 0 | 0 | 0 | 0 | 0 | 0 | 0
NSR Level Hudson 2 - NOX Rate Annual v3.1, Unit 4241 and retrofits | 1026 | 1945 | Rate Constraint in lbs/MMBtu | FALSE | L | Annual | Rate | lb/MWh | 0 | 0 | 0 | 0 | 0 | 0 | 0
NSR Level Hudson 2 - NOX Rate Annual v3.1, Unit 4241 and retrofits | 1026 | 1945 | Rate Constraint in lbs/MMBtu | FALSE | L | Annual | Constraint Shadow Price | US2011$/Ton | 0 | 0 | 0 | 0 | 0 | 0 | 0
NSR Level Hudson 2 - SO2 Rate Annual v3.1, Unit 4241 and retrofits | 1027 | 1870 | Rate Constraint in lbs/MMBtu | FALSE | L | Annual | Seasons Included | Seasons | Winter, Summer | Winter, Summer | Winter, Summer | Winter, Summer | Winter, Summer | Winter, Summer | Winter, Summer
NSR Level Hudson 2 - SO2 Rate Annual v3.1, Unit 4241 and retrofits | 1027 | 1870 | Rate Constraint in lbs/MMBtu | FALSE | L | Annual | Standard | lb/MMBtu | 0.15 | 0.15 | 0.15 | 0.15 | 0.15 | 0.15 | 0.15
NSR Level Hudson 2 - SO2 Rate Annual v3.1, Unit 4241 and retrofits | 1027 | 1870 | Rate Constraint in lbs/MMBtu | FALSE | L | Annual | Emissions at Affected Plants SO2 | Thousand Tons | 0 | 0 | 0 | 0 | 0 | 0 | 0
NSR Level Hudson 2 - SO2 Rate Annual v3.1, Unit 4241 and retrofits | 1027 | 1870 | Rate Constraint in lbs/MMBtu | FALSE | L | Annual | Allowances Purchased SO2 | Thousand Tons | 0 | 0 | 0 | 0 | 0 | 0 | 0
NSR Level Hudson 2 - SO2 Rate Annual v3.1, Unit 4241 and retrofits | 1027 | 1870 | Rate Constraint in lbs/MMBtu | FALSE | L | Annual | Allowances Sold SO2 | Thousand Tons | 0 | 0 | 0 | 0 | 0 | 0 | 0
NSR Level Hudson 2 - SO2 Rate Annual v3.1, Unit 4241 and retrofits | 1027 | 1870 | Rate Constraint in lbs/MMBtu | FALSE | L | Annual | Allowances Banked | Thousand Tons | 0 | 0 | 0 | 0 | 0 | 0 | 0
NSR Level Hudson 2 - SO2 Rate Annual v3.1, Unit 4241 and retrofits | 1027 | 1870 | Rate Constraint in lbs/MMBtu | FALSE | L | Annual | Allowances Withdrawn (1:1) | Thousand Tons | 0 | 0 | 0 | 0 | 0 | 0 | 0
NSR Level Hudson 2 - SO2 Rate Annual v3.1, Unit 4241 and retrofits | 1027 | 1870 | Rate Constraint in lbs/MMBtu | FALSE | L | Annual | Allowances Withdrawn (n:1) | Thousand Tons | 0 | 0 | 0 | 0 | 0 | 0 | 0
NSR Level Hudson 2 - SO2 Rate Annual v3.1, Unit 4241 and retrofits | 1027 | 1870 | Rate Constraint in lbs/MMBtu | FALSE | L | Annual | Net Emissions Allowance Position | Thousand Tons | 0 | 0 | 0 | 0 | 0 | 0 | 0
NSR Level Hudson 2 - SO2 Rate Annual v3.1, Unit 4241 and retrofits | 1027 | 1870 | Rate Constraint in lbs/MMBtu | FALSE | L | Annual | Fuel Consumed | TBtu | 0 | 0 | 0 | 0 | 0 | 0 | 0
NSR Level Hudson 2 - SO2 Rate Annual v3.1, Unit 4241 and retrofits | 1027 | 1870 | Rate Constraint in lbs/MMBtu | FALSE | L | Annual | Rate | lb/MMBtu | 0 | 0 | 0 | 0 | 0 | 0 | 0
NSR Level Hudson 2 - SO2 Rate Annual v3.1, Unit 4241 and retrofits | 1027 | 1870 | Rate Constraint in lbs/MMBtu | FALSE | L | Annual | Generation | TWh | 0 | 0 | 0 | 0 | 0 | 0 | 0
NSR Level Hudson 2 - SO2 Rate Annual v3.1, Unit 4241 and retrofits | 1027 | 1870 | Rate Constraint in lbs/MMBtu | FALSE | L | Annual | Qualifying Generation | TWh | 0 | 0 | 0 | 0 | 0 | 0 | 0
NSR Level Hudson 2 - SO2 Rate Annual v3.1, Unit 4241 and retrofits | 1027 | 1870 | Rate Constraint in lbs/MMBtu | FALSE | L | Annual | Rate | lb/MWh | 0 | 0 | 0 | 0 | 0 | 0 | 0
NSR Level Hudson 2 - SO2 Rate Annual v3.1, Unit 4241 and retrofits | 1027 | 1870 | Rate Constraint in lbs/MMBtu | FALSE | L | Annual | Constraint Shadow Price | US2011$/Ton | 0 | 0 | 0 | 0 | 0 | 468.6092 | 0
NSR Level Mercer 1 - SO2 Rate Annual v3.1, Unit 4242 and retrofits | 1028 | 1932 | Rate Constraint in lbs/MMBtu | FALSE | L | Annual | Seasons Included | Seasons | Winter, Summer | Winter, Summer | Winter, Summer | Winter, Summer | Winter, Summer | Winter, Summer | Winter, Summer
NSR Level Mercer 1 - SO2 Rate Annual v3.1, Unit 4242 and retrofits | 1028 | 1932 | Rate Constraint in lbs/MMBtu | FALSE | L | Annual | Standard | lb/MMBtu | 0.15 | 0.15 | 0.15 | 0.15 | 0.15 | 0.15 | 0.15
NSR Level Mercer 1 - SO2 Rate Annual v3.1, Unit 4242 and retrofits | 1028 | 1932 | Rate Constraint in lbs/MMBtu | FALSE | L | Annual | Emissions at Affected Plants SO2 | Thousand Tons | 0 | 0 | 0 | 0 | 0 | 0 | 0
NSR Level Mercer 1 - SO2 Rate Annual v3.1, Unit 4242 and retrofits | 1028 | 1932 | Rate Constraint in lbs/MMBtu | FALSE | L | Annual | Allowances Purchased SO2 | Thousand Tons | 0 | 0 | 0 | 0 | 0 | 0 | 0
NSR Level Mercer 1 - SO2 Rate Annual v3.1, Unit 4242 and retrofits | 1028 | 1932 | Rate Constraint in lbs/MMBtu | FALSE | L | Annual | Allowances Sold SO2 | Thousand Tons | 0 | 0 | 0 | 0 | 0 | 0 | 0
NSR Level Mercer 1 - SO2 Rate Annual v3.1, Unit 4242 and retrofits | 1028 | 1932 | Rate Constraint in lbs/MMBtu | FALSE | L | Annual | Allowances Banked | Thousand Tons | 0 | 0 | 0 | 0 | 0 | 0 | 0
NSR Level Mercer 1 - SO2 Rate Annual v3.1, Unit 4242 and retrofits | 1028 | 1932 | Rate Constraint in lbs/MMBtu | FALSE | L | Annual | Allowances Withdrawn (1:1) | Thousand Tons | 0 | 0 | 0 | 0 | 0 | 0 | 0
NSR Level Mercer 1 - SO2 Rate Annual v3.1, Unit 4242 and retrofits | 1028 | 1932 | Rate Constraint in lbs/MMBtu | FALSE | L | Annual | Allowances Withdrawn (n:1) | Thousand Tons | 0 | 0 | 0 | 0 | 0 | 0 | 0
NSR Level Mercer 1 - SO2 Rate Annual v3.1, Unit 4242 and retrofits | 1028 | 1932 | Rate Constraint in lbs/MMBtu | FALSE | L | Annual | Net Emissions Allowance Position | Thousand Tons | 0 | 0 | 0 | 0 | 0 | 0 | 0
NSR Level Mercer 1 - SO2 Rate Annual v3.1, Unit 4242 and retrofits | 1028 | 1932 | Rate Constraint in lbs/MMBtu | FALSE | L | Annual | Fuel Consumed | TBtu | 0 | 0 | 0 | 0 | 0 | 0 | 0
NSR Level Mercer 1 - SO2 Rate Annual v3.1, Unit 4242 and retrofits | 1028 | 1932 | Rate Constraint in lbs/MMBtu | FALSE | L | Annual | Rate | lb/MMBtu | 0 | 0 | 0 | 0 | 0 | 0 | 0
NSR Level Mercer 1 - SO2 Rate Annual v3.1, Unit 4242 and retrofits | 1028 | 1932 | Rate Constraint in lbs/MMBtu | FALSE | L | Annual | Generation | TWh | 0 | 0 | 0 | 0 | 0 | 0 | 0
NSR Level Mercer 1 - SO2 Rate Annual v3.1, Unit 4242 and retrofits | 1028 | 1932 | Rate Constraint in lbs/MMBtu | FALSE | L | Annual | Qualifying Generation | TWh | 0 | 0 | 0 | 0 | 0 | 0 | 0
NSR Level Mercer 1 - SO2 Rate Annual v3.1, Unit 4242 and retrofits | 1028 | 1932 | Rate Constraint in lbs/MMBtu | FALSE | L | Annual | Rate | lb/MWh | 0 | 0 | 0 | 0 | 0 | 0 | 0
NSR Level Mercer 1 - SO2 Rate Annual v3.1, Unit 4242 and retrofits | 1028 | 1932 | Rate Constraint in lbs/MMBtu | FALSE | L | Annual | Constraint Shadow Price | US2011$/Ton | 0 | 0 | 0 | 0 | 0 | 0 | 0
NSR Level Mercer 1,2 - NOX Rate Annual v3.1, Unit 4242 and retrofits | 1029 | 1934 | Rate Constraint in lbs/MMBtu | FALSE | L | Annual | Seasons Included | Seasons | Winter, Summer | Winter, Summer | Winter, Summer | Winter, Summer | Winter, Summer | Winter, Summer | Winter, Summer
NSR Level Mercer 1,2 - NOX Rate Annual v3.1, Unit 4242 and retrofits | 1029 | 1934 | Rate Constraint in lbs/MMBtu | FALSE | L | Annual | Standard | lb/MMBtu | 0.1 | 0.1 | 0.1 | 0.1 | 0.1 | 0.1 | 0.1
NSR Level Mercer 1,2 - NOX Rate Annual v3.1, Unit 4242 and retrofits | 1029 | 1934 | Rate Constraint in lbs/MMBtu | FALSE | L | Annual | Emissions at Affected Plants NOX | Thousand Tons | 0 | 0 | 0 | 0 | 0 | 0 | 0
NSR Level Mercer 1,2 - NOX Rate Annual v3.1, Unit 4242 and retrofits | 1029 | 1934 | Rate Constraint in lbs/MMBtu | FALSE | L | Annual | Allowances Purchased NOX | Thousand Tons | 0 | 0 | 0 | 0 | 0 | 0 | 0
NSR Level Mercer 1,2 - NOX Rate Annual v3.1, Unit 4242 and retrofits | 1029 | 1934 | Rate Constraint in lbs/MMBtu | FALSE | L | Annual | Allowances Sold NOX | Thousand Tons | 0 | 0 | 0 | 0 | 0 | 0 | 0
NSR Level Mercer 1,2 - NOX Rate Annual v3.1, Unit 4242 and retrofits | 1029 | 1934 | Rate Constraint in lbs/MMBtu | FALSE | L | Annual | Allowances Banked | Thousand Tons | 0 | 0 | 0 | 0 | 0 | 0 | 0
NSR Level Mercer 1,2 - NOX Rate Annual v3.1, Unit 4242 and retrofits | 1029 | 1934 | Rate Constraint in lbs/MMBtu | FALSE | L | Annual | Allowances Withdrawn (1:1) | Thousand Tons | 0 | 0 | 0 | 0 | 0 | 0 | 0
NSR Level Mercer 1,2 - NOX Rate Annual v3.1, Unit 4242 and retrofits | 1029 | 1934 | Rate Constraint in lbs/MMBtu | FALSE | L | Annual | Allowances Withdrawn (n:1) | Thousand Tons | 0 | 0 | 0 | 0 | 0 | 0 | 0
NSR Level Mercer 1,2 - NOX Rate Annual v3.1, Unit 4242 and retrofits | 1029 | 1934 | Rate Constraint in lbs/MMBtu | FALSE | L | Annual | Net Emissions Allowance Position | Thousand Tons | 0 | 0 | 0 | 0 | 0 | 0 | 0
NSR Level Mercer 1,2 - NOX Rate Annual v3.1, Unit 4242 and retrofits | 1029 | 1934 | Rate Constraint in lbs/MMBtu | FALSE | L | Annual | Fuel Consumed | TBtu | 0 | 0 | 0 | 0 | 0 | 0 | 0
NSR Level Mercer 1,2 - NOX Rate Annual v3.1, Unit 4242 and retrofits | 1029 | 1934 | Rate Constraint in lbs/MMBtu | FALSE | L | Annual | Rate | lb/MMBtu | 0 | 0 | 0 | 0 | 0 | 0 | 0
NSR Level Mercer 1,2 - NOX Rate Annual v3.1, Unit 4242 and retrofits | 1029 | 1934 | Rate Constraint in lbs/MMBtu | FALSE | L | Annual | Generation | TWh | 0 | 0 | 0 | 0 | 0 | 0 | 0
NSR Level Mercer 1,2 - NOX Rate Annual v3.1, Unit 4242 and retrofits | 1029 | 1934 | Rate Constraint in lbs/MMBtu | FALSE | L | Annual | Qualifying Generation | TWh | 0 | 0 | 0 | 0 | 0 | 0 | 0
NSR Level Mercer 1,2 - NOX Rate Annual v3.1, Unit 4242 and retrofits | 1029 | 1934 | Rate Constraint in lbs/MMBtu | FALSE | L | Annual | Rate | lb/MWh | 0 | 0 | 0 | 0 | 0 | 0 | 0
NSR Level Mercer 1,2 - NOX Rate Annual v3.1, Unit 4242 and retrofits | 1029 | 1934 | Rate Constraint in lbs/MMBtu | FALSE | L | Annual | Constraint Shadow Price | US2011$/Ton | 0 | 0 | 0 | 0 | 0 | 0 | 0
NSR Level Mercer 1,2 - NOX Rate Annual v3.1, Unit 4243 and retrofits | 1030 | 1934 | Rate Constraint in lbs/MMBtu | FALSE | L | Annual | Seasons Included | Seasons | Winter, Summer | Winter, Summer | Winter, Summer | Winter, Summer | Winter, Summer | Winter, Summer | Winter, Summer
NSR Level Mercer 1,2 - NOX Rate Annual v3.1, Unit 4243 and retrofits | 1030 | 1934 | Rate Constraint in lbs/MMBtu | FALSE | L | Annual | Standard | lb/MMBtu | 0.1 | 0.1 | 0.1 | 0.1 | 0.1 | 0.1 | 0.1
NSR Level Mercer 1,2 - NOX Rate Annual v3.1, Unit 4243 and retrofits | 1030 | 1934 | Rate Constraint in lbs/MMBtu | FALSE | L | Annual | Emissions at Affected Plants NOX | Thousand Tons | 0 | 0 | 0 | 0 | 0 | 0 | 0
NSR Level Mercer 1,2 - NOX Rate Annual v3.1, Unit 4243 and retrofits | 1030 | 1934 | Rate Constraint in lbs/MMBtu | FALSE | L | Annual | Allowances Purchased NOX | Thousand Tons | 0 | 0 | 0 | 0 | 0 | 0 | 0
NSR Level Mercer 1,2 - NOX Rate Annual v3.1, Unit 4243 and retrofits | 1030 | 1934 | Rate Constraint in lbs/MMBtu | FALSE | L | Annual | Allowances Sold NOX | Thousand Tons | 0 | 0 | 0 | 0 | 0 | 0 | 0
NSR Level Mercer 1,2 - NOX Rate Annual v3.1, Unit 4243 and retrofits | 1030 | 1934 | Rate Constraint in lbs/MMBtu | FALSE | L | Annual | Allowances Banked | Thousand Tons | 0 | 0 | 0 | 0 | 0 | 0 | 0
NSR Level Mercer 1,2 - NOX Rate Annual v3.1, Unit 4243 and retrofits | 1030 | 1934 | Rate Constraint in lbs/MMBtu | FALSE | L | Annual | Allowances Withdrawn (1:1) | Thousand Tons | 0 | 0 | 0 | 0 | 0 | 0 | 0
NSR Level Mercer 1,2 - NOX Rate Annual v3.1, Unit 4243 and retrofits | 1030 | 1934 | Rate Constraint in lbs/MMBtu | FALSE | L | Annual | Allowances Withdrawn (n:1) | Thousand Tons | 0 | 0 | 0 | 0 | 0 | 0 | 0
NSR Level Mercer 1,2 - NOX Rate Annual v3.1, Unit 4243 and retrofits | 1030 | 1934 | Rate Constraint in lbs/MMBtu | FALSE | L | Annual | Net Emissions Allowance Position | Thousand Tons | 0 | 0 | 0 | 0 | 0 | 0 | 0
NSR Level Mercer 1,2 - NOX Rate Annual v3.1, Unit 4243 and retrofits | 1030 | 1934 | Rate Constraint in lbs/MMBtu | FALSE | L | Annual | Fuel Consumed | TBtu | 0 | 0 | 0 | 0 | 0 | 0 | 0
NSR Level Mercer 1,2 - NOX Rate Annual v3.1, Unit 4243 and retrofits | 1030 | 1934 | Rate Constraint in lbs/MMBtu | FALSE | L | Annual | Rate | lb/MMBtu | 0 | 0 | 0 | 0 | 0 | 0 | 0
NSR Level Mercer 1,2 - NOX Rate Annual v3.1, Unit 4243 and retrofits | 1030 | 1934 | Rate Constraint in lbs/MMBtu | FALSE | L | Annual | Generation | TWh | 0 | 0 | 0 | 0 | 0 | 0 | 0
NSR Level Mercer 1,2 - NOX Rate Annual v3.1, Unit 4243 and retrofits | 1030 | 1934 | Rate Constraint in lbs/MMBtu | FALSE | L | Annual | Qualifying Generation | TWh | 0 | 0 | 0 | 0 | 0 | 0 | 0
NSR Level Mercer 1,2 - NOX Rate Annual v3.1, Unit 4243 and retrofits | 1030 | 1934 | Rate Constraint in lbs/MMBtu | FALSE | L | Annual | Rate | lb/MWh | 0 | 0 | 0 | 0 | 0 | 0 | 0
NSR Level Mercer 1,2 - NOX Rate Annual v3.1, Unit 4243 and retrofits | 1030 | 1934 | Rate Constraint in lbs/MMBtu | FALSE | L | Annual | Constraint Shadow Price | US2011$/Ton | 0 | 0 | 0 | 0 | 0 | 0 | 0
NSR Level Mercer 2 - SO2 Rate Annual v3.1, Unit 4243 and retrofits | 1031 | 1933 | Rate Constraint in lbs/MMBtu | FALSE | L | Annual | Seasons Included | Seasons | Winter, Summer | Winter, Summer | Winter, Summer | Winter, Summer | Winter, Summer | Winter, Summer | Winter, Summer
NSR Level Mercer 2 - SO2 Rate Annual v3.1, Unit 4243 and retrofits | 1031 | 1933 | Rate Constraint in lbs/MMBtu | FALSE | L | Annual | Standard | lb/MMBtu | 0.15 | 0.15 | 0.15 | 0.15 | 0.15 | 0.15 | 0.15
NSR Level Mercer 2 - SO2 Rate Annual v3.1, Unit 4243 and retrofits | 1031 | 1933 | Rate Constraint in lbs/MMBtu | FALSE | L | Annual | Emissions at Affected Plants SO2 | Thousand Tons | 0 | 0 | 0 | 0 | 0 | 0 | 0
NSR Level Mercer 2 - SO2 Rate Annual v3.1, Unit 4243 and retrofits | 1031 | 1933 | Rate Constraint in lbs/MMBtu | FALSE | L | Annual | Allowances Purchased SO2 | Thousand Tons | 0 | 0 | 0 | 0 | 0 | 0 | 0
NSR Level Mercer 2 - SO2 Rate Annual v3.1, Unit 4243 and retrofits | 1031 | 1933 | Rate Constraint in lbs/MMBtu | FALSE | L | Annual | Allowances Sold SO2 | Thousand Tons | 0 | 0 | 0 | 0 | 0 | 0 | 0
NSR Level Mercer 2 - SO2 Rate Annual v3.1, Unit 4243 and retrofits | 1031 | 1933 | Rate Constraint in lbs/MMBtu | FALSE | L | Annual | Allowances Banked | Thousand Tons | 0 | 0 | 0 | 0 | 0 | 0 | 0
NSR Level Mercer 2 - SO2 Rate Annual v3.1, Unit 4243 and retrofits | 1031 | 1933 | Rate Constraint in lbs/MMBtu | FALSE | L | Annual | Allowances Withdrawn (1:1) | Thousand Tons | 0 | 0 | 0 | 0 | 0 | 0 | 0
NSR Level Mercer 2 - SO2 Rate Annual v3.1, Unit 4243 and retrofits | 1031 | 1933 | Rate Constraint in lbs/MMBtu | FALSE | L | Annual | Allowances Withdrawn (n:1) | Thousand Tons | 0 | 0 | 0 | 0 | 0 | 0 | 0
NSR Level Mercer 2 - SO2 Rate Annual v3.1, Unit 4243 and retrofits | 1031 | 1933 | Rate Constraint in lbs/MMBtu | FALSE | L | Annual | Net Emissions Allowance Position | Thousand Tons | 0 | 0 | 0 | 0 | 0 | 0 | 0
NSR Level Mercer 2 - SO2 Rate Annual v3.1, Unit 4243 and retrofits | 1031 | 1933 | Rate Constraint in lbs/MMBtu | FALSE | L | Annual | Fuel Consumed | TBtu | 0 | 0 | 0 | 0 | 0 | 0 | 0
NSR Level Mercer 2 - SO2 Rate Annual v3.1, Unit 4243 and retrofits | 1031 | 1933 | Rate Constraint in lbs/MMBtu | FALSE | L | Annual | Rate | lb/MMBtu | 0 | 0 | 0 | 0 | 0 | 0 | 0
NSR Level Mercer 2 - SO2 Rate Annual v3.1, Unit 4243 and retrofits | 1031 | 1933 | Rate Constraint in lbs/MMBtu | FALSE | L | Annual | Generation | TWh | 0 | 0 | 0 | 0 | 0 | 0 | 0
NSR Level Mercer 2 - SO2 Rate Annual v3.1, Unit 4243 and retrofits | 1031 | 1933 | Rate Constraint in lbs/MMBtu | FALSE | L | Annual | Qualifying Generation | TWh | 0 | 0 | 0 | 0 | 0 | 0 | 0
NSR Level Mercer 2 - SO2 Rate Annual v3.1, Unit 4243 and retrofits | 1031 | 1933 | Rate Constraint in lbs/MMBtu | FALSE | L | Annual | Rate | lb/MWh | 0 | 0 | 0 | 0 | 0 | 0 | 0
NSR Level Mercer 2 - SO2 Rate Annual v3.1, Unit 4243 and retrofits | 1031 | 1933 | Rate Constraint in lbs/MMBtu | FALSE | L | Annual | Constraint Shadow Price | US2011$/Ton | 0 | 0 | 0 | 0 | 0 | 0 | 0
NSR Mercer1, 2 - MER Removal v5.14 | 1032 | 6128 | MACT Fuel Choice Floor in lbs/MMBtu | FALSE | L | Annual | Seasons Included | Seasons | Winter, Summer | Winter, Summer | Winter, Summer | Winter, Summer | Winter, Summer | Winter, Summer | Winter, Summer
NSR Mercer1, 2 - MER Removal v5.14 | 1032 | 6128 | MACT Fuel Choice Floor in lbs/MMBtu | FALSE | L | Annual | Emission Floor | lbs/MMBtu | 0 | 0 | 0 | 0 | 0 | 0 | 0
NSR Mercer1, 2 - MER Removal v5.14 | 1032 | 6128 | MACT Fuel Choice Floor in lbs/MMBtu | FALSE | L | Annual | Emissions at Affected Plants MER | lbs | 0 | 0 | 0 | 0 | 0 | 0 | 0
NSR Mercer1, 2 - MER Removal v5.14 | 1032 | 6128 | MACT Fuel Choice Floor in lbs/MMBtu | FALSE | L | Annual | Allowances Purchased MER | lbs | 0 | 0 | 0 | 0 | 0 | 0 | 0
NSR Mercer1, 2 - MER Removal v5.14 | 1032 | 6128 | MACT Fuel Choice Floor in lbs/MMBtu | FALSE | L | Annual | Allowances Sold MER | lbs | 0 | 0 | 0 | 0 | 0 | 0 | 0
NSR Mercer1, 2 - MER Removal v5.14 | 1032 | 6128 | MACT Fuel Choice Floor in lbs/MMBtu | FALSE | L | Annual | Allowances Banked | lbs | 0 | 0 | 0 | 0 | 0 | 0 | 0
NSR Mercer1, 2 - MER Removal v5.14 | 1032 | 6128 | MACT Fuel Choice Floor in lbs/MMBtu | FALSE | L | Annual | Allowances Withdrawn (1:1) | lbs | 0 | 0 | 0 | 0 | 0 | 0 | 0
NSR Mercer1, 2 - MER Removal v5.14 | 1032 | 6128 | MACT Fuel Choice Floor in lbs/MMBtu | FALSE | L | Annual | Allowances Withdrawn (n:1) | lbs | 0 | 0 | 0 | 0 | 0 | 0 | 0
NSR Mercer1, 2 - MER Removal v5.14 | 1032 | 6128 | MACT Fuel Choice Floor in lbs/MMBtu | FALSE | L | Annual | Net Emissions Allowance Position | lbs | 0 | 0 | 0 | 0 | 0 | 0 | 0
NSR Mercer1, 2 - MER Removal v5.14 | 1032 | 6128 | MACT Fuel Choice Floor in lbs/MMBtu | FALSE | L | Annual | Fuel Consumed | TBtu | 0 | 0 | 0 | 0 | 0 | 0 | 0
NSR Mercer1, 2 - MER Removal v5.14 | 1032 | 6128 | MACT Fuel Choice Floor in lbs/MMBtu | FALSE | L | Annual | Rate | lb/MMBtu | 0 | 0 | 0 | 0 | 0 | 0 | 0
NSR Mercer1, 2 - MER Removal v5.14 | 1032 | 6128 | MACT Fuel Choice Floor in lbs/MMBtu | FALSE | L | Annual | Generation | TWh | 0 | 0 | 0 | 0 | 0 | 0 | 0
NSR Mercer1, 2 - MER Removal v5.14 | 1032 | 6128 | MACT Fuel Choice Floor in lbs/MMBtu | FALSE | L | Annual | Qualifying Generation | TWh | 0 | 0 | 0 | 0 | 0 | 0 | 0
NSR Mercer1, 2 - MER Removal v5.14 | 1032 | 6128 | MACT Fuel Choice Floor in lbs/MMBtu | FALSE | L | Annual | Constraint Shadow Price | US2011$/Lb | 0 | 0 | 0 | 0 | 0 | 0 | 0
NSR Michigan City 12 - NOX Rate Annual v4.11, Unit 4296 and retrofits | 1033 | 2303 | Rate Constraint in lbs/MMBtu | FALSE | L | Annual | Seasons Included | Seasons | Winter, Summer | Winter, Summer | Winter, Summer | Winter, Summer | Winter, Summer | Winter, Summer | Winter, Summer
NSR Michigan City 12 - NOX Rate Annual v4.11, Unit 4296 and retrofits | 1033 | 2303 | Rate Constraint in lbs/MMBtu | FALSE | L | Annual | Standard | lb/MMBtu | 0.1 | 0.1 | 0.1 | 0.1 | 0.1 | 0.1 | 0.1
NSR Michigan City 12 - NOX Rate Annual v4.11, Unit 4296 and retrofits | 1033 | 2303 | Rate Constraint in lbs/MMBtu | FALSE | L | Annual | Emissions at Affected Plants NOX | Thousand Tons | 0 | 0 | 0 | 0 | 0 | 0 | 0
NSR Michigan City 12 - NOX Rate Annual v4.11, Unit 4296 and retrofits | 1033 | 2303 | Rate Constraint in lbs/MMBtu | FALSE | L | Annual | Allowances Purchased NOX | Thousand Tons | 0 | 0 | 0 | 0 | 0 | 0 | 0
NSR Michigan City 12 - NOX Rate Annual v4.11, Unit 4296 and retrofits | 1033 | 2303 | Rate Constraint in lbs/MMBtu | FALSE | L | Annual | Allowances Sold NOX | Thousand Tons | 0 | 0 | 0 | 0 | 0 | 0 | 0
NSR Michigan City 12 - NOX Rate Annual v4.11, Unit 4296 and retrofits | 1033 | 2303 | Rate Constraint in lbs/MMBtu | FALSE | L | Annual | Allowances Banked | Thousand Tons | 0 | 0 | 0 | 0 | 0 | 0 | 0
NSR Michigan City 12 - NOX Rate Annual v4.11, Unit 4296 and retrofits | 1033 | 2303 | Rate Constraint in lbs/MMBtu | FALSE | L | Annual | Allowances Withdrawn (1:1) | Thousand Tons | 0 | 0 | 0 | 0 | 0 | 0 | 0
NSR Michigan City 12 - NOX Rate Annual v4.11, Unit 4296 and retrofits | 1033 | 2303 | Rate Constraint in lbs/MMBtu | FALSE | L | Annual | Allowances Withdrawn (n:1) | Thousand Tons | 0 | 0 | 0 | 0 | 0 | 0 | 0
NSR Michigan City 12 - NOX Rate Annual v4.11, Unit 4296 and retrofits | 1033 | 2303 | Rate Constraint in lbs/MMBtu | FALSE | L | Annual | Net Emissions Allowance Position | Thousand Tons | 0 | 0 | 0 | 0 | 0 | 0 | 0
NSR Michigan City 12 - NOX Rate Annual v4.11, Unit 4296 and retrofits | 1033 | 2303 | Rate Constraint in lbs/MMBtu | FALSE | L | Annual | Fuel Consumed | TBtu | 0 | 0 | 0 | 0 | 0 | 0 | 0
NSR Michigan City 12 - NOX Rate Annual v4.11, Unit 4296 and retrofits | 1033 | 2303 | Rate Constraint in lbs/MMBtu | FALSE | L | Annual | Rate | lb/MMBtu | 0 | 0 | 0 | 0 | 0 | 0 | 0
NSR Michigan City 12 - NOX Rate Annual v4.11, Unit 4296 and retrofits | 1033 | 2303 | Rate Constraint in lbs/MMBtu | FALSE | L | Annual | Generation | TWh | 0 | 0 | 0 | 0 | 0 | 0 | 0
NSR Michigan City 12 - NOX Rate Annual v4.11, Unit 4296 and retrofits | 1033 | 2303 | Rate Constraint in lbs/MMBtu | FALSE | L | Annual | Qualifying Generation | TWh | 0 | 0 | 0 | 0 | 0 | 0 | 0
NSR Michigan City 12 - NOX Rate Annual v4.11, Unit 4296 and retrofits | 1033 | 2303 | Rate Constraint in lbs/MMBtu | FALSE | L | Annual | Rate | lb/MWh | 0 | 0 | 0 | 0 | 0 | 0 | 0
NSR Michigan City 12 - NOX Rate Annual v4.11, Unit 4296 and retrofits | 1033 | 2303 | Rate Constraint in lbs/MMBtu | FALSE | L | Annual | Constraint Shadow Price | US2011$/Ton | 0 | 0 | 0 | 0 | 0 | 0 | 0
NSR Michigan City 12 - SO2 Rate Annual v4.11, Unit 4296 and retrofits | 1034 | 2297 | Rate Constraint in lbs/MMBtu | FALSE | L | Annual | Seasons Included | Seasons |  |  | Winter, Summer | Winter, Summer | Winter, Summer | Winter, Summer | Winter, Summer
NSR Michigan City 12 - SO2 Rate Annual v4.11, Unit 4296 and retrofits | 1034 | 2297 | Rate Constraint in lbs/MMBtu | FALSE | L | Annual | Standard | lb/MMBtu | 0 | 0 | 0.1 | 0.1 | 0.1 | 0.1 | 0.1
NSR Michigan City 12 - SO2 Rate Annual v4.11, Unit 4296 and retrofits | 1034 | 2297 | Rate Constraint in lbs/MMBtu | FALSE | L | Annual | Emissions at Affected Plants SO2 | Thousand Tons | 0 | 0 | 0 | 0 | 0 | 0 | 0
NSR Michigan City 12 - SO2 Rate Annual v4.11, Unit 4296 and retrofits | 1034 | 2297 | Rate Constraint in lbs/MMBtu | FALSE | L | Annual | Allowances Purchased SO2 | Thousand Tons | 0 | 0 | 0 | 0 | 0 | 0 | 0
NSR Michigan City 12 - SO2 Rate Annual v4.11, Unit 4296 and retrofits | 1034 | 2297 | Rate Constraint in lbs/MMBtu | FALSE | L | Annual | Allowances Sold SO2 | Thousand Tons | 0 | 0 | 0 | 0 | 0 | 0 | 0
NSR Michigan City 12 - SO2 Rate Annual v4.11, Unit 4296 and retrofits | 1034 | 2297 | Rate Constraint in lbs/MMBtu | FALSE | L | Annual | Allowances Banked | Thousand Tons | 0 | 0 | 0 | 0 | 0 | 0 | 0
NSR Michigan City 12 - SO2 Rate Annual v4.11, Unit 4296 and retrofits | 1034 | 2297 | Rate Constraint in lbs/MMBtu | FALSE | L | Annual | Allowances Withdrawn (1:1) | Thousand Tons | 0 | 0 | 0 | 0 | 0 | 0 | 0
NSR Michigan City 12 - SO2 Rate Annual v4.11, Unit 4296 and retrofits | 1034 | 2297 | Rate Constraint in lbs/MMBtu | FALSE | L | Annual | Allowances Withdrawn (n:1) | Thousand Tons | 0 | 0 | 0 | 0 | 0 | 0 | 0
NSR Michigan City 12 - SO2 Rate Annual v4.11, Unit 4296 and retrofits | 1034 | 2297 | Rate Constraint in lbs/MMBtu | FALSE | L | Annual | Net Emissions Allowance Position | Thousand Tons | 0 | 0 | 0 | 0 | 0 | 0 | 0
NSR Michigan City 12 - SO2 Rate Annual v4.11, Unit 4296 and retrofits | 1034 | 2297 | Rate Constraint in lbs/MMBtu | FALSE | L | Annual | Fuel Consumed | TBtu | 0 | 0 | 0 | 0 | 0 | 0 | 0
NSR Michigan City 12 - SO2 Rate Annual v4.11, Unit 4296 and retrofits | 1034 | 2297 | Rate Constraint in lbs/MMBtu | FALSE | L | Annual | Rate | lb/MMBtu | 0 | 0 | 0 | 0 | 0 | 0 | 0
NSR Michigan City 12 - SO2 Rate Annual v4.11, Unit 4296 and retrofits | 1034 | 2297 | Rate Constraint in lbs/MMBtu | FALSE | L | Annual | Generation | TWh | 0 | 0 | 0 | 0 | 0 | 0 | 0
NSR Michigan City 12 - SO2 Rate Annual v4.11, Unit 4296 and retrofits | 1034 | 2297 | Rate Constraint in lbs/MMBtu | FALSE | L | Annual | Qualifying Generation | TWh | 0 | 0 | 0 | 0 | 0 | 0 | 0
NSR Michigan City 12 - SO2 Rate Annual v4.11, Unit 4296 and retrofits | 1034 | 2297 | Rate Constraint in lbs/MMBtu | FALSE | L | Annual | Rate | lb/MWh | 0 | 0 | 0 | 0 | 0 | 0 | 0
NSR Michigan City 12 - SO2 Rate Annual v4.11, Unit 4296 and retrofits | 1034 | 2297 | Rate Constraint in lbs/MMBtu | FALSE | L | Annual | Constraint Shadow Price | US2011$/Ton | 0 | 0 | 0 | 0 | 0 | 0 | 0
NSR Milton Young 1,2 - NOX Rate Annual v3.1, Unit 5858 and retrofits | 1035 | 1873 | Rate Constraint in lbs/MMBtu | FALSE | L | Annual | Seasons Included | Seasons | Winter, Summer | Winter, Summer | Winter, Summer | Winter, Summer | Winter, Summer | Winter, Summer | Winter, Summer
NSR Milton Young 1,2 - NOX Rate Annual v3.1, Unit 5858 and retrofits | 1035 | 1873 | Rate Constraint in lbs/MMBtu | FALSE | L | Annual | Standard | lb/MMBtu | 0.36 | 0.36 | 0.36 | 0.36 | 0.36 | 0.36 | 0.36
NSR Milton Young 1,2 - NOX Rate Annual v3.1, Unit 5858 and retrofits | 1035 | 1873 | Rate Constraint in lbs/MMBtu | FALSE | L | Annual | Emissions at Affected Plants NOX | Thousand Tons | 4.8417 | 4.8417 | 5.6932 | 5.6658 | 5.9944 | 5.9944 | 5.9944
NSR Milton Young 1,2 - NOX Rate Annual v3.1, Unit 5858 and retrofits | 1035 | 1873 | Rate Constraint in lbs/MMBtu | FALSE | L | Annual | Allowances Purchased NOX | Thousand Tons | 0 | 0 | 0 | 0 | 0 | 0 | 0
NSR Milton Young 1,2 - NOX Rate Annual v3.1, Unit 5858 and retrofits | 1035 | 1873 | Rate Constraint in lbs/MMBtu | FALSE | L | Annual | Allowances Sold NOX | Thousand Tons | 0 | 0 | 0 | 0 | 0 | 0 | 0
NSR Milton Young 1,2 - NOX Rate Annual v3.1, Unit 5858 and retrofits | 1035 | 1873 | Rate Constraint in lbs/MMBtu | FALSE | L | Annual | Allowances Banked | Thousand Tons | 0 | 0 | 0 | 0 | 0 | 0 | 0
NSR Milton Young 1,2 - NOX Rate Annual v3.1, Unit 5858 and retrofits | 1035 | 1873 | Rate Constraint in lbs/MMBtu | FALSE | L | Annual | Allowances Withdrawn (1:1) | Thousand Tons | 0 | 0 | 0 | 0 | 0 | 0 | 0
NSR Milton Young 1,2 - NOX Rate Annual v3.1, Unit 5858 and retrofits | 1035 | 1873 | Rate Constraint in lbs/MMBtu | FALSE | L | Annual | Allowances Withdrawn (n:1) | Thousand Tons | 0 | 0 | 0 | 0 | 0 | 0 | 0
NSR Milton Young 1,2 - NOX Rate Annual v3.1, Unit 5858 and retrofits | 1035 | 1873 | Rate Constraint in lbs/MMBtu | FALSE | L | Annual | Net Emissions Allowance Position | Thousand Tons | 4.8417 | 4.8417 | 5.6932 | 5.6658 | 5.9944 | 5.9944 | 5.9944
NSR Milton Young 1,2 - NOX Rate Annual v3.1, Unit 5858 and retrofits | 1035 | 1873 | Rate Constraint in lbs/MMBtu | FALSE | L | Annual | Fuel Consumed | TBtu | 30.0822 | 30.0822 | 35.373 | 35.2028 | 37.2443 | 37.2443 | 37.2443
NSR Milton Young 1,2 - NOX Rate Annual v3.1, Unit 5858 and retrofits | 1035 | 1873 | Rate Constraint in lbs/MMBtu | FALSE | L | Annual | Rate | lb/MMBtu | 0.3219 | 0.3219 | 0.3219 | 0.3219 | 0.3219 | 0.3219 | 0.3219
NSR Milton Young 1,2 - NOX Rate Annual v3.1, Unit 5858 and retrofits | 1035 | 1873 | Rate Constraint in lbs/MMBtu | FALSE | L | Annual | Generation | TWh | 2.7123 | 2.7123 | 3.1893 | 3.174 | 3.3581 | 3.3581 | 3.3581
NSR Milton Young 1,2 - NOX Rate Annual v3.1, Unit 5858 and retrofits | 1035 | 1873 | Rate Constraint in lbs/MMBtu | FALSE | L | Annual | Qualifying Generation | TWh | 2.7123 | 2.7123 | 3.1893 | 3.174 | 3.3581 | 3.3581 | 3.3581
NSR Milton Young 1,2 - NOX Rate Annual v3.1, Unit 5858 and retrofits | 1035 | 1873 | Rate Constraint in lbs/MMBtu | FALSE | L | Annual | Rate | lb/MWh | 1.7851 | 1.7851 | 1.7851 | 1.7851 | 1.7851 | 1.7851 | 1.7851
NSR Milton Young 1,2 - NOX Rate Annual v3.1, Unit 5858 and retrofits | 1035 | 1873 | Rate Constraint in lbs/MMBtu | FALSE | L | Annual | Constraint Shadow Price | US2011$/Ton | 0 | 0 | 0 | 0 | 0 | 0 | 0
NSR Milton Young 1,2 - NOX Rate Annual v3.1, Unit 5859 and retrofits | 1036 | 1873 | Rate Constraint in lbs/MMBtu | FALSE | L | Annual | Seasons Included | Seasons | Winter, Summer | Winter, Summer | Winter, Summer | Winter, Summer | Winter, Summer | Winter, Summer | Winter, Summer
NSR Milton Young 1,2 - NOX Rate Annual v3.1, Unit 5859 and retrofits | 1036 | 1873 | Rate Constraint in lbs/MMBtu | FALSE | L | Annual | Standard | lb/MMBtu | 0.36 | 0.36 | 0.36 | 0.36 | 0.36 | 0.36 | 0.36
NSR Milton Young 1,2 - NOX Rate Annual v3.1, Unit 5859 and retrofits | 1036 | 1873 | Rate Constraint in lbs/MMBtu | FALSE | L | Annual | Emissions at Affected Plants NOX | Thousand Tons | 0.1764 | 0.1764 | 0.20743 | 0.20643 | 0.2184 | 0.2184 | 0.2184
NSR Milton Young 1,2 - NOX Rate Annual v3.1, Unit 5859 and retrofits | 1036 | 1873 | Rate Constraint in lbs/MMBtu | FALSE | L | Annual | Allowances Purchased NOX | Thousand Tons | 0 | 0 | 0 | 0 | 0 | 0 | 0
NSR Milton Young 1,2 - NOX Rate Annual v3.1, Unit 5859 and retrofits | 1036 | 1873 | Rate Constraint in lbs/MMBtu | FALSE | L | Annual | Allowances Sold NOX | Thousand Tons | 0 | 0 | 0 | 0 | 0 | 0 | 0
NSR Milton Young 1,2 - NOX Rate Annual v3.1, Unit 5859 and retrofits | 1036 | 1873 | Rate Constraint in lbs/MMBtu | FALSE | L | Annual | Allowances Banked | Thousand Tons | 0 | 0 | 0 | 0 | 0 | 0 | 0
NSR Milton Young 1,2 - NOX Rate Annual v3.1, Unit 5859 and retrofits | 1036 | 1873 | Rate Constraint in lbs/MMBtu | FALSE | L | Annual | Allowances Withdrawn (1:1) | Thousand Tons | 0 | 0 | 0 | 0 | 0 | 0 | 0
NSR Milton Young 1,2 - NOX Rate Annual v3.1, Unit 5859 and retrofits | 1036 | 1873 | Rate Constraint in lbs/MMBtu | FALSE | L | Annual | Allowances Withdrawn (n:1) | Thousand Tons | 0 | 0 | 0 | 0 | 0 | 0 | 0
NSR Milton Young 1,2 - NOX Rate Annual v3.1, Unit 5859 and retrofits | 1036 | 1873 | Rate Constraint in lbs/MMBtu | FALSE | L | Annual | Net Emissions Allowance Position | Thousand Tons | 0.1764 | 0.1764 | 0.20743 | 0.20643 | 0.2184 | 0.2184 | 0.2184
NSR Milton Young 1,2 - NOX Rate Annual v3.1, Unit 5859 and retrofits | 1036 | 1873 | Rate Constraint in lbs/MMBtu | FALSE | L | Annual | Fuel Consumed | TBtu | 0.98 | 0.98 | 1.1524 | 1.1468 | 1.2133 | 1.2133 | 1.2133
NSR Milton Young 1,2 - NOX Rate Annual v3.1, Unit 5859 and retrofits | 1036 | 1873 | Rate Constraint in lbs/MMBtu | FALSE | L | Annual | Rate | lb/MMBtu | 0.36 | 0.36 | 0.36 | 0.36 | 0.36 | 0.36 | 0.36
NSR Milton Young 1,2 - NOX Rate Annual v3.1, Unit 5859 and retrofits | 1036 | 1873 | Rate Constraint in lbs/MMBtu | FALSE | L | Annual | Generation | TWh | 0.088248 | 0.088248 | 0.10377 | 0.10327 | 0.10926 | 0.10926 | 0.10926
NSR Milton Young 1,2 - NOX Rate Annual v3.1, Unit 5859 and retrofits | 1036 | 1873 | Rate Constraint in lbs/MMBtu | FALSE | L | Annual | Qualifying Generation | TWh | 0.088248 | 0.088248 | 0.10377 | 0.10327 | 0.10926 | 0.10926 | 0.10926
NSR Milton Young 1,2 - NOX Rate Annual v3.1, Unit 5859 and retrofits | 1036 | 1873 | Rate Constraint in lbs/MMBtu | FALSE | L | Annual | Rate | lb/MWh | 1.9989 | 1.9989 | 1.9989 | 1.9989 | 1.9989 | 1.9989 | 1.9989
NSR Milton Young 1,2 - NOX Rate Annual v3.1, Unit 5859 and retrofits | 1036 | 1873 | Rate Constraint in lbs/MMBtu | FALSE | L | Annual | Constraint Shadow Price | US2011$/Ton | 0 | 0 | 0 | 0 | 0 | 0 | 0
NSR Minnkota Power - SO2 Cap Annual v3.1 | 1037 | 1846 | Rate Constraint in MTons | FALSE | L | Annual | Seasons Included | Seasons | Winter, Summer | Winter, Summer | Winter, Summer | Winter, Summer | Winter, Summer | Winter, Summer | Winter, Summer
NSR Minnkota Power - SO2 Cap Annual v3.1 | 1037 | 1846 | Rate Constraint in MTons | FALSE | L | Annual | Standard | Thousand Tons | 8.5 | 8.5 | 8.5 | 8.5 | 8.5 | 8.5 | 8.5
NSR Minnkota Power - SO2 Cap Annual v3.1 | 1037 | 1846 | Rate Constraint in MTons | FALSE | L | Annual | Standard SO2 | Thousand Tons | 8.5 | 8.5 | 8.5 | 8.5 | 8.5 | 8.5 | 8.5
NSR Minnkota Power - SO2 Cap Annual v3.1 | 1037 | 1846 | Rate Constraint in MTons | FALSE | L | Annual | Emissions at Affected Plants SO2 | Thousand Tons | 1.7628 | 1.7628 | 2.0728 | 2.0628 | 2.1825 | 2.1825 | 2.1825
NSR Minnkota Power - SO2 Cap Annual v3.1 | 1037 | 1846 | Rate Constraint in MTons | FALSE | L | Annual | Allowances Purchased SO2 | Thousand Tons | 0 | 0 | 0 | 0 | 0 | 0 | 0
NSR Minnkota Power - SO2 Cap Annual v3.1 | 1037 | 1846 | Rate Constraint in MTons | FALSE | L | Annual | Allowances Sold SO2 | Thousand Tons | 0 | 0 | 0 | 0 | 0 | 0 | 0
NSR Minnkota Power - SO2 Cap Annual v3.1 | 1037 | 1846 | Rate Constraint in MTons | FALSE | L | Annual | Allowances Banked | Thousand Tons | 0 | 0 | 0 | 0 | 0 | 0 | 0
NSR Minnkota Power - SO2 Cap Annual v3.1 | 1037 | 1846 | Rate Constraint in MTons | FALSE | L | Annual | Allowances Withdrawn (1:1) | Thousand Tons | 0 | 0 | 0 | 0 | 0 | 0 | 0
NSR Minnkota Power - SO2 Cap Annual v3.1 | 1037 | 1846 | Rate Constraint in MTons | FALSE | L | Annual | Allowances Withdrawn (n:1) | Thousand Tons | 0 | 0 | 0 | 0 | 0 | 0 | 0
NSR Minnkota Power - SO2 Cap Annual v3.1 | 1037 | 1846 | Rate Constraint in MTons | FALSE | L | Annual | Net Emissions Allowance Position | Thousand Tons | 1.7628 | 1.7628 | 2.0728 | 2.0628 | 2.1825 | 2.1825 | 2.1825
NSR Minnkota Power - SO2 Cap Annual v3.1 | 1037 | 1846 | Rate Constraint in MTons | FALSE | L | Annual | Fuel Consumed | TBtu | 31.0622 | 31.0622 | 36.5254 | 36.3496 | 38.4577 | 38.4577 | 38.4577
NSR Minnkota Power - SO2 Cap Annual v3.1 | 1037 | 1846 | Rate Constraint in MTons | FALSE | L | Annual | Rate | lb/MMBtu | 0.1135 | 0.1135 | 0.1135 | 0.1135 | 0.1135 | 0.1135 | 0.1135
NSR Minnkota Power - SO2 Cap Annual v3.1 | 1037 | 1846 | Rate Constraint in MTons | FALSE | L | Annual | Generation | TWh | 2.8005 | 2.8005 | 3.2931 | 3.2773 | 3.4673 | 3.4673 | 3.4673
NSR Minnkota Power - SO2 Cap Annual v3.1 | 1037 | 1846 | Rate Constraint in MTons | FALSE | L | Annual | Qualifying Generation | TWh | 2.8005 | 2.8005 | 3.2931 | 3.2773 | 3.4673 | 3.4673 | 3.4673
NSR Minnkota Power - SO2 Cap Annual v3.1 | 1037 | 1846 | Rate Constraint in MTons | FALSE | L | Annual | Rate | lb/MWh | 0.62944 | 0.62944 | 0.62944 | 0.62944 | 0.62944 | 0.62944 | 0.62944
NSR Minnkota Power - SO2 Cap Annual v3.1 | 1037 | 1846 | Rate Constraint in MTons | FALSE | L | Annual | Constraint Shadow Price | US2011$/Ton | 0 | 0 | 0 | 0 | 0 | 0 | 0
NSR Mirant Settlement - NOX Cap Annual v3.1 | 1038 | 1847 | Rate Constraint in MTons | FALSE | L | Annual | Seasons Included | Seasons | Winter, Summer | Winter, Summer | Winter, Summer | Winter, Summer | Winter, Summer | Winter, Summer | Winter, Summer
NSR Mirant Settlement - NOX Cap Annual v3.1 | 1038 | 1847 | Rate Constraint in MTons | FALSE | L | Annual | Standard | Thousand Tons | 16 | 16 | 16 | 16 | 16 | 16 | 16
NSR Mirant Settlement - NOX Cap Annual v3.1 | 1038 | 1847 | Rate Constraint in MTons | FALSE | L | Annual | Standard NOX | Thousand Tons | 16 | 16 | 16 | 16 | 16 | 16 | 16
NSR Mirant Settlement - NOX Cap Annual v3.1 | 1038 | 1847 | Rate Constraint in MTons | FALSE | L | Annual | Emissions at Affected Plants NOX | Thousand Tons | 2.5632 | 1.2179 | 1.5071 | 1.2179 | 1.3188 | 0.61727 | 0.47908
NSR Mirant Settlement - NOX Cap Annual v3.1 | 1038 | 1847 | Rate Constraint in MTons | FALSE | L | Annual | Allowances Purchased NOX | Thousand Tons | 0 | 0 | 0 | 0 | 0 | 0 | 0
NSR Mirant Settlement - NOX Cap Annual v3.1 | 1038 | 1847 | Rate Constraint in MTons | FALSE | L | Annual | Allowances Sold NOX | Thousand Tons | 0 | 0 | 0 | 0 | 0 | 0 | 0
NSR Mirant Settlement - NOX Cap Annual v3.1 | 1038 | 1847 | Rate Constraint in MTons | FALSE | L | Annual | Allowances Banked | Thousand Tons | 0 | 0 | 0 | 0 | 0 | 0 | 0
NSR Mirant Settlement - NOX Cap Annual v3.1 | 1038 | 1847 | Rate Constraint in MTons | FALSE | L | Annual | Allowances Withdrawn (1:1) | Thousand Tons | 0 | 0 | 0 | 0 | 0 | 0 | 0
NSR Mirant Settlement - NOX Cap Annual v3.1 | 1038 | 1847 | Rate Constraint in MTons | FALSE | L | Annual | Allowances Withdrawn (n:1) | Thousand Tons | 0 | 0 | 0 | 0 | 0 | 0 | 0
NSR Mirant Settlement - NOX Cap Annual v3.1 | 1038 | 1847 | Rate Constraint in MTons | FALSE | L | Annual | Net Emissions Allowance Position | Thousand Tons | 2.5632 | 1.2179 | 1.5071 | 1.2179 | 1.3188 | 0.61727 | 0.47908
NSR Mirant Settlement - NOX Cap Annual v3.1 | 1038 | 1847 | Rate Constraint in MTons | FALSE | L | Annual | Fuel Consumed | TBtu | 86.4463 | 68.433 | 84.6816 | 68.433 | 74.0974 | 35.337 | 26.9181
NSR Mirant Settlement - NOX Cap Annual v3.1 | 1038 | 1847 | Rate Constraint in MTons | FALSE | L | Annual | Rate | lb/MMBtu | 0.059302 | 0.035595 | 0.035595 | 0.035595 | 0.035595 | 0.034936 | 0.035595
NSR Mirant Settlement - NOX Cap Annual v3.1 | 1038 | 1847 | Rate Constraint in MTons | FALSE | L | Annual | Generation | TWh | 8.9952 | 7.2289 | 8.9453 | 7.2289 | 7.8272 | 3.7352 | 2.8435
NSR Mirant Settlement - NOX Cap Annual v3.1 | 1038 | 1847 | Rate Constraint in MTons | FALSE | L | Annual | Qualifying Generation | TWh | 8.9952 | 7.2289 | 8.9453 | 7.2289 | 7.8272 | 3.7352 | 2.8435
NSR Mirant Settlement - NOX Cap Annual v3.1 | 1038 | 1847 | Rate Constraint in MTons | FALSE | L | Annual | Rate | lb/MWh | 0.28495 | 0.16848 | 0.16848 | 0.16848 | 0.16848 | 0.16525 | 0.16848
NSR Mirant Settlement - NOX Cap Annual v3.1 | 1038 | 1847 | Rate Constraint in MTons | FALSE | L | Annual | Constraint Shadow Price | US2011$/Ton | 0 | 0 | 0 | 0 | 0 | 0 | 0
NSR Mirant Settlement - NOX Cap Summer v3.1 | 1039 | 1848 | Rate Constraint in MTons | FALSE | L | Annual | Seasons Included | Seasons | Summer | Summer | Summer | Summer | Summer | Summer | Summer
NSR Mirant Settlement - NOX Cap Summer v3.1 | 1039 | 1848 | Rate Constraint in MTons | FALSE | L | Annual | Standard | Thousand Tons | 5.2 | 5.2 | 5.2 | 5.2 | 5.2 | 5.2 | 5.2
NSR Mirant Settlement - NOX Cap Summer v3.1 | 1039 | 1848 | Rate Constraint in MTons | FALSE | L | Annual | Standard NOX | Thousand Tons | 5.2 | 5.2 | 5.2 | 5.2 | 5.2 | 5.2 | 5.2
NSR Mirant Settlement - NOX Cap Summer v3.1 | 1039 | 1848 | Rate Constraint in MTons | FALSE | L | Annual | Emissions at Affected Plants NOX | Thousand Tons | 1.0656 | 0.47908 | 0.66329 | 0.47908 | 0.57989 | 0.47908 | 0.47908
NSR Mirant Settlement - NOX Cap Summer v3.1 | 1039 | 1848 | Rate Constraint in MTons | FALSE | L | Annual | Allowances Purchased NOX | Thousand Tons | 0 | 0 | 0 | 0 | 0 | 0 | 0
NSR Mirant Settlement - NOX Cap Summer v3.1 | 1039 | 1848 | Rate Constraint in MTons | FALSE | L | Annual | Allowances Sold NOX | Thousand Tons | 0 | 0 | 0 | 0 | 0 | 0 | 0
NSR Mirant Settlement - NOX Cap Summer v3.1 | 1039 | 1848 | Rate Constraint in MTons | FALSE | L | Annual | Allowances Banked | Thousand Tons | 0 | 0 | 0 | 0 | 0 | 0 | 0
NSR Mirant Settlement - NOX Cap Summer v3.1 | 1039 | 1848 | Rate Constraint in MTons | FALSE | L | Annual | Allowances Withdrawn (1:1) | Thousand Tons | 0 | 0 | 0 | 0 | 0 | 0 | 0
NSR Mirant Settlement - NOX Cap Summer v3.1 | 1039 | 1848 | Rate Constraint in MTons | FALSE | L | Annual | Allowances Withdrawn (n:1) | Thousand Tons | 0 | 0 | 0 | 0 | 0 | 0 | 0
NSR Mirant Settlement - NOX Cap Summer v3.1 | 1039 | 1848 | Rate Constraint in MTons | FALSE | L | Annual | Net Emissions Allowance Position | Thousand Tons | 1.0656 | 0.47908 | 0.66329 | 0.47908 | 0.57989 | 0.47908 | 0.47908
NSR Mirant Settlement - NOX Cap Summer v3.1 | 1039 | 1848 | Rate Constraint in MTons | FALSE | L | Annual | Fuel Consumed | TBtu | 34.9109 | 27.0137 | 37.1825 | 27.0137 | 32.6781 | 26.9375 | 26.9181
NSR Mirant Settlement - NOX Cap Summer v3.1 | 1039 | 1848 | Rate Constraint in MTons | FALSE | L | Annual | Rate | lb/MMBtu | 0.061049 | 0.035469 | 0.035677 | 0.035469 | 0.035491 | 0.03557 | 0.035595
NSR Mirant Settlement - NOX Cap Summer v3.1 | 1039 | 1848 | Rate Constraint in MTons | FALSE | L | Annual | Generation | TWh | 3.6136 | 2.8435 | 3.9368 | 2.8435 | 3.4418 | 2.8435 | 2.8435
NSR Mirant Settlement - NOX Cap Summer v3.1 | 1039 | 1848 | Rate Constraint in MTons | FALSE | L | Annual | Qualifying Generation | TWh | 3.6136 | 2.8435 | 3.9368 | 2.8435 | 3.4418 | 2.8435 | 2.8435
NSR Mirant Settlement - NOX Cap Summer v3.1 | 1039 | 1848 | Rate Constraint in MTons | FALSE | L | Annual | Rate | lb/MWh | 0.29489 | 0.16848 | 0.16848 | 0.16848 | 0.16848 | 0.16848 | 0.16848
NSR Mirant Settlement - NOX Cap Summer v3.1 | 1039 | 1848 | Rate Constraint in MTons | FALSE | L | Annual | Constraint Shadow Price | US2011$/Ton | 0 | 0 | 0 | 0 | 0 | 0 | 0
NSR Mirant Settlement - NOX Rate Summer v3.1 | 1040 | 1849 | Rate Constraint in lbs/MMBtu | FALSE | L | Annual | Seasons Included | Seasons | Summer | Summer | Summer | Summer | Summer | Summer | Summer
NSR Mirant Settlement - NOX Rate Summer v3.1 | 1040 | 1849 | Rate Constraint in lbs/MMBtu | FALSE | L | Annual | Standard | lb/MMBtu | 0.15 | 0.15 | 0.15 | 0.15 | 0.15 | 0.15 | 0.15
NSR Mirant Settlement - NOX Rate Summer v3.1 | 1040 | 1849 | Rate Constraint in lbs/MMBtu | FALSE | L | Annual | Emissions at Affected Plants NOX | Thousand Tons | 1.0656 | 0.47908 | 0.66329 | 0.47908 | 0.57989 | 0.47908 | 0.47908
NSR Mirant Settlement - NOX Rate Summer v3.1 | 1040 | 1849 | Rate Constraint in lbs/MMBtu | FALSE | L | Annual | Allowances Purchased NOX | Thousand Tons | 0 | 0 | 0 | 0 | 0 | 0 | 0
NSR Mirant Settlement - NOX Rate Summer v3.1 | 1040 | 1849 | Rate Constraint in lbs/MMBtu | FALSE | L | Annual | Allowances Sold NOX | Thousand Tons | 0 | 0 | 0 | 0 | 0 | 0 | 0
NSR Mirant Settlement - NOX Rate Summer v3.1 | 1040 | 1849 | Rate Constraint in lbs/MMBtu | FALSE | L | Annual | Allowances Banked | Thousand Tons | 0 | 0 | 0 | 0 | 0 | 0 | 0
NSR Mirant Settlement - NOX Rate Summer v3.1 | 1040 | 1849 | Rate Constraint in lbs/MMBtu | FALSE | L | Annual | Allowances Withdrawn (1:1) | Thousand Tons | 0 | 0 | 0 | 0 | 0 | 0 | 0
NSR Mirant Settlement - NOX Rate Summer v3.1 | 1040 | 1849 | Rate Constraint in lbs/MMBtu | FALSE | L | Annual | Allowances Withdrawn (n:1) | Thousand Tons | 0 | 0 | 0 | 0 | 0 | 0 | 0
NSR Mirant Settlement - NOX Rate Summer v3.1 | 1040 | 1849 | Rate Constraint in lbs/MMBtu | FALSE | L | Annual | Net Emissions Allowance Position | Thousand Tons | 1.0656 | 0.47908 | 0.66329 | 0.47908 | 0.57989 | 0.47908 | 0.47908
NSR Mirant Settlement - NOX Rate Summer v3.1 | 1040 | 1849 | Rate Constraint in lbs/MMBtu | FALSE | L | Annual | Fuel Consumed | TBtu | 34.9109 | 27.0137 | 37.1825 | 27.0137 | 32.6781 | 26.9375 | 26.9181
NSR Mirant Settlement - NOX Rate Summer v3.1 | 1040 | 1849 | Rate Constraint in lbs/MMBtu | FALSE | L | Annual | Rate | lb/MMBtu | 0.061049 | 0.035469 | 0.035677 | 0.035469 | 0.035491 | 0.03557 | 0.035595
NSR Mirant Settlement - NOX Rate Summer v3.1 | 1040 | 1849 | Rate Constraint in lbs/MMBtu | FALSE | L | Annual | Generation | TWh | 3.6136 | 2.8435 | 3.9368 | 2.8435 | 3.4418 | 2.8435 | 2.8435
NSR Mirant Settlement - NOX Rate Summer v3.1 | 1040 | 1849 | Rate Constraint in lbs/MMBtu | FALSE | L | Annual | Qualifying Generation | TWh | 3.6136 | 2.8435 | 3.9368 | 2.8435 | 3.4418 | 2.8435 | 2.8435
NSR Mirant Settlement - NOX Rate Summer v3.1 | 1040 | 1849 | Rate Constraint in lbs/MMBtu | FALSE | L | Annual | Rate | lb/MWh | 0.29489 | 0.16848 | 0.16848 | 0.16848 | 0.16848 | 0.16848 | 0.16848
NSR Mirant Settlement - NOX Rate Summer v3.1 | 1040 | 1849 | Rate Constraint in lbs/MMBtu | FALSE | L | Annual | Constraint Shadow Price | US2011$/Ton | 0 | 0 | 0 | 0 | 0 | 0 | 0
NSR Morgantown G P 1,2 - NOX Rate Annual v3.1, Unit 5718 and retrofits | 1041 | 1954 | Rate Constraint in lbs/MMBtu | FALSE | L | Annual | Seasons Included | Seasons | Winter, Summer | Winter, Summer | Winter, Summer | Winter, Summer | Winter, Summer | Winter, Summer | Winter, Summer
NSR Morgantown G P 1,2 - NOX Rate Annual v3.1, Unit 5718 and retrofits | 1041 | 1954 | Rate Constraint in lbs/MMBtu | FALSE | L | Annual | Standard | lb/MMBtu | 0.1 | 0.1 | 0.1 | 0.1 | 0.1 | 0.1 | 0.1
NSR Morgantown G P 1,2 - NOX Rate Annual v3.1, Unit 5718 and retrofits | 1041 | 1954 | Rate Constraint in lbs/MMBtu | FALSE | L | Annual | Emissions at Affected Plants NOX | Thousand Tons | 0.56419 | 0.56419 | 0.69815 | 0.56419 | 0.61089 | 0.36011 | 0.22193
NSR Morgantown G P 1,2 - NOX Rate Annual v3.1, Unit 5718 and retrofits | 1041 | 1954 | Rate Constraint in lbs/MMBtu | FALSE | L | Annual | Allowances Purchased NOX | Thousand Tons | 0 | 0 | 0 | 0 | 0 | 0 | 0
NSR Morgantown G P 1,2 - NOX Rate Annual v3.1, Unit 5718 and retrofits | 1041 | 1954 | Rate Constraint in lbs/MMBtu | FALSE | L | Annual | Allowances Sold NOX | Thousand Tons | 0 | 0 | 0 | 0 | 0 | 0 | 0
NSR Morgantown G P 1,2 - NOX Rate Annual v3.1, Unit 5718 and retrofits | 1041 | 1954 | Rate Constraint in lbs/MMBtu | FALSE | L | Annual | Allowances Banked | Thousand Tons | 0 | 0 | 0 | 0 | 0 | 0 | 0
NSR Morgantown G P 1,2 - NOX Rate Annual v3.1, Unit 5718 and retrofits | 1041 | 1954 | Rate Constraint in lbs/MMBtu | FALSE | L | Annual | Allowances Withdrawn (1:1) | Thousand Tons | 0 | 0 | 0 | 0 | 0 | 0 | 0
NSR Morgantown G P 1,2 - NOX Rate Annual v3.1, Unit 5718 and retrofits | 1041 | 1954 | Rate Constraint in lbs/MMBtu | FALSE | L | Annual | Allowances Withdrawn (n:1) | Thousand Tons | 0 | 0 | 0 | 0 | 0 | 0 | 0
NSR Morgantown G P 1,2 - NOX Rate Annual v3.1, Unit 5718 and retrofits | 1041 | 1954 | Rate Constraint in lbs/MMBtu | FALSE | L | Annual | Net Emissions Allowance Position | Thousand Tons | 0.56419 | 0.56419 | 0.69815 | 0.56419 | 0.61089 | 0.36011 | 0.22193
NSR Morgantown G P 1,2 - NOX Rate Annual v3.1, Unit 5718 and retrofits | 1041 | 1954 | Rate Constraint in lbs/MMBtu | FALSE | L | Annual | Fuel Consumed | TBtu | 34.3729 | 34.3729 | 42.5343 | 34.3729 | 37.218 | 21.9395 | 13.5206
NSR Morgantown G P 1,2 - NOX Rate Annual v3.1, Unit 5718 and retrofits | 1041 | 1954 | Rate Constraint in lbs/MMBtu | FALSE | L | Annual | Rate | lb/MMBtu | 0.032828 | 0.032828 | 0.032828 | 0.032828 | 0.032828 | 0.032828 | 0.032828
NSR Morgantown G P 1,2 - NOX Rate Annual v3.1, Unit 5718 and retrofits | 1041 | 1954 | Rate Constraint in lbs/MMBtu | FALSE | L | Annual | Generation | TWh | 3.6409 | 3.6409 | 4.5054 | 3.6409 | 3.9423 | 2.3239 | 1.4322
NSR Morgantown G P 1,2 - NOX Rate Annual v3.1, Unit 5718 and retrofits | 1041 | 1954 | Rate Constraint in lbs/MMBtu | FALSE | L | Annual | Qualifying Generation | TWh | 3.6409 | 3.6409 | 4.5054 | 3.6409 | 3.9423 | 2.3239 | 1.4322
NSR Morgantown G P 1,2 - NOX Rate Annual v3.1, Unit 5718 and retrofits | 1041 | 1954 | Rate Constraint in lbs/MMBtu | FALSE | L | Annual | Rate | lb/MWh | 0.15496 | 0.15496 | 0.15496 | 0.15496 | 0.15496 | 0.15496 | 0.15496
NSR Morgantown G P 1,2 - NOX Rate Annual v3.1, Unit 5718 and retrofits | 1041 | 1954 | Rate Constraint in lbs/MMBtu | FALSE | L | Annual | Constraint Shadow Price | US2011$/Ton | 0 | 0 | 0 | 0 | 0 | 0 | 0
NSR Morgantown G P 1,2 - NOX Rate Annual v3.1, Unit 5719 and retrofits | 1042 | 1954 | Rate Constraint in lbs/MMBtu | FALSE | L | Annual | Seasons Included | Seasons | Winter, Summer | Winter, Summer | Winter, Summer | Winter, Summer | Winter, Summer | Winter, Summer | Winter, Summer
NSR Morgantown G P 1,2 - NOX Rate Annual v3.1, Unit 5719 and retrofits | 1042 | 1954 | Rate Constraint in lbs/MMBtu | FALSE | L | Annual | Standard | lb/MMBtu | 0.1 | 0.1 | 0.1 | 0.1 | 0.1 | 0.1 | 0.1
NSR Morgantown G P 1,2 - NOX Rate Annual v3.1, Unit 5719 and retrofits | 1042 | 1954 | Rate Constraint in lbs/MMBtu | FALSE | L | Annual | Emissions at Affected Plants NOX | Thousand Tons | 0.65375 | 0.65375 | 0.80898 | 0.65375 | 0.70787 | 0.25715 | 0.25715
NSR Morgantown G P 1,2 - NOX Rate Annual v3.1, Unit 5719 and retrofits | 1042 | 1954 | Rate Constraint in lbs/MMBtu | FALSE | L | Annual | Allowances Purchased NOX | Thousand Tons | 0 | 0 | 0 | 0 | 0 | 0 | 0
NSR Morgantown G P 1,2 - NOX Rate Annual v3.1, Unit 5719 and retrofits | 1042 | 1954 | Rate Constraint in lbs/MMBtu | FALSE | L | Annual | Allowances Sold NOX | Thousand Tons | 0 | 0 | 0 | 0 | 0 | 0 | 0
NSR Morgantown G P 1,2 - NOX Rate Annual v3.1, Unit 5719 and retrofits | 1042 | 1954 | Rate Constraint in lbs/MMBtu | FALSE | L | Annual | Allowances Banked | Thousand Tons | 0 | 0 | 0 | 0 | 0 | 0 | 0
NSR Morgantown G P 1,2 - NOX Rate Annual v3.1, Unit 5719 and retrofits | 1042 | 1954 | Rate Constraint in lbs/MMBtu | FALSE | L | Annual | Allowances Withdrawn (1:1) | Thousand Tons | 0 | 0 | 0 | 0 | 0 | 0 | 0
NSR Morgantown G P 1,2 - NOX Rate Annual v3.1, Unit 5719 and retrofits | 1042 | 1954 | Rate Constraint in lbs/MMBtu | FALSE | L | Annual | Allowances Withdrawn (n:1) | Thousand Tons | 0 | 0 | 0 | 0 | 0 | 0 | 0
NSR Morgantown G P 1,2 - NOX Rate Annual v3.1, Unit 5719 and retrofits | 1042 | 1954 | Rate Constraint in lbs/MMBtu | FALSE | L | Annual | Net Emissions Allowance Position | Thousand Tons | 0.65375 | 0.65375 | 0.80898 | 0.65375 | 0.70787 | 0.25715 | 0.25715
NSR Morgantown G P 1,2 - NOX Rate Annual v3.1, Unit 5719 and retrofits | 1042 | 1954 | Rate Constraint in lbs/MMBtu | FALSE | L | Annual | Fuel Consumed | TBtu | 34.0601 | 34.0601 | 42.1473 | 34.0601 | 36.8794 | 13.3976 | 13.3976
NSR Morgantown G P 1,2 - NOX Rate Annual v3.1, Unit 5719 and retrofits | 1042 | 1954 | Rate Constraint in lbs/MMBtu | FALSE | L | Annual | Rate | lb/MMBtu | 0.038388 | 0.038388 | 0.038388 | 0.038388 | 0.038388 | 0.038388 | 0.038388
NSR Morgantown G P 1,2 - NOX Rate Annual v3.1, Unit 5719 and retrofits | 1042 | 1954 | Rate Constraint in lbs/MMBtu | FALSE | L | Annual | Generation | TWh | 3.588 | 3.588 | 4.4399 | 3.588 | 3.885 | 1.4113 | 1.4113
NSR Morgantown G P 1,2 - NOX Rate Annual v3.1, Unit 5719 and retrofits | 1042 | 1954 | Rate Constraint in lbs/MMBtu | FALSE | L | Annual | Qualifying Generation | TWh | 3.588 | 3.588 | 4.4399 | 3.588 | 3.885 | 1.4113 | 1.4113
NSR Morgantown G P 1,2 - NOX Rate Annual v3.1, Unit 5719 and retrofits | 1042 | 1954 | Rate Constraint in lbs/MMBtu | FALSE | L | Annual | Rate | lb/MWh | 0.18221 | 0.18221 | 0.18221 | 0.18221 | 0.18221 | 0.18221 | 0.18221
NSR Morgantown G P 1,2 - NOX Rate Annual v3.1, Unit 5719 and retrofits | 1042 | 1954 | Rate Constraint in lbs/MMBtu | FALSE | L | Annual | Constraint Shadow Price | US2011$/Ton | 0 | 0 | 0 | 0 | 0 | 0 | 0
NSR Mt Storm 1-3 - NOX Rate Annual v3.1, Unit 5828 and retrofits | 1043 | 1948 | Rate Constraint in lbs/MMBtu | FALSE | L | Annual | Seasons Included | Seasons | Winter, Summer | Winter, Summer | Winter, Summer | Winter, Summer | Winter, Summer | Winter, Summer | Winter, Summer
NSR Mt Storm 1-3 - NOX Rate Annual v3.1, Unit 5828 and retrofits | 1043 | 1948 | Rate Constraint in lbs/MMBtu | FALSE | L | Annual | Standard | lb/MMBtu | 0.11 | 0.11 | 0.11 | 0.11 | 0.11 | 0.11 | 0.11
NSR Mt Storm 1-3 - NOX Rate Annual v3.1, Unit 5828 and retrofits | 1043 | 1948 | Rate Constraint in lbs/MMBtu | FALSE | L | Annual | Emissions at Affected Plants NOX | Thousand Tons | 1.537 | 1.537 | 1.5343 | 1.537 | 1.537 | 1.537 | 1.4516
NSR Mt Storm 1-3 - NOX Rate Annual v3.1, Unit 5828 and retrofits | 1043 | 1948 | Rate Constraint in lbs/MMBtu | FALSE | L | Annual | Allowances Purchased NOX | Thousand Tons | 0 | 0 | 0 | 0 | 0 | 0 | 0
NSR Mt Storm 1-3 - NOX Rate Annual v3.1, Unit 5828 and retrofits | 1043 | 1948 | Rate Constraint in lbs/MMBtu | FALSE | L | Annual | Allowances Sold NOX | Thousand Tons | 0 | 0 | 0 | 0 | 0 | 0 | 0
NSR Mt Storm 1-3 - NOX Rate Annual v3.1, Unit 5828 and retrofits | 1043 | 1948 | Rate Constraint in lbs/MMBtu | FALSE | L | Annual | Allowances Banked | Thousand Tons | 0 | 0 | 0 | 0 | 0 | 0 | 0
NSR Mt Storm 1-3 - NOX Rate Annual v3.1, Unit 5828 and retrofits | 1043 | 1948 | Rate Constraint in lbs/MMBtu | FALSE | L | Annual | Allowances Withdrawn (1:1) | Thousand Tons | 0 | 0 | 0 | 0 | 0 | 0 | 0
NSR Mt Storm 1-3 - NOX Rate Annual v3.1, Unit 5828 and retrofits | 1043 | 1948 | Rate Constraint in lbs/MMBtu | FALSE | L | Annual | Allowances Withdrawn (n:1) | Thousand Tons | 0 | 0 | 0 | 0 | 0 | 0 | 0
NSR Mt Storm 1-3 - NOX Rate Annual v3.1, Unit 5828 and retrofits | 1043 | 1948 | Rate Constraint in lbs/MMBtu | FALSE | L | Annual | Net Emissions Allowance Position | Thousand Tons | 1.537 | 1.537 | 1.5343 | 1.537 | 1.537 | 1.537 | 1.4516
NSR Mt Storm 1-3 - NOX Rate Annual v3.1, Unit 5828 and retrofits | 1043 | 1948 | Rate Constraint in lbs/MMBtu | FALSE | L | Annual | Fuel Consumed | TBtu | 40.0405 | 40.0405 | 39.9702 | 40.0405 | 40.0405 | 40.0405 | 37.8817
NSR Mt Storm 1-3 - NOX Rate Annual v3.1, Unit 5828 and retrofits | 1043 | 1948 | Rate Constraint in lbs/MMBtu | FALSE | L | Annual | Rate | lb/MMBtu | 0.076773 | 0.076773 | 0.076773 | 0.076773 | 0.076773 | 0.076773 | 0.07664
NSR Mt Storm 1-3 - NOX Rate Annual v3.1, Unit 5828 and retrofits | 1043 | 1948 | Rate Constraint in lbs/MMBtu | FALSE | L | Annual | Generation | TWh | 3.9746 | 3.9746 | 3.9677 | 3.9746 | 3.9746 | 3.9746 | 3.7538
NSR Mt Storm 1-3 - NOX Rate Annual v3.1, Unit 5828 and retrofits | 1043 | 1948 | Rate Constraint in lbs/MMBtu | FALSE | L | Annual | Qualifying Generation | TWh | 3.9746 | 3.9746 | 3.9677 | 3.9746 | 3.9746 | 3.9746 | 3.7538
NSR Mt Storm 1-3 - NOX Rate Annual v3.1, Unit 5828 and retrofits | 1043 | 1948 | Rate Constraint in lbs/MMBtu | FALSE | L | Annual | Rate | lb/MWh | 0.38671 | 0.38671 | 0.38671 | 0.38671 | 0.38671 | 0.38671 | 0.38671
NSR Mt Storm 1-3 - NOX Rate Annual v3.1, Unit 5828 and retrofits | 1043 | 1948 | Rate Constraint in lbs/MMBtu | FALSE | L | Annual | Constraint Shadow Price | US2011$/Ton | 0 | 0 | 0 | 0 | 0 | 0 | 0
NSR Mt Storm 1-3 - NOX Rate Annual v3.1, Unit 5829 and retrofits | 1044 | 1948 | Rate Constraint in lbs/MMBtu | FALSE | L | Annual | Seasons Included | Seasons | Winter, Summer | Winter, Summer | Winter, Summer | Winter, Summer | Winter, Summer | Winter, Summer | Winter, Summer
NSR Mt Storm 1-3 - NOX Rate Annual v3.1, Unit 5829 and retrofits | 1044 | 1948 | Rate Constraint in lbs/MMBtu | FALSE | L | Annual | Standard | lb/MMBtu | 0.11 | 0.11 | 0.11 | 0.11 | 0.11 | 0.11 | 0.11
NSR Mt Storm 1-3 - NOX Rate Annual v3.1, Unit 5829 and retrofits | 1044 | 1948 | Rate Constraint in lbs/MMBtu | FALSE | L | Annual | Emissions at Affected Plants NOX | Thousand Tons | 1.6137 | 1.6137 | 1.6109 | 1.6137 | 1.6137 | 1.6137 | 1.5241
NSR Mt Storm 1-3 - NOX Rate Annual v3.1, Unit 5829 and retrofits | 1044 | 1948 | Rate Constraint in lbs/MMBtu | FALSE | L | Annual | Allowances Purchased NOX | Thousand Tons | 0 | 0 | 0 | 0 | 0 | 0 | 0
NSR Mt Storm 1-3 - NOX Rate Annual v3.1, Unit 5829 and retrofits | 1044 | 1948 | Rate Constraint in lbs/MMBtu | FALSE | L | Annual | Allowances Sold NOX | Thousand Tons | 0 | 0 | 0 | 0 | 0 | 0 | 0
NSR Mt Storm 1-3 - NOX Rate Annual v3.1, Unit 5829 and retrofits | 1044 | 1948 | Rate Constraint in lbs/MMBtu | FALSE | L | Annual | Allowances Banked | Thousand Tons | 0 | 0 | 0 | 0 | 0 | 0 | 0
NSR Mt Storm 1-3 - NOX Rate Annual v3.1, Unit 5829 and retrofits | 1044 | 1948 | Rate Constraint in lbs/MMBtu | FALSE | L | Annual | Allowances Withdrawn (1:1) | Thousand Tons | 0 | 0 | 0 | 0 | 0 | 0 | 0
NSR Mt Storm 1-3 - NOX Rate Annual v3.1, Unit 5829 and retrofits | 1044 | 1948 | Rate Constraint in lbs/MMBtu | FALSE | L | Annual | Allowances Withdrawn (n:1) | Thousand Tons | 0 | 0 | 0 | 0 | 0 | 0 | 0
NSR Mt Storm 1-3 - NOX Rate Annual v3.1, Unit 5829 and retrofits | 1044 | 1948 | Rate Constraint in lbs/MMBtu | FALSE | L | Annual | Net Emissions Allowance Position | Thousand Tons | 1.6137 | 1.6137 | 1.6109 | 1.6137 | 1.6137 | 1.6137 | 1.5241
NSR Mt Storm 1-3 - NOX Rate Annual v3.1, Unit 5829 and retrofits | 1044 | 1948 | Rate Constraint in lbs/MMBtu | FALSE | L | Annual | Fuel Consumed | TBtu | 39.9615 | 39.9615 | 39.8913 | 39.9615 | 39.9615 | 40.0136 | 37.8069
NSR Mt Storm 1-3 - NOX Rate Annual v3.1, Unit 5829 and retrofits | 1044 | 1948 | Rate Constraint in lbs/MMBtu | FALSE | L | Annual | Rate | lb/MMBtu | 0.080763 | 0.080763 | 0.080763 | 0.080763 | 0.080763 | 0.080658 | 0.080623
NSR Mt Storm 1-3 - NOX Rate Annual v3.1, Unit 5829 and retrofits | 1044 | 1948 | Rate Constraint in lbs/MMBtu | FALSE | L | Annual | Generation | TWh | 3.9818 | 3.9818 | 3.9748 | 3.9818 | 3.9818 | 3.9818 | 3.7606
NSR Mt Storm 1-3 - NOX Rate Annual v3.1, Unit 5829 and retrofits | 1044 | 1948 | Rate Constraint in lbs/MMBtu | FALSE | L | Annual | Qualifying Generation | TWh | 3.9818 | 3.9818 | 3.9748 | 3.9818 | 3.9818 | 3.9818 | 3.7606
NSR Mt Storm 1-3 - NOX Rate Annual v3.1, Unit 5829 and retrofits | 1044 | 1948 | Rate Constraint in lbs/MMBtu | FALSE | L | Annual | Rate | lb/MWh | 0.40527 | 0.40527 | 0.40527 | 0.40527 | 0.40527 | 0.40527 | 0.40527
NSR Mt Storm 1-3 - NOX Rate Annual v3.1, Unit 5829 and retrofits | 1044 | 1948 | Rate Constraint in lbs/MMBtu | FALSE | L | Annual | Constraint Shadow Price | US2011$/Ton | 0 | 0 | 0 | 0 | 0 | 0 | 0
NSR Mt Storm 1-3 - NOX Rate Annual v3.1, Unit 5830 and retrofits | 1045 | 1948 | Rate Constraint in lbs/MMBtu | FALSE | L | Annual | Seasons Included | Seasons | Winter, Summer | Winter, Summer | Winter, Summer | Winter, Summer | Winter, Summer | Winter, Summer | Winter, Summer
NSR Mt Storm 1-3 - NOX Rate Annual v3.1, Unit 5830 and retrofits | 1045 | 1948 | Rate Constraint in lbs/MMBtu | FALSE | L | Annual | Standard | lb/MMBtu | 0.11 | 0.11 | 0.11 | 0.11 | 0.11 | 0.11 | 0.11
NSR Mt Storm 1-3 - NOX Rate Annual v3.1, Unit 5830 and retrofits | 1045 | 1948 | Rate Constraint in lbs/MMBtu | FALSE | L | Annual | Emissions at Affected Plants NOX | Thousand Tons | 0 | 0 | 0 | 0 | 0 | 0 | 0
NSR Mt Storm 1-3 - NOX Rate Annual v3.1, Unit 5830 and retrofits | 1045 | 1948 | Rate Constraint in lbs/MMBtu | FALSE | L | Annual | Allowances Purchased NOX | Thousand Tons | 0 | 0 | 0 | 0 | 0 | 0 | 0
NSR Mt Storm 1-3 - NOX Rate Annual v3.1, Unit 5830 and retrofits | 1045 | 1948 | Rate Constraint in lbs/MMBtu | FALSE | L | Annual | Allowances Sold NOX | Thousand Tons | 0 | 0 | 0 | 0 | 0 | 0 | 0
NSR Mt Storm 1-3 - NOX Rate Annual v3.1, Unit 5830 and retrofits | 1045 | 1948 | Rate Constraint in lbs/MMBtu | FALSE | L | Annual | Allowances Banked | Thousand Tons | 0 | 0 | 0 | 0 | 0 | 0 | 0
NSR Mt Storm 1-3 - NOX Rate Annual v3.1, Unit 5830 and retrofits | 1045 | 1948 | Rate Constraint in lbs/MMBtu | FALSE | L | Annual | Allowances Withdrawn (1:1) | Thousand Tons | 0 | 0 | 0 | 0 | 0 | 0 | 0
NSR Mt Storm 1-3 - NOX Rate Annual v3.1, Unit 5830 and retrofits | 1045 | 1948 | Rate Constraint in lbs/MMBtu | FALSE | L | Annual | Allowances Withdrawn (n:1) | Thousand Tons | 0 | 0 | 0 | 0 | 0 | 0 | 0
NSR Mt Storm 1-3 - NOX Rate Annual v3.1, Unit 5830 and retrofits | 1045 | 1948 | Rate Constraint in lbs/MMBtu | FALSE | L | Annual | Net Emissions Allowance Position | Thousand Tons | 0 | 0 | 0 | 0 | 0 | 0 | 0
NSR Mt Storm 1-3 - NOX Rate Annual v3.1, Unit 5830 and retrofits | 1045 | 1948 | Rate Constraint in lbs/MMBtu | FALSE | L | Annual | Fuel Consumed | TBtu | 0 | 0 | 0 | 0 | 0 | 0 | 0
NSR Mt Storm 1-3 - NOX Rate Annual v3.1, Unit 5830 and retrofits | 1045 | 1948 | Rate Constraint in lbs/MMBtu | FALSE | L | Annual | Rate | lb/MMBtu | 0 | 0 | 0 | 0 | 0 | 0 | 0
NSR Mt Storm 1-3 - NOX Rate Annual v3.1, Unit 5830 and retrofits | 1045 | 1948 | Rate Constraint in lbs/MMBtu | FALSE | L | Annual | Generation | TWh | 0 | 0 | 0 | 0 | 0 | 0 | 0
NSR Mt Storm 1-3 - NOX Rate Annual v3.1, Unit 5830 and retrofits | 1045 | 1948 | Rate Constraint in lbs/MMBtu | FALSE | L | Annual | Qualifying Generation | TWh | 0 | 0 | 0 | 0 | 0 | 0 | 0
NSR Mt Storm 1-3 - NOX Rate Annual v3.1, Unit 5830 and retrofits | 1045 | 1948 | Rate Constraint in lbs/MMBtu | FALSE | L | Annual | Rate | lb/MWh | 0 | 0 | 0 | 0 | 0 | 0 | 0
NSR Mt Storm 1-3 - NOX Rate Annual v3.1, Unit 5830 and retrofits | 1045 | 1948 | Rate Constraint in lbs/MMBtu | FALSE | L | Annual | Constraint Shadow Price | US2011$/Ton | 0 | 0 | 0 | 0 | 0 | 0 | 0
NSR NIPSCO System - SO2 Cap Annual v4.11 | 1046 | 2301 | Rate Constraint in MTons | FALSE | L | Annual | Seasons Included | Seasons | Winter, Summer | Winter, Summer | Winter, Summer | Winter, Summer | Winter, Summer | Winter, Summer | Winter, Summer
NSR NIPSCO System - SO2 Cap Annual v4.11 | 1046 | 2301 | Rate Constraint in MTons | FALSE | L | Annual | Standard | Thousand Tons | 25.3 | 25.3 | 11.6 | 11.6 | 11.6 | 11.6 | 11.6
NSR NIPSCO System - SO2 Cap Annual v4.11 | 1046 | 2301 | Rate Constraint in MTons | FALSE | L | Annual | Standard SO2 | Thousand Tons | 25.3 | 25.3 | 11.6 | 11.6 | 11.6 | 11.6 | 11.6
NSR NIPSCO System - SO2 Cap Annual v4.11 | 1046 | 2301 | Rate Constraint in MTons | FALSE | L | Annual | Emissions at Affected Plants SO2 | Thousand Tons | 2.8122 | 3.6789 | 3.7527 | 3.4213 | 3.7696 | 3.7461 | 2.8555
NSR NIPSCO System - SO2 Cap Annual v4.11 | 1046 | 2301 | Rate Constraint in MTons | FALSE | L | Annual | Allowances Purchased SO2 | Thousand Tons | 0 | 0 | 0 | 0 | 0 | 0 | 0
NSR NIPSCO System - SO2 Cap Annual v4.11 | 1046 | 2301 | Rate Constraint in MTons | FALSE | L | Annual | Allowances Sold SO2 | Thousand Tons | 0 | 0 | 0 | 0 | 0 | 0 | 0
NSR NIPSCO System - SO2 Cap Annual v4.11 | 1046 | 2301 | Rate Constraint in MTons | FALSE | L | Annual | Allowances Banked | Thousand Tons | 0 | 0 | 0 | 0 | 0 | 0 | 0
NSR NIPSCO System - SO2 Cap Annual v4.11 | 1046 | 2301 | Rate Constraint in MTons | FALSE | L | Annual | Allowances Withdrawn (1:1) | Thousand Tons | 0 | 0 | 0 | 0 | 0 | 0 | 0
NSR NIPSCO System - SO2 Cap Annual v4.11 | 1046 | 2301 | Rate Constraint in MTons | FALSE | L | Annual | Allowances Withdrawn (n:1) | Thousand Tons | 0 | 0 | 0 | 0 | 0 | 0 | 0
NSR NIPSCO System - SO2 Cap Annual v4.11 | 1046 | 2301 | Rate Constraint in MTons | FALSE | L | Annual | Net Emissions Allowance Position | Thousand Tons | 2.8122 | 3.6789 | 3.7527 | 3.4213 | 3.7696 | 3.7461 | 2.8555
NSR NIPSCO System - SO2 Cap Annual v4.11 | 1046 | 2301 | Rate Constraint in MTons | FALSE | L | Annual | Fuel Consumed | TBtu | 54.8268 | 67.497 | 68.5768 | 64.4573 | 70.8915 | 68.5871 | 56.0335
NSR NIPSCO System - SO2 Cap Annual v4.11 | 1046 | 2301 | Rate Constraint in MTons | FALSE | L | Annual | Rate | lb/MMBtu | 0.10259 | 0.10901 | 0.10945 | 0.10616 | 0.10635 | 0.10924 | 0.10192
NSR NIPSCO System - SO2 Cap Annual v4.11 | 1046 | 2301 | Rate Constraint in MTons | FALSE | L | Annual | Generation | TWh | 4.8927 | 5.9864 | 6.0794 | 5.7167 | 6.2856 | 6.0794 | 4.9943
NSR NIPSCO System - SO2 Cap Annual v4.11 | 1046 | 2301 | Rate Constraint in MTons | FALSE | L | Annual | Qualifying Generation | TWh | 4.8927 | 5.9864 | 6.0794 | 5.7167 | 6.2856 | 6.0794 | 4.9943
NSR NIPSCO System - SO2 Cap Annual v4.11 | 1046 | 2301 | Rate Constraint in MTons | FALSE | L | Annual | Rate | lb/MWh | 0.57478 | 0.61454 | 0.61728 | 0.59848 | 0.59971 | 0.61619 | 0.57175
NSR NIPSCO System - SO2 Cap Annual v4.11 | 1046 | 2301 | Rate Constraint in MTons | FALSE | L | Annual | Constraint Shadow Price | US2011$/Ton | 0 | 0 | 0 | 0 | 0 | 0 | 0
NSR NIPSCO System - NOx Cap Annual 4.11 | 1047 | 2300 | Rate Constraint in MTons | FALSE | L | Annual | Seasons Included | Seasons | Winter, Summer | Winter, Summer | Winter, Summer | Winter, Summer | Winter, Summer | Winter, Summer | Winter, Summer
NSR NIPSCO System - NOx Cap Annual 4.11 | 1047 | 2300 | Rate Constraint in MTons | FALSE | L | Annual | Standard | Thousand Tons | 11.704 | 11.704 | 11.704 | 11.704 | 11.704 | 11.704 | 11.704
NSR NIPSCO System - NOx Cap Annual 4.11 | 1047 | 2300 | Rate Constraint in MTons | FALSE | L | Annual | Standard NOX | Thousand Tons | 11.704 | 11.704 | 11.704 | 11.704 | 11.704 | 11.704 | 11.704
NSR NIPSCO System - NOx Cap Annual 4.11 | 1047 | 2300 | Rate Constraint in MTons | FALSE | L | Annual | Emissions at Affected Plants NOX | Thousand Tons | 4.0269 | 5.1889 | 5.2876 | 4.9021 | 5.3982 | 5.2876 | 4.1352
NSR NIPSCO System - NOx Cap Annual 4.11 | 1047 | 2300 | Rate Constraint in MTons | FALSE | L | Annual | Allowances Purchased NOX | Thousand Tons | 0 | 0 | 0 | 0 | 0 | 0 | 0
NSR NIPSCO System - NOx Cap Annual 4.11 | 1047 | 2300 | Rate Constraint in MTons | FALSE | L | Annual | Allowances Sold NOX | Thousand Tons | 0 | 0 | 0 | 0 | 0 | 0 | 0
NSR NIPSCO System - NOx Cap Annual 4.11 | 1047 | 2300 | Rate Constraint in MTons | FALSE | L | Annual | Allowances Banked | Thousand Tons | 0 | 0 | 0 | 0 | 0 | 0 | 0
NSR NIPSCO System - NOx Cap Annual 4.11 | 1047 | 2300 | Rate Constraint in MTons | FALSE | L | Annual | Allowances Withdrawn (1:1) | Thousand Tons | 0 | 0 | 0 | 0 | 0 | 0 | 0
NSR NIPSCO System - NOx Cap Annual 4.11 | 1047 | 2300 | Rate Constraint in MTons | FALSE | L | Annual | Allowances Withdrawn (n:1) | Thousand Tons | 0 | 0 | 0 | 0 | 0 | 0 | 0
NSR NIPSCO System - NOx Cap Annual 4.11 | 1047 | 2300 | Rate Constraint in MTons | FALSE | L | Annual | Net Emissions Allowance Position | Thousand Tons | 4.0269 | 5.1889 | 5.2876 | 4.9021 | 5.3982 | 5.2876 | 4.1352
NSR NIPSCO System - NOx Cap Annual 4.11 | 1047 | 2300 | Rate Constraint in MTons | FALSE | L | Annual | Fuel Consumed | TBtu | 54.8268 | 67.497 | 68.5768 | 64.4573 | 70.8915 | 68.5871 | 56.0335
NSR NIPSCO System - NOx Cap Annual 4.11 | 1047 | 2300 | Rate Constraint in MTons | FALSE | L | Annual | Rate | lb/MMBtu | 0.1469 | 0.15375 | 0.15421 | 0.1521 | 0.1523 | 0.15419 | 0.1476
NSR NIPSCO System - NOx Cap Annual 4.11 | 1047 | 2300 | Rate Constraint in MTons | FALSE | L | Annual | Generation | TWh | 4.8927 | 5.9864 | 6.0794 | 5.7167 | 6.2856 | 6.0794 | 4.9943
NSR NIPSCO System - NOx Cap Annual 4.11 | 1047 | 2300 | Rate Constraint in MTons | FALSE | L | Annual | Qualifying Generation | TWh | 4.8927 | 5.9864 | 6.0794 | 5.7167 | 6.2856 | 6.0794 | 4.9943
NSR NIPSCO System - NOx Cap Annual 4.11 | 1047 | 2300 | Rate Constraint in MTons | FALSE | L | Annual | Rate | lb/MWh | 0.82305 | 0.86677 | 0.86976 | 0.85751 | 0.85882 | 0.86976 | 0.82799
NSR NIPSCO System - NOx Cap Annual 4.11 | 1047 | 2300 | Rate Constraint in MTons | FALSE | L | Annual | Constraint Shadow Price | US2011$/Ton | 0 | 0 | 0 | 0 | 0 | 0 | 0
NSR NV Power Consent - NOX Cap Annual v3.1 | 1048 | 1852 | Rate Constraint in MTons | FALSE | L | Annual | Seasons Included | Seasons | Winter, Summer | Winter, Summer | Winter, Summer | Winter, Summer | Winter, Summer | Winter, Summer | Winter, Summer
NSR NV Power Consent - NOX Cap Annual v3.1 | 1048 | 1852 | Rate Constraint in MTons | FALSE | L | Annual | Standard | Thousand Tons | 0.36 | 0.36 | 0.36 | 0.36 | 0.36 | 0.36 | 0.36
NSR NV Power Consent - NOX Cap Annual v3.1 | 1048 | 1852 | Rate Constraint in MTons | FALSE | L | Annual | Standard NOX | Thousand Tons | 0.36 | 0.36 | 0.36 | 0.36 | 0.36 | 0.36 | 0.36
NSR NV Power Consent - NOX Cap Annual v3.1 | 1048 | 1852 | Rate Constraint in MTons | FALSE | L | Annual | Emissions at Affected Plants NOX | Thousand Tons | 0 | 0 | 0 | 0 | 0 | 0 | 0
NSR NV Power Consent - NOX Cap Annual v3.1 | 1048 | 1852 | Rate Constraint in MTons | FALSE | L | Annual | Allowances Purchased NOX | Thousand Tons | 0 | 0 | 0 | 0 | 0 | 0 | 0
NSR NV Power Consent - NOX Cap Annual v3.1 | 1048 | 1852 | Rate Constraint in MTons | FALSE | L | Annual | Allowances Sold NOX | Thousand Tons | 0 | 0 | 0 | 0 | 0 | 0 | 0
NSR NV Power Consent - NOX Cap Annual v3.1 | 1048 | 1852 | Rate Constraint in MTons | FALSE | L | Annual | Allowances Banked | Thousand Tons | 0 | 0 | 0 | 0 | 0 | 0 | 0
NSR NV Power Consent - NOX Cap Annual v3.1 | 1048 | 1852 | Rate Constraint in MTons | FALSE | L | Annual | Allowances Withdrawn (1:1) | Thousand Tons | 0 | 0 | 0 | 0 | 0 | 0 | 0
NSR NV Power Consent - NOX Cap Annual v3.1 | 1048 | 1852 | Rate Constraint in MTons | FALSE | L | Annual | Allowances Withdrawn (n:1) | Thousand Tons | 0 | 0 | 0 | 0 | 0 | 0 | 0
NSR NV Power Consent - NOX Cap Annual v3.1 | 1048 | 1852 | Rate Constraint in MTons | FALSE | L | Annual | Net Emissions Allowance Position | Thousand Tons | 0 | 0 | 0 | 0 | 0 | 0 | 0
NSR NV Power Consent - NOX Cap Annual v3.1 | 1048 | 1852 | Rate Constraint in MTons | FALSE | L | Annual | Fuel Consumed | TBtu | 0 | 0 | 0 | 0 | 0 | 0 | 0
NSR NV Power Consent - NOX Cap Annual v3.1 | 1048 | 1852 | Rate Constraint in MTons | FALSE | L | Annual | Rate | lb/MMBtu | 0 | 0 | 0 | 0 | 0 | 0 | 0
NSR NV Power Consent - NOX Cap Annual v3.1 | 1048 | 1852 | Rate Constraint in MTons | FALSE | L | Annual | Generation | TWh | 0 | 0 | 0 | 0 | 0 | 0 | 0
NSR NV Power Consent - NOX Cap Annual v3.1 | 1048 | 1852 | Rate Constraint in MTons | FALSE | L | Annual | Qualifying Generation | TWh | 0 | 0 | 0 | 0 | 0 | 0 | 0
NSR NV Power Consent - NOX Cap Annual v3.1 | 1048 | 1852 | Rate Constraint in MTons | FALSE | L | Annual | Rate | lb/MWh | 0 | 0 | 0 | 0 | 0 | 0 | 0
NSR NV Power Consent - NOX Cap Annual v3.1 | 1048 | 1852 | Rate Constraint in MTons | FALSE | L | Annual | Constraint Shadow Price | US2011$/Ton | 0 | 0 | 0 | 0 | 0 | 0 | 0
NSR Oak Creek 5-8 - NOX Rate Annual v3.1, Unit 5833 and retrofits | 1049 | 1874 | Rate Constraint in lbs/MMBtu | FALSE | L | Annual | Seasons Included | Seasons | Winter, Summer | Winter, Summer | Winter, Summer | Winter, Summer | Winter, Summer | Winter, Summer | Winter, Summer
NSR Oak Creek 5-8 - NOX Rate Annual v3.1, Unit 5833 and retrofits | 1049 | 1874 | Rate Constraint in lbs/MMBtu | FALSE | L | Annual | Standard | lb/MMBtu | 0.1 | 0.1 | 0.1 | 0.1 | 0.1 | 0.1 | 0.1
NSR Oak Creek 5-8 - NOX Rate Annual v3.1, Unit 5833 and retrofits | 1049 | 1874 | Rate Constraint in lbs/MMBtu | FALSE | L | Annual | Emissions at Affected Plants NOX | Thousand Tons | 0.70481 | 0.71862 | 0.76081 | 0.76081 | 0.76081 | 0.71862 | 0.71862
NSR Oak Creek 5-8 - NOX Rate Annual v3.1, Unit 5833 and retrofits | 1049 | 1874 | Rate Constraint in lbs/MMBtu | FALSE | L | Annual | Allowances Purchased NOX | Thousand Tons | 0 | 0 | 0 | 0 | 0 | 0 | 0
NSR Oak Creek 5-8 - NOX Rate Annual v3.1, Unit 5833 and retrofits | 1049 | 1874 | Rate Constraint in lbs/MMBtu | FALSE | L | Annual | Allowances Sold NOX | Thousand Tons | 0 | 0 | 0 | 0 | 0 | 0 | 0
NSR Oak Creek 5-8 - NOX Rate Annual v3.1, Unit 5833 and retrofits | 1049 | 1874 | Rate Constraint in lbs/MMBtu | FALSE | L | Annual | Allowances Banked | Thousand Tons | 0 | 0 | 0 | 0 | 0 | 0 | 0
NSR Oak Creek 5-8 - NOX Rate Annual v3.1, Unit 5833 and retrofits | 1049 | 1874 | Rate Constraint in lbs/MMBtu | FALSE | L | Annual | Allowances Withdrawn (1:1) | Thousand Tons | 0 | 0 | 0 | 0 | 0 | 0 | 0
NSR Oak Creek 5-8 - NOX Rate Annual v3.1, Unit 5833 and retrofits | 1049 | 1874 | Rate Constraint in lbs/MMBtu | FALSE | L | Annual | Allowances Withdrawn (n:1) | Thousand Tons | 0 | 0 | 0 | 0 | 0 | 0 | 0
NSR Oak Creek 5-8 - NOX Rate Annual v3.1, Unit 5833 and retrofits | 1049 | 1874 | Rate Constraint in lbs/MMBtu | FALSE | L | Annual | Net Emissions Allowance Position | Thousand Tons | 0.70481 | 0.71862 | 0.76081 | 0.76081 | 0.76081 | 0.71862 | 0.71862
NSR Oak Creek 5-8 - NOX Rate Annual v3.1, Unit 5833 and retrofits | 1049 | 1874 | Rate Constraint in lbs/MMBtu | FALSE | L | Annual | Fuel Consumed | TBtu | 20.1886 | 20.5321 | 21.7374 | 21.7374 | 21.7374 | 20.5321 | 20.5321
NSR Oak Creek 5-8 - NOX Rate Annual v3.1, Unit 5833 and retrofits | 1049 | 1874 | Rate Constraint in lbs/MMBtu | FALSE | L | Annual | Rate | lb/MMBtu | 0.069823 | 0.07 | 0.07 | 0.07 | 0.07 | 0.07 | 0.07
NSR Oak Creek 5-8 - NOX Rate Annual v3.1, Unit 5833 and retrofits | 1049 | 1874 | Rate Constraint in lbs/MMBtu | FALSE | L | Annual | Generation | TWh | 1.9684 | 2.0069 | 2.1248 | 2.1248 | 2.1248 | 2.0069 | 2.0069
NSR Oak Creek 5-8 - NOX Rate Annual v3.1, Unit 5833 and retrofits | 1049 | 1874 | Rate Constraint in lbs/MMBtu | FALSE | L | Annual | Qualifying Generation | TWh | 1.9684 | 2.0069 | 2.1248 | 2.1248 | 2.1248 | 2.0069 | 2.0069
NSR Oak Creek 5-8 - NOX Rate Annual v3.1, Unit 5833 and retrofits | 1049 | 1874 | Rate Constraint in lbs/MMBtu | FALSE | L | Annual | Rate | lb/MWh | 0.35807 | 0.35807 | 0.35807 | 0.35807 | 0.35807 | 0.35807 | 0.35807
NSR Oak Creek 5-8 - NOX Rate Annual v3.1, Unit 5833 and retrofits | 1049 | 1874 | Rate Constraint in lbs/MMBtu | FALSE | L | Annual | Constraint Shadow Price | US2011$/Ton | 0 | 0 | 0 | 0 | 0 | 0 | 0
NSR Oak Creek 5-8 - NOX Rate Annual v3.1, Unit 5834 and retrofits | 1050 | 1874 | Rate Constraint in lbs/MMBtu | FALSE | L | Annual | Seasons Included | Seasons | Winter, Summer | Winter, Summer | Winter, Summer | Winter, Summer | Winter, Summer | Winter, Summer | Winter, Summer
NSR Oak Creek 5-8 - NOX Rate Annual v3.1, Unit 5834 and retrofits | 1050 | 1874 | Rate Constraint in lbs/MMBtu | FALSE | L | Annual | Standard | lb/MMBtu | 0.1 | 0.1 | 0.1 | 0.1 | 0.1 | 0.1 | 0.1
NSR Oak Creek 5-8 - NOX Rate Annual v3.1, Unit 5834 and retrofits | 1050 | 1874 | Rate Constraint in lbs/MMBtu | FALSE | L | Annual | Emissions at Affected Plants NOX | Thousand Tons | 0.71371 | 0.772 | 0.81707 | 0.81707 | 0.81707 | 0.772 | 0.76139
NSR Oak Creek 5-8 - NOX Rate Annual v3.1, Unit 5834 and retrofits | 1050 | 1874 | Rate Constraint in lbs/MMBtu | FALSE | L | Annual | Allowances Purchased NOX | Thousand Tons | 0 | 0 | 0 | 0 | 0 | 0 | 0
NSR Oak Creek 5-8 - NOX Rate Annual v3.1, Unit 5834 and retrofits | 1050 | 1874 | Rate Constraint in lbs/MMBtu | FALSE | L | Annual | Allowances Sold NOX | Thousand Tons | 0 | 0 | 0 | 0 | 0 | 0 | 0
NSR Oak Creek 5-8 - NOX Rate Annual v3.1, Unit 5834 and retrofits | 1050 | 1874 | Rate Constraint in lbs/MMBtu | FALSE | L | Annual | Allowances Banked | Thousand Tons | 0 | 0 | 0 | 0 | 0 | 0 | 0
NSR Oak Creek 5-8 - NOX Rate Annual v3.1, Unit 5834 and retrofits | 1050 | 1874 | Rate Constraint in lbs/MMBtu | FALSE | L | Annual | Allowances Withdrawn (1:1) | Thousand Tons | 0 | 0 | 0 | 0 | 0 | 0 | 0
NSR Oak Creek 5-8 - NOX Rate Annual v3.1, Unit 5834 and retrofits | 1050 | 1874 | Rate Constraint in lbs/MMBtu | FALSE | L | Annual | Allowances Withdrawn (n:1) | Thousand Tons | 0 | 0 | 0 | 0 | 0 | 0 | 0
NSR Oak Creek 5-8 - NOX Rate Annual v3.1, Unit 5834 and retrofits | 1050 | 1874 | Rate Constraint in lbs/MMBtu | FALSE | L | Annual | Net Emissions Allowance Position | Thousand Tons | 0.71371 | 0.772 | 0.81707 | 0.81707 | 0.81707 | 0.772 | 0.76139
NSR Oak Creek 5-8 - NOX Rate Annual v3.1, Unit 5834 and retrofits | 1050 | 1874 | Rate Constraint in lbs/MMBtu | FALSE | L | Annual | Fuel Consumed | TBtu | 20.4436 | 22.0573 | 23.3449 | 23.3449 | 23.3449 | 22.0573 | 21.754
NSR Oak Creek 5-8 - NOX Rate Annual v3.1, Unit 5834 and retrofits | 1050 | 1874 | Rate Constraint in lbs/MMBtu | FALSE | L | Annual | Rate | lb/MMBtu | 0.069823 | 0.07 | 0.07 | 0.07 | 0.07 | 0.07 | 0.07
NSR Oak Creek 5-8 - NOX Rate Annual v3.1, Unit 5834 and retrofits | 1050 | 1874 | Rate Constraint in lbs/MMBtu | FALSE | L | Annual | Generation | TWh | 1.987 | 2.1493 | 2.2747 | 2.2747 | 2.2747 | 2.1493 | 2.1197
NSR Oak Creek 5-8 - NOX Rate Annual v3.1, Unit 5834 and retrofits | 1050 | 1874 | Rate Constraint in lbs/MMBtu | FALSE | L | Annual | Qualifying Generation | TWh | 1.987 | 2.1493 | 2.2747 | 2.2747 | 2.2747 | 2.1493 | 2.1197
NSR Oak Creek 5-8 - NOX Rate Annual v3.1, Unit 5834 and retrofits | 1050 | 1874 | Rate Constraint in lbs/MMBtu | FALSE | L | Annual | Rate | lb/MWh | 0.35919 | 0.35919 | 0.35919 | 0.35919 | 0.35919 | 0.35919 | 0.35919
NSR Oak Creek 5-8 - NOX Rate Annual v3.1, Unit 5834 and retrofits | 1050 | 1874 | Rate Constraint in lbs/MMBtu | FALSE | L | Annual | Constraint Shadow Price | US2011$/Ton | 0 | 0 | 0 | 0 | 0 | 0 | 0
NSR Oak Creek 5-8 - NOX Rate Annual v3.1, Unit 5835 and retrofits | 1051 | 1874 | Rate Constraint in lbs/MMBtu | FALSE | L | Annual | Seasons Included | Seasons | Winter, Summer | Winter, Summer | Winter, Summer | Winter, Summer | Winter, Summer | Winter, Summer | Winter, Summer
NSR Oak Creek 5-8 - NOX Rate Annual v3.1, Unit 5835 and retrofits | 1051 | 1874 | Rate Constraint in lbs/MMBtu | FALSE | L | Annual | Standard | lb/MMBtu | 0.1 | 0.1 | 0.1 | 0.1 | 0.1 | 0.1 | 0.1
NSR Oak Creek 5-8 - NOX Rate Annual v3.1, Unit 5835 and retrofits | 1051 | 1874 | Rate Constraint in lbs/MMBtu | FALSE | L | Annual | Emissions at Affected Plants NOX | Thousand Tons | 0.65718 | 0.65718 | 0.65718 | 0.65718 | 0.65718 | 0.65718 | 0.65718
NSR Oak Creek 5-8 - NOX Rate Annual v3.1, Unit 5835 and retrofits | 1051 | 1874 | Rate Constraint in lbs/MMBtu | FALSE | L | Annual | Allowances Purchased NOX | Thousand Tons | 0 | 0 | 0 | 0 | 0 | 0 | 0
NSR Oak Creek 5-8 - NOX Rate Annual v3.1, Unit 5835 and retrofits | 1051 | 1874 | Rate Constraint in lbs/MMBtu | FALSE | L | Annual | Allowances Sold NOX | Thousand Tons | 0 | 0 | 0 | 0 | 0 | 0 | 0
NSR Oak Creek 5-8 - NOX Rate Annual v3.1, Unit 5835 and retrofits | 1051 | 1874 | Rate Constraint in lbs/MMBtu | FALSE | L | Annual | Allowances Banked | Thousand Tons | 0 | 0 | 0 | 0 | 0 | 0 | 0
NSR Oak Creek 5-8 - NOX Rate Annual v3.1, Unit 5835 and retrofits | 1051 | 1874 | Rate Constraint in lbs/MMBtu | FALSE | L | Annual | Allowances Withdrawn (1:1) | Thousand Tons | 0 | 0 | 0 | 0 | 0 | 0 | 0
NSR Oak Creek 5-8 - NOX Rate Annual v3.1, Unit 5835 and retrofits | 1051 | 1874 | Rate Constraint in lbs/MMBtu | FALSE | L | Annual | Allowances Withdrawn (n:1) | Thousand Tons | 0 | 0 | 0 | 0 | 0 | 0 | 0
NSR Oak Creek 5-8 - NOX Rate Annual v3.1, Unit 5835 and retrofits | 1051 | 1874 | Rate Constraint in lbs/MMBtu | FALSE | L | Annual | Net Emissions Allowance Position | Thousand Tons | 0.65718 | 0.65718 | 0.65718 | 0.65718 | 0.65718 | 0.65718 | 0.65718
NSR Oak Creek 5-8 - NOX Rate Annual v3.1, Unit 5835 and retrofits | 1051 | 1874 | Rate Constraint in lbs/MMBtu | FALSE | L | Annual | Fuel Consumed | TBtu | 18.8243 | 18.7766 | 18.7766 | 18.7766 | 18.8243 | 18.8079 | 18.8198
NSR Oak Creek 5-8 - NOX Rate Annual v3.1, Unit 5835 and retrofits | 1051 | 1874 | Rate Constraint in lbs/MMBtu | FALSE | L | Annual | Rate | lb/MMBtu | 0.069823 | 0.07 | 0.07 | 0.07 | 0.069823 | 0.069884 | 0.069839
NSR Oak Creek 5-8 - NOX Rate Annual v3.1, Unit 5835 and retrofits | 1051 | 1874 | Rate Constraint in lbs/MMBtu | FALSE | L | Annual | Generation | TWh | 1.8719 | 1.8719 | 1.8719 | 1.8719 | 1.8719 | 1.8719 | 1.8719
NSR Oak Creek 5-8 - NOX Rate Annual v3.1, Unit 5835 and retrofits | 1051 | 1874 | Rate Constraint in lbs/MMBtu | FALSE | L | Annual | Qualifying Generation | TWh | 1.8719 | 1.8719 | 1.8719 | 1.8719 | 1.8719 | 1.8719 | 1.8719
NSR Oak Creek 5-8 - NOX Rate Annual v3.1, Unit 5835 and retrofits | 1051 | 1874 | Rate Constraint in lbs/MMBtu | FALSE | L | Annual | Rate | lb/MWh | 0.35109 | 0.35109 | 0.35109 | 0.35109 | 0.35109 | 0.35109 | 0.35109
NSR Oak Creek 5-8 - NOX Rate Annual v3.1, Unit 5835 and retrofits | 1051 | 1874 | Rate Constraint in lbs/MMBtu | FALSE | L | Annual | Constraint Shadow Price | US2011$/Ton | 0 | 0 | 0 | 0 | 0 | 0 | 0
NSR Oak Creek 5-8 - NOX Rate Annual v3.1, Unit 5836 and retrofits | 1052 | 1874 | Rate Constraint in lbs/MMBtu | FALSE | L | Annual | Seasons Included | Seasons | Winter, Summer | Winter, Summer | Winter, Summer | Winter, Summer | Winter, Summer | Winter, Summer | Winter, Summer
NSR Oak Creek 5-8 - NOX Rate Annual v3.1, Unit 5836 and retrofits | 1052 | 1874 | Rate Constraint in lbs/MMBtu | FALSE | L | Annual | Standard | lb/MMBtu | 0.1 | 0.1 | 0.1 | 0.1 | 0.1 | 0.1 | 0.1
NSR Oak Creek 5-8 - NOX Rate Annual v3.1, Unit 5836 and retrofits | 1052 | 1874 | Rate Constraint in lbs/MMBtu | FALSE | L | Annual | Emissions at Affected Plants NOX | Thousand Tons | 0.65041 | 0.65041 | 0.65041 | 0.65041 | 0.65041 | 0.65041 | 0.65041
NSR Oak Creek 5-8 - NOX Rate Annual v3.1, Unit 5836 and retrofits | 1052 | 1874 | Rate Constraint in lbs/MMBtu | FALSE | L | Annual | Allowances Purchased NOX | Thousand Tons | 0 | 0 | 0 | 0 | 0 | 0 | 0
NSR Oak Creek 5-8 - NOX Rate Annual v3.1, Unit 5836 and retrofits | 1052 | 1874 | Rate Constraint in lbs/MMBtu | FALSE | L | Annual | Allowances Sold NOX | Thousand Tons | 0 | 0 | 0 | 0 | 0 | 0 | 0
NSR Oak Creek 5-8 - NOX Rate Annual v3.1, Unit 5836 and retrofits | 1052 | 1874 | Rate Constraint in lbs/MMBtu | FALSE | L | Annual | Allowances Banked | Thousand Tons | 0 | 0 | 0 | 0 | 0 | 0 | 0
NSR Oak Creek 5-8 - NOX Rate Annual v3.1, Unit 5836 and retrofits | 1052 | 1874 | Rate Constraint in lbs/MMBtu | FALSE | L | Annual | Allowances Withdrawn (1:1) | Thousand Tons | 0 | 0 | 0 | 0 | 0 | 0 | 0
NSR Oak Creek 5-8 - NOX Rate Annual v3.1, Unit 5836 and retrofits | 1052 | 1874 | Rate Constraint in lbs/MMBtu | FALSE | L | Annual | Allowances Withdrawn (n:1) | Thousand Tons | 0 | 0 | 0 | 0 | 0 | 0 | 0
NSR Oak Creek 5-8 - NOX Rate Annual v3.1, Unit 5836 and retrofits | 1052 | 1874 | Rate Constraint in lbs/MMBtu | FALSE | L | Annual | Net Emissions Allowance Position | Thousand Tons | 0.65041 | 0.65041 | 0.65041 | 0.65041 | 0.65041 | 0.65041 | 0.65041
NSR Oak Creek 5-8 - NOX Rate Annual v3.1, Unit 5836 and retrofits | 1052 | 1874 | Rate Constraint in lbs/MMBtu | FALSE | L | Annual | Fuel Consumed | TBtu | 18.6304 | 18.5832 | 18.5832 | 18.5832 | 18.6171 | 18.5832 | 18.5832
NSR Oak Creek 5-8 - NOX Rate Annual v3.1, Unit 5836 and retrofits | 1052 | 1874 | Rate Constraint in lbs/MMBtu | FALSE | L | Annual | Rate | lb/MMBtu | 0.069823 | 0.07 | 0.07 | 0.07 | 0.069873 | 0.07 | 0.07
NSR Oak Creek 5-8 - NOX Rate Annual v3.1, Unit 5836 and retrofits | 1052 | 1874 | Rate Constraint in lbs/MMBtu | FALSE | L | Annual | Generation | TWh | 1.8502 | 1.8502 | 1.8502 | 1.8502 | 1.8502 | 1.8502 | 1.8502
NSR Oak Creek 5-8 - NOX Rate Annual v3.1, Unit 5836 and retrofits | 1052 | 1874 | Rate Constraint in lbs/MMBtu | FALSE | L | Annual | Qualifying Generation | TWh | 1.8502 | 1.8502 | 1.8502 | 1.8502 | 1.8502 | 1.8502 | 1.8502
NSR Oak Creek 5-8 - NOX Rate Annual v3.1, Unit 5836 and retrofits | 1052 | 1874 | Rate Constraint in lbs/MMBtu | FALSE | L | Annual | Rate | lb/MWh | 0.35154 | 0.35154 | 0.35154 | 0.35154 | 0.35154 | 0.35154 | 0.35154
NSR Oak Creek 5-8 - NOX Rate Annual v3.1, Unit 5836 and retrofits | 1052 | 1874 | Rate Constraint in lbs/MMBtu | FALSE | L | Annual | Constraint Shadow Price | US2011$/Ton | 0 | 0 | 0 | 0 | 0 | 0 | 0
NSR OH Edison - NOX Cap Annual v3.1 | 1053 | 1853 | Rate Constraint in MTons | FALSE | L | Annual | Seasons Included | Seasons | Winter, Summer | Winter, Summer | Winter, Summer | Winter, Summer | Winter, Summer | Winter, Summer | Winter, Summer
NSR OH Edison - NOX Cap Annual v3.1 | 1053 | 1853 | Rate Constraint in MTons | FALSE | L | Annual | Standard | Thousand Tons | 11.86 | 11.86 | 11.86 | 11.86 | 11.86 | 11.86 | 11.86
NSR OH Edison - NOX Cap Annual v3.1 | 1053 | 1853 | Rate Constraint in MTons | FALSE | L | Annual | Standard NOX | Thousand Tons | 11.86 | 11.86 | 11.86 | 11.86 | 11.86 | 11.86 | 11.86
NSR OH Edison - NOX Cap Annual v3.1 | 1053 | 1853 | Rate Constraint in MTons | FALSE | L | Annual | Emissions at Affected Plants NOX | Thousand Tons | 11.6669 | 11.86 | 11.86 | 11.86 | 11.86 | 10.6531 | 9.9605
NSR OH Edison - NOX Cap Annual v3.1 | 1053 | 1853 | Rate Constraint in MTons | FALSE | L | Annual | Allowances Purchased NOX | Thousand Tons | 0 | 0 | 0 | 0 | 0 | 0 | 0
NSR OH Edison - NOX Cap Annual v3.1 | 1053 | 1853 | Rate Constraint in MTons | FALSE | L | Annual | Allowances Sold NOX | Thousand Tons | 0 | 0 | 0 | 0 | 0 | 0 | 0
NSR OH Edison - NOX Cap Annual v3.1 | 1053 | 1853 | Rate Constraint in MTons | FALSE | L | Annual | Allowances Banked | Thousand Tons | 0 | 0 | 0 | 0 | 0 | 0 | 0
NSR OH Edison - NOX Cap Annual v3.1 | 1053 | 1853 | Rate Constraint in MTons | FALSE | L | Annual | Allowances Withdrawn (1:1) | Thousand Tons | 0 | 0 | 0 | 0 | 0 | 0 | 0
NSR OH Edison - NOX Cap Annual v3.1 | 1053 | 1853 | Rate Constraint in MTons | FALSE | L | Annual | Allowances Withdrawn (n:1) | Thousand Tons | 0 | 0 | 0 | 0 | 0 | 0 | 0
NSR OH Edison - NOX Cap Annual v3.1 | 1053 | 1853 | Rate Constraint in MTons | FALSE | L | Annual | Net Emissions Allowance Position | Thousand Tons | 11.6669 | 11.86 | 11.86 | 11.86 | 11.86 | 10.6531 | 9.9605
NSR OH Edison - NOX Cap Annual v3.1 | 1053 | 1853 | Rate Constraint in MTons | FALSE | L | Annual | Fuel Consumed | TBtu | 169.2667 | 170.6843 | 170.7714 | 170.9255 | 170.9619 | 155.6001 | 145.6102
NSR OH Edison - NOX Cap Annual v3.1 | 1053 | 1853 | Rate Constraint in MTons | FALSE | L | Annual | Rate | lb/MMBtu | 0.13785 | 0.13897 | 0.1389 | 0.13877 | 0.13874 | 0.13693 | 0.13681
NSR OH Edison - NOX Cap Annual v3.1 | 1053 | 1853 | Rate Constraint in MTons | FALSE | L | Annual | Generation | TWh | 16.147 | 16.3008 | 16.3065 | 16.3065 | 16.3065 | 14.8464 | 13.8922
NSR OH Edison - NOX Cap Annual v3.1 | 1053 | 1853 | Rate Constraint in MTons | FALSE | L | Annual | Qualifying Generation | TWh | 16.147 | 16.3008 | 16.3065 | 16.3065 | 16.3065 | 14.8464 | 13.8922
NSR OH Edison - NOX Cap Annual v3.1 | 1053 | 1853 | Rate Constraint in MTons | FALSE | L | Annual | Rate | lb/MWh | 0.72255 | 0.72757 | 0.72732 | 0.72732 | 0.72732 | 0.71755 | 0.71698
NSR OH Edison - NOX Cap Annual v3.1 | 1053 | 1853 | Rate Constraint in MTons | FALSE | L | Annual | Constraint Shadow Price | US2011$/Ton | 0 | 710.7371 | 2864.9812 | 0 | 2921.2363 | 0 | 0
NSR OH Edison - SO2 Cap Annual v3.1 | 1054 | 1854 | Rate Constraint in MTons | FALSE | L | Annual | Seasons Included | Seasons | Winter, Summer | Winter, Summer | Winter, Summer | Winter, Summer | Winter, Summer | Winter, Summer | Winter, Summer
NSR OH Edison - SO2 Cap Annual v3.1 | 1054 | 1854 | Rate Constraint in MTons | FALSE | L | Annual | Standard | Thousand Tons | 29.9 | 29.9 | 29.9 | 29.9 | 29.9 | 29.9 | 29.9
NSR OH Edison - SO2 Cap Annual v3.1 | 1054 | 1854 | Rate Constraint in MTons | FALSE | L | Annual | Standard SO2 | Thousand Tons | 29.9 | 29.9 | 29.9 | 29.9 | 29.9 | 29.9 | 29.9
NSR OH Edison - SO2 Cap Annual v3.1 | 1054 | 1854 | Rate Constraint in MTons | FALSE | L | Annual | Emissions at Affected Plants SO2 | Thousand Tons | 6.9037 | 9.6111 | 8.3889 | 10.5238 | 7.5601 | 7.7633 | 8.9521
NSR OH Edison - SO2 Cap Annual v3.1 | 1054 | 1854 | Rate Constraint in MTons | FALSE | L | Annual | Allowances Purchased SO2 | Thousand Tons | 0 | 0 | 0 | 0 | 0 | 0 | 0
NSR OH Edison - SO2 Cap Annual v3.1 | 1054 | 1854 | Rate Constraint in MTons | FALSE | L | Annual | Allowances Sold SO2 | Thousand Tons | 0 | 0 | 0 | 0 | 0 | 0 | 0
NSR OH Edison - SO2 Cap Annual v3.1 | 1054 | 1854 | Rate Constraint in MTons | FALSE | L | Annual | Allowances Banked | Thousand Tons | 0 | 0 | 0 | 0 | 0 | 0 | 0
NSR OH Edison - SO2 Cap Annual v3.1 | 1054 | 1854 | Rate Constraint in MTons | FALSE | L | Annual | Allowances Withdrawn (1:1) | Thousand Tons | 0 | 0 | 0 | 0 | 0 | 0 | 0
NSR OH Edison - SO2 Cap Annual v3.1 | 1054 | 1854 | Rate Constraint in MTons | FALSE | L | Annual | Allowances Withdrawn (n:1) | Thousand Tons | 0 | 0 | 0 | 0 | 0 | 0 | 0
NSR OH Edison - SO2 Cap Annual v3.1 | 1054 | 1854 | Rate Constraint in MTons | FALSE | L | Annual | Net Emissions Allowance Position | Thousand Tons | 6.9037 | 9.6111 | 8.3889 | 10.5238 | 7.5601 | 7.7633 | 8.9521
NSR OH Edison - SO2 Cap Annual v3.1 | 1054 | 1854 | Rate Constraint in MTons | FALSE | L | Annual | Fuel Consumed | TBtu | 169.2667 | 170.6843 | 170.7714 | 170.9255 | 170.9619 | 155.6001 | 145.6102
NSR OH Edison - SO2 Cap Annual v3.1 | 1054 | 1854 | Rate Constraint in MTons | FALSE | L | Annual | Rate | lb/MMBtu | 0.081572 | 0.11262 | 0.098247 | 0.12314 | 0.088442 | 0.099786 | 0.12296
NSR OH Edison - SO2 Cap Annual v3.1 | 1054 | 1854 | Rate Constraint in MTons | FALSE | L | Annual | Generation | TWh | 16.147 | 16.3008 | 16.3065 | 16.3065 | 16.3065 | 14.8464 | 13.8922
NSR OH Edison - SO2 Cap Annual v3.1 | 1054 | 1854 | Rate Constraint in MTons | FALSE | L | Annual | Qualifying Generation | TWh | 16.147 | 16.3008 | 16.3065 | 16.3065 | 16.3065 | 14.8464 | 13.8922
NSR OH Edison - SO2 Cap Annual v3.1 | 1054 | 1854 | Rate Constraint in MTons | FALSE | L | Annual | Rate | lb/MWh | 0.42755 | 0.58961 | 0.51445 | 0.64538 | 0.46363 | 0.52291 | 0.64439
NSR OH Edison - SO2 Cap Annual v3.1 | 1054 | 1854 | Rate Constraint in MTons | FALSE | L | Annual | Constraint Shadow Price | US2011$/Ton | 0 | 0 | 0 | 0 | 0 | 0 | 0
NSR Pleasant Prairie 1,2 - NOX Rate Annual v3.1, Unit 5831 and retrofits | 1055 | 1947 | Rate Constraint in lbs/MMBtu | FALSE | L | Annual | Seasons Included | Seasons | Winter, Summer | Winter, Summer | Winter, Summer | Winter, Summer | Winter, Summer | Winter, Summer | Winter, Summer
NSR Pleasant Prairie 1,2 - NOX Rate Annual v3.1, Unit 5831 and retrofits | 1055 | 1947 | Rate Constraint in lbs/MMBtu | FALSE | L | Annual | Standard | lb/MMBtu | 0.1 | 0.1 | 0.1 | 0.1 | 0.1 | 0.1 | 0.1
NSR Pleasant Prairie 1,2 - NOX Rate Annual v3.1, Unit 5831 and retrofits | 1055 | 1947 | Rate Constraint in lbs/MMBtu | FALSE | L | Annual | Emissions at Affected Plants NOX | Thousand Tons | 1.4625 | 1.5207 | 1.5486 | 1.5486 | 1.5486 | 1.4625 | 1.3527
NSR Pleasant Prairie 1,2 - NOX Rate Annual v3.1, Unit 5831 and retrofits | 1055 | 1947 | Rate Constraint in lbs/MMBtu | FALSE | L | Annual | Allowances Purchased NOX | Thousand Tons | 0 | 0 | 0 | 0 | 0 | 0 | 0
NSR Pleasant Prairie 1,2 - NOX Rate Annual v3.1, Unit 5831 and retrofits | 1055 | 1947 | Rate Constraint in lbs/MMBtu | FALSE | L | Annual | Allowances Sold NOX | Thousand Tons | 0 | 0 | 0 | 0 | 0 | 0 | 0
NSR Pleasant Prairie 1,2 - NOX Rate Annual v3.1, Unit 5831 and retrofits | 1055 | 1947 | Rate Constraint in lbs/MMBtu | FALSE | L | Annual | Allowances Banked | Thousand Tons | 0 | 0 | 0 | 0 | 0 | 0 | 0
NSR Pleasant Prairie 1,2 - NOX Rate Annual v3.1, Unit 5831 and retrofits | 1055 | 1947 | Rate Constraint in lbs/MMBtu | FALSE | L | Annual | Allowances Withdrawn (1:1) | Thousand Tons | 0 | 0 | 0 | 0 | 0 | 0 | 0
NSR Pleasant Prairie 1,2 - NOX Rate Annual v3.1, Unit 5831 and retrofits | 1055 | 1947 | Rate Constraint in lbs/MMBtu | FALSE | L | Annual | Allowances Withdrawn (n:1) | Thousand Tons | 0 | 0 | 0 | 0 | 0 | 0 | 0
NSR Pleasant Prairie 1,2 - NOX Rate Annual v3.1, Unit 5831 and retrofits | 1055 | 1947 | Rate Constraint in lbs/MMBtu | FALSE | L | Annual | Net Emissions Allowance Position | Thousand Tons | 1.4625 | 1.5207 | 1.5486 | 1.5486 | 1.5486 | 1.4625 | 1.3527
NSR Pleasant Prairie 1,2 - NOX Rate Annual v3.1, Unit 5831 and retrofits | 1055 | 1947 | Rate Constraint in lbs/MMBtu | FALSE | L | Annual | Fuel Consumed | TBtu | 44.2987 | 45.9517 | 46.7926 | 46.7926 | 46.7926 | 44.1932 | 40.8733
NSR Pleasant Prairie 1,2 - NOX Rate Annual v3.1, Unit 5831 and retrofits | 1055 | 1947 | Rate Constraint in lbs/MMBtu | FALSE | L | Annual | Rate | lb/MMBtu | 0.066031 | 0.066189 | 0.066189 | 0.066189 | 0.066189 | 0.066189 | 0.066189
NSR Pleasant Prairie 1,2 - NOX Rate Annual v3.1, Unit 5831 and retrofits | 1055 | 1947 | Rate Constraint in lbs/MMBtu | FALSE | L | Annual | Generation | TWh | 4.0196 | 4.1795 | 4.256 | 4.256 | 4.256 | 4.0196 | 3.7176
NSR Pleasant Prairie 1,2 - NOX Rate Annual v3.1, Unit 5831 and retrofits | 1055 | 1947 | Rate Constraint in lbs/MMBtu | FALSE | L | Annual | Qualifying Generation | TWh | 4.0196 | 4.1795 | 4.256 | 4.256 | 4.256 | 4.0196 | 3.7176
NSR Pleasant Prairie 1,2 - NOX Rate Annual v3.1, Unit 5831 and retrofits | 1055 | 1947 | Rate Constraint in lbs/MMBtu | FALSE | L | Annual | Rate | lb/MWh | 0.36385 | 0.36385 | 0.36385 | 0.36385 | 0.36385 | 0.36385 | 0.36385
NSR Pleasant Prairie 1,2 - NOX Rate Annual v3.1, Unit 5831 and retrofits | 1055 | 1947 | Rate Constraint in lbs/MMBtu | FALSE | L | Annual | Constraint Shadow Price | US2011$/Ton | 0 | 0 | 0 | 0 | 0 | 0 | 0
NSR Pleasant Prairie 1,2 - NOX Rate Annual v3.1, Unit 5832 and retrofits | 1056 | 1947 | Rate Constraint in lbs/MMBtu | FALSE | L | Annual | Seasons Included | Seasons | Winter, Summer | Winter, Summer | Winter, Summer | Winter, Summer | Winter, Summer | Winter, Summer | Winter, Summer
NSR Pleasant Prairie 1,2 - NOX Rate Annual v3.1, Unit 5832 and retrofits | 1056 | 1947 | Rate Constraint in lbs/MMBtu | FALSE | L | Annual | Standard | lb/MMBtu | 0.1 | 0.1 | 0.1 | 0.1 | 0.1 | 0.1 | 0.1
NSR Pleasant Prairie 1,2 - NOX Rate Annual v3.1, Unit 5832 and retrofits | 1056 | 1947 | Rate Constraint in lbs/MMBtu | FALSE | L | Annual | Emissions at Affected Plants NOX | Thousand Tons | 1.3634 | 1.4741 | 1.5608 | 1.5608 | 1.5608 | 1.3743 | 1.3634
NSR Pleasant Prairie 1,2 - NOX Rate Annual v3.1, Unit 5832 and retrofits | 1056 | 1947 | Rate Constraint in lbs/MMBtu | FALSE | L | Annual | Allowances Purchased NOX | Thousand Tons | 0 | 0 | 0 | 0 | 0 | 0 | 0
NSR Pleasant Prairie 1,2 - NOX Rate Annual v3.1, Unit 5832 and retrofits | 1056 | 1947 | Rate Constraint in lbs/MMBtu | FALSE | L | Annual | Allowances Sold NOX | Thousand Tons | 0 | 0 | 0 | 0 | 0 | 0 | 0
NSR Pleasant Prairie 1,2 - NOX Rate Annual v3.1, Unit 5832 and retrofits | 1056 | 1947 | Rate Constraint in lbs/MMBtu | FALSE | L | Annual | Allowances Banked | Thousand Tons | 0 | 0 | 0 | 0 | 0 | 0 | 0
NSR Pleasant Prairie 1,2 - NOX Rate Annual v3.1, Unit 5832 and retrofits | 1056 | 1947 | Rate Constraint in lbs/MMBtu | FALSE | L | Annual | Allowances Withdrawn (1:1) | Thousand Tons | 0 | 0 | 0 | 0 | 0 | 0 | 0
NSR Pleasant Prairie 1,2 - NOX Rate Annual v3.1, Unit 5832 and retrofits | 1056 | 1947 | Rate Constraint in lbs/MMBtu | FALSE | L | Annual | Allowances Withdrawn (n:1) | Thousand Tons | 0 | 0 | 0 | 0 | 0 | 0 | 0
NSR Pleasant Prairie 1,2 - NOX Rate Annual v3.1, Unit 5832 and retrofits | 1056 | 1947 | Rate Constraint in lbs/MMBtu | FALSE | L | Annual | Net Emissions Allowance Position | Thousand Tons | 1.3634 | 1.4741 | 1.5608 | 1.5608 | 1.5608 | 1.3743 | 1.3634
NSR Pleasant Prairie 1,2 - NOX Rate Annual v3.1, Unit 5832 and retrofits | 1056 | 1947 | Rate Constraint in lbs/MMBtu | FALSE | L | Annual | Fuel Consumed | TBtu | 41.1351 | 44.3703 | 46.9801 | 46.9801 | 46.9801 | 41.3641 | 41.0371
NSR Pleasant Prairie 1,2 - NOX Rate Annual v3.1, Unit 5832 and retrofits | 1056 | 1947 | Rate Constraint in lbs/MMBtu | FALSE | L | Annual | Rate | lb/MMBtu | 0.066288 | 0.066447 | 0.066447 | 0.066447 | 0.066447 | 0.066447 | 0.066447
NSR Pleasant Prairie 1,2 - NOX Rate Annual v3.1, Unit 5832 and retrofits | 1056 | 1947 | Rate Constraint in lbs/MMBtu | FALSE | L | Annual | Generation | TWh | 3.7176 | 4.0196 | 4.256 | 4.256 | 4.256 | 3.7472 | 3.7176
NSR Pleasant Prairie 1,2 - NOX Rate Annual v3.1, Unit 5832 and retrofits | 1056 | 1947 | Rate Constraint in lbs/MMBtu | FALSE | L | Annual | Qualifying Generation | TWh | 3.7176 | 4.0196 | 4.256 | 4.256 | 4.256 | 3.7472 | 3.7176
NSR Pleasant Prairie 1,2 - NOX Rate Annual v3.1, Unit 5832 and retrofits | 1056 | 1947 | Rate Constraint in lbs/MMBtu | FALSE | L | Annual | Rate | lb/MWh | 0.36674 | 0.36674 | 0.36674 | 0.36674 | 0.36674 | 0.36674 | 0.36674
NSR Pleasant Prairie 1,2 - NOX Rate Annual v3.1, Unit 5832 and retrofits | 1056 | 1947 | Rate Constraint in lbs/MMBtu | FALSE | L | Annual | Constraint Shadow Price | US2011$/Ton | 0 | 0 | 0 | 0 | 0 | 0 | 0
NSR PSEG Consent - NOX Cap Annual v3.1 | 1057 | 1855 | Rate Constraint in MTons | FALSE | L | Annual | Seasons Included | Seasons | Winter, Summer | Winter, Summer | Winter, Summer | Winter, Summer | Winter, Summer | Winter, Summer | Winter, Summer
NSR PSEG Consent - NOX Cap Annual v3.1 | 1057 | 1855 | Rate Constraint in MTons | FALSE | L | Annual | Standard | Thousand Tons | 3.49 | 3.49 | 3.49 | 3.49 | 3.49 | 3.49 | 3.49
NSR PSEG Consent - NOX Cap Annual v3.1 | 1057 | 1855 | Rate Constraint in MTons | FALSE | L | Annual | Standard NOX | Thousand Tons | 3.49 | 3.49 | 3.49 | 3.49 | 3.49 | 3.49 | 3.49
NSR PSEG Consent - NOX Cap Annual v3.1 | 1057 | 1855 | Rate Constraint in MTons | FALSE | L | Annual | Emissions at Affected Plants NOX | Thousand Tons | 0 | 0 | 0 | 0 | 0 | 0 | 0
NSR PSEG Consent - NOX Cap Annual v3.1 | 1057 | 1855 | Rate Constraint in MTons | FALSE | L | Annual | Allowances Purchased NOX | Thousand Tons | 0 | 0 | 0 | 0 | 0 | 0 | 0
NSR PSEG Consent - NOX Cap Annual v3.1 | 1057 | 1855 | Rate Constraint in MTons | FALSE | L | Annual | Allowances Sold NOX | Thousand Tons | 0 | 0 | 0 | 0 | 0 | 0 | 0
NSR PSEG Consent - NOX Cap Annual v3.1 | 1057 | 1855 | Rate Constraint in MTons | FALSE | L | Annual | Allowances Banked | Thousand Tons | 0 | 0 | 0 | 0 | 0 | 0 | 0
NSR PSEG Consent - NOX Cap Annual v3.1 | 1057 | 1855 | Rate Constraint in MTons | FALSE | L | Annual | Allowances Withdrawn (1:1) | Thousand Tons | 0 | 0 | 0 | 0 | 0 | 0 | 0
NSR PSEG Consent - NOX Cap Annual v3.1 | 1057 | 1855 | Rate Constraint in MTons | FALSE | L | Annual | Allowances Withdrawn (n:1) | Thousand Tons | 0 | 0 | 0 | 0 | 0 | 0 | 0
NSR PSEG Consent - NOX Cap Annual v3.1 | 1057 | 1855 | Rate Constraint in MTons | FALSE | L | Annual | Net Emissions Allowance Position | Thousand Tons | 0 | 0 | 0 | 0 | 0 | 0 | 0
NSR PSEG Consent - NOX Cap Annual v3.1 | 1057 | 1855 | Rate Constraint in MTons | FALSE | L | Annual | Fuel Consumed | TBtu | 0 | 0 | 0 | 0 | 0 | 0 | 0
NSR PSEG Consent - NOX Cap Annual v3.1 | 1057 | 1855 | Rate Constraint in MTons | FALSE | L | Annual | Rate | lb/MMBtu | 0 | 0 | 0 | 0 | 0 | 0 | 0
NSR PSEG Consent - NOX Cap Annual v3.1 | 1057 | 1855 | Rate Constraint in MTons | FALSE | L | Annual | Generation | TWh | 0 | 0 | 0 | 0 | 0 | 0 | 0
NSR PSEG Consent - NOX Cap Annual v3.1 | 1057 | 1855 | Rate Constraint in MTons | FALSE | L | Annual | Qualifying Generation | TWh | 0 | 0 | 0 | 0 | 0 | 0 | 0
NSR PSEG Consent - NOX Cap Annual v3.1 | 1057 | 1855 | Rate Constraint in MTons | FALSE | L | Annual | Rate | lb/MWh | 0 | 0 | 0 | 0 | 0 | 0 | 0
NSR PSEG Consent - NOX Cap Annual v3.1 | 1057 | 1855 | Rate Constraint in MTons | FALSE | L | Annual | Constraint Shadow Price | US2011$/Ton | 0 | 0 | 0 | 0 | 0 | 0 | 0
NSR PSEG Consent - SO2 Cap Annual v3.1 | 1058 | 1856 | Rate Constraint in MTons | FALSE | L | Annual | Seasons Included | Seasons | Winter, Summer | Winter, Summer | Winter, Summer | Winter, Summer | Winter, Summer | Winter, Summer | Winter, Summer
NSR PSEG Consent - SO2 Cap Annual v3.1 | 1058 | 1856 | Rate Constraint in MTons | FALSE | L | Annual | Standard | Thousand Tons | 5.27 | 5.27 | 5.27 | 5.27 | 5.27 | 5.27 | 5.27
NSR PSEG Consent - SO2 Cap Annual v3.1 | 1058 | 1856 | Rate Constraint in MTons | FALSE | L | Annual | Standard SO2 | Thousand Tons | 5.27 | 5.27 | 5.27 | 5.27 | 5.27 | 5.27 | 5.27
NSR PSEG Consent - SO2 Cap Annual v3.1 | 1058 | 1856 | Rate Constraint in MTons | FALSE | L | Annual | Emissions at Affected Plants SO2 | Thousand Tons | 0 | 0 | 0 | 0 | 0 | 0 | 0
NSR PSEG Consent - SO2 Cap Annual v3.1 | 1058 | 1856 | Rate Constraint in MTons | FALSE | L | Annual | Allowances Purchased SO2 | Thousand Tons | 0 | 0 | 0 | 0 | 0 | 0 | 0
NSR PSEG Consent - SO2 Cap Annual v3.1 | 1058 | 1856 | Rate Constraint in MTons | FALSE | L | Annual | Allowances Sold SO2 | Thousand Tons | 0 | 0 | 0 | 0 | 0 | 0 | 0
NSR PSEG Consent - SO2 Cap Annual v3.1 | 1058 | 1856 | Rate Constraint in MTons | FALSE | L | Annual | Allowances Banked | Thousand Tons | 0 | 0 | 0 | 0 | 0 | 0 | 0
NSR PSEG Consent - SO2 Cap Annual v3.1 | 1058 | 1856 | Rate Constraint in MTons | FALSE | L | Annual | Allowances Withdrawn (1:1) | Thousand Tons | 0 | 0 | 0 | 0 | 0 | 0 | 0
NSR PSEG Consent - SO2 Cap Annual v3.1 | 1058 | 1856 | Rate Constraint in MTons | FALSE | L | Annual | Allowances Withdrawn (n:1) | Thousand Tons | 0 | 0 | 0 | 0 | 0 | 0 | 0
NSR PSEG Consent - SO2 Cap Annual v3.1 | 1058 | 1856 | Rate Constraint in MTons | FALSE | L | Annual | Net Emissions Allowance Position | Thousand Tons | 0 | 0 | 0 | 0 | 0 | 0 | 0
NSR PSEG Consent - SO2 Cap Annual v3.1 | 1058 | 1856 | Rate Constraint in MTons | FALSE | L | Annual | Fuel Consumed | TBtu | 0 | 0 | 0 | 0 | 0 | 0 | 0
NSR PSEG Consent - SO2 Cap Annual v3.1 | 1058 | 1856 | Rate Constraint in MTons | FALSE | L | Annual | Rate | lb/MMBtu | 0 | 0 | 0 | 0 | 0 | 0 | 0
NSR PSEG Consent - SO2 Cap Annual v3.1 | 1058 | 1856 | Rate Constraint in MTons | FALSE | L | Annual | Generation | TWh | 0 | 0 | 0 | 0 | 0 | 0 | 0
NSR PSEG Consent - SO2 Cap Annual v3.1 | 1058 | 1856 | Rate Constraint in MTons | FALSE | L | Annual | Qualifying Generation | TWh | 0 | 0 | 0 | 0 | 0 | 0 | 0
NSR PSEG Consent - SO2 Cap Annual v3.1 | 1058 | 1856 | Rate Constraint in MTons | FALSE | L | Annual | Rate | lb/MWh | 0 | 0 | 0 | 0 | 0 | 0 | 0
NSR PSEG Consent - SO2 Cap Annual v3.1 | 1058 | 1856 | Rate Constraint in MTons | FALSE | L | Annual | Constraint Shadow Price | US2011$/Ton | 0 | 0 | 0 | 0 | 0 | 0 | 0
NSR Rapids 7,8 - NOX Rate Annual v5.14 | 1059 | 6140 | Rate Constraint in lbs/MMBtu | FALSE | L | Annual | Seasons Included | Seasons | Winter, Summer | Winter, Summer | Winter, Summer | Winter, Summer | Winter, Summer | Winter, Summer | Winter, Summer
NSR Rapids 7,8 - NOX Rate Annual v5.14 | 1059 | 6140 | Rate Constraint in lbs/MMBtu | FALSE | L | Annual | Standard | lb/MMBtu | 0.37 | 0.37 | 0.37 | 0.37 | 0.37 | 0.37 | 0.37
NSR Rapids 7,8 - NOX Rate Annual v5.14 | 1059 | 6140 | Rate Constraint in lbs/MMBtu | FALSE | L | Annual | Emissions at Affected Plants NOX | Thousand Tons | 0 | 0 | 0 | 0 | 0 | 0 | 0
NSR Rapids 7,8 - NOX Rate Annual v5.14 | 1059 | 6140 | Rate Constraint in lbs/MMBtu | FALSE | L | Annual | Allowances Purchased NOX | Thousand Tons | 0 | 0 | 0 | 0 | 0 | 0 | 0
NSR Rapids 7,8 - NOX Rate Annual v5.14 | 1059 | 6140 | Rate Constraint in lbs/MMBtu | FALSE | L | Annual | Allowances Sold NOX | Thousand Tons | 0 | 0 | 0 | 0 | 0 | 0 | 0
NSR Rapids 7,8 - NOX Rate Annual v5.14 | 1059 | 6140 | Rate Constraint in lbs/MMBtu | FALSE | L | Annual | Allowances Banked | Thousand Tons | 0 | 0 | 0 | 0 | 0 | 0 | 0
NSR Rapids 7,8 - NOX Rate Annual v5.14 | 1059 | 6140 | Rate Constraint in lbs/MMBtu | FALSE | L | Annual | Allowances Withdrawn (1:1) | Thousand Tons | 0 | 0 | 0 | 0 | 0 | 0 | 0
NSR Rapids 7,8 - NOX Rate Annual v5.14 | 1059 | 6140 | Rate Constraint in lbs/MMBtu | FALSE | L | Annual | Allowances Withdrawn (n:1) | Thousand Tons | 0 | 0 | 0 | 0 | 0 | 0 | 0
NSR Rapids 7,8 - NOX Rate Annual v5.14 | 1059 | 6140 | Rate Constraint in lbs/MMBtu | FALSE | L | Annual | Net Emissions Allowance Position | Thousand Tons | 0 | 0 | 0 | 0 | 0 | 0 | 0
NSR Rapids 7,8 - NOX Rate Annual v5.14 | 1059 | 6140 | Rate Constraint in lbs/MMBtu | FALSE | L | Annual | Fuel Consumed | TBtu | 0 | 0 | 0 | 0 | 0 | 0 | 0
NSR Rapids 7,8 - NOX Rate Annual v5.14 | 1059 | 6140 | Rate Constraint in lbs/MMBtu | FALSE | L | Annual | Rate | lb/MMBtu | 0 | 0 | 0 | 0 | 0 | 0 | 0
NSR Rapids 7,8 - NOX Rate Annual v5.14 | 1059 | 6140 | Rate Constraint in lbs/MMBtu | FALSE | L | Annual | Generation | TWh | 0 | 0 | 0 | 0 | 0 | 0 | 0
NSR Rapids 7,8 - NOX Rate Annual v5.14 | 1059 | 6140 | Rate Constraint in lbs/MMBtu | FALSE | L | Annual | Qualifying Generation | TWh | 0 | 0 | 0 | 0 | 0 | 0 | 0
NSR Rapids 7,8 - NOX Rate Annual v5.14 | 1059 | 6140 | Rate Constraint in lbs/MMBtu | FALSE | L | Annual | Rate | lb/MWh | 0 | 0 | 0 | 0 | 0 | 0 | 0
NSR Rapids 7,8 - NOX Rate Annual v5.14 | 1059 | 6140 | Rate Constraint in lbs/MMBtu | FALSE | L | Annual | Constraint Shadow Price | US2011$/Ton | 75637.6948 | 49221.8917 | 53872.6016 | 60652.7173 | 92291.6064 | 0 | 0
NSR Rapids 7,8 - SO2 Rate Annual v5.14 | 1060 | 6139 | Rate Constraint in lbs/MMBtu | FALSE | L | Annual | Seasons Included | Seasons | Winter, Summer | Winter, Summer | Winter, Summer | Winter, Summer | Winter, Summer | Winter, Summer | Winter, Summer
NSR Rapids 7,8 - SO2 Rate Annual v5.14 | 1060 | 6139 | Rate Constraint in lbs/MMBtu | FALSE | L | Annual | Standard | lb/MMBtu | 0.15 | 0.15 | 0.15 | 0.15 | 0.15 | 0.15 | 0.15
NSR Rapids 7,8 - SO2 Rate Annual v5.14 | 1060 | 6139 | Rate Constraint in lbs/MMBtu | FALSE | L | Annual | Emissions at Affected Plants SO2 | Thousand Tons | 0 | 0 | 0 | 0 | 0 | 0 | 0
NSR Rapids 7,8 - SO2 Rate Annual v5.14 | 1060 | 6139 | Rate Constraint in lbs/MMBtu | FALSE | L | Annual | Allowances Purchased SO2 | Thousand Tons | 0 | 0 | 0 | 0 | 0 | 0 | 0
NSR Rapids 7,8 - SO2 Rate Annual v5.14 | 1060 | 6139 | Rate Constraint in lbs/MMBtu | FALSE | L | Annual | Allowances Sold SO2 | Thousand Tons | 0 | 0 | 0 | 0 | 0 | 0 | 0
NSR Rapids 7,8 - SO2 Rate Annual v5.14 | 1060 | 6139 | Rate Constraint in lbs/MMBtu | FALSE | L | Annual | Allowances Banked | Thousand Tons | 0 | 0 | 0 | 0 | 0 | 0 | 0
NSR Rapids 7,8 - SO2 Rate Annual v5.14 | 1060 | 6139 | Rate Constraint in lbs/MMBtu | FALSE | L | Annual | Allowances Withdrawn (1:1) | Thousand Tons | 0 | 0 | 0 | 0 | 0 | 0 | 0
NSR Rapids 7,8 - SO2 Rate Annual v5.14 | 1060 | 6139 | Rate Constraint in lbs/MMBtu | FALSE | L | Annual | Allowances Withdrawn (n:1) | Thousand Tons | 0 | 0 | 0 | 0 | 0 | 0 | 0
NSR Rapids 7,8 - SO2 Rate Annual v5.14 | 1060 | 6139 | Rate Constraint in lbs/MMBtu | FALSE | L | Annual | Net Emissions Allowance Position | Thousand Tons | 0 | 0 | 0 | 0 | 0 | 0 | 0
NSR Rapids 7,8 - SO2 Rate Annual v5.14 | 1060 | 6139 | Rate Constraint in lbs/MMBtu | FALSE | L | Annual | Fuel Consumed | TBtu | 0 | 0 | 0 | 0 | 0 | 0 | 0
NSR Rapids 7,8 - SO2 Rate Annual v5.14 | 1060 | 6139 | Rate Constraint in lbs/MMBtu | FALSE | L | Annual | Rate | lb/MMBtu | 0 | 0 | 0 | 0 | 0 | 0 | 0
NSR Rapids 7,8 - SO2 Rate Annual v5.14 | 1060 | 6139 | Rate Constraint in lbs/MMBtu | FALSE | L | Annual | Generation | TWh | 0 | 0 | 0 | 0 | 0 | 0 | 0
NSR Rapids 7,8 - SO2 Rate Annual v5.14 | 1060 | 6139 | Rate Constraint in lbs/MMBtu | FALSE | L | Annual | Qualifying Generation | TWh | 0 | 0 | 0 | 0 | 0 | 0 | 0
NSR Rapids 7,8 - SO2 Rate Annual v5.14 | 1060 | 6139 | Rate Constraint in lbs/MMBtu | FALSE | L | Annual | Rate | lb/MWh | 0 | 0 | 0 | 0 | 0 | 0 | 0
NSR Rapids 7,8 - SO2 Rate Annual v5.14 | 1060 | 6139 | Rate Constraint in lbs/MMBtu | FALSE | L | Annual | Constraint Shadow Price | US2011$/Ton | 0 | 0 | 0 | 0 | 0 | 0 | 0
NSR Rockport 1 & 2 - SO2 Cap Annual v5.13 | 1061 | 5898 | Rate Constraint in MTons | FALSE | L | Annual | Seasons Included | Seasons | Winter, Summer | Winter, Summer | Winter, Summer | Winter, Summer | Winter, Summer | Winter, Summer | Winter, Summer
NSR Rockport 1 & 2 - SO2 Cap Annual v5.13 | 1061 | 5898 | Rate Constraint in MTons | FALSE | L | Annual | Standard | Thousand Tons | 28 | 26 | 23 | 20.4 | 11.3333 | 10 | 10
NSR Rockport 1 & 2 - SO2 Cap Annual v5.13 | 1061 | 5898 | Rate Constraint in MTons | FALSE | L | Annual | Standard SO2 | Thousand Tons | 28 | 26 | 23 | 20.4 | 11.3333 | 10 | 10
NSR Rockport 1 & 2 - SO2 Cap Annual v5.13 | 1061 | 5898 | Rate Constraint in MTons | FALSE | L | Annual | Emissions at Affected Plants SO2 | Thousand Tons | 17.1002 | 19.0908 | 19.0908 | 19.0908 | 11.3333 | 10 | 10
NSR Rockport 1 & 2 - SO2 Cap Annual v5.13 | 1061 | 5898 | Rate Constraint in MTons | FALSE | L | Annual | Allowances Purchased SO2 | Thousand Tons | 0 | 0 | 0 | 0 | 0 | 0 | 0
NSR Rockport 1 & 2 - SO2 Cap Annual v5.13 | 1061 | 5898 | Rate Constraint in MTons | FALSE | L | Annual | Allowances Sold SO2 | Thousand Tons | 0 | 0 | 0 | 0 | 0 | 0 | 0
NSR Rockport 1 & 2 - SO2 Cap Annual v5.13 | 1061 | 5898 | Rate Constraint in MTons | FALSE | L | Annual | Allowances Banked | Thousand Tons | 0 | 0 | 0 | 0 | 0 | 0 | 0
NSR Rockport 1 & 2 - SO2 Cap Annual v5.13 | 1061 | 5898 | Rate Constraint in MTons | FALSE | L | Annual | Allowances Withdrawn (1:1) | Thousand Tons | 0 | 0 | 0 | 0 | 0 | 0 | 0
NSR Rockport 1 & 2 - SO2 Cap Annual v5.13 | 1061 | 5898 | Rate Constraint in MTons | FALSE | L | Annual | Allowances Withdrawn (n:1) | Thousand Tons | 0 | 0 | 0 | 0 | 0 | 0 | 0
NSR Rockport 1 & 2 - SO2 Cap Annual v5.13 | 1061 | 5898 | Rate Constraint in MTons | FALSE | L | Annual | Net Emissions Allowance Position | Thousand Tons | 17.1002 | 19.0908 | 19.0908 | 19.0908 | 11.3333 | 10 | 10
NSR Rockport 1 & 2 - SO2 Cap Annual v5.13 | 1061 | 5898 | Rate Constraint in MTons | FALSE | L | Annual | Fuel Consumed | TBtu | 171.0645 | 171.0645 | 171.0645 | 171.0645 | 161.6278 | 123.5814 | 123.5814
NSR Rockport 1 & 2 - SO2 Cap Annual v5.13 | 1061 | 5898 | Rate Constraint in MTons | FALSE | L | Annual | Rate | lb/MMBtu | 0.19993 | 0.2232 | 0.2232 | 0.2232 | 0.14024 | 0.16184 | 0.16184
NSR Rockport 1 & 2 - SO2 Cap Annual v5.13 | 1061 | 5898 | Rate Constraint in MTons | FALSE | L | Annual | Generation | TWh | 18.0732 | 18.0732 | 18.0732 | 18.0732 | 16.9609 | 12.9684 | 12.9684
NSR Rockport 1 & 2 - SO2 Cap Annual v5.13 | 1061 | 5898 | Rate Constraint in MTons | FALSE | L | Annual | Qualifying Generation | TWh | 18.0732 | 18.0732 | 18.0732 | 18.0732 | 16.9609 | 12.9684 | 12.9684
NSR Rockport 1 & 2 - SO2 Cap Annual v5.13 | 1061 | 5898 | Rate Constraint in MTons | FALSE | L | Annual | Rate | lb/MWh | 0.94616 | 1.0563 | 1.0563 | 1.0563 | 0.6682 | 0.77111 | 0.77111
NSR Rockport 1 & 2 - SO2 Cap Annual v5.13 | 1061 | 5898 | Rate Constraint in MTons | FALSE | L | Annual | Constraint Shadow Price | US2011$/Ton | 0 | 0 | 0 | 0 | 12019.8853 | 11755.1993 | 11805.1513
NSR Santee Cooper - NOX Cap Annual v3.1 | 1062 | 1857 | Rate Constraint in MTons | FALSE | L | Annual | Seasons Included | Seasons | Winter, Summer | Winter, Summer | Winter, Summer | Winter, Summer | Winter, Summer | Winter, Summer | Winter, Summer
NSR Santee Cooper - NOX Cap Annual v3.1 | 1062 | 1857 | Rate Constraint in MTons | FALSE | L | Annual | Standard | Thousand Tons | 20 | 20 | 20 | 20 | 20 | 20 | 20
NSR Santee Cooper - NOX Cap Annual v3.1 | 1062 | 1857 | Rate Constraint in MTons | FALSE | L | Annual | Standard NOX | Thousand Tons | 20 | 20 | 20 | 20 | 20 | 20 | 20
NSR Santee Cooper - NOX Cap Annual v3.1 | 1062 | 1857 | Rate Constraint in MTons | FALSE | L | Annual | Emissions at Affected Plants NOX | Thousand Tons | 6.2639 | 6.9305 | 7.3222 | 5.7721 | 7.1717 | 4.0469 | 4.0469
NSR Santee Cooper - NOX Cap Annual v3.1 | 1062 | 1857 | Rate Constraint in MTons | FALSE | L | Annual | Allowances Purchased NOX | Thousand Tons | 0 | 0 | 0 | 0 | 0 | 0 | 0
NSR Santee Cooper - NOX Cap Annual v3.1 | 1062 | 1857 | Rate Constraint in MTons | FALSE | L | Annual | Allowances Sold NOX | Thousand Tons | 0 | 0 | 0 | 0 | 0 | 0 | 0
NSR Santee Cooper - NOX Cap Annual v3.1 | 1062 | 1857 | Rate Constraint in MTons | FALSE | L | Annual | Allowances Banked | Thousand Tons | 0 | 0 | 0 | 0 | 0 | 0 | 0
NSR Santee Cooper - NOX Cap Annual v3.1 | 1062 | 1857 | Rate Constraint in MTons | FALSE | L | Annual | Allowances Withdrawn (1:1) | Thousand Tons | 0 | 0 | 0 | 0 | 0 | 0 | 0
NSR Santee Cooper - NOX Cap Annual v3.1 | 1062 | 1857 | Rate Constraint in MTons | FALSE | L | Annual | Allowances Withdrawn (n:1) | Thousand Tons | 0 | 0 | 0 | 0 | 0 | 0 | 0
NSR Santee Cooper - NOX Cap Annual v3.1 | 1062 | 1857 | Rate Constraint in MTons | FALSE | L | Annual | Net Emissions Allowance Position | Thousand Tons | 6.2639 | 6.9305 | 7.3222 | 5.7721 | 7.1717 | 4.0469 | 4.0469
NSR Santee Cooper - NOX Cap Annual v3.1 | 1062 | 1857 | Rate Constraint in MTons | FALSE | L | Annual | Fuel Consumed | TBtu | 156.4318 | 172.4727 | 183.7905 | 144.5591 | 180.1654 | 107.7283 | 107.7283
NSR Santee Cooper - NOX Cap Annual v3.1 | 1062 | 1857 | Rate Constraint in MTons | FALSE | L | Annual | Rate | lb/MMBtu | 0.080085 | 0.080366 | 0.07968 | 0.079858 | 0.079612 | 0.075131 | 0.075131
NSR Santee Cooper - NOX Cap Annual v3.1 | 1062 | 1857 | Rate Constraint in MTons | FALSE | L | Annual | Generation | TWh | 15.6679 | 17.2679 | 18.4155 | 14.487 | 18.0611 | 10.8855 | 10.8855
NSR Santee Cooper - NOX Cap Annual v3.1 | 1062 | 1857 | Rate Constraint in MTons | FALSE | L | Annual | Qualifying Generation | TWh | 15.6679 | 17.2679 | 18.4155 | 14.487 | 18.0611 | 10.8855 | 10.8855
NSR Santee Cooper - NOX Cap Annual v3.1 | 1062 | 1857 | Rate Constraint in MTons | FALSE | L | Annual | Rate | lb/MWh | 0.39979 | 0.40135 | 0.39761 | 0.39843 | 0.39708 | 0.37177 | 0.37177
NSR Santee Cooper - NOX Cap Annual v3.1 | 1062 | 1857 | Rate Constraint in MTons | FALSE | L | Annual | Constraint Shadow Price | US2011$/Ton | 0 | 0 | 0 | 0 | 0 | 0 | 0
NSR Santee Cooper - NOX Rate Annual v3.1 | 1063 | 1858 | Rate Constraint in lbs/MMBtu | FALSE | L | Annual | Seasons Included | Seasons | Winter, Summer | Winter, Summer | Winter, Summer | Winter, Summer | Winter, Summer | Winter, Summer | Winter, Summer
NSR Santee Cooper - NOX Rate Annual v3.1 | 1063 | 1858 | Rate Constraint in lbs/MMBtu | FALSE | L | Annual | Standard | lb/MMBtu | 0.15 | 0.15 | 0.15 | 0.15 | 0.15 | 0.15 | 0.15
NSR Santee Cooper - NOX Rate Annual v3.1 | 1063 | 1858 | Rate Constraint in lbs/MMBtu | FALSE | L | Annual | Emissions at Affected Plants NOX | Thousand Tons | 6.2639 | 6.9305 | 7.3222 | 5.7721 | 7.1717 | 4.0469 | 4.0469
NSR Santee Cooper - NOX Rate Annual v3.1 | 1063 | 1858 | Rate Constraint in lbs/MMBtu | FALSE | L | Annual | Allowances Purchased NOX | Thousand Tons | 0 | 0 | 0 | 0 | 0 | 0 | 0
NSR Santee Cooper - NOX Rate Annual v3.1 | 1063 | 1858 | Rate Constraint in lbs/MMBtu | FALSE | L | Annual | Allowances Sold NOX | Thousand Tons | 0 | 0 | 0 | 0 | 0 | 0 | 0
NSR Santee Cooper - NOX Rate Annual v3.1 | 1063 | 1858 | Rate Constraint in lbs/MMBtu | FALSE | L | Annual | Allowances Banked | Thousand Tons | 0 | 0 | 0 | 0 | 0 | 0 | 0
NSR Santee Cooper - NOX Rate Annual v3.1 | 1063 | 1858 | Rate Constraint in lbs/MMBtu | FALSE | L | Annual | Allowances Withdrawn (1:1) | Thousand Tons | 0 | 0 | 0 | 0 | 0 | 0 | 0
NSR Santee Cooper - NOX Rate Annual v3.1 | 1063 | 1858 | Rate Constraint in lbs/MMBtu | FALSE | L | Annual | Allowances Withdrawn (n:1) | Thousand Tons | 0 | 0 | 0 | 0 | 0 | 0 | 0
NSR Santee Cooper - NOX Rate Annual v3.1 | 1063 | 1858 | Rate Constraint in lbs/MMBtu | FALSE | L | Annual | Net Emissions Allowance Position | Thousand Tons | 6.2639 | 6.9305 | 7.3222 | 5.7721 | 7.1717 | 4.0469 | 4.0469
NSR Santee Cooper - NOX Rate Annual v3.1 | 1063 | 1858 | Rate Constraint in lbs/MMBtu | FALSE | L | Annual | Fuel Consumed | TBtu | 156.4318 | 172.4727 | 183.7905 | 144.5591 | 180.1654 | 107.7283 | 107.7283
NSR Santee Cooper - NOX Rate Annual v3.1 | 1063 | 1858 | Rate Constraint in lbs/MMBtu | FALSE | L | Annual | Rate | lb/MMBtu | 0.080085 | 0.080366 | 0.07968 | 0.079858 | 0.079612 | 0.075131 | 0.075131
NSR Santee Cooper - NOX Rate Annual v3.1 | 1063 | 1858 | Rate Constraint in lbs/MMBtu | FALSE | L | Annual | Generation | TWh | 15.6679 | 17.2679 | 18.4155 | 14.487 | 18.0611 | 10.8855 | 10.8855
NSR Santee Cooper - NOX Rate Annual v3.1 | 1063 | 1858 | Rate Constraint in lbs/MMBtu | FALSE | L | Annual | Qualifying Generation | TWh | 15.6679 | 17.2679 | 18.4155 | 14.487 | 18.0611 | 10.8855 | 10.8855
NSR Santee Cooper - NOX Rate Annual v3.1 | 1063 | 1858 | Rate Constraint in lbs/MMBtu | FALSE | L | Annual | Rate | lb/MWh | 0.39979 | 0.40135 | 0.39761 | 0.39843 | 0.39708 | 0.37177 | 0.37177
NSR Santee Cooper - NOX Rate Annual v3.1 | 1063 | 1858 | Rate Constraint in lbs/MMBtu | FALSE | L | Annual | Constraint Shadow Price | US2011$/Ton | 0 | 0 | 0 | 0 | 0 | 0 | 0
NSR Santee Cooper - SO2 Cap Annual v3.1 | 1064 | 1859 | Rate Constraint in MTons | FALSE | L | Annual | Seasons Included | Seasons | Winter, Summer | Winter, Summer | Winter, Summer | Winter, Summer | Winter, Summer | Winter, Summer | Winter, Summer
NSR Santee Cooper - SO2 Cap Annual v3.1 | 1064 | 1859 | Rate Constraint in MTons | FALSE | L | Annual | Standard | Thousand Tons | 65 | 65 | 65 | 65 | 65 | 65 | 65
NSR Santee Cooper - SO2 Cap Annual v3.1 | 1064 | 1859 | Rate Constraint in MTons | FALSE | L | Annual | Standard SO2 | Thousand Tons | 65 | 65 | 65 | 65 | 65 | 65 | 65
NSR Santee Cooper - SO2 Cap Annual v3.1 | 1064 | 1859 | Rate Constraint in MTons | FALSE | L | Annual | Emissions at Affected Plants SO2 | Thousand Tons | 12.3298 | 14.908 | 17.1989 | 13.8025 | 17.8554 | 9.3695 | 9.3695
NSR Santee Cooper - SO2 Cap Annual v3.1 | 1064 | 1859 | Rate Constraint in MTons | FALSE | L | Annual | Allowances Purchased SO2 | Thousand Tons | 0 | 0 | 0 | 0 | 0 | 0 | 0
NSR Santee Cooper - SO2 Cap Annual v3.1 | 1064 | 1859 | Rate Constraint in MTons | FALSE | L | Annual | Allowances Sold SO2 | Thousand Tons | 0 | 0 | 0 | 0 | 0 | 0 | 0
NSR Santee Cooper - SO2 Cap Annual v3.1 | 1064 | 1859 | Rate Constraint in MTons | FALSE | L | Annual | Allowances Banked | Thousand Tons | 0 | 0 | 0 | 0 | 0 | 0 | 0
NSR Santee Cooper - SO2 Cap Annual v3.1 | 1064 | 1859 | Rate Constraint in MTons | FALSE | L | Annual | Allowances Withdrawn (1:1) | Thousand Tons | 0 | 0 | 0 | 0 | 0 | 0 | 0
NSR Santee Cooper - SO2 Cap Annual v3.1 | 1064 | 1859 | Rate Constraint in MTons | FALSE | L | Annual | Allowances Withdrawn (n:1) | Thousand Tons | 0 | 0 | 0 | 0 | 0 | 0 | 0
NSR Santee Cooper - SO2 Cap Annual v3.1 | 1064 | 1859 | Rate Constraint in MTons | FALSE | L | Annual | Net Emissions Allowance Position | Thousand Tons | 12.3298 | 14.908 | 17.1989 | 13.8025 | 17.8554 | 9.3695 | 9.3695
NSR Santee Cooper - SO2 Cap Annual v3.1 | 1064 | 1859 | Rate Constraint in MTons | FALSE | L | Annual | Fuel Consumed | TBtu | 156.4318 | 172.4727 | 183.7905 | 144.5591 | 180.1654 | 107.7283 | 107.7283
NSR Santee Cooper - SO2 Cap Annual v3.1 | 1064 | 1859 | Rate Constraint in MTons | FALSE | L | Annual | Rate | lb/MMBtu | 0.15764 | 0.17287 | 0.18716 | 0.19096 | 0.19821 | 0.17395 | 0.17395
NSR Santee Cooper - SO2 Cap Annual v3.1 | 1064 | 1859 | Rate Constraint in MTons | FALSE | L | Annual | Generation | TWh | 15.6679 | 17.2679 | 18.4155 | 14.487 | 18.0611 | 10.8855 | 10.8855
NSR Santee Cooper - SO2 Cap Annual v3.1 | 1064 | 1859 | Rate Constraint in MTons | FALSE | L | Annual | Qualifying Generation | TWh | 15.6679 | 17.2679 | 18.4155 | 14.487 | 18.0611 | 10.8855 | 10.8855
NSR Santee Cooper - SO2 Cap Annual v3.1 | 1064 | 1859 | Rate Constraint in MTons | FALSE | L | Annual | Rate | lb/MWh | 0.78694 | 0.86334 | 0.93393 | 0.95275 | 0.98861 | 0.86074 | 0.86074
NSR Santee Cooper - SO2 Cap Annual v3.1 | 1064 | 1859 | Rate Constraint in MTons | FALSE | L | Annual | Constraint Shadow Price | US2011$/Ton | 0 | 0 | 0 | 0 | 0 | 0 | 0
NSR Santee Cooper - SO2 Rate Annual v3.1 | 1065 | 1860 | Rate Constraint in lbs/MMBtu | FALSE | L | Annual | Seasons Included | Seasons | Winter, Summer | Winter, Summer | Winter, Summer | Winter, Summer | Winter, Summer | Winter, Summer | Winter, Summer
NSR Santee Cooper - SO2 Rate Annual v3.1 | 1065 | 1860 | Rate Constraint in lbs/MMBtu | FALSE | L | Annual | Standard | lb/MMBtu | 0.5 | 0.5 | 0.5 | 0.5 | 0.5 | 0.5 | 0.5
NSR Santee Cooper - SO2 Rate Annual v3.1 | 1065 | 1860 | Rate Constraint in lbs/MMBtu | FALSE | L | Annual | Emissions at Affected Plants SO2 | Thousand Tons | 12.3298 | 14.908 | 17.1989 | 13.8025 | 17.8554 | 9.3695 | 9.3695
NSR Santee Cooper - SO2 Rate Annual v3.1 | 1065 | 1860 | Rate Constraint in lbs/MMBtu | FALSE | L | Annual | Allowances Purchased SO2 | Thousand Tons | 0 | 0 | 0 | 0 | 0 | 0 | 0
NSR Santee Cooper - SO2 Rate Annual v3.1 | 1065 | 1860 | Rate Constraint in lbs/MMBtu | FALSE | L | Annual | Allowances Sold SO2 | Thousand Tons | 0 | 0 | 0 | 0 | 0 | 0 | 0
NSR Santee Cooper - SO2 Rate Annual v3.1 | 1065 | 1860 | Rate Constraint in lbs/MMBtu | FALSE | L | Annual | Allowances Banked | Thousand Tons | 0 | 0 | 0 | 0 | 0 | 0 | 0
NSR Santee Cooper - SO2 Rate Annual v3.1 | 1065 | 1860 | Rate Constraint in lbs/MMBtu | FALSE | L | Annual | Allowances Withdrawn (1:1) | Thousand Tons | 0 | 0 | 0 | 0 | 0 | 0 | 0
NSR Santee Cooper - SO2 Rate Annual v3.1 | 1065 | 1860 | Rate Constraint in lbs/MMBtu | FALSE | L | Annual | Allowances Withdrawn (n:1) | Thousand Tons | 0 | 0 | 0 | 0 | 0 | 0 | 0
NSR Santee Cooper - SO2 Rate Annual v3.1 | 1065 | 1860 | Rate Constraint in lbs/MMBtu | FALSE | L | Annual | Net Emissions Allowance Position | Thousand Tons | 12.3298 | 14.908 | 17.1989 | 13.8025 | 17.8554 | 9.3695 | 9.3695
NSR Santee Cooper - SO2 Rate Annual v3.1 | 1065 | 1860 | Rate Constraint in lbs/MMBtu | FALSE | L | Annual | Fuel Consumed | TBtu | 156.4318 | 172.4727 | 183.7905 | 144.5591 | 180.1654 | 107.7283 | 107.7283
NSR Santee Cooper - SO2 Rate Annual v3.1 | 1065 | 1860 | Rate Constraint in lbs/MMBtu | FALSE | L | Annual | Rate | lb/MMBtu | 0.15764 | 0.17287 | 0.18716 | 0.19096 | 0.19821 | 0.17395 | 0.17395
NSR Santee Cooper - SO2 Rate Annual v3.1 | 1065 | 1860 | Rate Constraint in lbs/MMBtu | FALSE | L | Annual | Generation | TWh | 15.6679 | 17.2679 | 18.4155 | 14.487 | 18.0611 | 10.8855 | 10.8855
NSR Santee Cooper - SO2 Rate Annual v3.1 | 1065 | 1860 | Rate Constraint in lbs/MMBtu | FALSE | L | Annual | Qualifying Generation | TWh | 15.6679 | 17.2679 | 18.4155 | 14.487 | 18.0611 | 10.8855 | 10.8855
NSR Santee Cooper - SO2 Rate Annual v3.1 | 1065 | 1860 | Rate Constraint in lbs/MMBtu | FALSE | L | Annual | Rate | lb/MWh | 0.78694 | 0.86334 | 0.93393 | 0.95275 | 0.98861 | 0.86074 | 0.86074
NSR Santee Cooper - SO2 Rate Annual v3.1 | 1065 | 1860 | Rate Constraint in lbs/MMBtu | FALSE | L | Annual | Constraint Shadow Price | US2011$/Ton | 0 | 0 | 0 | 0 | 0 | 0 | 0
NSR Schahfer 14 - NOX Rate Annual v4.11, Unit 4193 and retrofits | 1066 | 2304 | Rate Constraint in lbs/MMBtu | FALSE | L | Annual | Seasons Included | Seasons | Winter, Summer | Winter, Summer | Winter, Summer | Winter, Summer | Winter, Summer | Winter, Summer | Winter, Summer
NSR Schahfer 14 - NOX Rate Annual v4.11, Unit 4193 and retrofits | 1066 | 2304 | Rate Constraint in lbs/MMBtu | FALSE | L | Annual | Standard | lb/MMBtu | 0.1 | 0.1 | 0.1 | 0.1 | 0.1 | 0.1 | 0.1
NSR Schahfer 14 - NOX Rate Annual v4.11, Unit 4193 and retrofits | 1066 | 2304 | Rate Constraint in lbs/MMBtu | FALSE | L | Annual | Emissions at Affected Plants NOX | Thousand Tons | 1.197 | 1.197 | 1.197 | 1.197 | 1.3076 | 1.197 | 1.197
NSR Schahfer 14 - NOX Rate Annual v4.11, Unit 4193 and retrofits | 1066 | 2304 | Rate Constraint in lbs/MMBtu | FALSE | L | Annual | Allowances Purchased NOX | Thousand Tons | 0 | 0 | 0 | 0 | 0 | 0 | 0
NSR Schahfer 14 - NOX Rate Annual v4.11, Unit 4193 and retrofits | 1066 | 2304 | Rate Constraint in lbs/MMBtu | FALSE | L | Annual | Allowances Sold NOX | Thousand Tons | 0 | 0 | 0 | 0 | 0 | 0 | 0
NSR Schahfer 14 - NOX Rate Annual v4.11, Unit 4193 and retrofits | 1066 | 2304 | Rate Constraint in lbs/MMBtu | FALSE | L | Annual | Allowances Banked | Thousand Tons | 0 | 0 | 0 | 0 | 0 | 0 | 0
NSR Schahfer 14 - NOX Rate Annual v4.11, Unit 4193 and retrofits | 1066 | 2304 | Rate Constraint in lbs/MMBtu | FALSE | L | Annual | Allowances Withdrawn (1:1) | Thousand Tons | 0 | 0 | 0 | 0 | 0 | 0 | 0
NSR Schahfer 14 - NOX Rate Annual v4.11, Unit 4193 and retrofits | 1066 | 2304 | Rate Constraint in lbs/MMBtu | FALSE | L | Annual | Allowances Withdrawn (n:1) | Thousand Tons | 0 | 0 | 0 | 0 | 0 | 0 | 0
NSR Schahfer 14 - NOX Rate Annual v4.11, Unit 4193 and retrofits | 1066 | 2304 | Rate Constraint in lbs/MMBtu | FALSE | L | Annual | Net Emissions Allowance Position | Thousand Tons | 1.197 | 1.197 | 1.197 | 1.197 | 1.3076 | 1.197 | 1.197
NSR Schahfer 14 - NOX Rate Annual v4.11, Unit 4193 and retrofits | 1066 | 2304 | Rate Constraint in lbs/MMBtu | FALSE | L | Annual | Fuel Consumed | TBtu | 24.2118 | 24.2118 | 24.2118 | 24.2118 | 26.4491 | 24.2118 | 24.2118
NSR Schahfer 14 - NOX Rate Annual v4.11, Unit 4193 and retrofits | 1066 | 2304 | Rate Constraint in lbs/MMBtu | FALSE | L | Annual | Rate | lb/MMBtu | 0.098873 | 0.098873 | 0.098873 | 0.098873 | 0.098873 | 0.098873 | 0.098873
NSR Schahfer 14 - NOX Rate Annual v4.11, Unit 4193 and retrofits | 1066 | 2304 | Rate Constraint in lbs/MMBtu | FALSE | L | Annual | Generation | TWh | 2.2315 | 2.2315 | 2.2315 | 2.2315 | 2.4377 | 2.2315 | 2.2315
NSR Schahfer 14 - NOX Rate Annual v4.11, Unit 4193 and retrofits | 1066 | 2304 | Rate Constraint in lbs/MMBtu | FALSE | L | Annual | Qualifying Generation | TWh | 2.2315 | 2.2315 | 2.2315 | 2.2315 | 2.4377 | 2.2315 | 2.2315
NSR Schahfer 14 - NOX Rate Annual v4.11, Unit 4193 and retrofits | 1066 | 2304 | Rate Constraint in lbs/MMBtu | FALSE | L | Annual | Rate | lb/MWh | 0.5364 | 0.5364 | 0.5364 | 0.5364 | 0.5364 | 0.5364 | 0.5364
NSR Schahfer 14 - NOX Rate Annual v4.11, Unit 4193 and retrofits | 1066 | 2304 | Rate Constraint in lbs/MMBtu | FALSE | L | Annual | Constraint Shadow Price | US2011$/Ton | 0 | 0 | 0 | 0 | 0 | 0 | 0
NSR Schahfer 14 - SO2 Rate Annual v4.11, Unit 4193 and retrofits | 1067 | 2298 | Rate Constraint in lbs/MMBtu | FALSE | L | Annual | Seasons Included | Seasons | Winter, Summer | Winter, Summer | Winter, Summer | Winter, Summer | Winter, Summer | Winter, Summer | Winter, Summer
NSR Schahfer 14 - SO2 Rate Annual v4.11, Unit 4193 and retrofits | 1067 | 2298 | Rate Constraint in lbs/MMBtu | FALSE | L | Annual | Standard | lb/MMBtu | 0.08 | 0.08 | 0.08 | 0.08 | 0.08 | 0.08 | 0.08
NSR Schahfer 14 - SO2 Rate Annual v4.11, Unit 4193 and retrofits | 1067 | 2298 | Rate Constraint in lbs/MMBtu | FALSE | L | Annual | Emissions at Affected Plants SO2 | Thousand Tons | 0.71817 | 0.71817 | 0.71817 | 0.71817 | 0.78453 | 0.71817 | 0.71817
NSR Schahfer 14 - SO2 Rate Annual v4.11, Unit 4193 and retrofits | 1067 | 2298 | Rate Constraint in lbs/MMBtu | FALSE | L | Annual | Allowances Purchased SO2 | Thousand Tons | 0 | 0 | 0 | 0 | 0 | 0 | 0
NSR Schahfer 14 - SO2 Rate Annual v4.11, Unit 4193 and retrofits | 1067 | 2298 | Rate Constraint in lbs/MMBtu | FALSE | L | Annual | Allowances Sold SO2 | Thousand Tons | 0 | 0 | 0 | 0 | 0 | 0 | 0
NSR Schahfer 14 - SO2 Rate Annual v4.11, Unit 4193 and retrofits | 1067 | 2298 | Rate Constraint in lbs/MMBtu | FALSE | L | Annual | Allowances Banked | Thousand Tons | 0 | 0 | 0 | 0 | 0 | 0 | 0
NSR Schahfer 14 - SO2 Rate Annual v4.11, Unit 4193 and retrofits | 1067 | 2298 | Rate Constraint in lbs/MMBtu | FALSE | L | Annual | Allowances Withdrawn (1:1) | Thousand Tons | 0 | 0 | 0 | 0 | 0 | 0 | 0
NSR Schahfer 14 - SO2 Rate Annual v4.11, Unit 4193 and retrofits | 1067 | 2298 | Rate Constraint in lbs/MMBtu | FALSE | L | Annual | Allowances Withdrawn (n:1) | Thousand Tons | 0 | 0 | 0 | 0 | 0 | 0 | 0
NSR Schahfer 14 - SO2 Rate Annual v4.11, Unit 4193 and retrofits | 1067 | 2298 | Rate Constraint in lbs/MMBtu | FALSE | L | Annual | Net Emissions Allowance Position | Thousand Tons | 0.71817 | 0.71817 | 0.71817 | 0.71817 | 0.78453 | 0.71817 | 0.71817
NSR Schahfer 14 - SO2 Rate Annual v4.11, Unit 4193 and retrofits | 1067 | 2298 | Rate Constraint in lbs/MMBtu | FALSE | L | Annual | Fuel Consumed | TBtu | 24.2118 | 24.2118 | 24.2118 | 24.2118 | 26.4491 | 24.2118 | 24.2118
NSR Schahfer 14 - SO2 Rate Annual v4.11, Unit 4193 and retrofits | 1067 | 2298 | Rate Constraint in lbs/MMBtu | FALSE | L | Annual | Rate | lb/MMBtu | 0.059324 | 0.059324 | 0.059324 | 0.059324 | 0.059324 | 0.059324 | 0.059324
NSR Schahfer 14 - SO2 Rate Annual v4.11, Unit 4193 and retrofits | 1067 | 2298 | Rate Constraint in lbs/MMBtu | FALSE | L | Annual | Generation | TWh | 2.2315 | 2.2315 | 2.2315 | 2.2315 | 2.4377 | 2.2315 | 2.2315
NSR Schahfer 14 - SO2 Rate Annual v4.11, Unit 4193 and retrofits | 1067 | 2298 | Rate Constraint in lbs/MMBtu | FALSE | L | Annual | Qualifying Generation | TWh | 2.2315 | 2.2315 | 2.2315 | 2.2315 | 2.4377 | 2.2315 | 2.2315
NSR Schahfer 14 - SO2 Rate Annual v4.11, Unit 4193 and retrofits | 1067 | 2298 | Rate Constraint in lbs/MMBtu | FALSE | L | Annual | Rate | lb/MWh | 0.32184 | 0.32184 | 0.32184 | 0.32184 | 0.32184 | 0.32184 | 0.32184
NSR Schahfer 14 - SO2 Rate Annual v4.11, Unit 4193 and retrofits | 1067 | 2298 | Rate Constraint in lbs/MMBtu | FALSE | L | Annual | Constraint Shadow Price | US2011$/Ton | 0 | 0 | 0 | 0 | 0 | 0 | 0
NSR Schahfer 15 - NOX Rate Annual v4.11, Unit 5860 and retrofits | 1068 | 2305 | Rate Constraint in lbs/MMBtu | FALSE | L | Annual | Seasons Included | Seasons | Winter, Summer | Winter, Summer | Winter, Summer | Winter, Summer | Winter, Summer | Winter, Summer | Winter, Summer
NSR Schahfer 15 - NOX Rate Annual v4.11, Unit 5860 and retrofits | 1068 | 2305 | Rate Constraint in lbs/MMBtu | FALSE | L | Annual | Standard | lb/MMBtu | 0.08 | 0.08 | 0.08 | 0.08 | 0.08 | 0.08 | 0.08
NSR Schahfer 15 - NOX Rate Annual v4.11, Unit 5860 and retrofits | 1068 | 2305 | Rate Constraint in lbs/MMBtu | FALSE | L | Annual | Emissions at Affected Plants NOX | Thousand Tons | 0 | 0 | 0 | 0 | 0 | 0 | 0
NSR Schahfer 15 - NOX Rate Annual v4.11, Unit 5860 and retrofits | 1068 | 2305 | Rate Constraint in lbs/MMBtu | FALSE | L | Annual | Allowances Purchased NOX | Thousand Tons | 0 | 0 | 0 | 0 | 0 | 0 | 0
NSR Schahfer 15 - NOX Rate Annual v4.11, Unit 5860 and retrofits | 1068 | 2305 | Rate Constraint in lbs/MMBtu | FALSE | L | Annual | Allowances Sold NOX | Thousand Tons | 0 | 0 | 0 | 0 | 0 | 0 | 0
NSR Schahfer 15 - NOX Rate Annual v4.11, Unit 5860 and retrofits | 1068 | 2305 | Rate Constraint in lbs/MMBtu | FALSE | L | Annual | Allowances Banked | Thousand Tons | 0 | 0 | 0 | 0 | 0 | 0 | 0
NSR Schahfer 15 - NOX Rate Annual v4.11, Unit 5860 and retrofits | 1068 | 2305 | Rate Constraint in lbs/MMBtu | FALSE | L | Annual | Allowances Withdrawn (1:1) | Thousand Tons | 0 | 0 | 0 | 0 | 0 | 0 | 0
NSR Schahfer 15 - NOX Rate Annual v4.11, Unit 5860 and retrofits | 1068 | 2305 | Rate Constraint in lbs/MMBtu | FALSE | L | Annual | Allowances Withdrawn (n:1) | Thousand Tons | 0 | 0 | 0 | 0 | 0 | 0 | 0
NSR Schahfer 15 - NOX Rate Annual v4.11, Unit 5860 and retrofits | 1068 | 2305 | Rate Constraint in lbs/MMBtu | FALSE | L | Annual | Net Emissions Allowance Position | Thousand Tons | 0 | 0 | 0 | 0 | 0 | 0 | 0
NSR Schahfer 15 - NOX Rate Annual v4.11, Unit 5860 and retrofits | 1068 | 2305 | Rate Constraint in lbs/MMBtu | FALSE | L | Annual | Fuel Consumed | TBtu | 0 | 0 | 0 | 0 | 0 | 0 | 0
NSR Schahfer 15 - NOX Rate Annual v4.11, Unit 5860 and retrofits | 1068 | 2305 | Rate Constraint in lbs/MMBtu | FALSE | L | Annual | Rate | lb/MMBtu | 0 | 0 | 0 | 0 | 0 | 0 | 0
NSR Schahfer 15 - NOX Rate Annual v4.11, Unit 5860 and retrofits | 1068 | 2305 | Rate Constraint in lbs/MMBtu | FALSE | L | Annual | Generation | TWh | 0 | 0 | 0 | 0 | 0 | 0 | 0
NSR Schahfer 15 - NOX Rate Annual v4.11, Unit 5860 and retrofits | 1068 | 2305 | Rate Constraint in lbs/MMBtu | FALSE | L | Annual | Qualifying Generation | TWh | 0 | 0 | 0 | 0 | 0 | 0 | 0
NSR Schahfer 15 - NOX Rate Annual v4.11, Unit 5860 and retrofits | 1068 | 2305 | Rate Constraint in lbs/MMBtu | FALSE | L | Annual | Rate | lb/MWh | 0 | 0 | 0 | 0 | 0 | 0 | 0
NSR Schahfer 15 - NOX Rate Annual v4.11, Unit 5860 and retrofits | 1068 | 2305 | Rate Constraint in lbs/MMBtu | FALSE | L | Annual | Constraint Shadow Price | US2011$/Ton | 2826.09 | 23101.796 | 5120.7393 | 5140.1499 | 4266.6843 | 0 | 3334.9974
NSR Schahfer 15 - SO2 Rate Annual v4.11, Unit 5860 and retrofits | 1069 | 2299 | Rate Constraint in lbs/MMBtu | FALSE | L | Annual | Seasons Included | Seasons | Winter, Summer | Winter, Summer | Winter, Summer | Winter, Summer | Winter, Summer | Winter, Summer | Winter, Summer
NSR Schahfer 15 - SO2 Rate Annual v4.11, Unit 5860 and retrofits | 1069 | 2299 | Rate Constraint in lbs/MMBtu | FALSE | L | Annual | Standard | lb/MMBtu | 0.08 | 0.08 | 0.08 | 0.08 | 0.08 | 0.08 | 0.08
NSR Schahfer 15 - SO2 Rate Annual v4.11, Unit 5860 and retrofits | 1069 | 2299 | Rate Constraint in lbs/MMBtu | FALSE | L | Annual | Emissions at Affected Plants SO2 | Thousand Tons | 0 | 0 | 0 | 0 | 0 | 0 | 0
NSR Schahfer 15 - SO2 Rate Annual v4.11, Unit 5860 and retrofits | 1069 | 2299 | Rate Constraint in lbs/MMBtu | FALSE | L | Annual | Allowances Purchased SO2 | Thousand Tons | 0 | 0 | 0 | 0 | 0 | 0 | 0
NSR Schahfer 15 - SO2 Rate Annual v4.11, Unit 5860 and retrofits | 1069 | 2299 | Rate Constraint in lbs/MMBtu | FALSE | L | Annual | Allowances Sold SO2 | Thousand Tons | 0 | 0 | 0 | 0 | 0 | 0 | 0
NSR Schahfer 15 - SO2 Rate Annual v4.11, Unit 5860 and retrofits | 1069 | 2299 | Rate Constraint in lbs/MMBtu | FALSE | L | Annual | Allowances Banked | Thousand Tons | 0 | 0 | 0 | 0 | 0 | 0 | 0
NSR Schahfer 15 - SO2 Rate Annual v4.11, Unit 5860 and retrofits | 1069 | 2299 | Rate Constraint in lbs/MMBtu | FALSE | L | Annual | Allowances Withdrawn (1:1) | Thousand Tons | 0 | 0 | 0 | 0 | 0 | 0 | 0
NSR Schahfer 15 - SO2 Rate Annual v4.11, Unit 5860 and retrofits | 1069 | 2299 | Rate Constraint in lbs/MMBtu | FALSE | L | Annual | Allowances Withdrawn (n:1) | Thousand Tons | 0 | 0 | 0 | 0 | 0 | 0 | 0
NSR Schahfer 15 - SO2 Rate Annual v4.11, Unit 5860 and retrofits | 1069 | 2299 | Rate Constraint in lbs/MMBtu | FALSE | L | Annual | Net Emissions Allowance Position | Thousand Tons | 0 | 0 | 0 | 0 | 0 | 0 | 0
NSR Schahfer 15 - SO2 Rate Annual v4.11, Unit 5860 and retrofits | 1069 | 2299 | Rate Constraint in lbs/MMBtu | FALSE | L | Annual | Fuel Consumed | TBtu | 0 | 0 | 0 | 0 | 0 | 0 | 0
NSR Schahfer 15 - SO2 Rate Annual v4.11, Unit 5860 and retrofits | 1069 | 2299 | Rate Constraint in lbs/MMBtu | FALSE | L | Annual | Rate | lb/MMBtu | 0 | 0 | 0 | 0 | 0 | 0 | 0
NSR Schahfer 15 - SO2 Rate Annual v4.11, Unit 5860 and retrofits | 1069 | 2299 | Rate Constraint in lbs/MMBtu | FALSE | L | Annual | Generation | TWh | 0 | 0 | 0 | 0 | 0 | 0 | 0
NSR Schahfer 15 - SO2 Rate Annual v4.11, Unit 5860 and retrofits | 1069 | 2299 | Rate Constraint in lbs/MMBtu | FALSE | L | Annual | Qualifying Generation | TWh | 0 | 0 | 0 | 0 | 0 | 0 | 0
NSR Schahfer 15 - SO2 Rate Annual v4.11, Unit 5860 and retrofits | 1069 | 2299 | Rate Constraint in lbs/MMBtu | FALSE | L | Annual | Rate | lb/MWh | 0 | 0 | 0 | 0 | 0 | 0 | 0
NSR Schahfer 15 - SO2 Rate Annual v4.11, Unit 5860 and retrofits | 1069 | 2299 | Rate Constraint in lbs/MMBtu | FALSE | L | Annual | Constraint Shadow Price | US2011$/Ton | 0 | 0 | 0 | 0 | 0 | 0 | 0
NSR Schahfer 17 & 18 - NOX Rate Annual v4.11, Unit 5662 and retrofits | 1070 | 2306 | Rate Constraint in lbs/MMBtu | FALSE | L | Annual | Seasons Included | Seasons | Winter, Summer | Winter, Summer | Winter, Summer | Winter, Summer | Winter, Summer | Winter, Summer | Winter, Summer
NSR Schahfer 17 & 18 - NOX Rate Annual v4.11, Unit 5662 and retrofits | 1070 | 2306 | Rate Constraint in lbs/MMBtu | FALSE | L | Annual | Standard | lb/MMBtu | 0.2 | 0.2 | 0.2 | 0.2 | 0.2 | 0.2 | 0.2
NSR Schahfer 17 & 18 - NOX Rate Annual v4.11, Unit 5662 and retrofits | 1070 | 2306 | Rate Constraint in lbs/MMBtu | FALSE | L | Annual | Emissions at Affected Plants NOX | Thousand Tons | 0.97045 | 1.9445 | 2.0433 | 1.8009 | 2.0433 | 2.0433 | 0.8909
NSR Schahfer 17 & 18 - NOX Rate Annual v4.11, Unit 5662 and retrofits | 1070 | 2306 | Rate Constraint in lbs/MMBtu | FALSE | L | Annual | Allowances Purchased NOX | Thousand Tons | 0 | 0 | 0 | 0 | 0 | 0 | 0
NSR Schahfer 17 & 18 - NOX Rate Annual v4.11, Unit 5662 and retrofits | 1070 | 2306 | Rate Constraint in lbs/MMBtu | FALSE | L | Annual | Allowances Sold NOX | Thousand Tons | 0 | 0 | 0 | 0 | 0 | 0 | 0
NSR Schahfer 17 & 18 - NOX Rate Annual v4.11, Unit 5662 and retrofits | 1070 | 2306 | Rate Constraint in lbs/MMBtu | FALSE | L | Annual | Allowances Banked | Thousand Tons | 0 | 0 | 0 | 0 | 0 | 0 | 0
NSR Schahfer 17 & 18 - NOX Rate Annual v4.11, Unit 5662 and retrofits | 1070 | 2306 | Rate Constraint in lbs/MMBtu | FALSE | L | Annual | Allowances Withdrawn (1:1) | Thousand Tons | 0 | 0 | 0 | 0 | 0 | 0 | 0
NSR Schahfer 17 & 18 - NOX Rate Annual v4.11, Unit 5662 and retrofits | 1070 | 2306 | Rate Constraint in lbs/MMBtu | FALSE | L | Annual | Allowances Withdrawn (n:1) | Thousand Tons | 0 | 0 | 0 | 0 | 0 | 0 | 0
NSR Schahfer 17 & 18 - NOX Rate Annual v4.11, Unit 5662 and retrofits | 1070 | 2306 | Rate Constraint in lbs/MMBtu | FALSE | L | Annual | Net Emissions Allowance Position | Thousand Tons | 0.97045 | 1.9445 | 2.0433 | 1.8009 | 2.0433 | 2.0433 | 0.8909
NSR Schahfer 17 & 18 - NOX Rate Annual v4.11, Unit 5662 and retrofits | 1070 | 2306 | Rate Constraint in lbs/MMBtu | FALSE | L | Annual | Fuel Consumed | TBtu | 10.6095 | 21.2588 | 22.3385 | 19.7234 | 22.3775 | 22.3489 | 9.7569
NSR Schahfer 17 & 18 - NOX Rate Annual v4.11, Unit 5662 and retrofits | 1070 | 2306 | Rate Constraint in lbs/MMBtu | FALSE | L | Annual | Rate | lb/MMBtu | 0.18294 | 0.18294 | 0.18294 | 0.18262 | 0.18262 | 0.18285 | 0.18262
NSR Schahfer 17 & 18 - NOX Rate Annual v4.11, Unit 5662 and retrofits | 1070 | 2306 | Rate Constraint in lbs/MMBtu | FALSE | L | Annual | Generation | TWh | 0.91378 | 1.831 | 1.924 | 1.6958 | 1.924 | 1.924 | 0.83888
NSR Schahfer 17 & 18 - NOX Rate Annual v4.11, Unit 5662 and retrofits | 1070 | 2306 | Rate Constraint in lbs/MMBtu | FALSE | L | Annual | Qualifying Generation | TWh | 0.91378 | 1.831 | 1.924 | 1.6958 | 1.924 | 1.924 | 0.83888
NSR Schahfer 17 & 18 - NOX Rate Annual v4.11, Unit 5662 and retrofits | 1070 | 2306 | Rate Constraint in lbs/MMBtu | FALSE | L | Annual | Rate | lb/MWh | 1.062 | 1.062 | 1.062 | 1.062 | 1.062 | 1.062 | 1.062
NSR Schahfer 17 & 18 - NOX Rate Annual v4.11, Unit 5662 and retrofits | 1070 | 2306 | Rate Constraint in lbs/MMBtu | FALSE | L | Annual | Constraint Shadow Price | US2011$/Ton | 0 | 0 | 0 | 0 | 0 | 0 | 0
NSR Schahfer 17 & 18 - NOX Rate Annual v4.11, Unit 5663 and retrofits | 1071 | 2306 | Rate Constraint in lbs/MMBtu | FALSE | L | Annual | Seasons Included | Seasons | Winter, Summer | Winter, Summer | Winter, Summer | Winter, Summer | Winter, Summer | Winter, Summer | Winter, Summer
NSR Schahfer 17 & 18 - NOX Rate Annual v4.11, Unit 5663 and retrofits | 1071 | 2306 | Rate Constraint in lbs/MMBtu | FALSE | L | Annual | Standard | lb/MMBtu | 0.2 | 0.2 | 0.2 | 0.2 | 0.2 | 0.2 | 0.2
NSR Schahfer 17 & 18 - NOX Rate Annual v4.11, Unit 5663 and retrofits | 1071 | 2306 | Rate Constraint in lbs/MMBtu | FALSE | L | Annual | Emissions at Affected Plants NOX | Thousand Tons | 1.8595 | 2.0474 | 2.0474 | 1.9042 | 2.0474 | 2.0474 | 2.0474
NSR Schahfer 17 & 18 - NOX Rate Annual v4.11, Unit 5663 and retrofits | 1071 | 2306 | Rate Constraint in lbs/MMBtu | FALSE | L | Annual | Allowances Purchased NOX | Thousand Tons | 0 | 0 | 0 | 0 | 0 | 0 | 0
NSR Schahfer 17 & 18 - NOX Rate Annual v4.11, Unit 5663 and retrofits | 1071 | 2306 | Rate Constraint in lbs/MMBtu | FALSE | L | Annual | Allowances Sold NOX | Thousand Tons | 0 | 0 | 0 | 0 | 0 | 0 | 0
NSR Schahfer 17 & 18 - NOX Rate Annual v4.11, Unit 5663 and retrofits | 1071 | 2306 | Rate Constraint in lbs/MMBtu | FALSE | L | Annual | Allowances Banked | Thousand Tons | 0 | 0 | 0 | 0 | 0 | 0 | 0
NSR Schahfer 17 & 18 - NOX Rate Annual v4.11, Unit 5663 and retrofits | 1071 | 2306 | Rate Constraint in lbs/MMBtu | FALSE | L | Annual | Allowances Withdrawn (1:1) | Thousand Tons | 0 | 0 | 0 | 0 | 0 | 0 | 0
NSR Schahfer 17 & 18 - NOX Rate Annual v4.11, Unit 5663 and retrofits | 1071 | 2306 | Rate Constraint in lbs/MMBtu | FALSE | L | Annual | Allowances Withdrawn (n:1) | Thousand Tons | 0 | 0 | 0 | 0 | 0 | 0 | 0
NSR Schahfer 17 & 18 - NOX Rate Annual v4.11, Unit 5663 and retrofits | 1071 | 2306 | Rate Constraint in lbs/MMBtu | FALSE | L | Annual | Net Emissions Allowance Position | Thousand Tons | 1.8595 | 2.0474 | 2.0474 | 1.9042 | 2.0474 | 2.0474 | 2.0474
NSR Schahfer 17 & 18 - NOX Rate Annual v4.11, Unit 5663 and retrofits | 1071 | 2306 | Rate Constraint in lbs/MMBtu | FALSE | L | Annual | Fuel Consumed | TBtu | 20.0055 | 22.0264 | 22.0264 | 20.5221 | 22.0649 | 22.0264 | 22.0649
NSR Schahfer 17 & 18 - NOX Rate Annual v4.11, Unit 5663 and retrofits | 1071 | 2306 | Rate Constraint in lbs/MMBtu | FALSE | L | Annual | Rate | lb/MMBtu | 0.1859 | 0.1859 | 0.1859 | 0.18558 | 0.18558 | 0.1859 | 0.18558
NSR Schahfer 17 & 18 - NOX Rate Annual v4.11, Unit 5663 and retrofits | 1071 | 2306 | Rate Constraint in lbs/MMBtu | FALSE | L | Annual | Generation | TWh | 1.7475 | 1.924 | 1.924 | 1.7895 | 1.924 | 1.924 | 1.924
NSR Schahfer 17 & 18 - NOX Rate Annual v4.11, Unit 5663 and retrofits | 1071 | 2306 | Rate Constraint in lbs/MMBtu | FALSE | L | Annual | Qualifying Generation | TWh | 1.7475 | 1.924 | 1.924 | 1.7895 | 1.924 | 1.924 | 1.924
NSR Schahfer 17 & 18 - NOX Rate Annual v4.11, Unit 5663 and retrofits | 1071 | 2306 | Rate Constraint in lbs/MMBtu | FALSE | L | Annual | Rate | lb/MWh | 1.0641 | 1.0641 | 1.0641 | 1.0641 | 1.0641 | 1.0641 | 1.0641
NSR Schahfer 17 & 18 - NOX Rate Annual v4.11, Unit 5663 and retrofits | 1071 | 2306 | Rate Constraint in lbs/MMBtu | FALSE | L | Annual | Constraint Shadow Price | US2011$/Ton | 0 | 0 | 0 | 0 | 0 | 0 | 0
NSR Shawnee 1& 4 - SO2 Rate Annual v4.11 | 1072 | 2437 | Rate Constraint in lbs/MMBtu | FALSE | L | Annual | Seasons Included | Seasons |  | Winter, Summer | Winter, Summer | Winter, Summer | Winter, Summer | Winter, Summer | Winter, Summer
NSR Shawnee 1& 4 - SO2 Rate Annual v4.11 | 1072 | 2437 | Rate Constraint in lbs/MMBtu | FALSE | L | Annual | Standard | lb/MMBtu | 1.2 | 1.2 | 1.2 | 1.2 | 1.2 | 1.2 | 1.2
NSR Shawnee 1& 4 - SO2 Rate Annual v4.11 | 1072 | 2437 | Rate Constraint in lbs/MMBtu | FALSE | L | Annual | Emissions at Affected Plants SO2 | Thousand Tons | 0 | 0 | 0 | 0 | 0 | 0 | 0
NSR Shawnee 1& 4 - SO2 Rate Annual v4.11 | 1072 | 2437 | Rate Constraint in lbs/MMBtu | FALSE | L | Annual | Allowances Purchased SO2 | Thousand Tons | 0 | 0 | 0 | 0 | 0 | 0 | 0
NSR Shawnee 1& 4 - SO2 Rate Annual v4.11 | 1072 | 2437 | Rate Constraint in lbs/MMBtu | FALSE | L | Annual | Allowances Sold SO2 | Thousand Tons | 0 | 0 | 0 | 0 | 0 | 0 | 0
NSR Shawnee 1& 4 - SO2 Rate Annual v4.11 | 1072 | 2437 | Rate Constraint in lbs/MMBtu | FALSE | L | Annual | Allowances Banked | Thousand Tons | 0 | 0 | 0 | 0 | 0 | 0 | 0
NSR Shawnee 1& 4 - SO2 Rate Annual v4.11 | 1072 | 2437 | Rate Constraint in lbs/MMBtu | FALSE | L | Annual | Allowances Withdrawn (1:1) | Thousand Tons | 0 | 0 | 0 | 0 | 0 | 0 | 0
NSR Shawnee 1& 4 - SO2 Rate Annual v4.11 | 1072 | 2437 | Rate Constraint in lbs/MMBtu | FALSE | L | Annual | Allowances Withdrawn (n:1) | Thousand Tons | 0 | 0 | 0 | 0 | 0 | 0 | 0
NSR Shawnee 1& 4 - SO2 Rate Annual v4.11 | 1072 | 2437 | Rate Constraint in lbs/MMBtu | FALSE | L | Annual | Net Emissions Allowance Position | Thousand Tons | 0 | 0 | 0 | 0 | 0 | 0 | 0
NSR Shawnee 1& 4 - SO2 Rate Annual v4.11 | 1072 | 2437 | Rate Constraint in lbs/MMBtu | FALSE | L | Annual | Fuel Consumed | TBtu | 0 | 0 | 0 | 0 | 0 | 0 | 0
NSR Shawnee 1& 4 - SO2 Rate Annual v4.11 | 1072 | 2437 | Rate Constraint in lbs/MMBtu | FALSE | L | Annual | Rate | lb/MMBtu | 0 | 0 | 0 | 0 | 0 | 0 | 0
NSR Shawnee 1& 4 - SO2 Rate Annual v4.11 | 1072 | 2437 | Rate Constraint in lbs/MMBtu | FALSE | L | Annual | Generation | TWh | 0 | 0 | 0 | 0 | 0 | 0 | 0
NSR Shawnee 1& 4 - SO2 Rate Annual v4.11 | 1072 | 2437 | Rate Constraint in lbs/MMBtu | FALSE | L | Annual | Qualifying Generation | TWh | 0 | 0 | 0 | 0 | 0 | 0 | 0
NSR Shawnee 1& 4 - SO2 Rate Annual v4.11 | 1072 | 2437 | Rate Constraint in lbs/MMBtu | FALSE | L | Annual | Rate | lb/MWh | 0 | 0 | 0 | 0 | 0 | 0 | 0
NSR Shawnee 1& 4 - SO2 Rate Annual v4.11 | 1072 | 2437 | Rate Constraint in lbs/MMBtu | FALSE | L | Annual | Constraint Shadow Price | US2011$/Ton | 0 | 0 | 0 | 0 | 0 | 0 | 0
NSR Shawnee 5-10 - SO2 Rate Annual v4.11 | 1073 | 2436 | Rate Constraint in lbs/MMBtu | FALSE | L | Annual | Seasons Included | Seasons | Winter, Summer | Winter, Summer | Winter, Summer | Winter, Summer | Winter, Summer | Winter, Summer | Winter, Summer
NSR Shawnee 5-10 - SO2 Rate Annual v4.11 | 1073 | 2436 | Rate Constraint in lbs/MMBtu | FALSE | L | Annual | Standard | lb/MMBtu | 1.2 | 1.2 | 1.2 | 1.2 | 1.2 | 1.2 | 1.2
NSR Shawnee 5-10 - SO2 Rate Annual v4.11 | 1073 | 2436 | Rate Constraint in lbs/MMBtu | FALSE | L | Annual | Emissions at Affected Plants SO2 | Thousand Tons | 2.0652 | 2.4813 | 2.4771 | 2.0652 | 2.0652 | 2.0652 | 2.0652
NSR Shawnee 5-10 - SO2 Rate Annual v4.11 | 1073 | 2436 | Rate Constraint in lbs/MMBtu | FALSE | L | Annual | Allowances Purchased SO2 | Thousand Tons | 0 | 0 | 0 | 0 | 0 | 0 | 0
NSR Shawnee 5-10 - SO2 Rate Annual v4.11 | 1073 | 2436 | Rate Constraint in lbs/MMBtu | FALSE | L | Annual | Allowances Sold SO2 | Thousand Tons | 0 | 0 | 0 | 0 | 0 | 0 | 0
NSR Shawnee 5-10 - SO2 Rate Annual v4.11 | 1073 | 2436 | Rate Constraint in lbs/MMBtu | FALSE | L | Annual | Allowances Banked | Thousand Tons | 0 | 0 | 0 | 0 | 0 | 0 | 0
NSR Shawnee 5-10 - SO2 Rate Annual v4.11 | 1073 | 2436 | Rate Constraint in lbs/MMBtu | FALSE | L | Annual | Allowances Withdrawn (1:1) | Thousand Tons | 0 | 0 | 0 | 0 | 0 | 0 | 0
NSR Shawnee 5-10 - SO2 Rate Annual v4.11 | 1073 | 2436 | Rate Constraint in lbs/MMBtu | FALSE | L | Annual | Allowances Withdrawn (n:1) | Thousand Tons | 0 | 0 | 0 | 0 | 0 | 0 | 0
NSR Shawnee 5-10 - SO2 Rate Annual v4.11 | 1073 | 2436 | Rate Constraint in lbs/MMBtu | FALSE | L | Annual | Net Emissions Allowance Position | Thousand Tons | 2.0652 | 2.4813 | 2.4771 | 2.0652 | 2.0652 | 2.0652 | 2.0652
NSR Shawnee 5-10 - SO2 Rate Annual v4.11 | 1073 | 2436 | Rate Constraint in lbs/MMBtu | FALSE | L | Annual | Fuel Consumed | TBtu | 9.9767 | 9.9767 | 9.9598 | 9.9767 | 9.9767 | 9.9767 | 9.9767
NSR Shawnee 5-10 - SO2 Rate Annual v4.11 | 1073 | 2436 | Rate Constraint in lbs/MMBtu | FALSE | L | Annual | Rate | lb/MMBtu | 0.41399 | 0.49742 | 0.49742 | 0.41399 | 0.41399 | 0.41399 | 0.41399
NSR Shawnee 5-10 - SO2 Rate Annual v4.11 | 1073 | 2436 | Rate Constraint in lbs/MMBtu | FALSE | L | Annual | Generation | TWh | 0.92316 | 0.92316 | 0.92159 | 0.92316 | 0.92316 | 0.92316 | 0.92316
NSR Shawnee 5-10 - SO2 Rate Annual v4.11 | 1073 | 2436 | Rate Constraint in lbs/MMBtu | FALSE | L | Annual | Qualifying Generation | TWh | 0.92316 | 0.92316 | 0.92159 | 0.92316 | 0.92316 | 0.92316 | 0.92316
NSR Shawnee 5-10 - SO2 Rate Annual v4.11 | 1073 | 2436 | Rate Constraint in lbs/MMBtu | FALSE | L | Annual | Rate | lb/MWh | 2.2371 | 2.6878 | 2.6878 | 2.2371 | 2.2371 | 2.2371 | 2.2371
NSR Shawnee 5-10 - SO2 Rate Annual v4.11 | 1073 | 2436 | Rate Constraint in lbs/MMBtu | FALSE | L | Annual | Constraint Shadow Price | US2011$/Ton | 0 | 0 | 0 | 0 | 0 | 0 | 0
NSR Stuart Gen Station 1-4 - NOx Annual Rate v3.1, Unit 5759 and retrofits | 1074 | 2175 | Rate Constraint in lbs/MMBtu | FALSE | L | Annual | Seasons Included | Seasons | Winter, Summer | Winter, Summer | Winter, Summer | Winter, Summer | Winter, Summer | Winter, Summer | Winter, Summer
NSR Stuart Gen Station 1-4 - NOx Annual Rate v3.1, Unit 5759 and retrofits | 1074 | 2175 | Rate Constraint in lbs/MMBtu | FALSE | L | Annual | Standard | lb/MMBtu | 0.1 | 0.1 | 0.1 | 0.1 | 0.1 | 0.1 | 0.1
NSR Stuart Gen Station 1-4 - NOx Annual Rate v3.1, Unit 5759 and retrofits | 1074 | 2175 | Rate Constraint in lbs/MMBtu | FALSE | L | Annual | Emissions at Affected Plants NOX | Thousand Tons | 2.0411 | 2.0411 | 2.0411 | 2.0411 | 2.0411 | 1.9277 | 1.9277
NSR Stuart Gen Station 1-4 - NOx Annual Rate v3.1, Unit 5759 and retrofits | 1074 | 2175 | Rate Constraint in lbs/MMBtu | FALSE | L | Annual | Allowances Purchased NOX | Thousand Tons | 0 | 0 | 0 | 0 | 0 | 0 | 0
NSR Stuart Gen Station 1-4 - NOx Annual Rate v3.1, Unit 5759 and retrofits | 1074 | 2175 | Rate Constraint in lbs/MMBtu | FALSE | L | Annual | Allowances Sold NOX | Thousand Tons | 0 | 0 | 0 | 0 | 0 | 0 | 0
NSR Stuart Gen Station 1-4 - NOx Annual Rate v3.1, Unit 5759 and retrofits | 1074 | 2175 | Rate Constraint in lbs/MMBtu | FALSE | L | Annual | Allowances Banked | Thousand Tons | 0 | 0 | 0 | 0 | 0 | 0 | 0
NSR Stuart Gen Station 1-4 - NOx Annual Rate v3.1, Unit 5759 and retrofits | 1074 | 2175 | Rate Constraint in lbs/MMBtu | FALSE | L | Annual | Allowances Withdrawn (1:1) | Thousand Tons | 0 | 0 | 0 | 0 | 0 | 0 | 0
NSR Stuart Gen Station 1-4 - NOx Annual Rate v3.1, Unit 5759 and retrofits | 1074 | 2175 | Rate Constraint in lbs/MMBtu | FALSE | L | Annual | Allowances Withdrawn (n:1) | Thousand Tons | 0 | 0 | 0 | 0 | 0 | 0 | 0
NSR Stuart Gen Station 1-4 - NOx Annual Rate v3.1, Unit 5759 and retrofits | 1074 | 2175 | Rate Constraint in lbs/MMBtu | FALSE | L | Annual | Net Emissions Allowance Position | Thousand Tons | 2.0411 | 2.0411 | 2.0411 | 2.0411 | 2.0411 | 1.9277 | 1.9277
NSR Stuart Gen Station 1-4 - NOx Annual Rate v3.1, Unit 5759 and retrofits | 1074 | 2175 | Rate Constraint in lbs/MMBtu | FALSE | L | Annual | Fuel Consumed | TBtu | 40.8712 | 40.8211 | 40.8712 | 40.8712 | 40.8712 | 38.6008 | 38.6008
NSR Stuart Gen Station 1-4 - NOx Annual Rate v3.1, Unit 5759 and retrofits | 1074 | 2175 | Rate Constraint in lbs/MMBtu | FALSE | L | Annual | Rate | lb/MMBtu | 0.099877 | 0.1 | 0.099877 | 0.099877 | 0.099877 | 0.099877 | 0.099877
NSR Stuart Gen Station 1-4 - NOx Annual Rate v3.1, Unit 5759 and retrofits | 1074 | 2175 | Rate Constraint in lbs/MMBtu | FALSE | L | Annual | Generation | TWh | 4.1397 | 4.1397 | 4.1397 | 4.1397 | 4.1397 | 3.9097 | 3.9097
NSR Stuart Gen Station 1-4 - NOx Annual Rate v3.1, Unit 5759 and retrofits | 1074 | 2175 | Rate Constraint in lbs/MMBtu | FALSE | L | Annual | Qualifying Generation | TWh | 4.1397 | 4.1397 | 4.1397 | 4.1397 | 4.1397 | 3.9097 | 3.9097
NSR Stuart Gen Station 1-4 - NOx Annual Rate v3.1, Unit 5759 and retrofits | 1074 | 2175 | Rate Constraint in lbs/MMBtu | FALSE | L | Annual | Rate | lb/MWh | 0.49305 | 0.49305 | 0.49305 | 0.49305 | 0.49305 | 0.49305 | 0.49305
NSR Stuart Gen Station 1-4 - NOx Annual Rate v3.1, Unit 5759 and retrofits | 1074 | 2175 | Rate Constraint in lbs/MMBtu | FALSE | L | Annual | Constraint Shadow Price | US2011$/Ton | 0 | 0 | 0 | 0 | 0 | 0 | 0
NSR Stuart Gen Station 1-4 - NOx Annual Rate v3.1, Unit 5760 and retrofits | 1075 | 2175 | Rate Constraint in lbs/MMBtu | FALSE | L | Annual | Seasons Included | Seasons | Winter, Summer | Winter, Summer | Winter, Summer | Winter, Summer | Winter, Summer | Winter, Summer | Winter, Summer
NSR Stuart Gen Station 1-4 - NOx Annual Rate v3.1, Unit 5760 and retrofits | 1075 | 2175 | Rate Constraint in lbs/MMBtu | FALSE | L | Annual | Standard | lb/MMBtu | 0.1 | 0.1 | 0.1 | 0.1 | 0.1 | 0.1 | 0.1
NSR Stuart Gen Station 1-4 - NOx Annual Rate v3.1, Unit 5760 and retrofits | 1075 | 2175 | Rate Constraint in lbs/MMBtu | FALSE | L | Annual | Emissions at Affected Plants NOX | Thousand Tons | 2.034 | 2.034 | 2.034 | 2.034 | 2.034 | 1.921 | 1.921
NSR Stuart Gen Station 1-4 - NOx Annual Rate v3.1, Unit 5760 and retrofits | 1075 | 2175 | Rate Constraint in lbs/MMBtu | FALSE | L | Annual | Allowances Purchased NOX | Thousand Tons | 0 | 0 | 0 | 0 | 0 | 0 | 0
NSR Stuart Gen Station 1-4 - NOx Annual Rate v3.1, Unit 5760 and retrofits | 1075 | 2175 | Rate Constraint in lbs/MMBtu | FALSE | L | Annual | Allowances Sold NOX | Thousand Tons | 0 | 0 | 0 | 0 | 0 | 0 | 0
NSR Stuart Gen Station 1-4 - NOx Annual Rate v3.1, Unit 5760 and retrofits | 1075 | 2175 | Rate Constraint in lbs/MMBtu | FALSE | L | Annual | Allowances Banked | Thousand Tons | 0 | 0 | 0 | 0 | 0 | 0 | 0
NSR Stuart Gen Station 1-4 - NOx Annual Rate v3.1, Unit 5760 and retrofits | 1075 | 2175 | Rate Constraint in lbs/MMBtu | FALSE | L | Annual | Allowances Withdrawn (1:1) | Thousand Tons | 0 | 0 | 0 | 0 | 0 | 0 | 0
NSR Stuart Gen Station 1-4 - NOx Annual Rate v3.1, Unit 5760 and retrofits | 1075 | 2175 | Rate Constraint in lbs/MMBtu | FALSE | L | Annual | Allowances Withdrawn (n:1) | Thousand Tons | 0 | 0 | 0 | 0 | 0 | 0 | 0
NSR Stuart Gen Station 1-4 - NOx Annual Rate v3.1, Unit 5760 and retrofits | 1075 | 2175 | Rate Constraint in lbs/MMBtu | FALSE | L | Annual | Net Emissions Allowance Position | Thousand Tons | 2.034 | 2.034 | 2.034 | 2.034 | 2.034 | 1.921 | 1.921
NSR Stuart Gen Station 1-4 - NOx Annual Rate v3.1, Unit 5760 and retrofits | 1075 | 2175 | Rate Constraint in lbs/MMBtu | FALSE | L | Annual | Fuel Consumed | TBtu | 40.7303 | 40.6804 | 40.7303 | 40.7303 | 40.7303 | 38.4677 | 38.4677
NSR Stuart Gen Station 1-4 - NOx Annual Rate v3.1, Unit 5760 and retrofits | 1075 | 2175 | Rate Constraint in lbs/MMBtu | FALSE | L | Annual | Rate | lb/MMBtu | 0.099877 | 0.1 | 0.099877 | 0.099877 | 0.099877 | 0.099877 | 0.099877
NSR Stuart Gen Station 1-4 - NOx Annual Rate v3.1, Unit 5760 and retrofits | 1075 | 2175 | Rate Constraint in lbs/MMBtu | FALSE | L | Annual | Generation | TWh | 4.1397 | 4.1397 | 4.1397 | 4.1397 | 4.1397 | 3.9097 | 3.9097
NSR Stuart Gen Station 1-4 - NOx Annual Rate v3.1, Unit 5760 and retrofits | 1075 | 2175 | Rate Constraint in lbs/MMBtu | FALSE | L | Annual | Qualifying Generation | TWh | 4.1397 | 4.1397 | 4.1397 | 4.1397 | 4.1397 | 3.9097 | 3.9097
NSR Stuart Gen Station 1-4 - NOx Annual Rate v3.1, Unit 5760 and retrofits | 1075 | 2175 | Rate Constraint in lbs/MMBtu | FALSE | L | Annual | Rate | lb/MWh | 0.49135 | 0.49135 | 0.49135 | 0.49135 | 0.49135 | 0.49135 | 0.49135
NSR Stuart Gen Station 1-4 - NOx Annual Rate v3.1, Unit 5760 and retrofits | 1075 | 2175 | Rate Constraint in lbs/MMBtu | FALSE | L | Annual | Constraint Shadow Price | US2011$/Ton | 0 | 0 | 0 | 0 | 0 | 0 | 0
NSR Stuart Gen Station 1-4 - NOx Annual Rate v3.1, Unit 5761 and retrofits | 1076 | 2175 | Rate Constraint in lbs/MMBtu | FALSE | L | Annual | Seasons Included | Seasons | Winter, Summer | Winter, Summer | Winter, Summer | Winter, Summer | Winter, Summer | Winter, Summer | Winter, Summer
NSR Stuart Gen Station 1-4 - NOx Annual Rate v3.1, Unit 5761 and retrofits | 1076 | 2175 | Rate Constraint in lbs/MMBtu | FALSE | L | Annual | Standard | lb/MMBtu | 0.1 | 0.1 | 0.1 | 0.1 | 0.1 | 0.1 | 0.1
NSR Stuart Gen Station 1-4 - NOx Annual Rate v3.1, Unit 5761 and retrofits | 1076 | 2175 | Rate Constraint in lbs/MMBtu | FALSE | L | Annual | Emissions at Affected Plants NOX | Thousand Tons | 2.0377 | 2.0377 | 2.0377 | 2.0377 | 2.0377 | 1.9245 | 1.9245
NSR Stuart Gen Station 1-4 - NOx Annual Rate v3.1, Unit 5761 and retrofits | 1076 | 2175 | Rate Constraint in lbs/MMBtu | FALSE | L | Annual | Allowances Purchased NOX | Thousand Tons | 0 | 0 | 0 | 0 | 0 | 0 | 0
NSR Stuart Gen Station 1-4 - NOx Annual Rate v3.1, Unit 5761 and retrofits | 1076 | 2175 | Rate Constraint in lbs/MMBtu | FALSE | L | Annual | Allowances Sold NOX | Thousand Tons | 0 | 0 | 0 | 0 | 0 | 0 | 0
NSR Stuart Gen Station 1-4 - NOx Annual Rate v3.1, Unit 5761 and retrofits | 1076 | 2175 | Rate Constraint in lbs/MMBtu | FALSE | L | Annual | Allowances Banked | Thousand Tons | 0 | 0 | 0 | 0 | 0 | 0 | 0
NSR Stuart Gen Station 1-4 - NOx Annual Rate v3.1, Unit 5761 and retrofits | 1076 | 2175 | Rate Constraint in lbs/MMBtu | FALSE | L | Annual | Allowances Withdrawn (1:1) | Thousand Tons | 0 | 0 | 0 | 0 | 0 | 0 | 0
NSR Stuart Gen Station 1-4 - NOx Annual Rate v3.1, Unit 5761 and retrofits | 1076 | 2175 | Rate Constraint in lbs/MMBtu | FALSE | L | Annual | Allowances Withdrawn (n:1) | Thousand Tons | 0 | 0 | 0 | 0 | 0 | 0 | 0
NSR Stuart Gen Station 1-4 - NOx Annual Rate v3.1, Unit 5761 and retrofits | 1076 | 2175 | Rate Constraint in lbs/MMBtu | FALSE | L | Annual | Net Emissions Allowance Position | Thousand Tons | 2.0377 | 2.0377 | 2.0377 | 2.0377 | 2.0377 | 1.9245 | 1.9245
NSR Stuart Gen Station 1-4 - NOx Annual Rate v3.1, Unit 5761 and retrofits | 1076 | 2175 | Rate Constraint in lbs/MMBtu | FALSE | L | Annual | Fuel Consumed | TBtu | 40.8049 | 40.7549 | 40.8049 | 40.8049 | 40.8049 | 38.5382 | 38.5382
NSR Stuart Gen Station 1-4 - NOx Annual Rate v3.1, Unit 5761 and retrofits | 1076 | 2175 | Rate Constraint in lbs/MMBtu | FALSE | L | Annual | Rate | lb/MMBtu | 0.099877 | 0.1 | 0.099877 | 0.099877 | 0.099877 | 0.099877 | 0.099877
NSR Stuart Gen Station 1-4 - NOx Annual Rate v3.1, Unit 5761 and retrofits | 1076 | 2175 | Rate Constraint in lbs/MMBtu | FALSE | L | Annual | Generation | TWh | 4.1397 | 4.1397 | 4.1397 | 4.1397 | 4.1397 | 3.9097 | 3.9097
NSR Stuart Gen Station 1-4 - NOx Annual Rate v3.1, Unit 5761 and retrofits | 1076 | 2175 | Rate Constraint in lbs/MMBtu | FALSE | L | Annual | Qualifying Generation | TWh | 4.1397 | 4.1397 | 4.1397 | 4.1397 | 4.1397 | 3.9097 | 3.9097
NSR Stuart Gen Station 1-4 - NOx Annual Rate v3.1, Unit 5761 and retrofits | 1076 | 2175 | Rate Constraint in lbs/MMBtu | FALSE | L | Annual | Rate | lb/MWh | 0.49225 | 0.49225 | 0.49225 | 0.49225 | 0.49225 | 0.49225 | 0.49225
NSR Stuart Gen Station 1-4 - NOx Annual Rate v3.1, Unit 5761 and retrofits | 1076 | 2175 | Rate Constraint in lbs/MMBtu | FALSE | L | Annual | Constraint Shadow Price | US2011$/Ton | 0 | 0 | 0 | 0 | 0 | 0 | 0
NSR Stuart Gen Station 1-4 - NOx Annual Rate v3.1, Unit 5762 and retrofits | 1077 | 2175 | Rate Constraint in lbs/MMBtu | FALSE | L | Annual | Seasons Included | Seasons | Winter, Summer | Winter, Summer | Winter, Summer | Winter, Summer | Winter, Summer | Winter, Summer | Winter, Summer
NSR Stuart Gen Station 1-4 - NOx Annual Rate v3.1, Unit 5762 and retrofits | 1077 | 2175 | Rate Constraint in lbs/MMBtu | FALSE | L | Annual | Standard | lb/MMBtu | 0.1 | 0.1 | 0.1 | 0.1 | 0.1 | 0.1 | 0.1
NSR Stuart Gen Station 1-4 - NOx Annual Rate v3.1, Unit 5762 and retrofits | 1077 | 2175 | Rate Constraint in lbs/MMBtu | FALSE | L | Annual | Emissions at Affected Plants NOX | Thousand Tons | 2.0388 | 2.0388 | 2.0388 | 2.0388 | 2.0388 | 1.9255 | 1.9255
NSR Stuart Gen Station 1-4 - NOx Annual Rate v3.1, Unit 5762 and retrofits | 1077 | 2175 | Rate Constraint in lbs/MMBtu | FALSE | L | Annual | Allowances Purchased NOX | Thousand Tons | 0 | 0 | 0 | 0 | 0 | 0 | 0
NSR Stuart Gen Station 1-4 - NOx Annual Rate v3.1, Unit 5762 and retrofits | 1077 | 2175 | Rate Constraint in lbs/MMBtu | FALSE | L | Annual | Allowances Sold NOX | Thousand Tons | 0 | 0 | 0 | 0 | 0 | 0 | 0
NSR Stuart Gen Station 1-4 - NOx Annual Rate v3.1, Unit 5762 and retrofits | 1077 | 2175 | Rate Constraint in lbs/MMBtu | FALSE | L | Annual | Allowances Banked | Thousand Tons | 0 | 0 | 0 | 0 | 0 | 0 | 0
NSR Stuart Gen Station 1-4 - NOx Annual Rate v3.1, Unit 5762 and retrofits | 1077 | 2175 | Rate Constraint in lbs/MMBtu | FALSE | L | Annual | Allowances Withdrawn (1:1) | Thousand Tons | 0 | 0 | 0 | 0 | 0 | 0 | 0
NSR Stuart Gen Station 1-4 - NOx Annual Rate v3.1, Unit 5762 and retrofits | 1077 | 2175 | Rate Constraint in lbs/MMBtu | FALSE | L | Annual | Allowances Withdrawn (n:1) | Thousand Tons | 0 | 0 | 0 | 0 | 0 | 0 | 0
NSR Stuart Gen Station 1-4 - NOx Annual Rate v3.1, Unit 5762 and retrofits | 1077 | 2175 | Rate Constraint in lbs/MMBtu | FALSE | L | Annual | Net Emissions Allowance Position | Thousand Tons | 2.0388 | 2.0388 | 2.0388 | 2.0388 | 2.0388 | 1.9255 | 1.9255
NSR Stuart Gen Station 1-4 - NOx Annual Rate v3.1, Unit 5762 and retrofits | 1077 | 2175 | Rate Constraint in lbs/MMBtu | FALSE | L | Annual | Fuel Consumed | TBtu | 40.8256 | 40.7756 | 40.8256 | 40.8256 | 40.8256 | 38.5578 | 38.5578
NSR Stuart Gen Station 1-4 - NOx Annual Rate v3.1, Unit 5762 and retrofits | 1077 | 2175 | Rate Constraint in lbs/MMBtu | FALSE | L | Annual | Rate | lb/MMBtu | 0.099877 | 0.1 | 0.099877 | 0.099877 | 0.099877 | 0.099877 | 0.099877
NSR Stuart Gen Station 1-4 - NOx Annual Rate v3.1, Unit 5762 and retrofits | 1077 | 2175 | Rate Constraint in lbs/MMBtu | FALSE | L | Annual | Generation | TWh | 4.1397 | 4.1397 | 4.1397 | 4.1397 | 4.1397 | 3.9097 | 3.9097
NSR Stuart Gen Station 1-4 - NOx Annual Rate v3.1, Unit 5762 and retrofits | 1077 | 2175 | Rate Constraint in lbs/MMBtu | FALSE | L | Annual | Qualifying Generation | TWh | 4.1397 | 4.1397 | 4.1397 | 4.1397 | 4.1397 | 3.9097 | 3.9097
NSR Stuart Gen Station 1-4 - NOx Annual Rate v3.1, Unit 5762 and retrofits | 1077 | 2175 | Rate Constraint in lbs/MMBtu | FALSE | L | Annual | Rate | lb/MWh | 0.4925 | 0.4925 | 0.4925 | 0.4925 | 0.4925 | 0.4925 | 0.4925
NSR Stuart Gen Station 1-4 - NOx Annual Rate v3.1, Unit 5762 and retrofits | 1077 | 2175 | Rate Constraint in lbs/MMBtu | FALSE | L | Annual | Constraint Shadow Price | US2011$/Ton | 0 | 0 | 0 | 0 | 0 | 0 | 0
NSR Stuart Gen Station 1-4 - SO2 Annual Rate v4.12 | 1078 | 2418 | Rate Constraint in lbs/MMBtu | FALSE | L | Annual | Seasons Included | Seasons | Winter, Summer | Winter, Summer | Winter, Summer | Winter, Summer | Winter, Summer | Winter, Summer | Winter, Summer
NSR Stuart Gen Station 1-4 - SO2 Annual Rate v4.12 | 1078 | 2418 | Rate Constraint in lbs/MMBtu | FALSE | L | Annual | Standard | lb/MMBtu | 0.1 | 0.1 | 0.1 | 0.1 | 0.1 | 0.1 | 0.1
NSR Stuart Gen Station 1-4 - SO2 Annual Rate v4.12 | 1078 | 2418 | Rate Constraint in lbs/MMBtu | FALSE | L | Annual | Emissions at Affected Plants SO2 | Thousand Tons | 7.3926 | 8.1516 | 8.1616 | 8.1616 | 8.1616 | 7.7082 | 7.7082
NSR Stuart Gen Station 1-4 - SO2 Annual Rate v4.12 | 1078 | 2418 | Rate Constraint in lbs/MMBtu | FALSE | L | Annual | Allowances Purchased SO2 | Thousand Tons | 0 | 0 | 0 | 0 | 0 | 0 | 0
NSR Stuart Gen Station 1-4 - SO2 Annual Rate v4.12 | 1078 | 2418 | Rate Constraint in lbs/MMBtu | FALSE | L | Annual | Allowances Sold SO2 | Thousand Tons | 0 | 0 | 0 | 0 | 0 | 0 | 0
NSR Stuart Gen Station 1-4 - SO2 Annual Rate v4.12 | 1078 | 2418 | Rate Constraint in lbs/MMBtu | FALSE | L | Annual | Allowances Banked | Thousand Tons | 0 | 0 | 0 | 0 | 0 | 0 | 0
NSR Stuart Gen Station 1-4 - SO2 Annual Rate v4.12 | 1078 | 2418 | Rate Constraint in lbs/MMBtu | FALSE | L | Annual | Allowances Withdrawn (1:1) | Thousand Tons | 0 | 0 | 0 | 0 | 0 | 0 | 0
NSR Stuart Gen Station 1-4 - SO2 Annual Rate v4.12 | 1078 | 2418 | Rate Constraint in lbs/MMBtu | FALSE | L | Annual | Allowances Withdrawn (n:1) | Thousand Tons | 0 | 0 | 0 | 0 | 0 | 0 | 0
NSR Stuart Gen Station 1-4 - SO2 Annual Rate v4.12 | 1078 | 2418 | Rate Constraint in lbs/MMBtu | FALSE | L | Annual | Net Emissions Allowance Position | Thousand Tons | 7.3926 | 8.1516 | 8.1616 | 8.1616 | 8.1616 | 7.7082 | 7.7082
NSR Stuart Gen Station 1-4 - SO2 Annual Rate v4.12 | 1078 | 2418 | Rate Constraint in lbs/MMBtu | FALSE | L | Annual | Fuel Consumed | TBtu | 163.2321 | 163.0319 | 163.2321 | 163.2321 | 163.2321 | 154.1645 | 154.1645
NSR Stuart Gen Station 1-4 - SO2 Annual Rate v4.12 | 1078 | 2418 | Rate Constraint in lbs/MMBtu | FALSE | L | Annual | Rate | lb/MMBtu | 0.090577 | 0.1 | 0.1 | 0.1 | 0.1 | 0.1 | 0.1
NSR Stuart Gen Station 1-4 - SO2 Annual Rate v4.12 | 1078 | 2418 | Rate Constraint in lbs/MMBtu | FALSE | L | Annual | Generation | TWh | 16.5586 | 16.5586 | 16.5586 | 16.5586 | 16.5586 | 15.6388 | 15.6388
NSR Stuart Gen Station 1-4 - SO2 Annual Rate v4.12 | 1078 | 2418 | Rate Constraint in lbs/MMBtu | FALSE | L | Annual | Qualifying Generation | TWh | 16.5586 | 16.5586 | 16.5586 | 16.5586 | 16.5586 | 15.6388 | 15.6388
NSR Stuart Gen Station 1-4 - SO2 Annual Rate v4.12 | 1078 | 2418 | Rate Constraint in lbs/MMBtu | FALSE | L | Annual | Rate | lb/MWh | 0.44645 | 0.49229 | 0.49289 | 0.49289 | 0.49289 | 0.49289 | 0.49289
NSR Stuart Gen Station 1-4 - SO2 Annual Rate v4.12 | 1078 | 2418 | Rate Constraint in lbs/MMBtu | FALSE | L | Annual | Constraint Shadow Price | US2011$/Ton | 0 | 924.3381 | 3394.8643 | 4395.1469 | 5657.4054 | 4995.9908 | 4745.955
NSR Taconite 1,2 - NOX Rate Annual v5.14 | 1079 | 6136 | Rate Constraint in lbs/MMBtu | FALSE | L | Annual | Seasons Included | Seasons | Winter, Summer | Winter, Summer | Winter, Summer | Winter, Summer | Winter, Summer | Winter, Summer | Winter, Summer
NSR Taconite 1,2 - NOX Rate Annual v5.14 | 1079 | 6136 | Rate Constraint in lbs/MMBtu | FALSE | L | Annual | Standard | lb/MMBtu | 0.16 | 0.16 | 0.16 | 0.16 | 0.16 | 0.16 | 0.16
NSR Taconite 1,2 - NOX Rate Annual v5.14 | 1079 | 6136 | Rate Constraint in lbs/MMBtu | FALSE | L | Annual | Emissions at Affected Plants NOX | Thousand Tons | 0 | 0 | 0 | 0 | 0 | 0 | 0
NSR Taconite 1,2 - NOX Rate Annual v5.14 | 1079 | 6136 | Rate Constraint in lbs/MMBtu | FALSE | L | Annual | Allowances Purchased NOX | Thousand Tons | 0 | 0 | 0 | 0 | 0 | 0 | 0
NSR Taconite 1,2 - NOX Rate Annual v5.14 | 1079 | 6136 | Rate Constraint in lbs/MMBtu | FALSE | L | Annual | Allowances Sold NOX | Thousand Tons | 0 | 0 | 0 | 0 | 0 | 0 | 0
NSR Taconite 1,2 - NOX Rate Annual v5.14 | 1079 | 6136 | Rate Constraint in lbs/MMBtu | FALSE | L | Annual | Allowances Banked | Thousand Tons | 0 | 0 | 0 | 0 | 0 | 0 | 0
NSR Taconite 1,2 - NOX Rate Annual v5.14 | 1079 | 6136 | Rate Constraint in lbs/MMBtu | FALSE | L | Annual | Allowances Withdrawn (1:1) | Thousand Tons | 0 | 0 | 0 | 0 | 0 | 0 | 0
NSR Taconite 1,2 - NOX Rate Annual v5.14 | 1079 | 6136 | Rate Constraint in lbs/MMBtu | FALSE | L | Annual | Allowances Withdrawn (n:1) | Thousand Tons | 0 | 0 | 0 | 0 | 0 | 0 | 0
NSR Taconite 1,2 - NOX Rate Annual v5.14 | 1079 | 6136 | Rate Constraint in lbs/MMBtu | FALSE | L | Annual | Net Emissions Allowance Position | Thousand Tons | 0 | 0 | 0 | 0 | 0 | 0 | 0
NSR Taconite 1,2 - NOX Rate Annual v5.14 | 1079 | 6136 | Rate Constraint in lbs/MMBtu | FALSE | L | Annual | Fuel Consumed | TBtu | 0 | 0 | 0 | 0 | 0 | 0 | 0
NSR Taconite 1,2 - NOX Rate Annual v5.14 | 1079 | 6136 | Rate Constraint in lbs/MMBtu | FALSE | L | Annual | Rate | lb/MMBtu | 0 | 0 | 0 | 0 | 0 | 0 | 0
NSR Taconite 1,2 - NOX Rate Annual v5.14 | 1079 | 6136 | Rate Constraint in lbs/MMBtu | FALSE | L | Annual | Generation | TWh | 0 | 0 | 0 | 0 | 0 | 0 | 0
NSR Taconite 1,2 - NOX Rate Annual v5.14 | 1079 | 6136 | Rate Constraint in lbs/MMBtu | FALSE | L | Annual | Qualifying Generation | TWh | 0 | 0 | 0 | 0 | 0 | 0 | 0
NSR Taconite 1,2 - NOX Rate Annual v5.14 | 1079 | 6136 | Rate Constraint in lbs/MMBtu | FALSE | L | Annual | Rate | lb/MWh | 0 | 0 | 0 | 0 | 0 | 0 | 0
NSR Taconite 1,2 - NOX Rate Annual v5.14 | 1079 | 6136 | Rate Constraint in lbs/MMBtu | FALSE | L | Annual | Constraint Shadow Price | US2011$/Ton | 0 | 0 | 0 | 0 | 0 | 0 | 0
NSR Taconite 1,2 - SO2 Rate Annual v5.14 | 1080 | 6135 | Rate Constraint in lbs/MMBtu | FALSE | L | Annual | Seasons Included | Seasons | Winter, Summer | Winter, Summer | Winter, Summer | Winter, Summer | Winter, Summer | Winter, Summer | Winter, Summer
NSR Taconite 1,2 - SO2 Rate Annual v5.14 | 1080 | 6135 | Rate Constraint in lbs/MMBtu | FALSE | L | Annual | Standard | lb/MMBtu | 0.03 | 0.03 | 0.03 | 0.03 | 0.03 | 0.03 | 0.03
NSR Taconite 1,2 - SO2 Rate Annual v5.14 | 1080 | 6135 | Rate Constraint in lbs/MMBtu | FALSE | L | Annual | Emissions at Affected Plants SO2 | Thousand Tons | 0 | 0 | 0 | 0 | 0 | 0 | 0
NSR Taconite 1,2 - SO2 Rate Annual v5.14 | 1080 | 6135 | Rate Constraint in lbs/MMBtu | FALSE | L | Annual | Allowances Purchased SO2 | Thousand Tons | 0 | 0 | 0 | 0 | 0 | 0 | 0
NSR Taconite 1,2 - SO2 Rate Annual v5.14 | 1080 | 6135 | Rate Constraint in lbs/MMBtu | FALSE | L | Annual | Allowances Sold SO2 | Thousand Tons | 0 | 0 | 0 | 0 | 0 | 0 | 0
NSR Taconite 1,2 - SO2 Rate Annual v5.14 | 1080 | 6135 | Rate Constraint in lbs/MMBtu | FALSE | L | Annual | Allowances Banked | Thousand Tons | 0 | 0 | 0 | 0 | 0 | 0 | 0
NSR Taconite 1,2 - SO2 Rate Annual v5.14 | 1080 | 6135 | Rate Constraint in lbs/MMBtu | FALSE | L | Annual | Allowances Withdrawn (1:1) | Thousand Tons | 0 | 0 | 0 | 0 | 0 | 0 | 0
NSR Taconite 1,2 - SO2 Rate Annual v5.14 | 1080 | 6135 | Rate Constraint in lbs/MMBtu | FALSE | L | Annual | Allowances Withdrawn (n:1) | Thousand Tons | 0 | 0 | 0 | 0 | 0 | 0 | 0
NSR Taconite 1,2 - SO2 Rate Annual v5.14 | 1080 | 6135 | Rate Constraint in lbs/MMBtu | FALSE | L | Annual | Net Emissions Allowance Position | Thousand Tons | 0 | 0 | 0 | 0 | 0 | 0 | 0
NSR Taconite 1,2 - SO2 Rate Annual v5.14 | 1080 | 6135 | Rate Constraint in lbs/MMBtu | FALSE | L | Annual | Fuel Consumed | TBtu | 0 | 0 | 0 | 0 | 0 | 0 | 0
NSR Taconite 1,2 - SO2 Rate Annual v5.14 | 1080 | 6135 | Rate Constraint in lbs/MMBtu | FALSE | L | Annual | Rate | lb/MMBtu | 0 | 0 | 0 | 0 | 0 | 0 | 0
NSR Taconite 1,2 - SO2 Rate Annual v5.14 | 1080 | 6135 | Rate Constraint in lbs/MMBtu | FALSE | L | Annual | Generation | TWh | 0 | 0 | 0 | 0 | 0 | 0 | 0
NSR Taconite 1,2 - SO2 Rate Annual v5.14 | 1080 | 6135 | Rate Constraint in lbs/MMBtu | FALSE | L | Annual | Qualifying Generation | TWh | 0 | 0 | 0 | 0 | 0 | 0 | 0
NSR Taconite 1,2 - SO2 Rate Annual v5.14 | 1080 | 6135 | Rate Constraint in lbs/MMBtu | FALSE | L | Annual | Rate | lb/MWh | 0 | 0 | 0 | 0 | 0 | 0 | 0
NSR Taconite 1,2 - SO2 Rate Annual v5.14 | 1080 | 6135 | Rate Constraint in lbs/MMBtu | FALSE | L | Annual | Constraint Shadow Price | US2011$/Ton | 193842.9029 | 465052.3042 | 200551.1322 | 190002.7269 | 220540.9222 | 151582.1561 | 213052.3135
NSR Tucson Electric - SO2 Cap Annual v4.0 | 1081 | 2171 | Rate Constraint in MTons | FALSE | L | Annual | Seasons Included | Seasons | Winter, Summer | Winter, Summer | Winter, Summer | Winter, Summer | Winter, Summer | Winter, Summer | Winter, Summer
NSR Tucson Electric - SO2 Cap Annual v4.0 | 1081 | 2171 | Rate Constraint in MTons | FALSE | L | Annual | Standard | Thousand Tons | 10.66 | 10.66 | 10.66 | 10.66 | 10.66 | 10.66 | 10.66
NSR Tucson Electric - SO2 Cap Annual v4.0 | 1081 | 2171 | Rate Constraint in MTons | FALSE | L | Annual | Standard SO2 | Thousand Tons | 10.66 | 10.66 | 10.66 | 10.66 | 10.66 | 10.66 | 10.66
NSR Tucson Electric - SO2 Cap Annual v4.0 | 1081 | 2171 | Rate Constraint in MTons | FALSE | L | Annual | Emissions at Affected Plants SO2 | Thousand Tons | 10.66 | 10.66 | 10.66 | 10.66 | 10.66 | 10.6565 | 10.6536
NSR Tucson Electric - SO2 Cap Annual v4.0 | 1081 | 2171 | Rate Constraint in MTons | FALSE | L | Annual | Allowances Purchased SO2 | Thousand Tons | 0 | 0 | 0 | 0 | 0 | 0 | 0
NSR Tucson Electric - SO2 Cap Annual v4.0 | 1081 | 2171 | Rate Constraint in MTons | FALSE | L | Annual | Allowances Sold SO2 | Thousand Tons | 0 | 0 | 0 | 0 | 0 | 0 | 0
NSR Tucson Electric - SO2 Cap Annual v4.0 | 1081 | 2171 | Rate Constraint in MTons | FALSE | L | Annual | Allowances Banked | Thousand Tons | 0 | 0 | 0 | 0 | 0 | 0 | 0
NSR Tucson Electric - SO2 Cap Annual v4.0 | 1081 | 2171 | Rate Constraint in MTons | FALSE | L | Annual | Allowances Withdrawn (1:1) | Thousand Tons | 0 | 0 | 0 | 0 | 0 | 0 | 0
NSR Tucson Electric - SO2 Cap Annual v4.0 | 1081 | 2171 | Rate Constraint in MTons | FALSE | L | Annual | Allowances Withdrawn (n:1) | Thousand Tons | 0 | 0 | 0 | 0 | 0 | 0 | 0
NSR Tucson Electric - SO2 Cap Annual v4.0 | 1081 | 2171 | Rate Constraint in MTons | FALSE | L | Annual | Net Emissions Allowance Position | Thousand Tons | 10.66 | 10.66 | 10.66 | 10.66 | 10.66 | 10.6565 | 10.6536
NSR Tucson Electric - SO2 Cap Annual v4.0 | 1081 | 2171 | Rate Constraint in MTons | FALSE | L | Annual | Fuel Consumed | TBtu | 120.2466 | 120.2466 | 120.2466 | 120.2466 | 120.2466 | 120.2634 | 120.2639
NSR Tucson Electric - SO2 Cap Annual v4.0 | 1081 | 2171 | Rate Constraint in MTons | FALSE | L | Annual | Rate | lb/MMBtu | 0.1773 | 0.1773 | 0.1773 | 0.1773 | 0.1773 | 0.17722 | 0.17717
NSR Tucson Electric - SO2 Cap Annual v4.0 | 1081 | 2171 | Rate Constraint in MTons | FALSE | L | Annual | Generation | TWh | 11.7109 | 11.7109 | 11.7109 | 11.7109 | 11.7109 | 11.7109 | 11.7109
NSR Tucson Electric - SO2 Cap Annual v4.0 | 1081 | 2171 | Rate Constraint in MTons | FALSE | L | Annual | Qualifying Generation | TWh | 11.7109 | 11.7109 | 11.7109 | 11.7109 | 11.7109 | 11.7109 | 11.7109
NSR Tucson Electric - SO2 Cap Annual v4.0 | 1081 | 2171 | Rate Constraint in MTons | FALSE | L | Annual | Rate | lb/MWh | 0.91026 | 0.91026 | 0.91026 | 0.91026 | 0.91026 | 0.90996 | 0.90972
NSR Tucson Electric - SO2 Cap Annual v4.0 | 1081 | 2171 | Rate Constraint in MTons | FALSE | L | Annual | Constraint Shadow Price | US2011$/Ton | 0 | 0 | 0 | 4714.646 | 2176.9049 | 0 | 0
NSR Tucson Electric NOx Cap Annual - v4.0 | 1082 | 2170 | Rate Constraint in MTons | FALSE | L | Annual | Seasons Included | Seasons | Winter, Summer | Winter, Summer | Winter, Summer | Winter, Summer | Winter, Summer | Winter, Summer | Winter, Summer
NSR Tucson Electric NOx Cap Annual - v4.0 | 1082 | 2170 | Rate Constraint in MTons | FALSE | L | Annual | Standard | Thousand Tons | 8.94 | 8.94 | 8.94 | 8.94 | 8.94 | 8.94 | 8.94
NSR Tucson Electric NOx Cap Annual - v4.0 | 1082 | 2170 | Rate Constraint in MTons | FALSE | L | Annual | Standard NOX | Thousand Tons | 8.94 | 8.94 | 8.94 | 8.94 | 8.94 | 8.94 | 8.94
NSR Tucson Electric NOx Cap Annual - v4.0 | 1082 | 2170 | Rate Constraint in MTons | FALSE | L | Annual | Emissions at Affected Plants NOX | Thousand Tons | 7.225 | 7.225 | 7.225 | 7.225 | 7.225 | 7.225 | 7.225
NSR Tucson Electric NOx Cap Annual - v4.0 | 1082 | 2170 | Rate Constraint in MTons | FALSE | L | Annual | Allowances Purchased NOX | Thousand Tons | 0 | 0 | 0 | 0 | 0 | 0 | 0
NSR Tucson Electric NOx Cap Annual - v4.0 | 1082 | 2170 | Rate Constraint in MTons | FALSE | L | Annual | Allowances Sold NOX | Thousand Tons | 0 | 0 | 0 | 0 | 0 | 0 | 0
NSR Tucson Electric NOx Cap Annual - v4.0 | 1082 | 2170 | Rate Constraint in MTons | FALSE | L | Annual | Allowances Banked | Thousand Tons | 0 | 0 | 0 | 0 | 0 | 0 | 0
NSR Tucson Electric NOx Cap Annual - v4.0 | 1082 | 2170 | Rate Constraint in MTons | FALSE | L | Annual | Allowances Withdrawn (1:1) | Thousand Tons | 0 | 0 | 0 | 0 | 0 | 0 | 0
NSR Tucson Electric NOx Cap Annual - v4.0 | 1082 | 2170 | Rate Constraint in MTons | FALSE | L | Annual | Allowances Withdrawn (n:1) | Thousand Tons | 0 | 0 | 0 | 0 | 0 | 0 | 0
NSR Tucson Electric NOx Cap Annual - v4.0 | 1082 | 2170 | Rate Constraint in MTons | FALSE | L | Annual | Net Emissions Allowance Position | Thousand Tons | 7.225 | 7.225 | 7.225 | 7.225 | 7.225 | 7.225 | 7.225
NSR Tucson Electric NOx Cap Annual - v4.0 | 1082 | 2170 | Rate Constraint in MTons | FALSE | L | Annual | Fuel Consumed | TBtu | 120.2466 | 120.2466 | 120.2466 | 120.2466 | 120.2466 | 120.2634 | 120.2639
NSR Tucson Electric NOx Cap Annual - v4.0 | 1082 | 2170 | Rate Constraint in MTons | FALSE | L | Annual | Rate | lb/MMBtu | 0.12017 | 0.12017 | 0.12017 | 0.12017 | 0.12017 | 0.12015 | 0.12015
NSR Tucson Electric NOx Cap Annual - v4.0 | 1082 | 2170 | Rate Constraint in MTons | FALSE | L | Annual | Generation | TWh | 11.7109 | 11.7109 | 11.7109 | 11.7109 | 11.7109 | 11.7109 | 11.7109
NSR Tucson Electric NOx Cap Annual - v4.0 | 1082 | 2170 | Rate Constraint in MTons | FALSE | L | Annual | Qualifying Generation | TWh | 11.7109 | 11.7109 | 11.7109 | 11.7109 | 11.7109 | 11.7109 | 11.7109
NSR Tucson Electric NOx Cap Annual - v4.0 | 1082 | 2170 | Rate Constraint in MTons | FALSE | L | Annual | Rate | lb/MWh | 0.61695 | 0.61695 | 0.61695 | 0.61695 | 0.61695 | 0.61695 | 0.61695
NSR Tucson Electric NOx Cap Annual - v4.0 | 1082 | 2170 | Rate Constraint in MTons | FALSE | L | Annual | Constraint Shadow Price | US2011$/Ton | 0 | 0 | 0 | 0 | 0 | 0 | 0
NSR TVA System - NOX Cap Annual v4.11 | 1083 | 2308 | Rate Constraint in MTons | FALSE | L | Annual | Seasons Included | Seasons | Winter, Summer | Winter, Summer | Winter, Summer | Winter, Summer | Winter, Summer | Winter, Summer | Winter, Summer
NSR TVA System - NOX Cap Annual v4.11 | 1083 | 2308 | Rate Constraint in MTons | FALSE | L | Annual | Standard | Thousand Tons | 70.667 | 52 | 52 | 52 | 52 | 52 | 52
NSR TVA System - NOX Cap Annual v4.11 | 1083 | 2308 | Rate Constraint in MTons | FALSE | L | Annual | Standard NOX | Thousand Tons | 70.667 | 52 | 52 | 52 | 52 | 52 | 52
NSR TVA System - NOX Cap Annual v4.11 | 1083 | 2308 | Rate Constraint in MTons | FALSE | L | Annual | Emissions at Affected Plants NOX | Thousand Tons | 32.254 | 18.6545 | 18.3586 | 18.377 | 18.377 | 18.3437 | 18.3437
NSR TVA System - NOX Cap Annual v4.11 | 1083 | 2308 | Rate Constraint in MTons | FALSE | L | Annual | Allowances Purchased NOX | Thousand Tons | 0 | 0 | 0 | 0 | 0 | 0 | 0
NSR TVA System - NOX Cap Annual v4.11 | 1083 | 2308 | Rate Constraint in MTons | FALSE | L | Annual | Allowances Sold NOX | Thousand Tons | 0 | 0 | 0 | 0 | 0 | 0 | 0
NSR TVA System - NOX Cap Annual v4.11 | 1083 | 2308 | Rate Constraint in MTons | FALSE | L | Annual | Allowances Banked | Thousand Tons | 0 | 0 | 0 | 0 | 0 | 0 | 0
NSR TVA System - NOX Cap Annual v4.11 | 1083 | 2308 | Rate Constraint in MTons | FALSE | L | Annual | Allowances Withdrawn (1:1) | Thousand Tons | 0 | 0 | 0 | 0 | 0 | 0 | 0
NSR TVA System - NOX Cap Annual v4.11 | 1083 | 2308 | Rate Constraint in MTons | FALSE | L | Annual | Allowances Withdrawn (n:1) | Thousand Tons | 0 | 0 | 0 | 0 | 0 | 0 | 0
NSR TVA System - NOX Cap Annual v4.11 | 1083 | 2308 | Rate Constraint in MTons | FALSE | L | Annual | Net Emissions Allowance Position | Thousand Tons | 32.254 | 18.6545 | 18.3586 | 18.377 | 18.377 | 18.3437 | 18.3437
NSR TVA System - NOX Cap Annual v4.11 | 1083 | 2308 | Rate Constraint in MTons | FALSE | L | Annual | Fuel Consumed | TBtu | 605.5539 | 465.6787 | 455.0069 | 455.6399 | 455.6399 | 456.1507 | 456.1507
NSR TVA System - NOX Cap Annual v4.11 | 1083 | 2308 | Rate Constraint in MTons | FALSE | L | Annual | Rate | lb/MMBtu | 0.10653 | 0.080118 | 0.080696 | 0.080665 | 0.080665 | 0.080428 | 0.080428
NSR TVA System - NOX Cap Annual v4.11 | 1083 | 2308 | Rate Constraint in MTons | FALSE | L | Annual | Generation | TWh | 60.3332 | 46.5038 | 45.4762 | 45.5184 | 45.5184 | 45.5184 | 45.5184
NSR TVA System - NOX Cap Annual v4.11 | 1083 | 2308 | Rate Constraint in MTons | FALSE | L | Annual | Qualifying Generation | TWh | 60.3332 | 46.5038 | 45.4762 | 45.5184 | 45.5184 | 45.5184 | 45.5184
NSR TVA System - NOX Cap Annual v4.11 | 1083 | 2308 | Rate Constraint in MTons | FALSE | L | Annual | Rate | lb/MWh | 0.5346 | 0.40114 | 0.4037 | 0.40373 | 0.40373 | 0.403 | 0.403
NSR TVA System - NOX Cap Annual v4.11 | 1083 | 2308 | Rate Constraint in MTons | FALSE | L | Annual | Constraint Shadow Price | US2011$/Ton | 0 | 0 | 0 | 0 | 0 | 0 | 0
NSR TVA System - SO2 Cap Annual v4.11 | 1084 | 2307 | Rate Constraint in MTons | FALSE | L | Annual | Seasons Included | Seasons | Winter, Summer | Winter, Summer | Winter, Summer | Winter, Summer | Winter, Summer | Winter, Summer | Winter, Summer
NSR TVA System - SO2 Cap Annual v4.11 | 1084 | 2307 | Rate Constraint in MTons | FALSE | L | Annual | Standard | Thousand Tons | 175.626 | 121.699 | 100 | 100 | 100 | 100 | 100
NSR TVA System - SO2 Cap Annual v4.11 | 1084 | 2307 | Rate Constraint in MTons | FALSE | L | Annual | Standard SO2 | Thousand Tons | 175.626 | 121.699 | 100 | 100 | 100 | 100 | 100
NSR TVA System - SO2 Cap Annual v4.11 | 1084 | 2307 | Rate Constraint in MTons | FALSE | L | Annual | Emissions at Affected Plants SO2 | Thousand Tons | 73.6936 | 55.5922 | 55.6271 | 54.3578 | 55.1329 | 52.3689 | 53.8594
NSR TVA System - SO2 Cap Annual v4.11 | 1084 | 2307 | Rate Constraint in MTons | FALSE | L | Annual | Allowances Purchased SO2 | Thousand Tons | 0 | 0 | 0 | 0 | 0 | 0 | 0
NSR TVA System - SO2 Cap Annual v4.11 | 1084 | 2307 | Rate Constraint in MTons | FALSE | L | Annual | Allowances Sold SO2 | Thousand Tons | 0 | 0 | 0 | 0 | 0 | 0 | 0
NSR TVA System - SO2 Cap Annual v4.11 | 1084 | 2307 | Rate Constraint in MTons | FALSE | L | Annual | Allowances Banked | Thousand Tons | 0 | 0 | 0 | 0 | 0 | 0 | 0
NSR TVA System - SO2 Cap Annual v4.11 | 1084 | 2307 | Rate Constraint in MTons | FALSE | L | Annual | Allowances Withdrawn (1:1) | Thousand Tons | 0 | 0 | 0 | 0 | 0 | 0 | 0
NSR TVA System - SO2 Cap Annual v4.11 | 1084 | 2307 | Rate Constraint in MTons | FALSE | L | Annual | Allowances Withdrawn (n:1) | Thousand Tons | 0 | 0 | 0 | 0 | 0 | 0 | 0
NSR TVA System - SO2 Cap Annual v4.11 | 1084 | 2307 | Rate Constraint in MTons | FALSE | L | Annual | Net Emissions Allowance Position | Thousand Tons | 73.6936 | 55.5922 | 55.6271 | 54.3578 | 55.1329 | 52.3689 | 53.8594
NSR TVA System - SO2 Cap Annual v4.11 | 1084 | 2307 | Rate Constraint in MTons | FALSE | L | Annual | Fuel Consumed | TBtu | 605.5539 | 465.6787 | 455.0069 | 455.6399 | 455.6399 | 456.1507 | 456.1507
NSR TVA System - SO2 Cap Annual v4.11 | 1084 | 2307 | Rate Constraint in MTons | FALSE | L | Annual | Rate | lb/MMBtu | 0.24339 | 0.23876 | 0.24451 | 0.2386 | 0.242 | 0.22961 | 0.23615
NSR TVA System - SO2 Cap Annual v4.11 | 1084 | 2307 | Rate Constraint in MTons | FALSE | L | Annual | Generation | TWh | 60.3332 | 46.5038 | 45.4762 | 45.5184 | 45.5184 | 45.5184 | 45.5184
NSR TVA System - SO2 Cap Annual v4.11 | 1084 | 2307 | Rate Constraint in MTons | FALSE | L | Annual | Qualifying Generation | TWh | 60.3332 | 46.5038 | 45.4762 | 45.5184 | 45.5184 | 45.5184 | 45.5184
NSR TVA System - SO2 Cap Annual v4.11 | 1084 | 2307 | Rate Constraint in MTons | FALSE | L | Annual | Rate | lb/MWh | 1.2214 | 1.1954 | 1.2232 | 1.1942 | 1.2112 | 1.1505 | 1.1832
NSR TVA System - SO2 Cap Annual v4.11 | 1084 | 2307 | Rate Constraint in MTons | FALSE | L | Annual | Constraint Shadow Price | US2011$/Ton | 0 | 0 | 0 | 0 | 0 | 0 | 0
NSR W H Sammis 1-4 - NOX Rate Annual v3.1, Unit 5874 and retrofits | 1085 | 1942 | Rate Constraint in lbs/MMBtu | FALSE | L | Annual | Seasons Included | Seasons | Winter, Summer | Winter, Summer | Winter, Summer | Winter, Summer | Winter, Summer | Winter, Summer | Winter, Summer
NSR W H Sammis 1-4 - NOX Rate Annual v3.1, Unit 5874 and retrofits | 1085 | 1942 | Rate Constraint in lbs/MMBtu | FALSE | L | Annual | Standard | lb/MMBtu | 0.25 | 0.25 | 0.25 | 0.25 | 0.25 | 0.25 | 0.25
NSR W H Sammis 1-4 - NOX Rate Annual v3.1, Unit 5874 and retrofits | 1085 | 1942 | Rate Constraint in lbs/MMBtu | FALSE | L | Annual | Emissions at Affected Plants NOX | Thousand Tons | 1.659 | 1.659 | 1.659 | 1.659 | 1.659 | 1.4491 | 1.3395
NSR W H Sammis 1-4 - NOX Rate Annual v3.1, Unit 5874 and retrofits | 1085 | 1942 | Rate Constraint in lbs/MMBtu | FALSE | L | Annual | Allowances Purchased NOX | Thousand Tons | 0 | 0 | 0 | 0 | 0 | 0 | 0
NSR W H Sammis 1-4 - NOX Rate Annual v3.1, Unit 5874 and retrofits | 1085 | 1942 | Rate Constraint in lbs/MMBtu | FALSE | L | Annual | Allowances Sold NOX | Thousand Tons | 0 | 0 | 0 | 0 | 0 | 0 | 0
NSR W H Sammis 1-4 - NOX Rate Annual v3.1, Unit 5874 and retrofits | 1085 | 1942 | Rate Constraint in lbs/MMBtu | FALSE | L | Annual | Allowances Banked | Thousand Tons | 0 | 0 | 0 | 0 | 0 | 0 | 0
NSR W H Sammis 1-4 - NOX Rate Annual v3.1, Unit 5874 and retrofits | 1085 | 1942 | Rate Constraint in lbs/MMBtu | FALSE | L | Annual | Allowances Withdrawn (1:1) | Thousand Tons | 0 | 0 | 0 | 0 | 0 | 0 | 0
NSR W H Sammis 1-4 - NOX Rate Annual v3.1, Unit 5874 and retrofits | 1085 | 1942 | Rate Constraint in lbs/MMBtu | FALSE | L | Annual | Allowances Withdrawn (n:1) | Thousand Tons | 0 | 0 | 0 | 0 | 0 | 0 | 0
NSR W H Sammis 1-4 - NOX Rate Annual v3.1, Unit 5874 and retrofits | 1085 | 1942 | Rate Constraint in lbs/MMBtu | FALSE | L | Annual | Net Emissions Allowance Position | Thousand Tons | 1.659 | 1.659 | 1.659 | 1.659 | 1.659 | 1.4491 | 1.3395
NSR W H Sammis 1-4 - NOX Rate Annual v3.1, Unit 5874 and retrofits | 1085 | 1942 | Rate Constraint in lbs/MMBtu | FALSE | L | Annual | Fuel Consumed | TBtu | 14.1849 | 14.1669 | 14.1669 | 14.1849 | 14.1849 | 12.3905 | 11.4534
NSR W H Sammis 1-4 - NOX Rate Annual v3.1, Unit 5874 and retrofits | 1085 | 1942 | Rate Constraint in lbs/MMBtu | FALSE | L | Annual | Rate | lb/MMBtu | 0.2339 | 0.2342 | 0.2342 | 0.2339 | 0.2339 | 0.2339 | 0.2339
NSR W H Sammis 1-4 - NOX Rate Annual v3.1, Unit 5874 and retrofits | 1085 | 1942 | Rate Constraint in lbs/MMBtu | FALSE | L | Annual | Generation | TWh | 1.3401 | 1.3401 | 1.3401 | 1.3401 | 1.3401 | 1.1705 | 1.082
NSR W H Sammis 1-4 - NOX Rate Annual v3.1, Unit 5874 and retrofits | 1085 | 1942 | Rate Constraint in lbs/MMBtu | FALSE | L | Annual | Qualifying Generation | TWh | 1.3401 | 1.3401 | 1.3401 | 1.3401 | 1.3401 | 1.1705 | 1.082
NSR W H Sammis 1-4 - NOX Rate Annual v3.1, Unit 5874 and retrofits | 1085 | 1942 | Rate Constraint in lbs/MMBtu | FALSE | L | Annual | Rate | lb/MWh | 1.238 | 1.238 | 1.238 | 1.238 | 1.238 | 1.238 | 1.238
NSR W H Sammis 1-4 - NOX Rate Annual v3.1, Unit 5874 and retrofits | 1085 | 1942 | Rate Constraint in lbs/MMBtu | FALSE | L | Annual | Constraint Shadow Price | US2011$/Ton | 0 | 0 | 0 | 0 | 0 | 0 | 0
NSR W H Sammis 1-4 - NOX Rate Annual v3.1, Unit 5875 and retrofits | 1086 | 1942 | Rate Constraint in lbs/MMBtu | FALSE | L | Annual | Seasons Included | Seasons | Winter, Summer | Winter, Summer | Winter, Summer | Winter, Summer | Winter, Summer | Winter, Summer | Winter, Summer
NSR W H Sammis 1-4 - NOX Rate Annual v3.1, Unit 5875 and retrofits | 1086 | 1942 | Rate Constraint in lbs/MMBtu | FALSE | L | Annual | Standard | lb/MMBtu | 0.25 | 0.25 | 0.25 | 0.25 | 0.25 | 0.25 | 0.25
NSR W H Sammis 1-4 - NOX Rate Annual v3.1, Unit 5875 and retrofits | 1086 | 1942 | Rate Constraint in lbs/MMBtu | FALSE | L | Annual | Emissions at Affected Plants NOX | Thousand Tons | 1.5655 | 1.6566 | 1.6566 | 1.6566 | 1.6566 | 1.4471 | 1.3376
NSR W H Sammis 1-4 - NOX Rate Annual v3.1, Unit 5875 and retrofits | 1086 | 1942 | Rate Constraint in lbs/MMBtu | FALSE | L | Annual | Allowances Purchased NOX | Thousand Tons | 0 | 0 | 0 | 0 | 0 | 0 | 0
NSR W H Sammis 1-4 - NOX Rate Annual v3.1, Unit 5875 and retrofits | 1086 | 1942 | Rate Constraint in lbs/MMBtu | FALSE | L | Annual | Allowances Sold NOX | Thousand Tons | 0 | 0 | 0 | 0 | 0 | 0 | 0
NSR W H Sammis 1-4 - NOX Rate Annual v3.1, Unit 5875 and retrofits | 1086 | 1942 | Rate Constraint in lbs/MMBtu | FALSE | L | Annual | Allowances Banked | Thousand Tons | 0 | 0 | 0 | 0 | 0 | 0 | 0
NSR W H Sammis 1-4 - NOX Rate Annual v3.1, Unit 5875 and retrofits | 1086 | 1942 | Rate Constraint in lbs/MMBtu | FALSE | L | Annual | Allowances Withdrawn (1:1) | Thousand Tons | 0 | 0 | 0 | 0 | 0 | 0 | 0
NSR W H Sammis 1-4 - NOX Rate Annual v3.1, Unit 5875 and retrofits | 1086 | 1942 | Rate Constraint in lbs/MMBtu | FALSE | L | Annual | Allowances Withdrawn (n:1) | Thousand Tons | 0 | 0 | 0 | 0 | 0 | 0 | 0
NSR W H Sammis 1-4 - NOX Rate Annual v3.1, Unit 5875 and retrofits | 1086 | 1942 | Rate Constraint in lbs/MMBtu | FALSE | L | Annual | Net Emissions Allowance Position | Thousand Tons | 1.5655 | 1.6566 | 1.6566 | 1.6566 | 1.6566 | 1.4471 | 1.3376
NSR W H Sammis 1-4 - NOX Rate Annual v3.1, Unit 5875 and retrofits | 1086 | 1942 | Rate Constraint in lbs/MMBtu | FALSE | L | Annual | Fuel Consumed | TBtu | 13.4605 | 14.2263 | 14.2263 | 14.2263 | 14.2445 | 12.4426 | 11.5015
NSR W H Sammis 1-4 - NOX Rate Annual v3.1, Unit 5875 and retrofits | 1086 | 1942 | Rate Constraint in lbs/MMBtu | FALSE | L | Annual | Rate | lb/MMBtu | 0.2326 | 0.2329 | 0.2329 | 0.2329 | 0.2326 | 0.2326 | 0.2326
NSR W H Sammis 1-4 - NOX Rate Annual v3.1, Unit 5875 and retrofits | 1086 | 1942 | Rate Constraint in lbs/MMBtu | FALSE | L | Annual | Generation | TWh | 1.2663 | 1.3401 | 1.3401 | 1.3401 | 1.3401 | 1.1705 | 1.082
NSR W H Sammis 1-4 - NOX Rate Annual v3.1, Unit 5875 and retrofits | 1086 | 1942 | Rate Constraint in lbs/MMBtu | FALSE | L | Annual | Qualifying Generation | TWh | 1.2663 | 1.3401 | 1.3401 | 1.3401 | 1.3401 | 1.1705 | 1.082
NSR W H Sammis 1-4 - NOX Rate Annual v3.1, Unit 5875 and retrofits | 1086 | 1942 | Rate Constraint in lbs/MMBtu | FALSE | L | Annual | Rate | lb/MWh | 1.2362 | 1.2362 | 1.2362 | 1.2362 | 1.2362 | 1.2362 | 1.2362
NSR W H Sammis 1-4 - NOX Rate Annual v3.1, Unit 5875 and retrofits | 1086 | 1942 | Rate Constraint in lbs/MMBtu | FALSE | L | Annual | Constraint Shadow Price | US2011$/Ton | 0 | 0 | 0 | 0 | 0 | 0 | 0
NSR W H Sammis 1-4 - NOX Rate Annual v3.1, Unit 5876 and retrofits | 1087 | 1942 | Rate Constraint in lbs/MMBtu | FALSE | L | Annual | Seasons Included | Seasons | Winter, Summer | Winter, Summer | Winter, Summer | Winter, Summer | Winter, Summer | Winter, Summer | Winter, Summer
NSR W H Sammis 1-4 - NOX Rate Annual v3.1, Unit 5876 and retrofits | 1087 | 1942 | Rate Constraint in lbs/MMBtu | FALSE | L | Annual | Standard | lb/MMBtu | 0.25 | 0.25 | 0.25 | 0.25 | 0.25 | 0.25 | 0.25
NSR W H Sammis 1-4 - NOX Rate Annual v3.1, Unit 5876 and retrofits | 1087 | 1942 | Rate Constraint in lbs/MMBtu | FALSE | L | Annual | Emissions at Affected Plants NOX | Thousand Tons | 1.5831 | 1.6753 | 1.6753 | 1.6753 | 1.6753 | 1.4634 | 1.3527
NSR W H Sammis 1-4 - NOX Rate Annual v3.1, Unit 5876 and retrofits | 1087 | 1942 | Rate Constraint in lbs/MMBtu | FALSE | L | Annual | Allowances Purchased NOX | Thousand Tons | 0 | 0 | 0 | 0 | 0 | 0 | 0
NSR W H Sammis 1-4 - NOX Rate Annual v3.1, Unit 5876 and retrofits | 1087 | 1942 | Rate Constraint in lbs/MMBtu | FALSE | L | Annual | Allowances Sold NOX | Thousand Tons | 0 | 0 | 0 | 0 | 0 | 0 | 0
NSR W H Sammis 1-4 - NOX Rate Annual v3.1, Unit 5876 and retrofits | 1087 | 1942 | Rate Constraint in lbs/MMBtu | FALSE | L | Annual | Allowances Banked | Thousand Tons | 0 | 0 | 0 | 0 | 0 | 0 | 0
NSR W H Sammis 1-4 - NOX Rate Annual v3.1, Unit 5876 and retrofits | 1087 | 1942 | Rate Constraint in lbs/MMBtu | FALSE | L | Annual | Allowances Withdrawn (1:1) | Thousand Tons | 0 | 0 | 0 | 0 | 0 | 0 | 0
NSR W H Sammis 1-4 - NOX Rate Annual v3.1, Unit 5876 and retrofits | 1087 | 1942 | Rate Constraint in lbs/MMBtu | FALSE | L | Annual | Allowances Withdrawn (n:1) | Thousand Tons | 0 | 0 | 0 | 0 | 0 | 0 | 0
NSR W H Sammis 1-4 - NOX Rate Annual v3.1, Unit 5876 and retrofits | 1087 | 1942 | Rate Constraint in lbs/MMBtu | FALSE | L | Annual | Net Emissions Allowance Position | Thousand Tons | 1.5831 | 1.6753 | 1.6753 | 1.6753 | 1.6753 | 1.4634 | 1.3527
NSR W H Sammis 1-4 - NOX Rate Annual v3.1, Unit 5876 and retrofits | 1087 | 1942 | Rate Constraint in lbs/MMBtu | FALSE | L | Annual | Fuel Consumed | TBtu | 13.4743 | 14.2409 | 14.2409 | 14.2409 | 14.2591 | 12.4553 | 11.5132
NSR W H Sammis 1-4 - NOX Rate Annual v3.1, Unit 5876 and retrofits | 1087 | 1942 | Rate Constraint in lbs/MMBtu | FALSE | L | Annual | Rate | lb/MMBtu | 0.23498 | 0.23528 | 0.23528 | 0.23528 | 0.23498 | 0.23498 | 0.23498
NSR W H Sammis 1-4 - NOX Rate Annual v3.1, Unit 5876 and retrofits | 1087 | 1942 | Rate Constraint in lbs/MMBtu | FALSE | L | Annual | Generation | TWh | 1.2663 | 1.3401 | 1.3401 | 1.3401 | 1.3401 | 1.1705 | 1.082
NSR W H Sammis 1-4 - NOX Rate Annual v3.1, Unit 5876 and retrofits | 1087 | 1942 | Rate Constraint in lbs/MMBtu | FALSE | L | Annual | Qualifying Generation | TWh | 1.2663 | 1.3401 | 1.3401 | 1.3401 | 1.3401 | 1.1705 | 1.082
NSR W H Sammis 1-4 - NOX Rate Annual v3.1, Unit 5876 and retrofits | 1087 | 1942 | Rate Constraint in lbs/MMBtu | FALSE | L | Annual | Rate | lb/MWh | 1.2501 | 1.2501 | 1.2501 | 1.2501 | 1.2501 | 1.2501 | 1.2501
NSR W H Sammis 1-4 - NOX Rate Annual v3.1, Unit 5876 and retrofits | 1087 | 1942 | Rate Constraint in lbs/MMBtu | FALSE | L | Annual | Constraint Shadow Price | US2011$/Ton | 0 | 0 | 0 | 0 | 0 | 0 | 0
NSR W H Sammis 1-4 - NOX Rate Annual v3.1, Unit 5877 and retrofits | 1088 | 1942 | Rate Constraint in lbs/MMBtu | FALSE | L | Annual | Seasons Included | Seasons | Winter, Summer | Winter, Summer | Winter, Summer | Winter, Summer | Winter, Summer | Winter, Summer | Winter, Summer
NSR W H Sammis 1-4 - NOX Rate Annual v3.1, Unit 5877 and retrofits | 1088 | 1942 | Rate Constraint in lbs/MMBtu | FALSE | L | Annual | Standard | lb/MMBtu | 0.25 | 0.25 | 0.25 | 0.25 | 0.25 | 0.25 | 0.25
NSR W H Sammis 1-4 - NOX Rate Annual v3.1, Unit 5877 and retrofits | 1088 | 1942 | Rate Constraint in lbs/MMBtu | FALSE | L | Annual | Emissions at Affected Plants NOX | Thousand Tons | 1.6531 | 1.6531 | 1.6531 | 1.6531 | 1.6531 | 1.444 | 1.444
NSR W H Sammis 1-4 - NOX Rate Annual v3.1, Unit 5877 and retrofits | 1088 | 1942 | Rate Constraint in lbs/MMBtu | FALSE | L | Annual | Allowances Purchased NOX | Thousand Tons | 0 | 0 | 0 | 0 | 0 | 0 | 0
NSR W H Sammis 1-4 - NOX Rate Annual v3.1, Unit 5877 and retrofits | 1088 | 1942 | Rate Constraint in lbs/MMBtu | FALSE | L | Annual | Allowances Sold NOX | Thousand Tons | 0 | 0 | 0 | 0 | 0 | 0 | 0
NSR W H Sammis 1-4 - NOX Rate Annual v3.1, Unit 5877 and retrofits | 1088 | 1942 | Rate Constraint in lbs/MMBtu | FALSE | L | Annual | Allowances Banked | Thousand Tons | 0 | 0 | 0 | 0 | 0 | 0 | 0
NSR W H Sammis 1-4 - NOX Rate Annual v3.1, Unit 5877 and retrofits | 1088 | 1942 | Rate Constraint in lbs/MMBtu | FALSE | L | Annual | Allowances Withdrawn (1:1) | Thousand Tons | 0 | 0 | 0 | 0 | 0 | 0 | 0
NSR W H Sammis 1-4 - NOX Rate Annual v3.1, Unit 5877 and retrofits | 1088 | 1942 | Rate Constraint in lbs/MMBtu | FALSE | L | Annual | Allowances Withdrawn (n:1) | Thousand Tons | 0 | 0 | 0 | 0 | 0 | 0 | 0
NSR W H Sammis 1-4 - NOX Rate Annual v3.1, Unit 5877 and retrofits | 1088 | 1942 | Rate Constraint in lbs/MMBtu | FALSE | L | Annual | Net Emissions Allowance Position | Thousand Tons | 1.6531 | 1.6531 | 1.6531 | 1.6531 | 1.6531 | 1.444 | 1.444
NSR W H Sammis 1-4 - NOX Rate Annual v3.1, Unit 5877 and retrofits | 1088 | 1942 | Rate Constraint in lbs/MMBtu | FALSE | L | Annual | Fuel Consumed | TBtu | 14.0394 | 14.0215 | 14.0215 | 14.0394 | 14.0394 | 12.2634 | 12.2634
NSR W H Sammis 1-4 - NOX Rate Annual v3.1, Unit 5877 and retrofits | 1088 | 1942 | Rate Constraint in lbs/MMBtu | FALSE | L | Annual | Rate | lb/MMBtu | 0.2355 | 0.2358 | 0.2358 | 0.2355 | 0.2355 | 0.2355 | 0.2355
NSR W H Sammis 1-4 - NOX Rate Annual v3.1, Unit 5877 and retrofits | 1088 | 1942 | Rate Constraint in lbs/MMBtu | FALSE | L | Annual | Generation | TWh | 1.3401 | 1.3401 | 1.3401 | 1.3401 | 1.3401 | 1.1705 | 1.1705
NSR W H Sammis 1-4 - NOX Rate Annual v3.1, Unit 5877 and retrofits | 1088 | 1942 | Rate Constraint in lbs/MMBtu | FALSE | L | Annual | Qualifying Generation | TWh | 1.3401 | 1.3401 | 1.3401 | 1.3401 | 1.3401 | 1.1705 | 1.1705
NSR W H Sammis 1-4 - NOX Rate Annual v3.1, Unit 5877 and retrofits | 1088 | 1942 | Rate Constraint in lbs/MMBtu | FALSE | L | Annual | Rate | lb/MWh | 1.2336 | 1.2336 | 1.2336 | 1.2336 | 1.2336 | 1.2336 | 1.2336
NSR W H Sammis 1-4 - NOX Rate Annual v3.1, Unit 5877 and retrofits | 1088 | 1942 | Rate Constraint in lbs/MMBtu | FALSE | L | Annual | Constraint Shadow Price | US2011$/Ton | 0 | 0 | 0 | 0 | 0 | 0 | 0
NSR W H Sammis 1-5 - SO2 Rate Annual v3.1, Unit 5874 and retrofits | 1089 | 1877 | Rate Constraint in lbs/MMBtu | FALSE | L | Annual | Seasons Included | Seasons | Winter, Summer | Winter, Summer | Winter, Summer | Winter, Summer | Winter, Summer | Winter, Summer | Winter, Summer
NSR W H Sammis 1-5 - SO2 Rate Annual v3.1, Unit 5874 and retrofits | 1089 | 1877 | Rate Constraint in lbs/MMBtu | FALSE | L | Annual | Standard | lb/MMBtu | 1.1 | 1.1 | 1.1 | 1.1 | 1.1 | 1.1 | 1.1
NSR W H Sammis 1-5 - SO2 Rate Annual v3.1, Unit 5874 and retrofits | 1089 | 1877 | Rate Constraint in lbs/MMBtu | FALSE | L | Annual | Emissions at Affected Plants SO2 | Thousand Tons | 0.42501 | 0.67068 | 0.42501 | 0.85345 | 0.42501 | 0.37124 | 0.6891
NSR W H Sammis 1-5 - SO2 Rate Annual v3.1, Unit 5874 and retrofits | 1089 | 1877 | Rate Constraint in lbs/MMBtu | FALSE | L | Annual | Allowances Purchased SO2 | Thousand Tons | 0 | 0 | 0 | 0 | 0 | 0 | 0
NSR W H Sammis 1-5 - SO2 Rate Annual v3.1, Unit 5874 and retrofits | 1089 | 1877 | Rate Constraint in lbs/MMBtu | FALSE | L | Annual | Allowances Sold SO2 | Thousand Tons | 0 | 0 | 0 | 0 | 0 | 0 | 0
NSR W H Sammis 1-5 - SO2 Rate Annual v3.1, Unit 5874 and retrofits | 1089 | 1877 | Rate Constraint in lbs/MMBtu | FALSE | L | Annual | Allowances Banked | Thousand Tons | 0 | 0 | 0 | 0 | 0 | 0 | 0
NSR W H Sammis 1-5 - SO2 Rate Annual v3.1, Unit 5874 and retrofits | 1089 | 1877 | Rate Constraint in lbs/MMBtu | FALSE | L | Annual | Allowances Withdrawn (1:1) | Thousand Tons | 0 | 0 | 0 | 0 | 0 | 0 | 0
NSR W H Sammis 1-5 - SO2 Rate Annual v3.1, Unit 5874 and retrofits | 1089 | 1877 | Rate Constraint in lbs/MMBtu | FALSE | L | Annual | Allowances Withdrawn (n:1) | Thousand Tons | 0 | 0 | 0 | 0 | 0 | 0 | 0
NSR W H Sammis 1-5 - SO2 Rate Annual v3.1, Unit 5874 and retrofits | 1089 | 1877 | Rate Constraint in lbs/MMBtu | FALSE | L | Annual | Net Emissions Allowance Position | Thousand Tons | 0.42501 | 0.67068 | 0.42501 | 0.85345 | 0.42501 | 0.37124 | 0.6891
NSR W H Sammis 1-5 - SO2 Rate Annual v3.1, Unit 5874 and retrofits | 1089 | 1877 | Rate Constraint in lbs/MMBtu | FALSE | L | Annual | Fuel Consumed | TBtu | 14.1849 | 14.1669 | 14.1669 | 14.1849 | 14.1849 | 12.3905 | 11.4534
NSR W H Sammis 1-5 - SO2 Rate Annual v3.1, Unit 5874 and retrofits | 1089 | 1877 | Rate Constraint in lbs/MMBtu | FALSE | L | Annual | Rate | lb/MMBtu | 0.059924 | 0.094683 | 0.06 | 0.12033 | 0.059924 | 0.059924 | 0.12033
NSR W H Sammis 1-5 - SO2 Rate Annual v3.1, Unit 5874 and retrofits | 1089 | 1877 | Rate Constraint in lbs/MMBtu | FALSE | L | Annual | Generation | TWh | 1.3401 | 1.3401 | 1.3401 | 1.3401 | 1.3401 | 1.1705 | 1.082
NSR W H Sammis 1-5 - SO2 Rate Annual v3.1, Unit 5874 and retrofits | 1089 | 1877 | Rate Constraint in lbs/MMBtu | FALSE | L | Annual | Qualifying Generation | TWh | 1.3401 | 1.3401 | 1.3401 | 1.3401 | 1.3401 | 1.1705 | 1.082
NSR W H Sammis 1-5 - SO2 Rate Annual v3.1, Unit 5874 and retrofits | 1089 | 1877 | Rate Constraint in lbs/MMBtu | FALSE | L | Annual | Rate | lb/MWh | 0.31715 | 0.50049 | 0.31715 | 0.63687 | 0.31715 | 0.31715 | 0.63687
NSR W H Sammis 1-5 - SO2 Rate Annual v3.1, Unit 5874 and retrofits | 1089 | 1877 | Rate Constraint in lbs/MMBtu | FALSE | L | Annual | Constraint Shadow Price | US2011$/Ton | 0 | 0 | 0 | 0 | 0 | 0 | 0
NSR W H Sammis 1-5 - SO2 Rate Annual v3.1, Unit 5875 and retrofits | 1090 | 1877 | Rate Constraint in lbs/MMBtu | FALSE | L | Annual | Seasons Included | Seasons | Winter, Summer | Winter, Summer | Winter, Summer | Winter, Summer | Winter, Summer | Winter, Summer | Winter, Summer
NSR W H Sammis 1-5 - SO2 Rate Annual v3.1, Unit 5875 and retrofits | 1090 | 1877 | Rate Constraint in lbs/MMBtu | FALSE | L | Annual | Standard | lb/MMBtu | 1.1 | 1.1 | 1.1 | 1.1 | 1.1 | 1.1 | 1.1
NSR W H Sammis 1-5 - SO2 Rate Annual v3.1, Unit 5875 and retrofits | 1090 | 1877 | Rate Constraint in lbs/MMBtu | FALSE | L | Annual | Emissions at Affected Plants SO2 | Thousand Tons | 0.42243 | 0.86638 | 0.4695 | 0.86638 | 0.42679 | 0.49548 | 0.69199
NSR W H Sammis 1-5 - SO2 Rate Annual v3.1, Unit 5875 and retrofits | 1090 | 1877 | Rate Constraint in lbs/MMBtu | FALSE | L | Annual | Allowances Purchased SO2 | Thousand Tons | 0 | 0 | 0 | 0 | 0 | 0 | 0
NSR W H Sammis 1-5 - SO2 Rate Annual v3.1, Unit 5875 and retrofits | 1090 | 1877 | Rate Constraint in lbs/MMBtu | FALSE | L | Annual | Allowances Sold SO2 | Thousand Tons | 0 | 0 | 0 | 0 | 0 | 0 | 0
NSR W H Sammis 1-5 - SO2 Rate Annual v3.1, Unit 5875 and retrofits | 1090 | 1877 | Rate Constraint in lbs/MMBtu | FALSE | L | Annual | Allowances Banked | Thousand Tons | 0 | 0 | 0 | 0 | 0 | 0 | 0
NSR W H Sammis 1-5 - SO2 Rate Annual v3.1, Unit 5875 and retrofits | 1090 | 1877 | Rate Constraint in lbs/MMBtu | FALSE | L | Annual | Allowances Withdrawn (1:1) | Thousand Tons | 0 | 0 | 0 | 0 | 0 | 0 | 0
NSR W H Sammis 1-5 - SO2 Rate Annual v3.1, Unit 5875 and retrofits | 1090 | 1877 | Rate Constraint in lbs/MMBtu | FALSE | L | Annual | Allowances Withdrawn (n:1) | Thousand Tons | 0 | 0 | 0 | 0 | 0 | 0 | 0
NSR W H Sammis 1-5 - SO2 Rate Annual v3.1, Unit 5875 and retrofits | 1090 | 1877 | Rate Constraint in lbs/MMBtu | FALSE | L | Annual | Net Emissions Allowance Position | Thousand Tons | 0.42243 | 0.86638 | 0.4695 | 0.86638 | 0.42679 | 0.49548 | 0.69199
NSR W H Sammis 1-5 - SO2 Rate Annual v3.1, Unit 5875 and retrofits | 1090 | 1877 | Rate Constraint in lbs/MMBtu | FALSE | L | Annual | Fuel Consumed | TBtu | 13.4605 | 14.2263 | 14.2263 | 14.2263 | 14.2445 | 12.4426 | 11.5015
NSR W H Sammis 1-5 - SO2 Rate Annual v3.1, Unit 5875 and retrofits | 1090 | 1877 | Rate Constraint in lbs/MMBtu | FALSE | L | Annual | Rate | lb/MMBtu | 0.062765 | 0.1218 | 0.066004 | 0.1218 | 0.059924 | 0.079643 | 0.12033
NSR W H Sammis 1-5 - SO2 Rate Annual v3.1, Unit 5875 and retrofits | 1090 | 1877 | Rate Constraint in lbs/MMBtu | FALSE | L | Annual | Generation | TWh | 1.2663 | 1.3401 | 1.3401 | 1.3401 | 1.3401 | 1.1705 | 1.082
NSR W H Sammis 1-5 - SO2 Rate Annual v3.1, Unit 5875 and retrofits | 1090 | 1877 | Rate Constraint in lbs/MMBtu | FALSE | L | Annual | Qualifying Generation | TWh | 1.2663 | 1.3401 | 1.3401 | 1.3401 | 1.3401 | 1.1705 | 1.082
NSR W H Sammis 1-5 - SO2 Rate Annual v3.1, Unit 5875 and retrofits | 1090 | 1877 | Rate Constraint in lbs/MMBtu | FALSE | L | Annual | Rate | lb/MWh | 0.33359 | 0.64652 | 0.35035 | 0.64652 | 0.31848 | 0.42329 | 0.63954
NSR W H Sammis 1-5 - SO2 Rate Annual v3.1, Unit 5875 and retrofits | 1090 | 1877 | Rate Constraint in lbs/MMBtu | FALSE | L | Annual | Constraint Shadow Price | US2011$/Ton | 0 | 0 | 0 | 0 | 0 | 0 | 0
NSR W H Sammis 1-5 - SO2 Rate Annual v3.1, Unit 5876 and retrofits | 1091 | 1877 | Rate Constraint in lbs/MMBtu | FALSE | L | Annual | Seasons Included | Seasons | Winter, Summer | Winter, Summer | Winter, Summer | Winter, Summer | Winter, Summer | Winter, Summer | Winter, Summer
NSR W H Sammis 1-5 - SO2 Rate Annual v3.1, Unit 5876 and retrofits | 1091 | 1877 | Rate Constraint in lbs/MMBtu | FALSE | L | Annual | Standard | lb/MMBtu | 1.1 | 1.1 | 1.1 | 1.1 | 1.1 | 1.1 | 1.1
NSR W H Sammis 1-5 - SO2 Rate Annual v3.1, Unit 5876 and retrofits | 1091 | 1877 | Rate Constraint in lbs/MMBtu | FALSE | L | Annual | Emissions at Affected Plants SO2 | Thousand Tons | 0.42286 | 0.86727 | 0.46998 | 0.86727 | 0.42723 | 0.62658 | 0.6927
NSR W H Sammis 1-5 - SO2 Rate Annual v3.1, Unit 5876 and retrofits | 1091 | 1877 | Rate Constraint in lbs/MMBtu | FALSE | L | Annual | Allowances Purchased SO2 | Thousand Tons | 0 | 0 | 0 | 0 | 0 | 0 | 0
NSR W H Sammis 1-5 - SO2 Rate Annual v3.1, Unit 5876 and retrofits | 1091 | 1877 | Rate Constraint in lbs/MMBtu | FALSE | L | Annual | Allowances Sold SO2 | Thousand Tons | 0 | 0 | 0 | 0 | 0 | 0 | 0
NSR W H Sammis 1-5 - SO2 Rate Annual v3.1, Unit 5876 and retrofits | 1091 | 1877 | Rate Constraint in lbs/MMBtu | FALSE | L | Annual | Allowances Banked | Thousand Tons | 0 | 0 | 0 | 0 | 0 | 0 | 0
NSR W H Sammis 1-5 - SO2 Rate Annual v3.1, Unit 5876 and retrofits | 1091 | 1877 | Rate Constraint in lbs/MMBtu | FALSE | L | Annual | Allowances Withdrawn (1:1) | Thousand Tons | 0 | 0 | 0 | 0 | 0 | 0 | 0
NSR W H Sammis 1-5 - SO2 Rate Annual v3.1, Unit 5876 and retrofits | 1091 | 1877 | Rate Constraint in lbs/MMBtu | FALSE | L | Annual | Allowances Withdrawn (n:1) | Thousand Tons | 0 | 0 | 0 | 0 | 0 | 0 | 0
NSR W H Sammis 1-5 - SO2 Rate Annual v3.1, Unit 5876 and retrofits | 1091 | 1877 | Rate Constraint in lbs/MMBtu | FALSE | L | Annual | Net Emissions Allowance Position | Thousand Tons | 0.42286 | 0.86727 | 0.46998 | 0.86727 | 0.42723 | 0.62658 | 0.6927
NSR W H Sammis 1-5 - SO2 Rate Annual v3.1, Unit 5876 and retrofits | 1091 | 1877 | Rate Constraint in lbs/MMBtu | FALSE | L | Annual | Fuel Consumed | TBtu | 13.4743 | 14.2409 | 14.2409 | 14.2409 | 14.2591 | 12.4553 | 11.5132
NSR W H Sammis 1-5 - SO2 Rate Annual v3.1, Unit 5876 and retrofits | 1091 | 1877 | Rate Constraint in lbs/MMBtu | FALSE | L | Annual | Rate | lb/MMBtu | 0.062765 | 0.1218 | 0.066004 | 0.1218 | 0.059924 | 0.10061 | 0.12033
NSR W H Sammis 1-5 - SO2 Rate Annual v3.1, Unit 5876 and retrofits | 1091 | 1877 | Rate Constraint in lbs/MMBtu | FALSE | L | Annual | Generation | TWh | 1.2663 | 1.3401 | 1.3401 | 1.3401 | 1.3401 | 1.1705 | 1.082
NSR W H Sammis 1-5 - SO2 Rate Annual v3.1, Unit 5876 and retrofits | 1091 | 1877 | Rate Constraint in lbs/MMBtu | FALSE | L | Annual | Qualifying Generation | TWh | 1.2663 | 1.3401 | 1.3401 | 1.3401 | 1.3401 | 1.1705 | 1.082
NSR W H Sammis 1-5 - SO2 Rate Annual v3.1, Unit 5876 and retrofits | 1091 | 1877 | Rate Constraint in lbs/MMBtu | FALSE | L | Annual | Rate | lb/MWh | 0.33393 | 0.64718 | 0.35071 | 0.64718 | 0.31881 | 0.53529 | 0.6402
NSR W H Sammis 1-5 - SO2 Rate Annual v3.1, Unit 5876 and retrofits | 1091 | 1877 | Rate Constraint in lbs/MMBtu | FALSE | L | Annual | Constraint Shadow Price | US2011$/Ton | 0 | 0 | 0 | 0 | 0 | 0 | 0
NSR W H Sammis 1-5 - SO2 Rate Annual v3.1, Unit 5877 and retrofits | 1092 | 1877 | Rate Constraint in lbs/MMBtu | FALSE | L | Annual | Seasons Included | Seasons | Winter, Summer | Winter, Summer | Winter, Summer | Winter, Summer | Winter, Summer | Winter, Summer | Winter, Summer
NSR W H Sammis 1-5 - SO2 Rate Annual v3.1, Unit 5877 and retrofits | 1092 | 1877 | Rate Constraint in lbs/MMBtu | FALSE | L | Annual | Standard | lb/MMBtu | 1.1 | 1.1 | 1.1 | 1.1 | 1.1 | 1.1 | 1.1
NSR W H Sammis 1-5 - SO2 Rate Annual v3.1, Unit 5877 and retrofits | 1092 | 1877 | Rate Constraint in lbs/MMBtu | FALSE | L | Annual | Emissions at Affected Plants SO2 | Thousand Tons | 0.47324 | 0.59402 | 0.42064 | 0.84469 | 0.42064 | 0.36743 | 0.73784
NSR W H Sammis 1-5 - SO2 Rate Annual v3.1, Unit 5877 and retrofits | 1092 | 1877 | Rate Constraint in lbs/MMBtu | FALSE | L | Annual | Allowances Purchased SO2 | Thousand Tons | 0 | 0 | 0 | 0 | 0 | 0 | 0
NSR W H Sammis 1-5 - SO2 Rate Annual v3.1, Unit 5877 and retrofits | 1092 | 1877 | Rate Constraint in lbs/MMBtu | FALSE | L | Annual | Allowances Sold SO2 | Thousand Tons | 0 | 0 | 0 | 0 | 0 | 0 | 0
NSR W H Sammis 1-5 - SO2 Rate Annual v3.1, Unit 5877 and retrofits | 1092 | 1877 | Rate Constraint in lbs/MMBtu | FALSE | L | Annual | Allowances Banked | Thousand Tons | 0 | 0 | 0 | 0 | 0 | 0 | 0
NSR W H Sammis 1-5 - SO2 Rate Annual v3.1, Unit 5877 and retrofits | 1092 | 1877 | Rate Constraint in lbs/MMBtu | FALSE | L | Annual | Allowances Withdrawn (1:1) | Thousand Tons | 0 | 0 | 0 | 0 | 0 | 0 | 0
NSR W H Sammis 1-5 - SO2 Rate Annual v3.1, Unit 5877 and retrofits | 1092 | 1877 | Rate Constraint in lbs/MMBtu | FALSE | L | Annual | Allowances Withdrawn (n:1) | Thousand Tons | 0 | 0 | 0 | 0 | 0 | 0 | 0
NSR W H Sammis 1-5 - SO2 Rate Annual v3.1, Unit 5877 and retrofits | 1092 | 1877 | Rate Constraint in lbs/MMBtu | FALSE | L | Annual | Net Emissions Allowance Position | Thousand Tons | 0.47324 | 0.59402 | 0.42064 | 0.84469 | 0.42064 | 0.36743 | 0.73784
NSR W H Sammis 1-5 - SO2 Rate Annual v3.1, Unit 5877 and retrofits | 1092 | 1877 | Rate Constraint in lbs/MMBtu | FALSE | L | Annual | Fuel Consumed | TBtu | 14.0394 | 14.0215 | 14.0215 | 14.0394 | 14.0394 | 12.2634 | 12.2634
NSR W H Sammis 1-5 - SO2 Rate Annual v3.1, Unit 5877 and retrofits | 1092 | 1877 | Rate Constraint in lbs/MMBtu | FALSE | L | Annual | Rate | lb/MMBtu | 0.067416 | 0.08473 | 0.06 | 0.12033 | 0.059924 | 0.059924 | 0.12033
NSR W H Sammis 1-5 - SO2 Rate Annual v3.1, Unit 5877 and retrofits | 1092 | 1877 | Rate Constraint in lbs/MMBtu | FALSE | L | Annual | Generation | TWh | 1.3401 | 1.3401 | 1.3401 | 1.3401 | 1.3401 | 1.1705 | 1.1705
NSR W H Sammis 1-5 - SO2 Rate Annual v3.1, Unit 5877 and retrofits | 1092 | 1877 | Rate Constraint in lbs/MMBtu | FALSE | L | Annual | Qualifying Generation | TWh | 1.3401 | 1.3401 | 1.3401 | 1.3401 | 1.3401 | 1.1705 | 1.1705
NSR W H Sammis 1-5 - SO2 Rate Annual v3.1, Unit 5877 and retrofits | 1092 | 1877 | Rate Constraint in lbs/MMBtu | FALSE | L | Annual | Rate | lb/MWh | 0.35315 | 0.44328 | 0.3139 | 0.63034 | 0.3139 | 0.3139 | 0.63034
NSR W H Sammis 1-5 - SO2 Rate Annual v3.1, Unit 5877 and retrofits | 1092 | 1877 | Rate Constraint in lbs/MMBtu | FALSE | L | Annual | Constraint Shadow Price | US2011$/Ton | 0 | 0 | 0 | 0 | 0 | 0 | 0
NSR W H Sammis 1-5 - SO2 Rate Annual v3.1, Unit 5878 and retrofits | 1093 | 1877 | Rate Constraint in lbs/MMBtu | FALSE | L | Annual | Seasons Included | Seasons | Winter, Summer | Winter, Summer | Winter, Summer | Winter, Summer | Winter, Summer | Winter, Summer | Winter, Summer
NSR W H Sammis 1-5 - SO2 Rate Annual v3.1, Unit 5878 and retrofits | 1093 | 1877 | Rate Constraint in lbs/MMBtu | FALSE | L | Annual | Standard | lb/MMBtu | 1.1 | 1.1 | 1.1 | 1.1 | 1.1 | 1.1 | 1.1
NSR W H Sammis 1-5 - SO2 Rate Annual v3.1, Unit 5878 and retrofits | 1093 | 1877 | Rate Constraint in lbs/MMBtu | FALSE | L | Annual | Emissions at Affected Plants SO2 | Thousand Tons | 0.77949 | 1.3748 | 1.347 | 1.3988 | 1.0642 | 1.0392 | 1.1674
NSR W H Sammis 1-5 - SO2 Rate Annual v3.1, Unit 5878 and retrofits | 1093 | 1877 | Rate Constraint in lbs/MMBtu | FALSE | L | Annual | Allowances Purchased SO2 | Thousand Tons | 0 | 0 | 0 | 0 | 0 | 0 | 0
NSR W H Sammis 1-5 - SO2 Rate Annual v3.1, Unit 5878 and retrofits | 1093 | 1877 | Rate Constraint in lbs/MMBtu | FALSE | L | Annual | Allowances Sold SO2 | Thousand Tons | 0 | 0 | 0 | 0 | 0 | 0 | 0
NSR W H Sammis 1-5 - SO2 Rate Annual v3.1, Unit 5878 and retrofits | 1093 | 1877 | Rate Constraint in lbs/MMBtu | FALSE | L | Annual | Allowances Banked | Thousand Tons | 0 | 0 | 0 | 0 | 0 | 0 | 0
NSR W H Sammis 1-5 - SO2 Rate Annual v3.1, Unit 5878 and retrofits | 1093 | 1877 | Rate Constraint in lbs/MMBtu | FALSE | L | Annual | Allowances Withdrawn (1:1) | Thousand Tons | 0 | 0 | 0 | 0 | 0 | 0 | 0
NSR W H Sammis 1-5 - SO2 Rate Annual v3.1, Unit 5878 and retrofits | 1093 | 1877 | Rate Constraint in lbs/MMBtu | FALSE | L | Annual | Allowances Withdrawn (n:1) | Thousand Tons | 0 | 0 | 0 | 0 | 0 | 0 | 0
NSR W H Sammis 1-5 - SO2 Rate Annual v3.1, Unit 5878 and retrofits | 1093 | 1877 | Rate Constraint in lbs/MMBtu | FALSE | L | Annual | Net Emissions Allowance Position | Thousand Tons | 0.77949 | 1.3748 | 1.347 | 1.3988 | 1.0642 | 1.0392 | 1.1674
NSR W H Sammis 1-5 - SO2 Rate Annual v3.1, Unit 5878 and retrofits | 1093 | 1877 | Rate Constraint in lbs/MMBtu | FALSE | L | Annual | Fuel Consumed | TBtu | 23.1223 | 23.1595 | 23.2466 | 23.2487 | 23.2487 | 20.1241 | 19.4031
NSR W H Sammis 1-5 - SO2 Rate Annual v3.1, Unit 5878 and retrofits | 1093 | 1877 | Rate Constraint in lbs/MMBtu | FALSE | L | Annual | Rate | lb/MMBtu | 0.067423 | 0.11873 | 0.11589 | 0.12033 | 0.091546 | 0.10328 | 0.12033
NSR W H Sammis 1-5 - SO2 Rate Annual v3.1, Unit 5878 and retrofits | 1093 | 1877 | Rate Constraint in lbs/MMBtu | FALSE | L | Annual | Generation | TWh | 2.1849 | 2.1912 | 2.1969 | 2.1969 | 2.1969 | 1.9015 | 1.8331
NSR W H Sammis 1-5 - SO2 Rate Annual v3.1, Unit 5878 and retrofits | 1093 | 1877 | Rate Constraint in lbs/MMBtu | FALSE | L | Annual | Qualifying Generation | TWh | 2.1849 | 2.1912 | 2.1969 | 2.1969 | 2.1969 | 1.9015 | 1.8331
NSR W H Sammis 1-5 - SO2 Rate Annual v3.1, Unit 5878 and retrofits | 1093 | 1877 | Rate Constraint in lbs/MMBtu | FALSE | L | Annual | Rate | lb/MWh | 0.35677 | 0.62743 | 0.61314 | 0.63672 | 0.48441 | 0.54653 | 0.63685
NSR W H Sammis 1-5 - SO2 Rate Annual v3.1, Unit 5878 and retrofits | 1093 | 1877 | Rate Constraint in lbs/MMBtu | FALSE | L | Annual | Constraint Shadow Price | US2011$/Ton | 0 | 0 | 0 | 0 | 0 | 0 | 0
NSR W H Sammis 5 - NOX Rate Annual v3.1, Unit 5878 and retrofits | 1094 | 1878 | Rate Constraint in lbs/MMBtu | FALSE | L | Annual | Seasons Included | Seasons | Winter, Summer | Winter, Summer | Winter, Summer | Winter, Summer | Winter, Summer | Winter, Summer | Winter, Summer
NSR W H Sammis 5 - NOX Rate Annual v3.1, Unit 5878 and retrofits | 1094 | 1878 | Rate Constraint in lbs/MMBtu | FALSE | L | Annual | Standard | lb/MMBtu | 0.29 | 0.29 | 0.29 | 0.29 | 0.29 | 0.29 | 0.29
NSR W H Sammis 5 - NOX Rate Annual v3.1, Unit 5878 and retrofits | 1094 | 1878 | Rate Constraint in lbs/MMBtu | FALSE | L | Annual | Emissions at Affected Plants NOX | Thousand Tons | 0.86839 | 0.87809 | 0.87809 | 0.87809 | 0.87809 | 0.75291 | 0.69755
NSR W H Sammis 5 - NOX Rate Annual v3.1, Unit 5878 and retrofits | 1094 | 1878 | Rate Constraint in lbs/MMBtu | FALSE | L | Annual | Allowances Purchased NOX | Thousand Tons | 0 | 0 | 0 | 0 | 0 | 0 | 0
NSR W H Sammis 5 - NOX Rate Annual v3.1, Unit 5878 and retrofits | 1094 | 1878 | Rate Constraint in lbs/MMBtu | FALSE | L | Annual | Allowances Sold NOX | Thousand Tons | 0 | 0 | 0 | 0 | 0 | 0 | 0
NSR W H Sammis 5 - NOX Rate Annual v3.1, Unit 5878 and retrofits | 1094 | 1878 | Rate Constraint in lbs/MMBtu | FALSE | L | Annual | Allowances Banked | Thousand Tons | 0 | 0 | 0 | 0 | 0 | 0 | 0
NSR W H Sammis 5 - NOX Rate Annual v3.1, Unit 5878 and retrofits | 1094 | 1878 | Rate Constraint in lbs/MMBtu | FALSE | L | Annual | Allowances Withdrawn (1:1) | Thousand Tons | 0 | 0 | 0 | 0 | 0 | 0 | 0
NSR W H Sammis 5 - NOX Rate Annual v3.1, Unit 5878 and retrofits | 1094 | 1878 | Rate Constraint in lbs/MMBtu | FALSE | L | Annual | Allowances Withdrawn (n:1) | Thousand Tons | 0 | 0 | 0 | 0 | 0 | 0 | 0
NSR W H Sammis 5 - NOX Rate Annual v3.1, Unit 5878 and retrofits | 1094 | 1878 | Rate Constraint in lbs/MMBtu | FALSE | L | Annual | Net Emissions Allowance Position | Thousand Tons | 0.86839 | 0.87809 | 0.87809 | 0.87809 | 0.87809 | 0.75291 | 0.69755
NSR W H Sammis 5 - NOX Rate Annual v3.1, Unit 5878 and retrofits | 1094 | 1878 | Rate Constraint in lbs/MMBtu | FALSE | L | Annual | Fuel Consumed | TBtu | 23.1223 | 23.1595 | 23.2466 | 23.2487 | 23.2487 | 20.1241 | 19.4031
NSR W H Sammis 5 - NOX Rate Annual v3.1, Unit 5878 and retrofits | 1094 | 1878 | Rate Constraint in lbs/MMBtu | FALSE | L | Annual | Rate | lb/MMBtu | 0.075112 | 0.07583 | 0.075546 | 0.075539 | 0.075539 | 0.074827 | 0.071901
NSR W H Sammis 5 - NOX Rate Annual v3.1, Unit 5878 and retrofits | 1094 | 1878 | Rate Constraint in lbs/MMBtu | FALSE | L | Annual | Generation | TWh | 2.1849 | 2.1912 | 2.1969 | 2.1969 | 2.1969 | 1.9015 | 1.8331
NSR W H Sammis 5 - NOX Rate Annual v3.1, Unit 5878 and retrofits | 1094 | 1878 | Rate Constraint in lbs/MMBtu | FALSE | L | Annual | Qualifying Generation | TWh | 2.1849 | 2.1912 | 2.1969 | 2.1969 | 2.1969 | 1.9015 | 1.8331
NSR W H Sammis 5 - NOX Rate Annual v3.1, Unit 5878 and retrofits | 1094 | 1878 | Rate Constraint in lbs/MMBtu | FALSE | L | Annual | Rate | lb/MWh | 0.39746 | 0.40074 | 0.3997 | 0.3997 | 0.3997 | 0.39595 | 0.38053
NSR W H Sammis 5 - NOX Rate Annual v3.1, Unit 5878 and retrofits | 1094 | 1878 | Rate Constraint in lbs/MMBtu | FALSE | L | Annual | Constraint Shadow Price | US2011$/Ton | 0 | 0 | 0 | 0 | 0 | 0 | 0
NSR W H Sammis 6 - SO2 Rate Annual v3.1, Unit 5847 and retrofits | 1095 | 1879 | Rate Constraint in lbs/MMBtu | FALSE | L | Annual | Seasons Included | Seasons | Winter, Summer | Winter, Summer | Winter, Summer | Winter, Summer | Winter, Summer | Winter, Summer | Winter, Summer
NSR W H Sammis 6 - SO2 Rate Annual v3.1, Unit 5847 and retrofits | 1095 | 1879 | Rate Constraint in lbs/MMBtu | FALSE | L | Annual | Standard | lb/MMBtu | 0.13 | 0.13 | 0.13 | 0.13 | 0.13 | 0.13 | 0.13
NSR W H Sammis 6 - SO2 Rate Annual v3.1, Unit 5847 and retrofits | 1095 | 1879 | Rate Constraint in lbs/MMBtu | FALSE | L | Annual | Emissions at Affected Plants SO2 | Thousand Tons | 2.9448 | 2.9411 | 2.9411 | 2.9448 | 2.8077 | 2.781 | 2.5723
NSR W H Sammis 6 - SO2 Rate Annual v3.1, Unit 5847 and retrofits | 1095 | 1879 | Rate Constraint in lbs/MMBtu | FALSE | L | Annual | Allowances Purchased SO2 | Thousand Tons | 0 | 0 | 0 | 0 | 0 | 0 | 0
NSR W H Sammis 6 - SO2 Rate Annual v3.1, Unit 5847 and retrofits | 1095 | 1879 | Rate Constraint in lbs/MMBtu | FALSE | L | Annual | Allowances Sold SO2 | Thousand Tons | 0 | 0 | 0 | 0 | 0 | 0 | 0
NSR W H Sammis 6 - SO2 Rate Annual v3.1, Unit 5847 and retrofits | 1095 | 1879 | Rate Constraint in lbs/MMBtu | FALSE | L | Annual | Allowances Banked | Thousand Tons | 0 | 0 | 0 | 0 | 0 | 0 | 0
NSR W H Sammis 6 - SO2 Rate Annual v3.1, Unit 5847 and retrofits | 1095 | 1879 | Rate Constraint in lbs/MMBtu | FALSE | L | Annual | Allowances Withdrawn (1:1) | Thousand Tons | 0 | 0 | 0 | 0 | 0 | 0 | 0
NSR W H Sammis 6 - SO2 Rate Annual v3.1, Unit 5847 and retrofits | 1095 | 1879 | Rate Constraint in lbs/MMBtu | FALSE | L | Annual | Allowances Withdrawn (n:1) | Thousand Tons | 0 | 0 | 0 | 0 | 0 | 0 | 0
NSR W H Sammis 6 - SO2 Rate Annual v3.1, Unit 5847 and retrofits | 1095 | 1879 | Rate Constraint in lbs/MMBtu | FALSE | L | Annual | Net Emissions Allowance Position | Thousand Tons | 2.9448 | 2.9411 | 2.9411 | 2.9448 | 2.8077 | 2.781 | 2.5723
NSR W H Sammis 6 - SO2 Rate Annual v3.1, Unit 5847 and retrofits | 1095 | 1879 | Rate Constraint in lbs/MMBtu | FALSE | L | Annual | Fuel Consumed | TBtu | 45.3047 | 45.247 | 45.247 | 45.3047 | 45.3047 | 42.7846 | 39.5737
NSR W H Sammis 6 - SO2 Rate Annual v3.1, Unit 5847 and retrofits | 1095 | 1879 | Rate Constraint in lbs/MMBtu | FALSE | L | Annual | Rate | lb/MMBtu | 0.13 | 0.13 | 0.13 | 0.13 | 0.12395 | 0.13 | 0.13
NSR W H Sammis 6 - SO2 Rate Annual v3.1, Unit 5847 and retrofits | 1095 | 1879 | Rate Constraint in lbs/MMBtu | FALSE | L | Annual | Generation | TWh | 4.3747 | 4.3747 | 4.3747 | 4.3747 | 4.3747 | 4.1313 | 3.8213
NSR W H Sammis 6 - SO2 Rate Annual v3.1, Unit 5847 and retrofits | 1095 | 1879 | Rate Constraint in lbs/MMBtu | FALSE | L | Annual | Qualifying Generation | TWh | 4.3747 | 4.3747 | 4.3747 | 4.3747 | 4.3747 | 4.1313 | 3.8213
NSR W H Sammis 6 - SO2 Rate Annual v3.1, Unit 5847 and retrofits | 1095 | 1879 | Rate Constraint in lbs/MMBtu | FALSE | L | Annual | Rate | lb/MWh | 0.67315 | 0.67229 | 0.67229 | 0.67315 | 0.64181 | 0.67315 | 0.67315
NSR W H Sammis 6 - SO2 Rate Annual v3.1, Unit 5847 and retrofits | 1095 | 1879 | Rate Constraint in lbs/MMBtu | FALSE | L | Annual | Constraint Shadow Price | US2011$/Ton | 0 | 0 | 0 | 3.7008 | 0 | 0 | 3.9447
NSR W H Sammis 6,7 - NOX Rate Annual v3.1, Unit 5847 and retrofits | 1096 | 1880 | Rate Constraint in lbs/MMBtu | FALSE | L | Annual | Seasons Included | Seasons | Winter, Summer | Winter, Summer | Winter, Summer | Winter, Summer | Winter, Summer | Winter, Summer | Winter, Summer
NSR W H Sammis 6,7 - NOX Rate Annual v3.1, Unit 5847 and retrofits | 1096 | 1880 | Rate Constraint in lbs/MMBtu | FALSE | L | Annual | Standard | lb/MMBtu | 0.1 | 0.1 | 0.1 | 0.1 | 0.1 | 0.1 | 0.1
NSR W H Sammis 6,7 - NOX Rate Annual v3.1, Unit 5847 and retrofits | 1096 | 1880 | Rate Constraint in lbs/MMBtu | FALSE | L | Annual | Emissions at Affected Plants NOX | Thousand Tons | 2.0568 | 2.0568 | 2.0568 | 2.0568 | 2.0568 | 1.9424 | 1.7966
NSR W H Sammis 6,7 - NOX Rate Annual v3.1, Unit 5847 and retrofits | 1096 | 1880 | Rate Constraint in lbs/MMBtu | FALSE | L | Annual | Allowances Purchased NOX | Thousand Tons | 0 | 0 | 0 | 0 | 0 | 0 | 0
NSR W H Sammis 6,7 - NOX Rate Annual v3.1, Unit 5847 and retrofits | 1096 | 1880 | Rate Constraint in lbs/MMBtu | FALSE | L | Annual | Allowances Sold NOX | Thousand Tons | 0 | 0 | 0 | 0 | 0 | 0 | 0
NSR W H Sammis 6,7 - NOX Rate Annual v3.1, Unit 5847 and retrofits | 1096 | 1880 | Rate Constraint in lbs/MMBtu | FALSE | L | Annual | Allowances Banked | Thousand Tons | 0 | 0 | 0 | 0 | 0 | 0 | 0
NSR W H Sammis 6,7 - NOX Rate Annual v3.1, Unit 5847 and retrofits | 1096 | 1880 | Rate Constraint in lbs/MMBtu | FALSE | L | Annual | Allowances Withdrawn (1:1) | Thousand Tons | 0 | 0 | 0 | 0 | 0 | 0 | 0
NSR W H Sammis 6,7 - NOX Rate Annual v3.1, Unit 5847 and retrofits | 1096 | 1880 | Rate Constraint in lbs/MMBtu | FALSE | L | Annual | Allowances Withdrawn (n:1) | Thousand Tons | 0 | 0 | 0 | 0 | 0 | 0 | 0
NSR W H Sammis 6,7 - NOX Rate Annual v3.1, Unit 5847 and retrofits | 1096 | 1880 | Rate Constraint in lbs/MMBtu | FALSE | L | Annual | Net Emissions Allowance Position | Thousand Tons | 2.0568 | 2.0568 | 2.0568 | 2.0568 | 2.0568 | 1.9424 | 1.7966
NSR W H Sammis 6,7 - NOX Rate Annual v3.1, Unit 5847 and retrofits | 1096 | 1880 | Rate Constraint in lbs/MMBtu | FALSE | L | Annual | Fuel Consumed | TBtu | 45.3047 | 45.247 | 45.247 | 45.3047 | 45.3047 | 42.7846 | 39.5737
NSR W H Sammis 6,7 - NOX Rate Annual v3.1, Unit 5847 and retrofits | 1096 | 1880 | Rate Constraint in lbs/MMBtu | FALSE | L | Annual | Rate | lb/MMBtu | 0.090798 | 0.090914 | 0.090914 | 0.090798 | 0.090798 | 0.090798 | 0.090798
NSR W H Sammis 6,7 - NOX Rate Annual v3.1, Unit 5847 and retrofits | 1096 | 1880 | Rate Constraint in lbs/MMBtu | FALSE | L | Annual | Generation | TWh | 4.3747 | 4.3747 | 4.3747 | 4.3747 | 4.3747 | 4.1313 | 3.8213
NSR W H Sammis 6,7 - NOX Rate Annual v3.1, Unit 5847 and retrofits | 1096 | 1880 | Rate Constraint in lbs/MMBtu | FALSE | L | Annual | Qualifying Generation | TWh | 4.3747 | 4.3747 | 4.3747 | 4.3747 | 4.3747 | 4.1313 | 3.8213
NSR W H Sammis 6,7 - NOX Rate Annual v3.1, Unit 5847 and retrofits | 1096 | 1880 | Rate Constraint in lbs/MMBtu | FALSE | L | Annual | Rate | lb/MWh | 0.47016 | 0.47016 | 0.47016 | 0.47016 | 0.47016 | 0.47016 | 0.47016
NSR W H Sammis 6,7 - NOX Rate Annual v3.1, Unit 5847 and retrofits | 1096 | 1880 | Rate Constraint in lbs/MMBtu | FALSE | L | Annual | Constraint Shadow Price | US2011$/Ton | 0 | 0 | 0 | 0 | 0 | 0 | 0
NSR W H Sammis 6,7 - NOX Rate Annual v3.1, Unit 5848 and retrofits | 1097 | 1880 | Rate Constraint in lbs/MMBtu | FALSE | L | Annual | Seasons Included | Seasons | Winter, Summer | Winter, Summer | Winter, Summer | Winter, Summer | Winter, Summer | Winter, Summer | Winter, Summer
NSR W H Sammis 6,7 - NOX Rate Annual v3.1, Unit 5848 and retrofits | 1097 | 1880 | Rate Constraint in lbs/MMBtu | FALSE | L | Annual | Standard | lb/MMBtu | 0.1 | 0.1 | 0.1 | 0.1 | 0.1 | 0.1 | 0.1
NSR W H Sammis 6,7 - NOX Rate Annual v3.1, Unit 5848 and retrofits | 1097 | 1880 | Rate Constraint in lbs/MMBtu | FALSE | L | Annual | Emissions at Affected Plants NOX | Thousand Tons | 2.2811 | 2.2811 | 2.2811 | 2.2811 | 2.2811 | 2.1542 | 1.9926
NSR W H Sammis 6,7 - NOX Rate Annual v3.1, Unit 5848 and retrofits | 1097 | 1880 | Rate Constraint in lbs/MMBtu | FALSE | L | Annual | Allowances Purchased NOX | Thousand Tons | 0 | 0 | 0 | 0 | 0 | 0 | 0
NSR W H Sammis 6,7 - NOX Rate Annual v3.1, Unit 5848 and retrofits | 1097 | 1880 | Rate Constraint in lbs/MMBtu | FALSE | L | Annual | Allowances Sold NOX | Thousand Tons | 0 | 0 | 0 | 0 | 0 | 0 | 0
NSR W H Sammis 6,7 - NOX Rate Annual v3.1, Unit 5848 and retrofits | 1097 | 1880 | Rate Constraint in lbs/MMBtu | FALSE | L | Annual | Allowances Banked | Thousand Tons | 0 | 0 | 0 | 0 | 0 | 0 | 0
NSR W H Sammis 6,7 - NOX Rate Annual v3.1, Unit 5848 and retrofits | 1097 | 1880 | Rate Constraint in lbs/MMBtu | FALSE | L | Annual | Allowances Withdrawn (1:1) | Thousand Tons | 0 | 0 | 0 | 0 | 0 | 0 | 0
NSR W H Sammis 6,7 - NOX Rate Annual v3.1, Unit 5848 and retrofits | 1097 | 1880 | Rate Constraint in lbs/MMBtu | FALSE | L | Annual | Allowances Withdrawn (n:1) | Thousand Tons | 0 | 0 | 0 | 0 | 0 | 0 | 0
NSR W H Sammis 6,7 - NOX Rate Annual v3.1, Unit 5848 and retrofits | 1097 | 1880 | Rate Constraint in lbs/MMBtu | FALSE | L | Annual | Net Emissions Allowance Position | Thousand Tons | 2.2811 | 2.2811 | 2.2811 | 2.2811 | 2.2811 | 2.1542 | 1.9926
NSR W H Sammis 6,7 - NOX Rate Annual v3.1, Unit 5848 and retrofits | 1097 | 1880 | Rate Constraint in lbs/MMBtu | FALSE | L | Annual | Fuel Consumed | TBtu | 45.6806 | 45.6223 | 45.6223 | 45.6806 | 45.6806 | 43.1396 | 39.902
NSR W H Sammis 6,7 - NOX Rate Annual v3.1, Unit 5848 and retrofits | 1097 | 1880 | Rate Constraint in lbs/MMBtu | FALSE | L | Annual | Rate | lb/MMBtu | 0.099873 | 0.1 | 0.1 | 0.099873 | 0.099873 | 0.099873 | 0.099873
NSR W H Sammis 6,7 - NOX Rate Annual v3.1, Unit 5848 and retrofits | 1097 | 1880 | Rate Constraint in lbs/MMBtu | FALSE | L | Annual | Generation | TWh | 4.3747 | 4.3747 | 4.3747 | 4.3747 | 4.3747 | 4.1313 | 3.8213
NSR W H Sammis 6,7 - NOX Rate Annual v3.1, Unit 5848 and retrofits | 1097 | 1880 | Rate Constraint in lbs/MMBtu | FALSE | L | Annual | Qualifying Generation | TWh | 4.3747 | 4.3747 | 4.3747 | 4.3747 | 4.3747 | 4.1313 | 3.8213
NSR W H Sammis 6,7 - NOX Rate Annual v3.1, Unit 5848 and retrofits | 1097 | 1880 | Rate Constraint in lbs/MMBtu | FALSE | L | Annual | Rate | lb/MWh | 0.52144 | 0.52144 | 0.52144 | 0.52144 | 0.52144 | 0.52144 | 0.52144
NSR W H Sammis 6,7 - NOX Rate Annual v3.1, Unit 5848 and retrofits | 1097 | 1880 | Rate Constraint in lbs/MMBtu | FALSE | L | Annual | Constraint Shadow Price | US2011$/Ton | 0 | 0 | 0 | 0 | 0 | 0 | 0
NSR W H Sammis 7 - SO2 Rate Annual v3.1, Unit 5848 and retrofits | 1098 | 1881 | Rate Constraint in lbs/MMBtu | FALSE | L | Annual | Seasons Included | Seasons | Winter, Summer | Winter, Summer | Winter, Summer | Winter, Summer | Winter, Summer | Winter, Summer | Winter, Summer
NSR W H Sammis 7 - SO2 Rate Annual v3.1, Unit 5848 and retrofits | 1098 | 1881 | Rate Constraint in lbs/MMBtu | FALSE | L | Annual | Standard | lb/MMBtu | 0.13 | 0.13 | 0.13 | 0.13 | 0.13 | 0.13 | 0.13
NSR W H Sammis 7 - SO2 Rate Annual v3.1, Unit 5848 and retrofits | 1098 | 1881 | Rate Constraint in lbs/MMBtu | FALSE | L | Annual | Emissions at Affected Plants SO2 | Thousand Tons | 1.4359 | 2.2969 | 2.3157 | 2.7484 | 1.9886 | 2.0824 | 2.4007
NSR W H Sammis 7 - SO2 Rate Annual v3.1, Unit 5848 and retrofits | 1098 | 1881 | Rate Constraint in lbs/MMBtu | FALSE | L | Annual | Allowances Purchased SO2 | Thousand Tons | 0 | 0 | 0 | 0 | 0 | 0 | 0
NSR W H Sammis 7 - SO2 Rate Annual v3.1, Unit 5848 and retrofits | 1098 | 1881 | Rate Constraint in lbs/MMBtu | FALSE | L | Annual | Allowances Sold SO2 | Thousand Tons | 0 | 0 | 0 | 0 | 0 | 0 | 0
NSR W H Sammis 7 - SO2 Rate Annual v3.1, Unit 5848 and retrofits | 1098 | 1881 | Rate Constraint in lbs/MMBtu | FALSE | L | Annual | Allowances Banked | Thousand Tons | 0 | 0 | 0 | 0 | 0 | 0 | 0
NSR W H Sammis 7 - SO2 Rate Annual v3.1, Unit 5848 and retrofits | 1098 | 1881 | Rate Constraint in lbs/MMBtu | FALSE | L | Annual | Allowances Withdrawn (1:1) | Thousand Tons | 0 | 0 | 0 | 0 | 0 | 0 | 0
NSR W H Sammis 7 - SO2 Rate Annual v3.1, Unit 5848 and retrofits | 1098 | 1881 | Rate Constraint in lbs/MMBtu | FALSE | L | Annual | Allowances Withdrawn (n:1) | Thousand Tons | 0 | 0 | 0 | 0 | 0 | 0 | 0
NSR W H Sammis 7 - SO2 Rate Annual v3.1, Unit 5848 and retrofits | 1098 | 1881 | Rate Constraint in lbs/MMBtu | FALSE | L | Annual | Net Emissions Allowance Position | Thousand Tons | 1.4359 | 2.2969 | 2.3157 | 2.7484 | 1.9886 | 2.0824 | 2.4007
NSR W H Sammis 7 - SO2 Rate Annual v3.1, Unit 5848 and retrofits | 1098 | 1881 | Rate Constraint in lbs/MMBtu | FALSE | L | Annual | Fuel Consumed | TBtu | 45.6806 | 45.6223 | 45.6223 | 45.6806 | 45.6806 | 43.1396 | 39.902
NSR W H Sammis 7 - SO2 Rate Annual v3.1, Unit 5848 and retrofits | 1098 | 1881 | Rate Constraint in lbs/MMBtu | FALSE | L | Annual | Rate | lb/MMBtu | 0.062865 | 0.10069 | 0.10152 | 0.12033 | 0.087064 | 0.096541 | 0.12033
NSR W H Sammis 7 - SO2 Rate Annual v3.1, Unit 5848 and retrofits | 1098 | 1881 | Rate Constraint in lbs/MMBtu | FALSE | L | Annual | Generation | TWh | 4.3747 | 4.3747 | 4.3747 | 4.3747 | 4.3747 | 4.1313 | 3.8213
NSR W H Sammis 7 - SO2 Rate Annual v3.1, Unit 5848 and retrofits | 1098 | 1881 | Rate Constraint in lbs/MMBtu | FALSE | L | Annual | Qualifying Generation | TWh | 4.3747 | 4.3747 | 4.3747 | 4.3747 | 4.3747 | 4.1313 | 3.8213
NSR W H Sammis 7 - SO2 Rate Annual v3.1, Unit 5848 and retrofits | 1098 | 1881 | Rate Constraint in lbs/MMBtu | FALSE | L | Annual | Rate | lb/MWh | 0.32822 | 0.52505 | 0.52935 | 0.62826 | 0.45456 | 0.50405 | 0.62826
NSR W H Sammis 7 - SO2 Rate Annual v3.1, Unit 5848 and retrofits | 1098 | 1881 | Rate Constraint in lbs/MMBtu | FALSE | L | Annual | Constraint Shadow Price | US2011$/Ton | 0 | 0 | 0 | 0 | 0 | 0 | 0
NSR WEPCO Settlement - NOX Cap Annual v3.1 | 1099 | 1883 | Rate Constraint in MTons | FALSE | L | Annual | Seasons Included | Seasons | Winter, Summer | Winter, Summer | Winter, Summer | Winter, Summer | Winter, Summer | Winter, Summer | Winter, Summer
NSR WEPCO Settlement - NOX Cap Annual v3.1 | 1099 | 1883 | Rate Constraint in MTons | FALSE | L | Annual | Standard | Thousand Tons | 17.4 | 17.4 | 17.4 | 17.4 | 17.4 | 17.4 | 17.4
NSR WEPCO Settlement - NOX Cap Annual v3.1 | 1099 | 1883 | Rate Constraint in MTons | FALSE | L | Annual | Standard NOX | Thousand Tons | 17.4 | 17.4 | 17.4 | 17.4 | 17.4 | 17.4 | 17.4
NSR WEPCO Settlement - NOX Cap Annual v3.1 | 1099 | 1883 | Rate Constraint in MTons | FALSE | L | Annual | Emissions at Affected Plants NOX | Thousand Tons | 9.8127 | 5.7931 | 5.9949 | 5.9949 | 5.9949 | 5.635 | 5.5037
NSR WEPCO Settlement - NOX Cap Annual v3.1 | 1099 | 1883 | Rate Constraint in MTons | FALSE | L | Annual | Allowances Purchased NOX | Thousand Tons | 0 | 0 | 0 | 0 | 0 | 0 | 0
NSR WEPCO Settlement - NOX Cap Annual v3.1 | 1099 | 1883 | Rate Constraint in MTons | FALSE | L | Annual | Allowances Sold NOX | Thousand Tons | 0 | 0 | 0 | 0 | 0 | 0 | 0
NSR WEPCO Settlement - NOX Cap Annual v3.1 | 1099 | 1883 | Rate Constraint in MTons | FALSE | L | Annual | Allowances Banked | Thousand Tons | 0 | 0 | 0 | 0 | 0 | 0 | 0
NSR WEPCO Settlement - NOX Cap Annual v3.1 | 1099 | 1883 | Rate Constraint in MTons | FALSE | L | Annual | Allowances Withdrawn (1:1) | Thousand Tons | 0 | 0 | 0 | 0 | 0 | 0 | 0
NSR WEPCO Settlement - NOX Cap Annual v3.1 | 1099 | 1883 | Rate Constraint in MTons | FALSE | L | Annual | Allowances Withdrawn (n:1) | Thousand Tons | 0 | 0 | 0 | 0 | 0 | 0 | 0
NSR WEPCO Settlement - NOX Cap Annual v3.1 | 1099 | 1883 | Rate Constraint in MTons | FALSE | L | Annual | Net Emissions Allowance Position | Thousand Tons | 9.8127 | 5.7931 | 5.9949 | 5.9949 | 5.9949 | 5.635 | 5.5037
NSR WEPCO Settlement - NOX Cap Annual v3.1 | 1099 | 1883 | Rate Constraint in MTons | FALSE | L | Annual | Fuel Consumed | TBtu | 186.0969 | 170.2712 | 176.2147 | 176.2147 | 176.2963 | 165.5378 | 161.5995
NSR WEPCO Settlement - NOX Cap Annual v3.1 | 1099 | 1883 | Rate Constraint in MTons | FALSE | L | Annual | Rate | lb/MMBtu | 0.10546 | 0.068045 | 0.068041 | 0.068041 | 0.068009 | 0.068081 | 0.068115
NSR WEPCO Settlement - NOX Cap Annual v3.1 | 1099 | 1883 | Rate Constraint in MTons | FALSE | L | Annual | Generation | TWh | 17.2916 | 16.0773 | 16.6335 | 16.6335 | 16.6335 | 15.645 | 15.2839
NSR WEPCO Settlement - NOX Cap Annual v3.1 | 1099 | 1883 | Rate Constraint in MTons | FALSE | L | Annual | Qualifying Generation | TWh | 17.2916 | 16.0773 | 16.6335 | 16.6335 | 16.6335 | 15.645 | 15.2839
NSR WEPCO Settlement - NOX Cap Annual v3.1 | 1099 | 1883 | Rate Constraint in MTons | FALSE | L | Annual | Rate | lb/MWh | 0.56748 | 0.36033 | 0.36041 | 0.36041 | 0.36041 | 0.36018 | 0.3601
NSR WEPCO Settlement - NOX Cap Annual v3.1 | 1099 | 1883 | Rate Constraint in MTons | FALSE | L | Annual | Constraint Shadow Price | US2011$/Ton | 0 | 0 | 0 | 0 | 0 | 0 | 0
NSR WEPCO Settlement - NOX Rate Annual v3.1 | 1100 | 1884 | Rate Constraint in lbs/MMBtu | FALSE | L | Annual | Seasons Included | Seasons | Winter, Summer | Winter, Summer | Winter, Summer | Winter, Summer | Winter, Summer | Winter, Summer | Winter, Summer
NSR WEPCO Settlement - NOX Rate Annual v3.1 | 1100 | 1884 | Rate Constraint in lbs/MMBtu | FALSE | L | Annual | Standard | lb/MMBtu | 0.17 | 0.17 | 0.17 | 0.17 | 0.17 | 0.17 | 0.17
NSR WEPCO Settlement - NOX Rate Annual v3.1 | 1100 | 1884 | Rate Constraint in lbs/MMBtu | FALSE | L | Annual | Emissions at Affected Plants NOX | Thousand Tons | 9.8127 | 5.7931 | 5.9949 | 5.9949 | 5.9949 | 5.635 | 5.5037
NSR WEPCO Settlement - NOX Rate Annual v3.1 | 1100 | 1884 | Rate Constraint in lbs/MMBtu | FALSE | L | Annual | Allowances Purchased NOX | Thousand Tons | 0 | 0 | 0 | 0 | 0 | 0 | 0
NSR WEPCO Settlement - NOX Rate Annual v3.1 | 1100 | 1884 | Rate Constraint in lbs/MMBtu | FALSE | L | Annual | Allowances Sold NOX | Thousand Tons | 0 | 0 | 0 | 0 | 0 | 0 | 0
NSR WEPCO Settlement - NOX Rate Annual v3.1 | 1100 | 1884 | Rate Constraint in lbs/MMBtu | FALSE | L | Annual | Allowances Banked | Thousand Tons | 0 | 0 | 0 | 0 | 0 | 0 | 0
NSR WEPCO Settlement - NOX Rate Annual v3.1 | 1100 | 1884 | Rate Constraint in lbs/MMBtu | FALSE | L | Annual | Allowances Withdrawn (1:1) | Thousand Tons | 0 | 0 | 0 | 0 | 0 | 0 | 0
NSR WEPCO Settlement - NOX Rate Annual v3.1 | 1100 | 1884 | Rate Constraint in lbs/MMBtu | FALSE | L | Annual | Allowances Withdrawn (n:1) | Thousand Tons | 0 | 0 | 0 | 0 | 0 | 0 | 0
NSR WEPCO Settlement - NOX Rate Annual v3.1 | 1100 | 1884 | Rate Constraint in lbs/MMBtu | FALSE | L | Annual | Net Emissions Allowance Position | Thousand Tons | 9.8127 | 5.7931 | 5.9949 | 5.9949 | 5.9949 | 5.635 | 5.5037
NSR WEPCO Settlement - NOX Rate Annual v3.1 | 1100 | 1884 | Rate Constraint in lbs/MMBtu | FALSE | L | Annual | Fuel Consumed | TBtu | 186.0969 | 170.2712 | 176.2147 | 176.2147 | 176.2963 | 165.5378 | 161.5995
NSR WEPCO Settlement - NOX Rate Annual v3.1 | 1100 | 1884 | Rate Constraint in lbs/MMBtu | FALSE | L | Annual | Rate | lb/MMBtu | 0.10546 | 0.068045 | 0.068041 | 0.068041 | 0.068009 | 0.068081 | 0.068115
NSR WEPCO Settlement - NOX Rate Annual v3.1 | 1100 | 1884 | Rate Constraint in lbs/MMBtu | FALSE | L | Annual | Generation | TWh | 17.2916 | 16.0773 | 16.6335 | 16.6335 | 16.6335 | 15.645 | 15.2839
NSR WEPCO Settlement - NOX Rate Annual v3.1 | 1100 | 1884 | Rate Constraint in lbs/MMBtu | FALSE | L | Annual | Qualifying Generation | TWh | 17.2916 | 16.0773 | 16.6335 | 16.6335 | 16.6335 | 15.645 | 15.2839
NSR WEPCO Settlement - NOX Rate Annual v3.1 | 1100 | 1884 | Rate Constraint in lbs/MMBtu | FALSE | L | Annual | Rate | lb/MWh | 0.56748 | 0.36033 | 0.36041 | 0.36041 | 0.36041 | 0.36018 | 0.3601
NSR WEPCO Settlement - NOX Rate Annual v3.1 | 1100 | 1884 | Rate Constraint in lbs/MMBtu | FALSE | L | Annual | Constraint Shadow Price | US2011$/Ton | 0 | 0 | 0 | 0 | 0 | 0 | 0
NSR WEPCO Settlement - SO2 Cap Annual v3.1 | 1101 | 1885 | Rate Constraint in MTons | FALSE | L | Annual | Seasons Included | Seasons | Winter, Summer | Winter, Summer | Winter, Summer | Winter, Summer | Winter, Summer | Winter, Summer | Winter, Summer
NSR WEPCO Settlement - SO2 Cap Annual v3.1 | 1101 | 1885 | Rate Constraint in MTons | FALSE | L | Annual | Standard | Thousand Tons | 33.3 | 33.3 | 33.3 | 33.3 | 33.3 | 33.3 | 33.3
NSR WEPCO Settlement - SO2 Cap Annual v3.1 | 1101 | 1885 | Rate Constraint in MTons | FALSE | L | Annual | Standard SO2 | Thousand Tons | 33.3 | 33.3 | 33.3 | 33.3 | 33.3 | 33.3 | 33.3
NSR WEPCO Settlement - SO2 Cap Annual v3.1 | 1101 | 1885 | Rate Constraint in MTons | FALSE | L | Annual | Emissions at Affected Plants SO2 | Thousand Tons | 9.9497 | 3.7081 | 3.833 | 3.833 | 3.833 | 3.6391 | 3.5771
NSR WEPCO Settlement - SO2 Cap Annual v3.1 | 1101 | 1885 | Rate Constraint in MTons | FALSE | L | Annual | Allowances Purchased SO2 | Thousand Tons | 0 | 0 | 0 | 0 | 0 | 0 | 0
NSR WEPCO Settlement - SO2 Cap Annual v3.1 | 1101 | 1885 | Rate Constraint in MTons | FALSE | L | Annual | Allowances Sold SO2 | Thousand Tons | 0 | 0 | 0 | 0 | 0 | 0 | 0
NSR WEPCO Settlement - SO2 Cap Annual v3.1 | 1101 | 1885 | Rate Constraint in MTons | FALSE | L | Annual | Allowances Banked | Thousand Tons | 0 | 0 | 0 | 0 | 0 | 0 | 0
NSR WEPCO Settlement - SO2 Cap Annual v3.1 | 1101 | 1885 | Rate Constraint in MTons | FALSE | L | Annual | Allowances Withdrawn (1:1) | Thousand Tons | 0 | 0 | 0 | 0 | 0 | 0 | 0
NSR WEPCO Settlement - SO2 Cap Annual v3.1 | 1101 | 1885 | Rate Constraint in MTons | FALSE | L | Annual | Allowances Withdrawn (n:1) | Thousand Tons | 0 | 0 | 0 | 0 | 0 | 0 | 0
NSR WEPCO Settlement - SO2 Cap Annual v3.1 | 1101 | 1885 | Rate Constraint in MTons | FALSE | L | Annual | Net Emissions Allowance Position | Thousand Tons | 9.9497 | 3.7081 | 3.833 | 3.833 | 3.833 | 3.6391 | 3.5771
NSR WEPCO Settlement - SO2 Cap Annual v3.1 | 1101 | 1885 | Rate Constraint in MTons | FALSE | L | Annual | Fuel Consumed | TBtu | 186.0969 | 170.2712 | 176.2147 | 176.2147 | 176.2963 | 165.5378 | 161.5995
NSR WEPCO Settlement - SO2 Cap Annual v3.1 | 1101 | 1885 | Rate Constraint in MTons | FALSE | L | Annual | Rate | lb/MMBtu | 0.10693 | 0.043556 | 0.043503 | 0.043503 | 0.043483 | 0.043966 | 0.044271
NSR WEPCO Settlement - SO2 Cap Annual v3.1 | 1101 | 1885 | Rate Constraint in MTons | FALSE | L | Annual | Generation | TWh | 17.2916 | 16.0773 | 16.6335 | 16.6335 | 16.6335 | 15.645 | 15.2839
NSR WEPCO Settlement - SO2 Cap Annual v3.1 | 1101 | 1885 | Rate Constraint in MTons | FALSE | L | Annual | Qualifying Generation | TWh | 17.2916 | 16.0773 | 16.6335 | 16.6335 | 16.6335 | 15.645 | 15.2839
NSR WEPCO Settlement - SO2 Cap Annual v3.1 | 1101 | 1885 | Rate Constraint in MTons | FALSE | L | Annual | Rate | lb/MWh | 0.5754 | 0.23064 | 0.23044 | 0.23044 | 0.23044 | 0.2326 | 0.23404
NSR WEPCO Settlement - SO2 Cap Annual v3.1 | 1101 | 1885 | Rate Constraint in MTons | FALSE | L | Annual | Constraint Shadow Price | US2011$/Ton | 0 | 0 | 0 | 0 | 0 | 0 | 0
NSR WEPCO Settlement - SO2 Rate Annual v3.1 | 1102 | 1886 | Rate Constraint in lbs/MMBtu | FALSE | L | Annual | Seasons Included | Seasons | Winter, Summer | Winter, Summer | Winter, Summer | Winter, Summer | Winter, Summer | Winter, Summer | Winter, Summer
NSR WEPCO Settlement - SO2 Rate Annual v3.1 | 1102 | 1886 | Rate Constraint in lbs/MMBtu | FALSE | L | Annual | Standard | lb/MMBtu | 0.32 | 0.32 | 0.32 | 0.32 | 0.32 | 0.32 | 0.32
NSR WEPCO Settlement - SO2 Rate Annual v3.1 | 1102 | 1886 | Rate Constraint in lbs/MMBtu | FALSE | L | Annual | Emissions at Affected Plants SO2 | Thousand Tons | 9.9497 | 3.7081 | 3.833 | 3.833 | 3.833 | 3.6391 | 3.5771
NSR WEPCO Settlement - SO2 Rate Annual v3.1 | 1102 | 1886 | Rate Constraint in lbs/MMBtu | FALSE | L | Annual | Allowances Purchased SO2 | Thousand Tons | 0 | 0 | 0 | 0 | 0 | 0 | 0
NSR WEPCO Settlement - SO2 Rate Annual v3.1 | 1102 | 1886 | Rate Constraint in lbs/MMBtu | FALSE | L | Annual | Allowances Sold SO2 | Thousand Tons | 0 | 0 | 0 | 0 | 0 | 0 | 0
NSR WEPCO Settlement - SO2 Rate Annual v3.1 | 1102 | 1886 | Rate Constraint in lbs/MMBtu | FALSE | L | Annual | Allowances Banked | Thousand Tons | 0 | 0 | 0 | 0 | 0 | 0 | 0
NSR WEPCO Settlement - SO2 Rate Annual v3.1 | 1102 | 1886 | Rate Constraint in lbs/MMBtu | FALSE | L | Annual | Allowances Withdrawn (1:1) | Thousand Tons | 0 | 0 | 0 | 0 | 0 | 0 | 0
NSR WEPCO Settlement - SO2 Rate Annual v3.1 | 1102 | 1886 | Rate Constraint in lbs/MMBtu | FALSE | L | Annual | Allowances Withdrawn (n:1) | Thousand Tons | 0 | 0 | 0 | 0 | 0 | 0 | 0
NSR WEPCO Settlement - SO2 Rate Annual v3.1 | 1102 | 1886 | Rate Constraint in lbs/MMBtu | FALSE | L | Annual | Net Emissions Allowance Position | Thousand Tons | 9.9497 | 3.7081 | 3.833 | 3.833 | 3.833 | 3.6391 | 3.5771
NSR WEPCO Settlement - SO2 Rate Annual v3.1 | 1102 | 1886 | Rate Constraint in lbs/MMBtu | FALSE | L | Annual | Fuel Consumed | TBtu | 186.0969 | 170.2712 | 176.2147 | 176.2147 | 176.2963 | 165.5378 | 161.5995
NSR WEPCO Settlement - SO2 Rate Annual v3.1 | 1102 | 1886 | Rate Constraint in lbs/MMBtu | FALSE | L | Annual | Rate | lb/MMBtu | 0.10693 | 0.043556 | 0.043503 | 0.043503 | 0.043483 | 0.043966 | 0.044271
NSR WEPCO Settlement - SO2 Rate Annual v3.1 | 1102 | 1886 | Rate Constraint in lbs/MMBtu | FALSE | L | Annual | Generation | TWh | 17.2916 | 16.0773 | 16.6335 | 16.6335 | 16.6335 | 15.645 | 15.2839
NSR WEPCO Settlement - SO2 Rate Annual v3.1 | 1102 | 1886 | Rate Constraint in lbs/MMBtu | FALSE | L | Annual | Qualifying Generation | TWh | 17.2916 | 16.0773 | 16.6335 | 16.6335 | 16.6335 | 15.645 | 15.2839
NSR WEPCO Settlement - SO2 Rate Annual v3.1 | 1102 | 1886 | Rate Constraint in lbs/MMBtu | FALSE | L | Annual | Rate | lb/MWh | 0.5754 | 0.23064 | 0.23044 | 0.23044 | 0.23044 | 0.2326 | 0.23404
NSR WEPCO Settlement - SO2 Rate Annual v3.1 | 1102 | 1886 | Rate Constraint in lbs/MMBtu | FALSE | L | Annual | Constraint Shadow Price | US2011$/Ton | 0 | 0 | 0 | 0 | 0 | 0 | 0
NSR Westar Consent - Nox Cap Annual v4.10 | 1103 | 2220 | Rate Constraint in MTons | FALSE | L | Annual | Seasons Included | Seasons | Winter, Summer | Winter, Summer | Winter, Summer | Winter, Summer | Winter, Summer | Winter, Summer | Winter, Summer
NSR Westar Consent - Nox Cap Annual v4.10 | 1103 | 2220 | Rate Constraint in MTons | FALSE | L | Annual | Standard | Thousand Tons | 9.6 | 9.6 | 9.6 | 9.6 | 9.6 | 9.6 | 9.6
NSR Westar Consent - Nox Cap Annual v4.10 | 1103 | 2220 | Rate Constraint in MTons | FALSE | L | Annual | Standard NOX | Thousand Tons | 9.6 | 9.6 | 9.6 | 9.6 | 9.6 | 9.6 | 9.6
NSR Westar Consent - Nox Cap Annual v4.10 | 1103 | 2220 | Rate Constraint in MTons | FALSE | L | Annual | Emissions at Affected Plants NOX | Thousand Tons | 8.803 | 8.803 | 8.803 | 8.803 | 8.803 | 8.803 | 8.803
NSR Westar Consent - Nox Cap Annual v4.10 | 1103 | 2220 | Rate Constraint in MTons | FALSE | L | Annual | Allowances Purchased NOX | Thousand Tons | 0 | 0 | 0 | 0 | 0 | 0 | 0
NSR Westar Consent - Nox Cap Annual v4.10 | 1103 | 2220 | Rate Constraint in MTons | FALSE | L | Annual | Allowances Sold NOX | Thousand Tons | 0 | 0 | 0 | 0 | 0 | 0 | 0
NSR Westar Consent - Nox Cap Annual v4.10 | 1103 | 2220 | Rate Constraint in MTons | FALSE | L | Annual | Allowances Banked | Thousand Tons | 0 | 0 | 0 | 0 | 0 | 0 | 0
NSR Westar Consent - Nox Cap Annual v4.10 | 1103 | 2220 | Rate Constraint in MTons | FALSE | L | Annual | Allowances Withdrawn (1:1) | Thousand Tons | 0 | 0 | 0 | 0 | 0 | 0 | 0
NSR Westar Consent - Nox Cap Annual v4.10 | 1103 | 2220 | Rate Constraint in MTons | FALSE | L | Annual | Allowances Withdrawn (n:1) | Thousand Tons | 0 | 0 | 0 | 0 | 0 | 0 | 0
NSR Westar Consent - Nox Cap Annual v4.10 | 1103 | 2220 | Rate Constraint in MTons | FALSE | L | Annual | Net Emissions Allowance Position | Thousand Tons | 8.803 | 8.803 | 8.803 | 8.803 | 8.803 | 8.803 | 8.803
NSR Westar Consent - Nox Cap Annual v4.10 | 1103 | 2220 | Rate Constraint in MTons | FALSE | L | Annual | Fuel Consumed | TBtu | 176.0604 | 176.0604 | 176.0604 | 176.0604 | 176.0604 | 176.0604 | 176.0604
NSR Westar Consent - Nox Cap Annual v4.10 | 1103 | 2220 | Rate Constraint in MTons | FALSE | L | Annual | Rate | lb/MMBtu | 0.1 | 0.1 | 0.1 | 0.1 | 0.1 | 0.1 | 0.1
NSR Westar Consent - Nox Cap Annual v4.10 | 1103 | 2220 | Rate Constraint in MTons | FALSE | L | Annual | Generation | TWh | 15.778 | 15.778 | 15.778 | 15.778 | 15.778 | 15.778 | 15.778
NSR Westar Consent - Nox Cap Annual v4.10 | 1103 | 2220 | Rate Constraint in MTons | FALSE | L | Annual | Qualifying Generation | TWh | 15.778 | 15.778 | 15.778 | 15.778 | 15.778 | 15.778 | 15.778
NSR Westar Consent - Nox Cap Annual v4.10 | 1103 | 2220 | Rate Constraint in MTons | FALSE | L | Annual | Rate | lb/MWh | 0.55793 | 0.55793 | 0.55793 | 0.55793 | 0.55793 | 0.55793 | 0.55793
NSR Westar Consent - Nox Cap Annual v4.10 | 1103 | 2220 | Rate Constraint in MTons | FALSE | L | Annual | Constraint Shadow Price | US2011$/Ton | 0 | 0 | 0 | 0 | 0 | 0 | 0
NSR Westar Consent - NOX Rate Annual v4.10, Unit 4205 and retrofits | 1104 | 2221 | Rate Constraint in lbs/MMBtu | FALSE | L | Annual | Seasons Included | Seasons | Winter, Summer | Winter, Summer | Winter, Summer | Winter, Summer | Winter, Summer | Winter, Summer | Winter, Summer
NSR Westar Consent - NOX Rate Annual v4.10, Unit 4205 and retrofits | 1104 | 2221 | Rate Constraint in lbs/MMBtu | FALSE | L | Annual | Standard | lb/MMBtu | 0.1 | 0.1 | 0.1 | 0.1 | 0.1 | 0.1 | 0.1
NSR Westar Consent - NOX Rate Annual v4.10, Unit 4205 and retrofits | 1104 | 2221 | Rate Constraint in lbs/MMBtu | FALSE | L | Annual | Emissions at Affected Plants NOX | Thousand Tons | 2.9446 | 2.9446 | 2.9446 | 2.9446 | 2.9446 | 2.9446 | 2.9446
NSR Westar Consent - NOX Rate Annual v4.10, Unit 4205 and retrofits | 1104 | 2221 | Rate Constraint in lbs/MMBtu | FALSE | L | Annual | Allowances Purchased NOX | Thousand Tons | 0 | 0 | 0 | 0 | 0 | 0 | 0
NSR Westar Consent - NOX Rate Annual v4.10, Unit 4205 and retrofits | 1104 | 2221 | Rate Constraint in lbs/MMBtu | FALSE | L | Annual | Allowances Sold NOX | Thousand Tons | 0 | 0 | 0 | 0 | 0 | 0 | 0
NSR Westar Consent - NOX Rate Annual v4.10, Unit 4205 and retrofits | 1104 | 2221 | Rate Constraint in lbs/MMBtu | FALSE | L | Annual | Allowances Banked | Thousand Tons | 0 | 0 | 0 | 0 | 0 | 0 | 0
NSR Westar Consent - NOX Rate Annual v4.10, Unit 4205 and retrofits | 1104 | 2221 | Rate Constraint in lbs/MMBtu | FALSE | L | Annual | Allowances Withdrawn (1:1) | Thousand Tons | 0 | 0 | 0 | 0 | 0 | 0 | 0
NSR Westar Consent - NOX Rate Annual v4.10, Unit 4205 and retrofits | 1104 | 2221 | Rate Constraint in lbs/MMBtu | FALSE | L | Annual | Allowances Withdrawn (n:1) | Thousand Tons | 0 | 0 | 0 | 0 | 0 | 0 | 0
NSR Westar Consent - NOX Rate Annual v4.10, Unit 4205 and retrofits | 1104 | 2221 | Rate Constraint in lbs/MMBtu | FALSE | L | Annual | Net Emissions Allowance Position | Thousand Tons | 2.9446 | 2.9446 | 2.9446 | 2.9446 | 2.9446 | 2.9446 | 2.9446
NSR Westar Consent - NOX Rate Annual v4.10, Unit 4205 and retrofits | 1104 | 2221 | Rate Constraint in lbs/MMBtu | FALSE | L | Annual | Fuel Consumed | TBtu | 58.8929 | 58.8929 | 58.8929 | 58.8929 | 58.8929 | 58.8929 | 58.8929
NSR Westar Consent - NOX Rate Annual v4.10, Unit 4205 and retrofits | 1104 | 2221 | Rate Constraint in lbs/MMBtu | FALSE | L | Annual | Rate | lb/MMBtu | 0.1 | 0.1 | 0.1 | 0.1 | 0.1 | 0.1 | 0.1
NSR Westar Consent - NOX Rate Annual v4.10, Unit 4205 and retrofits | 1104 | 2221 | Rate Constraint in lbs/MMBtu | FALSE | L | Annual | Generation | TWh | 5.2715 | 5.2715 | 5.2715 | 5.2715 | 5.2715 | 5.2715 | 5.2715
NSR Westar Consent - NOX Rate Annual v4.10, Unit 4205 and retrofits | 1104 | 2221 | Rate Constraint in lbs/MMBtu | FALSE | L | Annual | Qualifying Generation | TWh | 5.2715 | 5.2715 | 5.2715 | 5.2715 | 5.2715 | 5.2715 | 5.2715
NSR Westar Consent - NOX Rate Annual v4.10, Unit 4205 and retrofits | 1104 | 2221 | Rate Constraint in lbs/MMBtu | FALSE | L | Annual | Rate | lb/MWh | 0.5586 | 0.5586 | 0.5586 | 0.5586 | 0.5586 | 0.5586 | 0.5586
NSR Westar Consent - NOX Rate Annual v4.10, Unit 4205 and retrofits | 1104 | 2221 | Rate Constraint in lbs/MMBtu | FALSE | L | Annual | Constraint Shadow Price | US2011$/Ton | 0 | 0 | 0 | 0 | 0 | 0 | 0
NSR Westar Consent - NOX Rate Annual v4.10, Unit 4211 and retrofits | 1105 | 2221 | Rate Constraint in lbs/MMBtu | FALSE | L | Annual | Seasons Included | Seasons | Winter, Summer | Winter, Summer | Winter, Summer | Winter, Summer | Winter, Summer | Winter, Summer | Winter, Summer
NSR Westar Consent - NOX Rate Annual v4.10, Unit 4211 and retrofits | 1105 | 2221 | Rate Constraint in lbs/MMBtu | FALSE | L | Annual | Standard | lb/MMBtu | 0.1 | 0.1 | 0.1 | 0.1 | 0.1 | 0.1 | 0.1
NSR Westar Consent - NOX Rate Annual v4.10, Unit 4211 and retrofits | 1105 | 2221 | Rate Constraint in lbs/MMBtu | FALSE | L | Annual | Emissions at Affected Plants NOX | Thousand Tons | 2.9143 | 2.9143 | 2.9143 | 2.9143 | 2.9143 | 2.9143 | 2.9143
NSR Westar Consent - NOX Rate Annual v4.10, Unit 4211 and retrofits | 1105 | 2221 | Rate Constraint in lbs/MMBtu | FALSE | L | Annual | Allowances Purchased NOX | Thousand Tons | 0 | 0 | 0 | 0 | 0 | 0 | 0
NSR Westar Consent - NOX Rate Annual v4.10, Unit 4211 and retrofits | 1105 | 2221 | Rate Constraint in lbs/MMBtu | FALSE | L | Annual | Allowances Sold NOX | Thousand Tons | 0 | 0 | 0 | 0 | 0 | 0 | 0
NSR Westar Consent - NOX Rate Annual v4.10, Unit 4211 and retrofits | 1105 | 2221 | Rate Constraint in lbs/MMBtu | FALSE | L | Annual | Allowances Banked | Thousand Tons | 0 | 0 | 0 | 0 | 0 | 0 | 0
NSR Westar Consent - NOX Rate Annual v4.10, Unit 4211 and retrofits | 1105 | 2221 | Rate Constraint in lbs/MMBtu | FALSE | L | Annual | Allowances Withdrawn (1:1) | Thousand Tons | 0 | 0 | 0 | 0 | 0 | 0 | 0
NSR Westar Consent - NOX Rate Annual v4.10, Unit 4211 and retrofits | 1105 | 2221 | Rate Constraint in lbs/MMBtu | FALSE | L | Annual | Allowances Withdrawn (n:1) | Thousand Tons | 0 | 0 | 0 | 0 | 0 | 0 | 0
NSR Westar Consent - NOX Rate Annual v4.10, Unit 4211 and retrofits | 1105 | 2221 | Rate Constraint in lbs/MMBtu | FALSE | L | Annual | Net Emissions Allowance Position | Thousand Tons | 2.9143 | 2.9143 | 2.9143 | 2.9143 | 2.9143 | 2.9143 | 2.9143
NSR Westar Consent - NOX Rate Annual v4.10, Unit 4211 and retrofits | 1105 | 2221 | Rate Constraint in lbs/MMBtu | FALSE | L | Annual | Fuel Consumed | TBtu | 58.2862 | 58.2862 | 58.2862 | 58.2862 | 58.2862 | 58.2862 | 58.2862
NSR Westar Consent - NOX Rate Annual v4.10, Unit 4211 and retrofits | 1105 | 2221 | Rate Constraint in lbs/MMBtu | FALSE | L | Annual | Rate | lb/MMBtu | 0.1 | 0.1 | 0.1 | 0.1 | 0.1 | 0.1 | 0.1
NSR Westar Consent - NOX Rate Annual v4.10, Unit 4211 and retrofits | 1105 | 2221 | Rate Constraint in lbs/MMBtu | FALSE | L | Annual | Generation | TWh | 5.2204 | 5.2204 | 5.2204 | 5.2204 | 5.2204 | 5.2204 | 5.2204
NSR Westar Consent - NOX Rate Annual v4.10, Unit 4211 and retrofits | 1105 | 2221 | Rate Constraint in lbs/MMBtu | FALSE | L | Annual | Qualifying Generation | TWh | 5.2204 | 5.2204 | 5.2204 | 5.2204 | 5.2204 | 5.2204 | 5.2204
NSR Westar Consent - NOX Rate Annual v4.10, Unit 4211 and retrofits | 1105 | 2221 | Rate Constraint in lbs/MMBtu | FALSE | L | Annual | Rate | lb/MWh | 0.55825 | 0.55825 | 0.55825 | 0.55825 | 0.55825 | 0.55825 | 0.55825
NSR Westar Consent - NOX Rate Annual v4.10, Unit 4211 and retrofits | 1105 | 2221 | Rate Constraint in lbs/MMBtu | FALSE | L | Annual | Constraint Shadow Price | US2011$/Ton | 0 | 0 | 0 | 0 | 0 | 0 | 0
NSR Westar Consent - NOX Rate Annual v4.10, Unit 4212 and retrofits | 1106 | 2221 | Rate Constraint in lbs/MMBtu | FALSE | L | Annual | Seasons Included | Seasons | Winter, Summer | Winter, Summer | Winter, Summer | Winter, Summer | Winter, Summer | Winter, Summer | Winter, Summer
NSR Westar Consent - NOX Rate Annual v4.10, Unit 4212 and retrofits | 1106 | 2221 | Rate Constraint in lbs/MMBtu | FALSE | L | Annual | Standard | lb/MMBtu | 0.1 | 0.1 | 0.1 | 0.1 | 0.1 | 0.1 | 0.1
NSR Westar Consent - NOX Rate Annual v4.10, Unit 4212 and retrofits | 1106 | 2221 | Rate Constraint in lbs/MMBtu | FALSE | L | Annual | Emissions at Affected Plants NOX | Thousand Tons | 2.9441 | 2.9441 | 2.9441 | 2.9441 | 2.9441 | 2.9441 | 2.9441
NSR Westar Consent - NOX Rate Annual v4.10, Unit 4212 and retrofits | 1106 | 2221 | Rate Constraint in lbs/MMBtu | FALSE | L | Annual | Allowances Purchased NOX | Thousand Tons | 0 | 0 | 0 | 0 | 0 | 0 | 0
NSR Westar Consent - NOX Rate Annual v4.10, Unit 4212 and retrofits | 1106 | 2221 | Rate Constraint in lbs/MMBtu | FALSE | L | Annual | Allowances Sold NOX | Thousand Tons | 0 | 0 | 0 | 0 | 0 | 0 | 0
NSR Westar Consent - NOX Rate Annual v4.10, Unit 4212 and retrofits | 1106 | 2221 | Rate Constraint in lbs/MMBtu | FALSE | L | Annual | Allowances Banked | Thousand Tons | 0 | 0 | 0 | 0 | 0 | 0 | 0
NSR Westar Consent - NOX Rate Annual v4.10, Unit 4212 and retrofits | 1106 | 2221 | Rate Constraint in lbs/MMBtu | FALSE | L | Annual | Allowances Withdrawn (1:1) | Thousand Tons | 0 | 0 | 0 | 0 | 0 | 0 | 0
NSR Westar Consent - NOX Rate Annual v4.10, Unit 4212 and retrofits | 1106 | 2221 | Rate Constraint in lbs/MMBtu | FALSE | L | Annual | Allowances Withdrawn (n:1) | Thousand Tons | 0 | 0 | 0 | 0 | 0 | 0 | 0
NSR Westar Consent - NOX Rate Annual v4.10, Unit 4212 and retrofits | 1106 | 2221 | Rate Constraint in lbs/MMBtu | FALSE | L | Annual | Net Emissions Allowance Position | Thousand Tons | 2.9441 | 2.9441 | 2.9441 | 2.9441 | 2.9441 | 2.9441 | 2.9441
NSR Westar Consent - NOX Rate Annual v4.10, Unit 4212 and retrofits | 1106 | 2221 | Rate Constraint in lbs/MMBtu | FALSE | L | Annual | Fuel Consumed | TBtu | 58.8814 | 58.8814 | 58.8814 | 58.8814 | 58.8814 | 58.8814 | 58.8814
NSR Westar Consent - NOX Rate Annual v4.10, Unit 4212 and retrofits | 1106 | 2221 | Rate Constraint in lbs/MMBtu | FALSE | L | Annual | Rate | lb/MMBtu | 0.1 | 0.1 | 0.1 | 0.1 | 0.1 | 0.1 | 0.1
NSR Westar Consent - NOX Rate Annual v4.10, Unit 4212 and retrofits | 1106 | 2221 | Rate Constraint in lbs/MMBtu | FALSE | L | Annual | Generation | TWh | 5.2861 | 5.2861 | 5.2861 | 5.2861 | 5.2861 | 5.2861 | 5.2861
NSR Westar Consent - NOX Rate Annual v4.10, Unit 4212 and retrofits | 1106 | 2221 | Rate Constraint in lbs/MMBtu | FALSE | L | Annual | Qualifying Generation | TWh | 5.2861 | 5.2861 | 5.2861 | 5.2861 | 5.2861 | 5.2861 | 5.2861
NSR Westar Consent - NOX Rate Annual v4.10, Unit 4212 and retrofits | 1106 | 2221 | Rate Constraint in lbs/MMBtu | FALSE | L | Annual | Rate | lb/MWh | 0.55695 | 0.55695 | 0.55695 | 0.55695 | 0.55695 | 0.55695 | 0.55695
NSR Westar Consent - NOX Rate Annual v4.10, Unit 4212 and retrofits | 1106 | 2221 | Rate Constraint in lbs/MMBtu | FALSE | L | Annual | Constraint Shadow Price | US2011$/Ton | 0 | 0 | 0 | 0 | 0 | 0 | 0
NSR Westar Consent - SO2 Cap Annual v4.10 | 1107 | 2292 | Rate Constraint in MTons | FALSE | L | Annual | Seasons Included | Seasons | Winter, Summer | Winter, Summer | Winter, Summer | Winter, Summer | Winter, Summer | Winter, Summer | Winter, Summer
NSR Westar Consent - SO2 Cap Annual v4.10 | 1107 | 2292 | Rate Constraint in MTons | FALSE | L | Annual | Standard | Thousand Tons | 6.6 | 6.6 | 6.6 | 6.6 | 6.6 | 6.6 | 6.6
NSR Westar Consent - SO2 Cap Annual v4.10 | 1107 | 2292 | Rate Constraint in MTons | FALSE | L | Annual | Standard SO2 | Thousand Tons | 6.6 | 6.6 | 6.6 | 6.6 | 6.6 | 6.6 | 6.6
NSR Westar Consent - SO2 Cap Annual v4.10 | 1107 | 2292 | Rate Constraint in MTons | FALSE | L | Annual | Emissions at Affected Plants SO2 | Thousand Tons | 5.2818 | 5.2818 | 5.2818 | 5.2818 | 5.2818 | 5.2818 | 5.2818
NSR Westar Consent - SO2 Cap Annual v4.10 | 1107 | 2292 | Rate Constraint in MTons | FALSE | L | Annual | Allowances Purchased SO2 | Thousand Tons | 0 | 0 | 0 | 0 | 0 | 0 | 0
NSR Westar Consent - SO2 Cap Annual v4.10 | 1107 | 2292 | Rate Constraint in MTons | FALSE | L | Annual | Allowances Sold SO2 | Thousand Tons | 0 | 0 | 0 | 0 | 0 | 0 | 0
NSR Westar Consent - SO2 Cap Annual v4.10 | 1107 | 2292 | Rate Constraint in MTons | FALSE | L | Annual | Allowances Banked | Thousand Tons | 0 | 0 | 0 | 0 | 0 | 0 | 0
NSR Westar Consent - SO2 Cap Annual v4.10 | 1107 | 2292 | Rate Constraint in MTons | FALSE | L | Annual | Allowances Withdrawn (1:1) | Thousand Tons | 0 | 0 | 0 | 0 | 0 | 0 | 0
NSR Westar Consent - SO2 Cap Annual v4.10 | 1107 | 2292 | Rate Constraint in MTons | FALSE | L | Annual | Allowances Withdrawn (n:1) | Thousand Tons | 0 | 0 | 0 | 0 | 0 | 0 | 0
NSR Westar Consent - SO2 Cap Annual v4.10 | 1107 | 2292 | Rate Constraint in MTons | FALSE | L | Annual | Net Emissions Allowance Position | Thousand Tons | 5.2818 | 5.2818 | 5.2818 | 5.2818 | 5.2818 | 5.2818 | 5.2818
NSR Westar Consent - SO2 Cap Annual v4.10 | 1107 | 2292 | Rate Constraint in MTons | FALSE | L | Annual | Fuel Consumed | TBtu | 176.0604 | 176.0604 | 176.0604 | 176.0604 | 176.0604 | 176.0604 | 176.0604
NSR Westar Consent - SO2 Cap Annual v4.10 | 1107 | 2292 | Rate Constraint in MTons | FALSE | L | Annual | Rate | lb/MMBtu | 0.06 | 0.06 | 0.06 | 0.06 | 0.06 | 0.06 | 0.06
NSR Westar Consent - SO2 Cap Annual v4.10 | 1107 | 2292 | Rate Constraint in MTons | FALSE | L | Annual | Generation | TWh | 15.778 | 15.778 | 15.778 | 15.778 | 15.778 | 15.778 | 15.778
NSR Westar Consent - SO2 Cap Annual v4.10 | 1107 | 2292 | Rate Constraint in MTons | FALSE | L | Annual | Qualifying Generation | TWh | 15.778 | 15.778 | 15.778 | 15.778 | 15.778 | 15.778 | 15.778
NSR Westar Consent - SO2 Cap Annual v4.10 | 1107 | 2292 | Rate Constraint in MTons | FALSE | L | Annual | Rate | lb/MWh | 0.33476 | 0.33476 | 0.33476 | 0.33476 | 0.33476 | 0.33476 | 0.33476
NSR Westar Consent - SO2 Cap Annual v4.10 | 1107 | 2292 | Rate Constraint in MTons | FALSE | L | Annual | Constraint Shadow Price | US2011$/Ton | 0 | 0 | 0 | 0 | 0 | 0 | 0
NSR Westar Consent - SO2 Rate Annual v4.10 | 1108 | 2293 | MACT Fuel Choice Floor in lbs/MMBtu | FALSE | L | Annual | Seasons Included | Seasons | Winter, Summer | Winter, Summer | Winter, Summer | Winter, Summer | Winter, Summer | Winter, Summer | Winter, Summer
NSR Westar Consent - SO2 Rate Annual v4.10 | 1108 | 2293 | MACT Fuel Choice Floor in lbs/MMBtu | FALSE | L | Annual | Emission Floor | lb/MMBtu | 0.07 | 0.07 | 0.07 | 0.07 | 0.07 | 0.07 | 0.07
NSR Westar Consent - SO2 Rate Annual v4.10 | 1108 | 2293 | MACT Fuel Choice Floor in lbs/MMBtu | FALSE | L | Annual | Emissions at Affected Plants SO2 | Thousand Tons | 5.2818 | 5.2818 | 5.2818 | 5.2818 | 5.2818 | 5.2818 | 5.2818
NSR Westar Consent - SO2 Rate Annual v4.10 | 1108 | 2293 | MACT Fuel Choice Floor in lbs/MMBtu | FALSE | L | Annual | Allowances Purchased SO2 | Thousand Tons | 0 | 0 | 0 | 0 | 0 | 0 | 0
NSR Westar Consent - SO2 Rate Annual v4.10 | 1108 | 2293 | MACT Fuel Choice Floor in lbs/MMBtu | FALSE | L | Annual | Allowances Sold SO2 | Thousand Tons | 0 | 0 | 0 | 0 | 0 | 0 | 0
NSR Westar Consent - SO2 Rate Annual v4.10 | 1108 | 2293 | MACT Fuel Choice Floor in lbs/MMBtu | FALSE | L | Annual | Allowances Banked | Thousand Tons | 0 | 0 | 0 | 0 | 0 | 0 | 0
NSR Westar Consent - SO2 Rate Annual v4.10 | 1108 | 2293 | MACT Fuel Choice Floor in lbs/MMBtu | FALSE | L | Annual | Allowances Withdrawn (1:1) | Thousand Tons | 0 | 0 | 0 | 0 | 0 | 0 | 0
NSR Westar Consent - SO2 Rate Annual v4.10 | 1108 | 2293 | MACT Fuel Choice Floor in lbs/MMBtu | FALSE | L | Annual | Allowances Withdrawn (n:1) | Thousand Tons | 0 | 0 | 0 | 0 | 0 | 0 | 0
NSR Westar Consent - SO2 Rate Annual v4.10 | 1108 | 2293 | MACT Fuel Choice Floor in lbs/MMBtu | FALSE | L | Annual | Net Emissions Allowance Position | Thousand Tons | 5.2818 | 5.2818 | 5.2818 | 5.2818 | 5.2818 | 5.2818 | 5.2818
NSR Westar Consent - SO2 Rate Annual v4.10 | 1108 | 2293 | MACT Fuel Choice Floor in lbs/MMBtu | FALSE | L | Annual | Fuel Consumed | TBtu | 176.0604 | 176.0604 | 176.0604 | 176.0604 | 176.0604 | 176.0604 | 176.0604
NSR Westar Consent - SO2 Rate Annual v4.10 | 1108 | 2293 | MACT Fuel Choice Floor in lbs/MMBtu | FALSE | L | Annual | Rate | lb/MMBtu | 0.06 | 0.06 | 0.06 | 0.06 | 0.06 | 0.06 | 0.06
NSR Westar Consent - SO2 Rate Annual v4.10 | 1108 | 2293 | MACT Fuel Choice Floor in lbs/MMBtu | FALSE | L | Annual | Generation | TWh | 15.778 | 15.778 | 15.778 | 15.778 | 15.778 | 15.778 | 15.778
NSR Westar Consent - SO2 Rate Annual v4.10 | 1108 | 2293 | MACT Fuel Choice Floor in lbs/MMBtu | FALSE | L | Annual | Qualifying Generation | TWh | 15.778 | 15.778 | 15.778 | 15.778 | 15.778 | 15.778 | 15.778
NSR Westar Consent - SO2 Rate Annual v4.10 | 1108 | 2293 | MACT Fuel Choice Floor in lbs/MMBtu | FALSE | L | Annual | Constraint Shadow Price | US2011$/Ton | 0 | 0 | 0 | 0 | 0 | 0 | 0
NSR Winyah 1 - NOX Rate Annual v3.1, Unit 5819 and retrofits | 1109 | 1953 | Rate Constraint in lbs/MMBtu | FALSE | L | Annual | Seasons Included | Seasons | Winter, Summer | Winter, Summer | Winter, Summer | Winter, Summer | Winter, Summer | Winter, Summer | Winter, Summer
NSR Winyah 1 - NOX Rate Annual v3.1, Unit 5819 and retrofits | 1109 | 1953 | Rate Constraint in lbs/MMBtu | FALSE | L | Annual | Standard | lb/MMBtu | 0.1 | 0.1 | 0.1 | 0.1 | 0.1 | 0.1 | 0.1
NSR Winyah 1 - NOX Rate Annual v3.1, Unit 5819 and retrofits | 1109 | 1953 | Rate Constraint in lbs/MMBtu | FALSE | L | Annual | Emissions at Affected Plants NOX | Thousand Tons | 0 | 0 | 0 | 0 | 0 | 0 | 0
NSR Winyah 1 - NOX Rate Annual v3.1, Unit 5819 and retrofits | 1109 | 1953 | Rate Constraint in lbs/MMBtu | FALSE | L | Annual | Allowances Purchased NOX | Thousand Tons | 0 | 0 | 0 | 0 | 0 | 0 | 0
NSR Winyah 1 - NOX Rate Annual v3.1, Unit 5819 and retrofits | 1109 | 1953 | Rate Constraint in lbs/MMBtu | FALSE | L | Annual | Allowances Sold NOX | Thousand Tons | 0 | 0 | 0 | 0 | 0 | 0 | 0
NSR Winyah 1 - NOX Rate Annual v3.1, Unit 5819 and retrofits | 1109 | 1953 | Rate Constraint in lbs/MMBtu | FALSE | L | Annual | Allowances Banked | Thousand Tons | 0 | 0 | 0 | 0 | 0 | 0 | 0
NSR Winyah 1 - NOX Rate Annual v3.1, Unit 5819 and retrofits | 1109 | 1953 | Rate Constraint in lbs/MMBtu | FALSE | L | Annual | Allowances Withdrawn (1:1) | Thousand Tons | 0 | 0 | 0 | 0 | 0 | 0 | 0
NSR Winyah 1 - NOX Rate Annual v3.1, Unit 5819 and retrofits | 1109 | 1953 | Rate Constraint in lbs/MMBtu | FALSE | L | Annual | Allowances Withdrawn (n:1) | Thousand Tons | 0 | 0 | 0 | 0 | 0 | 0 | 0
NSR Winyah 1 - NOX Rate Annual v3.1, Unit 5819 and retrofits | 1109 | 1953 | Rate Constraint in lbs/MMBtu | FALSE | L | Annual | Net Emissions Allowance Position | Thousand Tons | 0 | 0 | 0 | 0 | 0 | 0 | 0
NSR Winyah 1 - NOX Rate Annual v3.1, Unit 5819 and retrofits | 1109 | 1953 | Rate Constraint in lbs/MMBtu | FALSE | L | Annual | Fuel Consumed | TBtu | 0 | 0 | 0 | 0 | 0 | 0 | 0
NSR Winyah 1 - NOX Rate Annual v3.1, Unit 5819 and retrofits | 1109 | 1953 | Rate Constraint in lbs/MMBtu | FALSE | L | Annual | Rate | lb/MMBtu | 0 | 0 | 0 | 0 | 0 | 0 | 0
NSR Winyah 1 - NOX Rate Annual v3.1, Unit 5819 and retrofits | 1109 | 1953 | Rate Constraint in lbs/MMBtu | FALSE | L | Annual | Generation | TWh | 0 | 0 | 0 | 0 | 0 | 0 | 0
NSR Winyah 1 - NOX Rate Annual v3.1, Unit 5819 and retrofits | 1109 | 1953 | Rate Constraint in lbs/MMBtu | FALSE | L | Annual | Qualifying Generation | TWh | 0 | 0 | 0 | 0 | 0 | 0 | 0
NSR Winyah 1 - NOX Rate Annual v3.1, Unit 5819 and retrofits | 1109 | 1953 | Rate Constraint in lbs/MMBtu | FALSE | L | Annual | Rate | lb/MWh | 0 | 0 | 0 | 0 | 0 | 0 | 0
NSR Winyah 1 - NOX Rate Annual v3.1, Unit 5819 and retrofits | 1109 | 1953 | Rate Constraint in lbs/MMBtu | FALSE | L | Annual | Constraint Shadow Price | US2011$/Ton | 0 | 0 | 0 | 0 | 0 | 0 | 0
NSR Winyah 2-4 - NOX Rate Annual v3.1, Unit 5816 and retrofits | 1110 | 1952 | Rate Constraint in lbs/MMBtu | FALSE | L | Annual | Seasons Included | Seasons | Winter, Summer | Winter, Summer | Winter, Summer | Winter, Summer | Winter, Summer | Winter, Summer | Winter, Summer
NSR Winyah 2-4 - NOX Rate Annual v3.1, Unit 5816 and retrofits | 1110 | 1952 | Rate Constraint in lbs/MMBtu | FALSE | L | Annual | Standard | lb/MMBtu | 0.12 | 0.12 | 0.12 | 0.12 | 0.12 | 0.12 | 0.12
NSR Winyah 2-4 - NOX Rate Annual v3.1, Unit 5816 and retrofits | 1110 | 1952 | Rate Constraint in lbs/MMBtu | FALSE | L | Annual | Emissions at Affected Plants NOX | Thousand Tons | 0.68089 | 0.77208 | 0.77208 | 0.76345 | 0.77208 | 0.33843 | 0.33843
NSR Winyah 2-4 - NOX Rate Annual v3.1, Unit 5816 and retrofits | 1110 | 1952 | Rate Constraint in lbs/MMBtu | FALSE | L | Annual | Allowances Purchased NOX | Thousand Tons | 0 | 0 | 0 | 0 | 0 | 0 | 0
NSR Winyah 2-4 - NOX Rate Annual v3.1, Unit 5816 and retrofits | 1110 | 1952 | Rate Constraint in lbs/MMBtu | FALSE | L | Annual | Allowances Sold NOX | Thousand Tons | 0 | 0 | 0 | 0 | 0 | 0 | 0
NSR Winyah 2-4 - NOX Rate Annual v3.1, Unit 5816 and retrofits | 1110 | 1952 | Rate Constraint in lbs/MMBtu | FALSE | L | Annual | Allowances Banked | Thousand Tons | 0 | 0 | 0 | 0 | 0 | 0 | 0
NSR Winyah 2-4 - NOX Rate Annual v3.1, Unit 5816 and retrofits | 1110 | 1952 | Rate Constraint in lbs/MMBtu | FALSE | L | Annual | Allowances Withdrawn (1:1) | Thousand Tons | 0 | 0 | 0 | 0 | 0 | 0 | 0
NSR Winyah 2-4 - NOX Rate Annual v3.1, Unit 5816 and retrofits | 1110 | 1952 | Rate Constraint in lbs/MMBtu | FALSE | L | Annual | Allowances Withdrawn (n:1) | Thousand Tons | 0 | 0 | 0 | 0 | 0 | 0 | 0
NSR Winyah 2-4 - NOX Rate Annual v3.1, Unit 5816 and retrofits | 1110 | 1952 | Rate Constraint in lbs/MMBtu | FALSE | L | Annual | Net Emissions Allowance Position | Thousand Tons | 0.68089 | 0.77208 | 0.77208 | 0.76345 | 0.77208 | 0.33843 | 0.33843
NSR Winyah 2-4 - NOX Rate Annual v3.1, Unit 5816 and retrofits | 1110 | 1952 | Rate Constraint in lbs/MMBtu | FALSE | L | Annual | Fuel Consumed | TBtu | 13.4216 | 15.2192 | 15.2192 | 15.049 | 15.2192 | 6.6711 | 6.6711
NSR Winyah 2-4 - NOX Rate Annual v3.1, Unit 5816 and retrofits | 1110 | 1952 | Rate Constraint in lbs/MMBtu | FALSE | L | Annual | Rate | lb/MMBtu | 0.10146 | 0.10146 | 0.10146 | 0.10146 | 0.10146 | 0.10146 | 0.10146
NSR Winyah 2-4 - NOX Rate Annual v3.1, Unit 5816 and retrofits | 1110 | 1952 | Rate Constraint in lbs/MMBtu | FALSE | L | Annual | Generation | TWh | 1.3124 | 1.4882 | 1.4882 | 1.4716 | 1.4882 | 0.65233 | 0.65233
NSR Winyah 2-4 - NOX Rate Annual v3.1, Unit 5816 and retrofits | 1110 | 1952 | Rate Constraint in lbs/MMBtu | FALSE | L | Annual | Qualifying Generation | TWh | 1.3124 | 1.4882 | 1.4882 | 1.4716 | 1.4882 | 0.65233 | 0.65233
NSR Winyah 2-4 - NOX Rate Annual v3.1, Unit 5816 and retrofits | 1110 | 1952 | Rate Constraint in lbs/MMBtu | FALSE | L | Annual | Rate | lb/MWh | 0.51881 | 0.51881 | 0.51881 | 0.51881 | 0.51881 | 0.51881 | 0.51881
NSR Winyah 2-4 - NOX Rate Annual v3.1, Unit 5816 and retrofits | 1110 | 1952 | Rate Constraint in lbs/MMBtu | FALSE | L | Annual | Constraint Shadow Price | US2011$/Ton | 0 | 0 | 0 | 0 | 0 | 0 | 0
NSR Winyah 2-4 - NOX Rate Annual v3.1, Unit 5817 and retrofits | 1111 | 1952 | Rate Constraint in lbs/MMBtu | FALSE | L | Annual | Seasons Included | Seasons | Winter, Summer | Winter, Summer | Winter, Summer | Winter, Summer | Winter, Summer | Winter, Summer | Winter, Summer
NSR Winyah 2-4 - NOX Rate Annual v3.1, Unit 5817 and retrofits | 1111 | 1952 | Rate Constraint in lbs/MMBtu | FALSE | L | Annual | Standard | lb/MMBtu | 0.12 | 0.12 | 0.12 | 0.12 | 0.12 | 0.12 | 0.12
NSR Winyah 2-4 - NOX Rate Annual v3.1, Unit 5817 and retrofits | 1111 | 1952 | Rate Constraint in lbs/MMBtu | FALSE | L | Annual | Emissions at Affected Plants NOX | Thousand Tons | 0.70291 | 0.79706 | 0.79706 | 0.79706 | 0.79706 | 0.34938 | 0.34938
NSR Winyah 2-4 - NOX Rate Annual v3.1, Unit 5817 and retrofits | 1111 | 1952 | Rate Constraint in lbs/MMBtu | FALSE | L | Annual | Allowances Purchased NOX | Thousand Tons | 0 | 0 | 0 | 0 | 0 | 0 | 0
NSR Winyah 2-4 - NOX Rate Annual v3.1, Unit 5817 and retrofits | 1111 | 1952 | Rate Constraint in lbs/MMBtu | FALSE | L | Annual | Allowances Sold NOX | Thousand Tons | 0 | 0 | 0 | 0 | 0 | 0 | 0
NSR Winyah 2-4 - NOX Rate Annual v3.1, Unit 5817 and retrofits | 1111 | 1952 | Rate Constraint in lbs/MMBtu | FALSE | L | Annual | Allowances Banked | Thousand Tons | 0 | 0 | 0 | 0 | 0 | 0 | 0
NSR Winyah 2-4 - NOX Rate Annual v3.1, Unit 5817 and retrofits | 1111 | 1952 | Rate Constraint in lbs/MMBtu | FALSE | L | Annual | Allowances Withdrawn (1:1) | Thousand Tons | 0 | 0 | 0 | 0 | 0 | 0 | 0
NSR Winyah 2-4 - NOX Rate Annual v3.1, Unit 5817 and retrofits | 1111 | 1952 | Rate Constraint in lbs/MMBtu | FALSE | L | Annual | Allowances Withdrawn (n:1) | Thousand Tons | 0 | 0 | 0 | 0 | 0 | 0 | 0
NSR Winyah 2-4 - NOX Rate Annual v3.1, Unit 5817 and retrofits | 1111 | 1952 | Rate Constraint in lbs/MMBtu | FALSE | L | Annual | Net Emissions Allowance Position | Thousand Tons | 0.70291 | 0.79706 | 0.79706 | 0.79706 | 0.79706 | 0.34938 | 0.34938
NSR Winyah 2-4 - NOX Rate Annual v3.1, Unit 5817 and retrofits | 1111 | 1952 | Rate Constraint in lbs/MMBtu | FALSE | L | Annual | Fuel Consumed | TBtu | 13.3952 | 15.1894 | 15.1894 | 15.1894 | 15.1894 | 6.658 | 6.658
NSR Winyah 2-4 - NOX Rate Annual v3.1, Unit 5817 and retrofits | 1111 | 1952 | Rate Constraint in lbs/MMBtu | FALSE | L | Annual | Rate | lb/MMBtu | 0.10495 | 0.10495 | 0.10495 | 0.10495 | 0.10495 | 0.10495 | 0.10495
NSR Winyah 2-4 - NOX Rate Annual v3.1, Unit 5817 and retrofits | 1111 | 1952 | Rate Constraint in lbs/MMBtu | FALSE | L | Annual | Generation | TWh | 1.3124 | 1.4882 | 1.4882 | 1.4882 | 1.4882 | 0.65233 | 0.65233
NSR Winyah 2-4 - NOX Rate Annual v3.1, Unit 5817 and retrofits | 1111 | 1952 | Rate Constraint in lbs/MMBtu | FALSE | L | Annual | Qualifying Generation | TWh | 1.3124 | 1.4882 | 1.4882 | 1.4882 | 1.4882 | 0.65233 | 0.65233
NSR Winyah 2-4 - NOX Rate Annual v3.1, Unit 5817 and retrofits | 1111 | 1952 | Rate Constraint in lbs/MMBtu | FALSE | L | Annual | Rate | lb/MWh | 0.53558 | 0.53558 | 0.53558 | 0.53558 | 0.53558 | 0.53558 | 0.53558
NSR Winyah 2-4 - NOX Rate Annual v3.1, Unit 5817 and retrofits | 1111 | 1952 | Rate Constraint in lbs/MMBtu | FALSE | L | Annual | Constraint Shadow Price | US2011$/Ton | 0 | 0 | 0 | 0 | 0 | 0 | 0
NSR Winyah 2-4 - NOX Rate Annual v3.1, Unit 5818 and retrofits | 1112 | 1952 | Rate Constraint in lbs/MMBtu | FALSE | L | Annual | Seasons Included | Seasons | Winter, Summer | Winter, Summer | Winter, Summer | Winter, Summer | Winter, Summer | Winter, Summer | Winter, Summer
NSR Winyah 2-4 - NOX Rate Annual v3.1, Unit 5818 and retrofits | 1112 | 1952 | Rate Constraint in lbs/MMBtu | FALSE | L | Annual | Standard | lb/MMBtu | 0.12 | 0.12 | 0.12 | 0.12 | 0.12 | 0.12 | 0.12
NSR Winyah 2-4 - NOX Rate Annual v3.1, Unit 5818 and retrofits | 1112 | 1952 | Rate Constraint in lbs/MMBtu | FALSE | L | Annual | Emissions at Affected Plants NOX | Thousand Tons | 0.68713 | 0.77917 | 0.77917 | 0.47882 | 0.77917 | 0.34153 | 0.34153
NSR Winyah 2-4 - NOX Rate Annual v3.1, Unit 5818 and retrofits | 1112 | 1952 | Rate Constraint in lbs/MMBtu | FALSE | L | Annual | Allowances Purchased NOX | Thousand Tons | 0 | 0 | 0 | 0 | 0 | 0 | 0
NSR Winyah 2-4 - NOX Rate Annual v3.1, Unit 5818 and retrofits | 1112 | 1952 | Rate Constraint in lbs/MMBtu | FALSE | L | Annual | Allowances Sold NOX | Thousand Tons | 0 | 0 | 0 | 0 | 0 | 0 | 0
NSR Winyah 2-4 - NOX Rate Annual v3.1, Unit 5818 and retrofits | 1112 | 1952 | Rate Constraint in lbs/MMBtu | FALSE | L | Annual | Allowances Banked | Thousand Tons | 0 | 0 | 0 | 0 | 0 | 0 | 0
NSR Winyah 2-4 - NOX Rate Annual v3.1, Unit 5818 and retrofits | 1112 | 1952 | Rate Constraint in lbs/MMBtu | FALSE | L | Annual | Allowances Withdrawn (1:1) | Thousand Tons | 0 | 0 | 0 | 0 | 0 | 0 | 0
NSR Winyah 2-4 - NOX Rate Annual v3.1, Unit 5818 and retrofits | 1112 | 1952 | Rate Constraint in lbs/MMBtu | FALSE | L | Annual | Allowances Withdrawn (n:1) | Thousand Tons | 0 | 0 | 0 | 0 | 0 | 0 | 0
NSR Winyah 2-4 - NOX Rate Annual v3.1, Unit 5818 and retrofits | 1112 | 1952 | Rate Constraint in lbs/MMBtu | FALSE | L | Annual | Net Emissions Allowance Position | Thousand Tons | 0.68713 | 0.77917 | 0.77917 | 0.47882 | 0.77917 | 0.34153 | 0.34153
NSR Winyah 2-4 - NOX Rate Annual v3.1, Unit 5818 and retrofits | 1112 | 1952 | Rate Constraint in lbs/MMBtu | FALSE | L | Annual | Fuel Consumed | TBtu | 13.4887 | 15.2953 | 15.2953 | 9.3993 | 15.2953 | 6.7044 | 6.7044
NSR Winyah 2-4 - NOX Rate Annual v3.1, Unit 5818 and retrofits | 1112 | 1952 | Rate Constraint in lbs/MMBtu | FALSE | L | Annual | Rate | lb/MMBtu | 0.10188 | 0.10188 | 0.10188 | 0.10188 | 0.10188 | 0.10188 | 0.10188
NSR Winyah 2-4 - NOX Rate Annual v3.1, Unit 5818 and retrofits | 1112 | 1952 | Rate Constraint in lbs/MMBtu | FALSE | L | Annual | Generation | TWh | 1.3124 | 1.4882 | 1.4882 | 0.91453 | 1.4882 | 0.65233 | 0.65233
NSR Winyah 2-4 - NOX Rate Annual v3.1, Unit 5818 and retrofits | 1112 | 1952 | Rate Constraint in lbs/MMBtu | FALSE | L | Annual | Qualifying Generation | TWh | 1.3124 | 1.4882 | 1.4882 | 0.91453 | 1.4882 | 0.65233 | 0.65233
NSR Winyah 2-4 - NOX Rate Annual v3.1, Unit 5818 and retrofits | 1112 | 1952 | Rate Constraint in lbs/MMBtu | FALSE | L | Annual | Rate | lb/MWh | 0.52356 | 0.52356 | 0.52356 | 0.52356 | 0.52356 | 0.52356 | 0.52356
NSR Winyah 2-4 - NOX Rate Annual v3.1, Unit 5818 and retrofits | 1112 | 1952 | Rate Constraint in lbs/MMBtu | FALSE | L | Annual | Constraint Shadow Price | US2011$/Ton | 0 | 0 | 0 | 0 | 0 | 0 | 0
NSR Wood River 4,5 - SO2 Rate Annual v3.1, Unit 3526 and retrofits | 1113 | 1882 | Rate Constraint in lbs/MMBtu | FALSE | L | Annual | Seasons Included | Seasons | Winter, Summer | Winter, Summer | Winter, Summer | Winter, Summer | Winter, Summer | Winter, Summer | Winter, Summer
NSR Wood River 4,5 - SO2 Rate Annual v3.1, Unit 3526 and retrofits | 1113 | 1882 | Rate Constraint in lbs/MMBtu | FALSE | L | Annual | Standard | lb/MMBtu | 1.2 | 1.2 | 1.2 | 1.2 | 1.2 | 1.2 | 1.2
NSR Wood River 4,5 - SO2 Rate Annual v3.1, Unit 3526 and retrofits | 1113 | 1882 | Rate Constraint in lbs/MMBtu | FALSE | L | Annual | Emissions at Affected Plants SO2 | Thousand Tons | 0 | 0 | 0 | 0 | 0 | 0 | 0
NSR Wood River 4,5 - SO2 Rate Annual v3.1, Unit 3526 and retrofits | 1113 | 1882 | Rate Constraint in lbs/MMBtu | FALSE | L | Annual | Allowances Purchased SO2 | Thousand Tons | 0 | 0 | 0 | 0 | 0 | 0 | 0
NSR Wood River 4,5 - SO2 Rate Annual v3.1, Unit 3526 and retrofits | 1113 | 1882 | Rate Constraint in lbs/MMBtu | FALSE | L | Annual | Allowances Sold SO2 | Thousand Tons | 0 | 0 | 0 | 0 | 0 | 0 | 0
NSR Wood River 4,5 - SO2 Rate Annual v3.1, Unit 3526 and retrofits | 1113 | 1882 | Rate Constraint in lbs/MMBtu | FALSE | L | Annual | Allowances Banked | Thousand Tons | 0 | 0 | 0 | 0 | 0 | 0 | 0
NSR Wood River 4,5 - SO2 Rate Annual v3.1, Unit 3526 and retrofits | 1113 | 1882 | Rate Constraint in lbs/MMBtu | FALSE | L | Annual | Allowances Withdrawn (1:1) | Thousand Tons | 0 | 0 | 0 | 0 | 0 | 0 | 0
NSR Wood River 4,5 - SO2 Rate Annual v3.1, Unit 3526 and retrofits | 1113 | 1882 | Rate Constraint in lbs/MMBtu | FALSE | L | Annual | Allowances Withdrawn (n:1) | Thousand Tons | 0 | 0 | 0 | 0 | 0 | 0 | 0
NSR Wood River 4,5 - SO2 Rate Annual v3.1, Unit 3526 and retrofits | 1113 | 1882 | Rate Constraint in lbs/MMBtu | FALSE | L | Annual | Net Emissions Allowance Position | Thousand Tons | 0 | 0 | 0 | 0 | 0 | 0 | 0
NSR Wood River 4,5 - SO2 Rate Annual v3.1, Unit 3526 and retrofits | 1113 | 1882 | Rate Constraint in lbs/MMBtu | FALSE | L | Annual | Fuel Consumed | TBtu | 0 | 0 | 0 | 0 | 0 | 0 | 0
NSR Wood River 4,5 - SO2 Rate Annual v3.1, Unit 3526 and retrofits | 1113 | 1882 | Rate Constraint in lbs/MMBtu | FALSE | L | Annual | Rate | lb/MMBtu | 0 | 0 | 0 | 0 | 0 | 0 | 0
NSR Wood River 4,5 - SO2 Rate Annual v3.1, Unit 3526 and retrofits | 1113 | 1882 | Rate Constraint in lbs/MMBtu | FALSE | L | Annual | Generation | TWh | 0 | 0 | 0 | 0 | 0 | 0 | 0
NSR Wood River 4,5 - SO2 Rate Annual v3.1, Unit 3526 and retrofits | 1113 | 1882 | Rate Constraint in lbs/MMBtu | FALSE | L | Annual | Qualifying Generation | TWh | 0 | 0 | 0 | 0 | 0 | 0 | 0
NSR Wood River 4,5 - SO2 Rate Annual v3.1, Unit 3526 and retrofits | 1113 | 1882 | Rate Constraint in lbs/MMBtu | FALSE | L | Annual | Rate | lb/MWh | 0 | 0 | 0 | 0 | 0 | 0 | 0
NSR Wood River 4,5 - SO2 Rate Annual v3.1, Unit 3526 and retrofits | 1113 | 1882 | Rate Constraint in lbs/MMBtu | FALSE | L | Annual | Constraint Shadow Price | US2011$/Ton | 0 | 0 | 0 | 0 | 0 | 0 | 0
NSR Wood River 4,5 - SO2 Rate Annual v3.1, Unit 4314 and retrofits | 1114 | 1882 | Rate Constraint in lbs/MMBtu | FALSE | L | Annual | Seasons Included | Seasons | Winter, Summer | Winter, Summer | Winter, Summer | Winter, Summer | Winter, Summer | Winter, Summer | Winter, Summer
NSR Wood River 4,5 - SO2 Rate Annual v3.1, Unit 4314 and retrofits | 1114 | 1882 | Rate Constraint in lbs/MMBtu | FALSE | L | Annual | Standard | lb/MMBtu | 1.2 | 1.2 | 1.2 | 1.2 | 1.2 | 1.2 | 1.2
NSR Wood River 4,5 - SO2 Rate Annual v3.1, Unit 4314 and retrofits | 1114 | 1882 | Rate Constraint in lbs/MMBtu | FALSE | L | Annual | Emissions at Affected Plants SO2 | Thousand Tons | 0 | 0 | 0 | 0 | 0 | 0 | 0
NSR Wood River 4,5 - SO2 Rate Annual v3.1, Unit 4314 and retrofits | 1114 | 1882 | Rate Constraint in lbs/MMBtu | FALSE | L | Annual | Allowances Purchased SO2 | Thousand Tons | 0 | 0 | 0 | 0 | 0 | 0 | 0
NSR Wood River 4,5 - SO2 Rate Annual v3.1, Unit 4314 and retrofits | 1114 | 1882 | Rate Constraint in lbs/MMBtu | FALSE | L | Annual | Allowances Sold SO2 | Thousand Tons | 0 | 0 | 0 | 0 | 0 | 0 | 0
NSR Wood River 4,5 - SO2 Rate Annual v3.1, Unit 4314 and retrofits | 1114 | 1882 | Rate Constraint in lbs/MMBtu | FALSE | L | Annual | Allowances Banked | Thousand Tons | 0 | 0 | 0 | 0 | 0 | 0 | 0
NSR Wood River 4,5 - SO2 Rate Annual v3.1, Unit 4314 and retrofits | 1114 | 1882 | Rate Constraint in lbs/MMBtu | FALSE | L | Annual | Allowances Withdrawn (1:1) | Thousand Tons | 0 | 0 | 0 | 0 | 0 | 0 | 0
NSR Wood River 4,5 - SO2 Rate Annual v3.1, Unit 4314 and retrofits | 1114 | 1882 | Rate Constraint in lbs/MMBtu | FALSE | L | Annual | Allowances Withdrawn (n:1) | Thousand Tons | 0 | 0 | 0 | 0 | 0 | 0 | 0
NSR Wood River 4,5 - SO2 Rate Annual v3.1, Unit 4314 and retrofits | 1114 | 1882 | Rate Constraint in lbs/MMBtu | FALSE | L | Annual | Net Emissions Allowance Position | Thousand Tons | 0 | 0 | 0 | 0 | 0 | 0 | 0
NSR Wood River 4,5 - SO2 Rate Annual v3.1, Unit 4314 and retrofits | 1114 | 1882 | Rate Constraint in lbs/MMBtu | FALSE | L | Annual | Fuel Consumed | TBtu | 0 | 0 | 0 | 0 | 0 | 0 | 0
NSR Wood River 4,5 - SO2 Rate Annual v3.1, Unit 4314 and retrofits | 1114 | 1882 | Rate Constraint in lbs/MMBtu | FALSE | L | Annual | Rate | lb/MMBtu | 0 | 0 | 0 | 0 | 0 | 0 | 0
NSR Wood River 4,5 - SO2 Rate Annual v3.1, Unit 4314 and retrofits | 1114 | 1882 | Rate Constraint in lbs/MMBtu | FALSE | L | Annual | Generation | TWh | 0 | 0 | 0 | 0 | 0 | 0 | 0
NSR Wood River 4,5 - SO2 Rate Annual v3.1, Unit 4314 and retrofits | 1114 | 1882 | Rate Constraint in lbs/MMBtu | FALSE | L | Annual | Qualifying Generation | TWh | 0 | 0 | 0 | 0 | 0 | 0 | 0
NSR Wood River 4,5 - SO2 Rate Annual v3.1, Unit 4314 and retrofits | 1114 | 1882 | Rate Constraint in lbs/MMBtu | FALSE | L | Annual | Rate | lb/MWh | 0 | 0 | 0 | 0 | 0 | 0 | 0
NSR Wood River 4,5 - SO2 Rate Annual v3.1, Unit 4314 and retrofits | 1114 | 1882 | Rate Constraint in lbs/MMBtu | FALSE | L | Annual | Constraint Shadow Price | US2011$/Ton | 0 | 0 | 0 | 0 | 0 | 0 | 0
NSR WPS Consent - NOX Cap Annual v5.12 | 1115 | 5790 | Rate Constraint in MTons | FALSE | L | Annual | Seasons Included | Seasons | Winter, Summer | Winter, Summer | Winter, Summer | Winter, Summer | Winter, Summer | Winter, Summer | Winter, Summer
NSR WPS Consent - NOX Cap Annual v5.12 | 1115 | 5790 | Rate Constraint in MTons | FALSE | L | Annual | Standard | Thousand Tons | 3.8 | 3.7 | 3.7 | 3.7 | 3.7 | 3.7 | 3.7
NSR WPS Consent - NOX Cap Annual v5.12 | 1115 | 5790 | Rate Constraint in MTons | FALSE | L | Annual | Standard NOX | Thousand Tons | 3.8 | 3.7 | 3.7 | 3.7 | 3.7 | 3.7 | 3.7
NSR WPS Consent - NOX Cap Annual v5.12 | 1115 | 5790 | Rate Constraint in MTons | FALSE | L | Annual | Emissions at Affected Plants NOX | Thousand Tons | 0.86792 | 0.93965 | 1.0141 | 0.97382 | 1.0757 | 0.86792 | 0.82019
NSR WPS Consent - NOX Cap Annual v5.12 | 1115 | 5790 | Rate Constraint in MTons | FALSE | L | Annual | Allowances Purchased NOX | Thousand Tons | 0 | 0 | 0 | 0 | 0 | 0 | 0
NSR WPS Consent - NOX Cap Annual v5.12 | 1115 | 5790 | Rate Constraint in MTons | FALSE | L | Annual | Allowances Sold NOX | Thousand Tons | 0 | 0 | 0 | 0 | 0 | 0 | 0
NSR WPS Consent - NOX Cap Annual v5.12 | 1115 | 5790 | Rate Constraint in MTons | FALSE | L | Annual | Allowances Banked | Thousand Tons | 0 | 0 | 0 | 0 | 0 | 0 | 0
NSR WPS Consent - NOX Cap Annual v5.12 | 1115 | 5790 | Rate Constraint in MTons | FALSE | L | Annual | Allowances Withdrawn (1:1) | Thousand Tons | 0 | 0 | 0 | 0 | 0 | 0 | 0
NSR WPS Consent - NOX Cap Annual v5.12 | 1115 | 5790 | Rate Constraint in MTons | FALSE | L | Annual | Allowances Withdrawn (n:1) | Thousand Tons | 0 | 0 | 0 | 0 | 0 | 0 | 0
NSR WPS Consent - NOX Cap Annual v5.12 | 1115 | 5790 | Rate Constraint in MTons | FALSE | L | Annual | Net Emissions Allowance Position | Thousand Tons | 0.86792 | 0.93965 | 1.0141 | 0.97382 | 1.0757 | 0.86792 | 0.82019
NSR WPS Consent - NOX Cap Annual v5.12 | 1115 | 5790 | Rate Constraint in MTons | FALSE | L | Annual | Fuel Consumed | TBtu | 31.6537 | 34.2699 | 36.9865 | 35.5162 | 39.2329 | 31.6537 | 29.9132
NSR WPS Consent - NOX Cap Annual v5.12 | 1115 | 5790 | Rate Constraint in MTons | FALSE | L | Annual | Rate | lb/MMBtu | 0.054838 | 0.054838 | 0.054838 | 0.054838 | 0.054838 | 0.054838 | 0.054838
NSR WPS Consent - NOX Cap Annual v5.12 | 1115 | 5790 | Rate Constraint in MTons | FALSE | L | Annual | Generation | TWh | 3.1952 | 3.4593 | 3.7335 | 3.5851 | 3.9603 | 3.1952 | 3.0195
NSR WPS Consent - NOX Cap Annual v5.12 | 1115 | 5790 | Rate Constraint in MTons | FALSE | L | Annual | Qualifying Generation | TWh | 3.1952 | 3.4593 | 3.7335 | 3.5851 | 3.9603 | 3.1952 | 3.0195
NSR WPS Consent - NOX Cap Annual v5.12 | 1115 | 5790 | Rate Constraint in MTons | FALSE | L | Annual | Rate | lb/MWh | 0.27163 | 0.27163 | 0.27163 | 0.27163 | 0.27163 | 0.27163 | 0.27163
NSR WPS Consent - NOX Cap Annual v5.12 | 1115 | 5790 | Rate Constraint in MTons | FALSE | L | Annual | Constraint Shadow Price | US2011$/Ton | 0 | 0 | 0 | 0 | 0 | 0 | 0
NSR WPS Consent - SO2 Cap Annual v5.12 | 1116 | 5793 | Rate Constraint in MTons | FALSE | L | Annual | Seasons Included | Seasons | Winter, Summer | Winter, Summer | Winter, Summer | Winter, Summer | Winter, Summer | Winter, Summer | Winter, Summer
NSR WPS Consent - SO2 Cap Annual v5.12 | 1116 | 5793 | Rate Constraint in MTons | FALSE | L | Annual | Standard | Thousand Tons | 7.225 | 4.25 | 4.25 | 4.25 | 4.25 | 4.25 | 4.25
NSR WPS Consent - SO2 Cap Annual v5.12 | 1116 | 5793 | Rate Constraint in MTons | FALSE | L | Annual | Standard SO2 | Thousand Tons | 7.225 | 4.25 | 4.25 | 4.25 | 4.25 | 4.25 | 4.25
NSR WPS Consent - SO2 Cap Annual v5.12 | 1116 | 5793 | Rate Constraint in MTons | FALSE | L | Annual | Emissions at Affected Plants SO2 | Thousand Tons | 1.2626 | 1.367 | 1.4753 | 1.4167 | 1.5649 | 1.2626 | 1.1932
NSR WPS Consent - SO2 Cap Annual v5.12 | 1116 | 5793 | Rate Constraint in MTons | FALSE | L | Annual | Allowances Purchased SO2 | Thousand Tons | 0 | 0 | 0 | 0 | 0 | 0 | 0
NSR WPS Consent - SO2 Cap Annual v5.12 | 1116 | 5793 | Rate Constraint in MTons | FALSE | L | Annual | Allowances Sold SO2 | Thousand Tons | 0 | 0 | 0 | 0 | 0 | 0 | 0
NSR WPS Consent - SO2 Cap Annual v5.12 | 1116 | 5793 | Rate Constraint in MTons | FALSE | L | Annual | Allowances Banked | Thousand Tons | 0 | 0 | 0 | 0 | 0 | 0 | 0
NSR WPS Consent - SO2 Cap Annual v5.12 | 1116 | 5793 | Rate Constraint in MTons | FALSE | L | Annual | Allowances Withdrawn (1:1) | Thousand Tons | 0 | 0 | 0 | 0 | 0 | 0 | 0
NSR WPS Consent - SO2 Cap Annual v5.12 | 1116 | 5793 | Rate Constraint in MTons | FALSE | L | Annual | Allowances Withdrawn (n:1) | Thousand Tons | 0 | 0 | 0 | 0 | 0 | 0 | 0
NSR WPS Consent - SO2 Cap Annual v5.12 | 1116 | 5793 | Rate Constraint in MTons | FALSE | L | Annual | Net Emissions Allowance Position | Thousand Tons | 1.2626 | 1.367 | 1.4753 | 1.4167 | 1.5649 | 1.2626 | 1.1932
NSR WPS Consent - SO2 Cap Annual v5.12 | 1116 | 5793 | Rate Constraint in MTons | FALSE | L | Annual | Fuel Consumed | TBtu | 31.6537 | 34.2699 | 36.9865 | 35.5162 | 39.2329 | 31.6537 | 29.9132
NSR WPS Consent - SO2 Cap Annual v5.12 | 1116 | 5793 | Rate Constraint in MTons | FALSE | L | Annual | Rate | lb/MMBtu | 0.079777 | 0.079777 | 0.079777 | 0.079777 | 0.079777 | 0.079777 | 0.079777
NSR WPS Consent - SO2 Cap Annual v5.12 | 1116 | 5793 | Rate Constraint in MTons | FALSE | L | Annual | Generation | TWh | 3.1952 | 3.4593 | 3.7335 | 3.5851 | 3.9603 | 3.1952 | 3.0195
NSR WPS Consent - SO2 Cap Annual v5.12 | 1116 | 5793 | Rate Constraint in MTons | FALSE | L | Annual | Qualifying Generation | TWh | 3.1952 | 3.4593 | 3.7335 | 3.5851 | 3.9603 | 3.1952 | 3.0195
NSR WPS Consent - SO2 Cap Annual v5.12 | 1116 | 5793 | Rate Constraint in MTons | FALSE | L | Annual | Rate | lb/MWh | 0.39516 | 0.39516 | 0.39516 | 0.39516 | 0.39516 | 0.39516 | 0.39516
NSR WPS Consent - SO2 Cap Annual v5.12 | 1116 | 5793 | Rate Constraint in MTons | FALSE | L | Annual | Constraint Shadow Price | US2011$/Ton | 0 | 0 | 0 | 0 | 0 | 0 | 0
NSR WPS Pullinam - NOX Cap Annual v5.12 | 1117 | 5794 | Rate Constraint in MTons | FALSE | L | Annual | Seasons Included | Seasons | Winter, Summer | Winter, Summer | Winter, Summer | Winter, Summer | Winter, Summer | Winter, Summer | Winter, Summer
NSR WPS Pullinam - NOX Cap Annual v5.12 | 1117 | 5794 | Rate Constraint in MTons | FALSE | L | Annual | Standard | Thousand Tons | 1.5 | 1.5 | 1.5 | 1.5 | 1.5 | 1.5 | 1.5
NSR WPS Pullinam - NOX Cap Annual v5.12 | 1117 | 5794 | Rate Constraint in MTons | FALSE | L | Annual | Standard NOX | Thousand Tons | 1.5 | 1.5 | 1.5 | 1.5 | 1.5 | 1.5 | 1.5
NSR WPS Pullinam - NOX Cap Annual v5.12 | 1117 | 5794 | Rate Constraint in MTons | FALSE | L | Annual | Emissions at Affected Plants NOX | Thousand Tons | 0 | 0 | 0 | 0 | 0 | 0 | 0
NSR WPS Pullinam - NOX Cap Annual v5.12 | 1117 | 5794 | Rate Constraint in MTons | FALSE | L | Annual | Allowances Purchased NOX | Thousand Tons | 0 | 0 | 0 | 0 | 0 | 0 | 0
NSR WPS Pullinam - NOX Cap Annual v5.12 | 1117 | 5794 | Rate Constraint in MTons | FALSE | L | Annual | Allowances Sold NOX | Thousand Tons | 0 | 0 | 0 | 0 | 0 | 0 | 0
NSR WPS Pullinam - NOX Cap Annual v5.12 | 1117 | 5794 | Rate Constraint in MTons | FALSE | L | Annual | Allowances Banked | Thousand Tons | 0 | 0 | 0 | 0 | 0 | 0 | 0
NSR WPS Pullinam - NOX Cap Annual v5.12 | 1117 | 5794 | Rate Constraint in MTons | FALSE | L | Annual | Allowances Withdrawn (1:1) | Thousand Tons | 0 | 0 | 0 | 0 | 0 | 0 | 0
NSR WPS Pullinam - NOX Cap Annual v5.12 | 1117 | 5794 | Rate Constraint in MTons | FALSE | L | Annual | Allowances Withdrawn (n:1) | Thousand Tons | 0 | 0 | 0 | 0 | 0 | 0 | 0
NSR WPS Pullinam - NOX Cap Annual v5.12 | 1117 | 5794 | Rate Constraint in MTons | FALSE | L | Annual | Net Emissions Allowance Position | Thousand Tons | 0 | 0 | 0 | 0 | 0 | 0 | 0
NSR WPS Pullinam - NOX Cap Annual v5.12 | 1117 | 5794 | Rate Constraint in MTons | FALSE | L | Annual | Fuel Consumed | TBtu | 0 | 0 | 0 | 0 | 0 | 0 | 0
NSR WPS Pullinam - NOX Cap Annual v5.12 | 1117 | 5794 | Rate Constraint in MTons | FALSE | L | Annual | Rate | lb/MMBtu | 0 | 0 | 0 | 0 | 0 | 0 | 0
NSR WPS Pullinam - NOX Cap Annual v5.12 | 1117 | 5794 | Rate Constraint in MTons | FALSE | L | Annual | Generation | TWh | 0 | 0 | 0 | 0 | 0 | 0 | 0
NSR WPS Pullinam - NOX Cap Annual v5.12 | 1117 | 5794 | Rate Constraint in MTons | FALSE | L | Annual | Qualifying Generation | TWh | 0 | 0 | 0 | 0 | 0 | 0 | 0
NSR WPS Pullinam - NOX Cap Annual v5.12 | 1117 | 5794 | Rate Constraint in MTons | FALSE | L | Annual | Rate | lb/MWh | 0 | 0 | 0 | 0 | 0 | 0 | 0
NSR WPS Pullinam - NOX Cap Annual v5.12 | 1117 | 5794 | Rate Constraint in MTons | FALSE | L | Annual | Constraint Shadow Price | US2011$/Ton | 0 | 0 | 0 | 0 | 0 | 0 | 0
NSR WPS Pullinam - SO2 Cap Annual v5.12 | 1118 | 5795 | Rate Constraint in MTons | FALSE | L | Annual | Seasons Included | Seasons | Winter, Summer | Winter, Summer | Winter, Summer | Winter, Summer | Winter, Summer | Winter, Summer | Winter, Summer
NSR WPS Pullinam - SO2 Cap Annual v5.12 | 1118 | 5795 | Rate Constraint in MTons | FALSE | L | Annual | Standard | Thousand Tons | 2.1 | 2.1 | 2.1 | 2.1 | 2.1 | 2.1 | 2.1
NSR WPS Pullinam - SO2 Cap Annual v5.12 | 1118 | 5795 | Rate Constraint in MTons | FALSE | L | Annual | Standard SO2 | Thousand Tons | 2.1 | 2.1 | 2.1 | 2.1 | 2.1 | 2.1 | 2.1
NSR WPS Pullinam - SO2 Cap Annual v5.12 | 1118 | 5795 | Rate Constraint in MTons | FALSE | L | Annual | Emissions at Affected Plants SO2 | Thousand Tons | 0 | 0 | 0 | 0 | 0 | 0 | 0
NSR WPS Pullinam - SO2 Cap Annual v5.12 | 1118 | 5795 | Rate Constraint in MTons | FALSE | L | Annual | Allowances Purchased SO2 | Thousand Tons | 0 | 0 | 0 | 0 | 0 | 0 | 0
NSR WPS Pullinam - SO2 Cap Annual v5.12 | 1118 | 5795 | Rate Constraint in MTons | FALSE | L | Annual | Allowances Sold SO2 | Thousand Tons | 0 | 0 | 0 | 0 | 0 | 0 | 0
NSR WPS Pullinam - SO2 Cap Annual v5.12 | 1118 | 5795 | Rate Constraint in MTons | FALSE | L | Annual | Allowances Banked | Thousand Tons | 0 | 0 | 0 | 0 | 0 | 0 | 0
NSR WPS Pullinam - SO2 Cap Annual v5.12 | 1118 | 5795 | Rate Constraint in MTons | FALSE | L | Annual | Allowances Withdrawn (1:1) | Thousand Tons | 0 | 0 | 0 | 0 | 0 | 0 | 0
NSR WPS Pullinam - SO2 Cap Annual v5.12 | 1118 | 5795 | Rate Constraint in MTons | FALSE | L | Annual | Allowances Withdrawn (n:1) | Thousand Tons | 0 | 0 | 0 | 0 | 0 | 0 | 0
NSR WPS Pullinam - SO2 Cap Annual v5.12 | 1118 | 5795 | Rate Constraint in MTons | FALSE | L | Annual | Net Emissions Allowance Position | Thousand Tons | 0 | 0 | 0 | 0 | 0 | 0 | 0
NSR WPS Pullinam - SO2 Cap Annual v5.12 | 1118 | 5795 | Rate Constraint in MTons | FALSE | L | Annual | Fuel Consumed | TBtu | 0 | 0 | 0 | 0 | 0 | 0 | 0
NSR WPS Pullinam - SO2 Cap Annual v5.12 | 1118 | 5795 | Rate Constraint in MTons | FALSE | L | Annual | Rate | lb/MMBtu | 0 | 0 | 0 | 0 | 0 | 0 | 0
NSR WPS Pullinam - SO2 Cap Annual v5.12 | 1118 | 5795 | Rate Constraint in MTons | FALSE | L | Annual | Generation | TWh | 0 | 0 | 0 | 0 | 0 | 0 | 0
NSR WPS Pullinam - SO2 Cap Annual v5.12 | 1118 | 5795 | Rate Constraint in MTons | FALSE | L | Annual | Qualifying Generation | TWh | 0 | 0 | 0 | 0 | 0 | 0 | 0
NSR WPS Pullinam - SO2 Cap Annual v5.12 | 1118 | 5795 | Rate Constraint in MTons | FALSE | L | Annual | Rate | lb/MWh | 0 | 0 | 0 | 0 | 0 | 0 | 0
NSR WPS Pullinam - SO2 Cap Annual v5.12 | 1118 | 5795 | Rate Constraint in MTons | FALSE | L | Annual | Constraint Shadow Price | US2011$/Ton | 0 | 0 | 0 | 0 | 0 | 0 | 0
NSR WPS Pullinam 7&8 - NOX Rate Annual v5.12, Unit 5313 and retrofits | 1119 | 5797 | Rate Constraint in lbs/MMBtu | FALSE | L | Annual | Seasons Included | Seasons | Winter, Summer | Winter, Summer | Winter, Summer | Winter, Summer | Winter, Summer | Winter, Summer | Winter, Summer
NSR WPS Pullinam 7&8 - NOX Rate Annual v5.12, Unit 5313 and retrofits | 1119 | 5797 | Rate Constraint in lbs/MMBtu | FALSE | L | Annual | Standard | lb/MMBtu | 0.25 | 0.25 | 0.25 | 0.25 | 0.25 | 0.25 | 0.25
NSR WPS Pullinam 7&8 - NOX Rate Annual v5.12, Unit 5313 and retrofits | 1119 | 5797 | Rate Constraint in lbs/MMBtu | FALSE | L | Annual | Emissions at Affected Plants NOX | Thousand Tons | 0 | 0 | 0 | 0 | 0 | 0 | 0
NSR WPS Pullinam 7&8 - NOX Rate Annual v5.12, Unit 5313 and retrofits | 1119 | 5797 | Rate Constraint in lbs/MMBtu | FALSE | L | Annual | Allowances Purchased NOX | Thousand Tons | 0 | 0 | 0 | 0 | 0 | 0 | 0
NSR WPS Pullinam 7&8 - NOX Rate Annual v5.12, Unit 5313 and retrofits | 1119 | 5797 | Rate Constraint in lbs/MMBtu | FALSE | L | Annual | Allowances Sold NOX | Thousand Tons | 0 | 0 | 0 | 0 | 0 | 0 | 0
NSR WPS Pullinam 7&8 - NOX Rate Annual v5.12, Unit 5313 and retrofits | 1119 | 5797 | Rate Constraint in lbs/MMBtu | FALSE | L | Annual | Allowances Banked | Thousand Tons | 0 | 0 | 0 | 0 | 0 | 0 | 0
NSR WPS Pullinam 7&8 - NOX Rate Annual v5.12, Unit 5313 and retrofits | 1119 | 5797 | Rate Constraint in lbs/MMBtu | FALSE | L | Annual | Allowances Withdrawn (1:1) | Thousand Tons | 0 | 0 | 0 | 0 | 0 | 0 | 0
NSR WPS Pullinam 7&8 - NOX Rate Annual v5.12, Unit 5313 and retrofits | 1119 | 5797 | Rate Constraint in lbs/MMBtu | FALSE | L | Annual | Allowances Withdrawn (n:1) | Thousand Tons | 0 | 0 | 0 | 0 | 0 | 0 | 0
NSR WPS Pullinam 7&8 - NOX Rate Annual v5.12, Unit 5313 and retrofits | 1119 | 5797 | Rate Constraint in lbs/MMBtu | FALSE | L | Annual | Net Emissions Allowance Position | Thousand Tons | 0 | 0 | 0 | 0 | 0 | 0 | 0
NSR WPS Pullinam 7&8 - NOX Rate Annual v5.12, Unit 5313 and retrofits | 1119 | 5797 | Rate Constraint in lbs/MMBtu | FALSE | L | Annual | Fuel Consumed | TBtu | 0 | 0 | 0 | 0 | 0 | 0 | 0
NSR WPS Pullinam 7&8 - NOX Rate Annual v5.12, Unit 5313 and retrofits | 1119 | 5797 | Rate Constraint in lbs/MMBtu | FALSE | L | Annual | Rate | lb/MMBtu | 0 | 0 | 0 | 0 | 0 | 0 | 0
NSR WPS Pullinam 7&8 - NOX Rate Annual v5.12, Unit 5313 and retrofits | 1119 | 5797 | Rate Constraint in lbs/MMBtu | FALSE | L | Annual | Generation | TWh | 0 | 0 | 0 | 0 | 0 | 0 | 0
NSR WPS Pullinam 7&8 - NOX Rate Annual v5.12, Unit 5313 and retrofits | 1119 | 5797 | Rate Constraint in lbs/MMBtu | FALSE | L | Annual | Qualifying Generation | TWh | 0 | 0 | 0 | 0 | 0 | 0 | 0
NSR WPS Pullinam 7&8 - NOX Rate Annual v5.12, Unit 5313 and retrofits | 1119 | 5797 | Rate Constraint in lbs/MMBtu | FALSE | L | Annual | Rate | lb/MWh | 0 | 0 | 0 | 0 | 0 | 0 | 0
NSR WPS Pullinam 7&8 - NOX Rate Annual v5.12, Unit 5313 and retrofits | 1119 | 5797 | Rate Constraint in lbs/MMBtu | FALSE | L | Annual | Constraint Shadow Price | US2011$/Ton | 0 | 0 | 0 | 0 | 0 | 0 | 0
NSR WPS Pullinam 7&8 - NOX Rate Annual v5.12, Unit 5328 and retrofits | 1120 | 5797 | Rate Constraint in lbs/MMBtu | FALSE | L | Annual | Seasons Included | Seasons | Winter, Summer | Winter, Summer | Winter, Summer | Winter, Summer | Winter, Summer | Winter, Summer | Winter, Summer
NSR WPS Pullinam 7&8 - NOX Rate Annual v5.12, Unit 5328 and retrofits | 1120 | 5797 | Rate Constraint in lbs/MMBtu | FALSE | L | Annual | Standard | lb/MMBtu | 0.25 | 0.25 | 0.25 | 0.25 | 0.25 | 0.25 | 0.25
NSR WPS Pullinam 7&8 - NOX Rate Annual v5.12, Unit 5328 and retrofits | 1120 | 5797 | Rate Constraint in lbs/MMBtu | FALSE | L | Annual | Emissions at Affected Plants NOX | Thousand Tons | 0 | 0 | 0 | 0 | 0 | 0 | 0
NSR WPS Pullinam 7&8 - NOX Rate Annual v5.12, Unit 5328 and retrofits | 1120 | 5797 | Rate Constraint in lbs/MMBtu | FALSE | L | Annual | Allowances Purchased NOX | Thousand Tons | 0 | 0 | 0 | 0 | 0 | 0 | 0
NSR WPS Pullinam 7&8 - NOX Rate Annual v5.12, Unit 5328 and retrofits | 1120 | 5797 | Rate Constraint in lbs/MMBtu | FALSE | L | Annual | Allowances Sold NOX | Thousand Tons | 0 | 0 | 0 | 0 | 0 | 0 | 0
NSR WPS Pullinam 7&8 - NOX Rate Annual v5.12, Unit 5328 and retrofits | 1120 | 5797 | Rate Constraint in lbs/MMBtu | FALSE | L | Annual | Allowances Banked | Thousand Tons | 0 | 0 | 0 | 0 | 0 | 0 | 0
NSR WPS Pullinam 7&8 - NOX Rate Annual v5.12, Unit 5328 and retrofits | 1120 | 5797 | Rate Constraint in lbs/MMBtu | FALSE | L | Annual | Allowances Withdrawn (1:1) | Thousand Tons | 0 | 0 | 0 | 0 | 0 | 0 | 0
NSR WPS Pullinam 7&8 - NOX Rate Annual v5.12, Unit 5328 and retrofits | 1120 | 5797 | Rate Constraint in lbs/MMBtu | FALSE | L | Annual | Allowances Withdrawn (n:1) | Thousand Tons | 0 | 0 | 0 | 0 | 0 | 0 | 0
NSR WPS Pullinam 7&8 - NOX Rate Annual v5.12, Unit 5328 and retrofits | 1120 | 5797 | Rate Constraint in lbs/MMBtu | FALSE | L | Annual | Net Emissions Allowance Position | Thousand Tons | 0 | 0 | 0 | 0 | 0 | 0 | 0
NSR WPS Pullinam 7&8 - NOX Rate Annual v5.12, Unit 5328 and retrofits | 1120 | 5797 | Rate Constraint in lbs/MMBtu | FALSE | L | Annual | Fuel Consumed | TBtu | 0 | 0 | 0 | 0 | 0 | 0 | 0
NSR WPS Pullinam 7&8 - NOX Rate Annual v5.12, Unit 5328 and retrofits | 1120 | 5797 | Rate Constraint in lbs/MMBtu | FALSE | L | Annual | Rate | lb/MMBtu | 0 | 0 | 0 | 0 | 0 | 0 | 0
NSR WPS Pullinam 7&8 - NOX Rate Annual v5.12, Unit 5328 and retrofits | 1120 | 5797 | Rate Constraint in lbs/MMBtu | FALSE | L | Annual | Generation | TWh | 0 | 0 | 0 | 0 | 0 | 0 | 0
NSR WPS Pullinam 7&8 - NOX Rate Annual v5.12, Unit 5328 and retrofits | 1120 | 5797 | Rate Constraint in lbs/MMBtu | FALSE | L | Annual | Qualifying Generation | TWh | 0 | 0 | 0 | 0 | 0 | 0 | 0
NSR WPS Pullinam 7&8 - NOX Rate Annual v5.12, Unit 5328 and retrofits | 1120 | 5797 | Rate Constraint in lbs/MMBtu | FALSE | L | Annual | Rate | lb/MWh | 0 | 0 | 0 | 0 | 0 | 0 | 0
NSR WPS Pullinam 7&8 - NOX Rate Annual v5.12, Unit 5328 and retrofits | 1120 | 5797 | Rate Constraint in lbs/MMBtu | FALSE | L | Annual | Constraint Shadow Price | US2011$/Ton | 0 | 0 | 0 | 0 | 0 | 0 | 0
NSR WPS Weston 3 - NOX Rate Annual v5.12, Unit 4333 and retrofits | 1121 | 5798 | Rate Constraint in lbs/MMBtu | FALSE | L | Annual | Seasons Included | Seasons | Winter, Summer | Winter, Summer | Winter, Summer | Winter, Summer | Winter, Summer | Winter, Summer | Winter, Summer
NSR WPS Weston 3 - NOX Rate Annual v5.12, Unit 4333 and retrofits | 1121 | 5798 | Rate Constraint in lbs/MMBtu | FALSE | L | Annual | Standard | lb/MMBtu | 0.115 | 0.1 | 0.1 | 0.1 | 0.1 | 0.1 | 0.1
NSR WPS Weston 3 - NOX Rate Annual v5.12, Unit 4333 and retrofits | 1121 | 5798 | Rate Constraint in lbs/MMBtu | FALSE | L | Annual | Emissions at Affected Plants NOX | Thousand Tons | 0 | 0 | 0 | 0 | 0 | 0 | 0
NSR WPS Weston 3 - NOX Rate Annual v5.12, Unit 4333 and retrofits | 1121 | 5798 | Rate Constraint in lbs/MMBtu | FALSE | L | Annual | Allowances Purchased NOX | Thousand Tons | 0 | 0 | 0 | 0 | 0 | 0 | 0
NSR WPS Weston 3 - NOX Rate Annual v5.12, Unit 4333 and retrofits | 1121 | 5798 | Rate Constraint in lbs/MMBtu | FALSE | L | Annual | Allowances Sold NOX | Thousand Tons | 0 | 0 | 0 | 0 | 0 | 0 | 0
NSR WPS Weston 3 - NOX Rate Annual v5.12, Unit 4333 and retrofits | 1121 | 5798 | Rate Constraint in lbs/MMBtu | FALSE | L | Annual | Allowances Banked | Thousand Tons | 0 | 0 | 0 | 0 | 0 | 0 | 0
NSR WPS Weston 3 - NOX Rate Annual v5.12, Unit 4333 and retrofits | 1121 | 5798 | Rate Constraint in lbs/MMBtu | FALSE | L | Annual | Allowances Withdrawn (1:1) | Thousand Tons | 0 | 0 | 0 | 0 | 0 | 0 | 0
NSR WPS Weston 3 - NOX Rate Annual v5.12, Unit 4333 and retrofits | 1121 | 5798 | Rate Constraint in lbs/MMBtu | FALSE | L | Annual | Allowances Withdrawn (n:1) | Thousand Tons | 0 | 0 | 0 | 0 | 0 | 0 | 0
NSR WPS Weston 3 - NOX Rate Annual v5.12, Unit 4333 and retrofits | 1121 | 5798 | Rate Constraint in lbs/MMBtu | FALSE | L | Annual | Net Emissions Allowance Position | Thousand Tons | 0 | 0 | 0 | 0 | 0 | 0 | 0
NSR WPS Weston 3 - NOX Rate Annual v5.12, Unit 4333 and retrofits | 1121 | 5798 | Rate Constraint in lbs/MMBtu | FALSE | L | Annual | Fuel Consumed | TBtu | 0 | 0 | 0 | 0 | 0 | 0 | 0
NSR WPS Weston 3 - NOX Rate Annual v5.12, Unit 4333 and retrofits | 1121 | 5798 | Rate Constraint in lbs/MMBtu | FALSE | L | Annual | Rate | lb/MMBtu | 0 | 0 | 0 | 0 | 0 | 0 | 0
NSR WPS Weston 3 - NOX Rate Annual v5.12, Unit 4333 and retrofits | 1121 | 5798 | Rate Constraint in lbs/MMBtu | FALSE | L | Annual | Generation | TWh | 0 | 0 | 0 | 0 | 0 | 0 | 0
NSR WPS Weston 3 - NOX Rate Annual v5.12, Unit 4333 and retrofits | 1121 | 5798 | Rate Constraint in lbs/MMBtu | FALSE | L | Annual | Qualifying Generation | TWh | 0 | 0 | 0 | 0 | 0 | 0 | 0
NSR WPS Weston 3 - NOX Rate Annual v5.12, Unit 4333 and retrofits | 1121 | 5798 | Rate Constraint in lbs/MMBtu | FALSE | L | Annual | Rate | lb/MWh | 0 | 0 | 0 | 0 | 0 | 0 | 0
NSR WPS Weston 3 - NOX Rate Annual v5.12, Unit 4333 and retrofits | 1121 | 5798 | Rate Constraint in lbs/MMBtu | FALSE | L | Annual | Constraint Shadow Price | US2011$/Ton | 0 | 0 | 0 | 0 | 0 | 0 | 0
NSR WPS Weston 3 - SO2 Rate Annual v5.12, Unit 4333 and retrofits | 1122 | 5800 | Rate Constraint in lbs/MMBtu | FALSE | L | Annual | Seasons Included | Seasons | Winter, Summer | Winter, Summer | Winter, Summer | Winter, Summer | Winter, Summer | Winter, Summer | Winter, Summer
NSR WPS Weston 3 - SO2 Rate Annual v5.12, Unit 4333 and retrofits | 1122 | 5800 | Rate Constraint in lbs/MMBtu | FALSE | L | Annual | Standard | lb/MMBtu | 0.415 | 0.08 | 0.08 | 0.08 | 0.08 | 0.08 | 0.08
NSR WPS Weston 3 - SO2 Rate Annual v5.12, Unit 4333 and retrofits | 1122 | 5800 | Rate Constraint in lbs/MMBtu | FALSE | L | Annual | Emissions at Affected Plants SO2 | Thousand Tons | 0 | 0 | 0 | 0 | 0 | 0 | 0
NSR WPS Weston 3 - SO2 Rate Annual v5.12, Unit 4333 and retrofits | 1122 | 5800 | Rate Constraint in lbs/MMBtu | FALSE | L | Annual | Allowances Purchased SO2 | Thousand Tons | 0 | 0 | 0 | 0 | 0 | 0 | 0
NSR WPS Weston 3 - SO2 Rate Annual v5.12, Unit 4333 and retrofits | 1122 | 5800 | Rate Constraint in lbs/MMBtu | FALSE | L | Annual | Allowances Sold SO2 | Thousand Tons | 0 | 0 | 0 | 0 | 0 | 0 | 0
NSR WPS Weston 3 - SO2 Rate Annual v5.12, Unit 4333 and retrofits | 1122 | 5800 | Rate Constraint in lbs/MMBtu | FALSE | L | Annual | Allowances Banked | Thousand Tons | 0 | 0 | 0 | 0 | 0 | 0 | 0
NSR WPS Weston 3 - SO2 Rate Annual v5.12, Unit 4333 and retrofits | 1122 | 5800 | Rate Constraint in lbs/MMBtu | FALSE | L | Annual | Allowances Withdrawn (1:1) | Thousand Tons | 0 | 0 | 0 | 0 | 0 | 0 | 0
NSR WPS Weston 3 - SO2 Rate Annual v5.12, Unit 4333 and retrofits | 1122 | 5800 | Rate Constraint in lbs/MMBtu | FALSE | L | Annual | Allowances Withdrawn (n:1) | Thousand Tons | 0 | 0 | 0 | 0 | 0 | 0 | 0
NSR WPS Weston 3 - SO2 Rate Annual v5.12, Unit 4333 and retrofits | 1122 | 5800 | Rate Constraint in lbs/MMBtu | FALSE | L | Annual | Net Emissions Allowance Position | Thousand Tons | 0 | 0 | 0 | 0 | 0 | 0 | 0
NSR WPS Weston 3 - SO2 Rate Annual v5.12, Unit 4333 and retrofits | 1122 | 5800 | Rate Constraint in lbs/MMBtu | FALSE | L | Annual | Fuel Consumed | TBtu | 0 | 0 | 0 | 0 | 0 | 0 | 0
NSR WPS Weston 3 - SO2 Rate Annual v5.12, Unit 4333 and retrofits | 1122 | 5800 | Rate Constraint in lbs/MMBtu | FALSE | L | Annual | Rate | lb/MMBtu | 0 | 0 | 0 | 0 | 0 | 0 | 0
NSR WPS Weston 3 - SO2 Rate Annual v5.12, Unit 4333 and retrofits | 1122 | 5800 | Rate Constraint in lbs/MMBtu | FALSE | L | Annual | Generation | TWh | 0 | 0 | 0 | 0 | 0 | 0 | 0
NSR WPS Weston 3 - SO2 Rate Annual v5.12, Unit 4333 and retrofits | 1122 | 5800 | Rate Constraint in lbs/MMBtu | FALSE | L | Annual | Qualifying Generation | TWh | 0 | 0 | 0 | 0 | 0 | 0 | 0
NSR WPS Weston 3 - SO2 Rate Annual v5.12, Unit 4333 and retrofits | 1122 | 5800 | Rate Constraint in lbs/MMBtu | FALSE | L | Annual | Rate | lb/MWh | 0 | 0 | 0 | 0 | 0 | 0 | 0
NSR WPS Weston 3 - SO2 Rate Annual v5.12, Unit 4333 and retrofits | 1122 | 5800 | Rate Constraint in lbs/MMBtu | FALSE | L | Annual | Constraint Shadow Price | US2011$/Ton | 0 | 7991.3472 | 4265.099 | 2319.3539 | 4779.7858 | 1363.9838 | 0
NSR WPS Weston 4 - SO2 Rate Annual v5.12, Unit 4256 and retrofits | 1123 | 5801 | Rate Constraint in lbs/MMBtu | FALSE | L | Annual | Seasons Included | Seasons | Winter, Summer | Winter, Summer | Winter, Summer | Winter, Summer | Winter, Summer | Winter, Summer | Winter, Summer
NSR WPS Weston 4 - SO2 Rate Annual v5.12, Unit 4256 and retrofits | 1123 | 5801 | Rate Constraint in lbs/MMBtu | FALSE | L | Annual | Standard | lb/MMBtu | 0.08 | 0.08 | 0.08 | 0.08 | 0.08 | 0.08 | 0.08
NSR WPS Weston 4 - SO2 Rate Annual v5.12, Unit 4256 and retrofits | 1123 | 5801 | Rate Constraint in lbs/MMBtu | FALSE | L | Annual | Emissions at Affected Plants SO2 | Thousand Tons | 1.2626 | 1.367 | 1.4753 | 1.4167 | 1.5649 | 1.2626 | 1.1932
NSR WPS Weston 4 - SO2 Rate Annual v5.12, Unit 4256 and retrofits | 1123 | 5801 | Rate Constraint in lbs/MMBtu | FALSE | L | Annual | Allowances Purchased SO2 | Thousand Tons | 0 | 0 | 0 | 0 | 0 | 0 | 0
NSR WPS Weston 4 - SO2 Rate Annual v5.12, Unit 4256 and retrofits | 1123 | 5801 | Rate Constraint in lbs/MMBtu | FALSE | L | Annual | Allowances Sold SO2 | Thousand Tons | 0 | 0 | 0 | 0 | 0 | 0 | 0
NSR WPS Weston 4 - SO2 Rate Annual v5.12, Unit 4256 and retrofits | 1123 | 5801 | Rate Constraint in lbs/MMBtu | FALSE | L | Annual | Allowances Banked | Thousand Tons | 0 | 0 | 0 | 0 | 0 | 0 | 0
NSR WPS Weston 4 - SO2 Rate Annual v5.12, Unit 4256 and retrofits | 1123 | 5801 | Rate Constraint in lbs/MMBtu | FALSE | L | Annual | Allowances Withdrawn (1:1) | Thousand Tons | 0 | 0 | 0 | 0 | 0 | 0 | 0
NSR WPS Weston 4 - SO2 Rate Annual v5.12, Unit 4256 and retrofits | 1123 | 5801 | Rate Constraint in lbs/MMBtu | FALSE | L | Annual | Allowances Withdrawn (n:1) | Thousand Tons | 0 | 0 | 0 | 0 | 0 | 0 | 0
NSR WPS Weston 4 - SO2 Rate Annual v5.12, Unit 4256 and retrofits | 1123 | 5801 | Rate Constraint in lbs/MMBtu | FALSE | L | Annual | Net Emissions Allowance Position | Thousand Tons | 1.2626 | 1.367 | 1.4753 | 1.4167 | 1.5649 | 1.2626 | 1.1932
NSR WPS Weston 4 - SO2 Rate Annual v5.12, Unit 4256 and retrofits | 1123 | 5801 | Rate Constraint in lbs/MMBtu | FALSE | L | Annual | Fuel Consumed | TBtu | 31.6537 | 34.2699 | 36.9865 | 35.5162 | 39.2329 | 31.6537 | 29.9132
NSR WPS Weston 4 - SO2 Rate Annual v5.12, Unit 4256 and retrofits | 1123 | 5801 | Rate Constraint in lbs/MMBtu | FALSE | L | Annual | Rate | lb/MMBtu | 0.079777 | 0.079777 | 0.079777 | 0.079777 | 0.079777 | 0.079777 | 0.079777
NSR WPS Weston 4 - SO2 Rate Annual v5.12, Unit 4256 and retrofits | 1123 | 5801 | Rate Constraint in lbs/MMBtu | FALSE | L | Annual | Generation | TWh | 3.1952 | 3.4593 | 3.7335 | 3.5851 | 3.9603 | 3.1952 | 3.0195
NSR WPS Weston 4 - SO2 Rate Annual v5.12, Unit 4256 and retrofits | 1123 | 5801 | Rate Constraint in lbs/MMBtu | FALSE | L | Annual | Qualifying Generation | TWh | 3.1952 | 3.4593 | 3.7335 | 3.5851 | 3.9603 | 3.1952 | 3.0195
NSR WPS Weston 4 - SO2 Rate Annual v5.12, Unit 4256 and retrofits | 1123 | 5801 | Rate Constraint in lbs/MMBtu | FALSE | L | Annual | Rate | lb/MWh | 0.39516 | 0.39516 | 0.39516 | 0.39516 | 0.39516 | 0.39516 | 0.39516
NSR WPS Weston 4 - SO2 Rate Annual v5.12, Unit 4256 and retrofits | 1123 | 5801 | Rate Constraint in lbs/MMBtu | FALSE | L | Annual | Constraint Shadow Price | US2011$/Ton | 0 | 0 | 0 | 0 | 0 | 0 | 0
NY- CO2 Rate Limit- New CT Units- v5.12 | 1124 | 5900 | Rate Constraint in lbs/MWh | FALSE | L | Annual | Seasons Included | Seasons | Winter, Summer | Winter, Summer | Winter, Summer | Winter, Summer | Winter, Summer | Winter, Summer | Winter, Summer
NY- CO2 Rate Limit- New CT Units- v5.12 | 1124 | 5900 | Rate Constraint in lbs/MWh | FALSE | L | Annual | Standard | lb/MWh | 1450 | 1450 | 1450 | 1450 | 1450 | 1450 | 1450
NY- CO2 Rate Limit- New CT Units- v5.12 | 1124 | 5900 | Rate Constraint in lbs/MWh | FALSE | L | Annual | Emissions at Affected Plants CO2 | Thousand Tons | 0 | 0 | 0 | 0 | 0 | 0 | 0
NY- CO2 Rate Limit- New CT Units- v5.12 | 1124 | 5900 | Rate Constraint in lbs/MWh | FALSE | L | Annual | Allowances Purchased CO2 | Thousand Tons | 0 | 0 | 0 | 0 | 0 | 0 | 0
NY- CO2 Rate Limit- New CT Units- v5.12 | 1124 | 5900 | Rate Constraint in lbs/MWh | FALSE | L | Annual | Allowances Sold CO2 | Thousand Tons | 0 | 0 | 0 | 0 | 0 | 0 | 0
NY- CO2 Rate Limit- New CT Units- v5.12 | 1124 | 5900 | Rate Constraint in lbs/MWh | FALSE | L | Annual | Allowances Banked | Thousand Tons | 0 | 0 | 0 | 0 | 0 | 0 | 0
NY- CO2 Rate Limit- New CT Units- v5.12 | 1124 | 5900 | Rate Constraint in lbs/MWh | FALSE | L | Annual | Allowances Withdrawn (1:1) | Thousand Tons | 0 | 0 | 0 | 0 | 0 | 0 | 0
NY- CO2 Rate Limit- New CT Units- v5.12 | 1124 | 5900 | Rate Constraint in lbs/MWh | FALSE | L | Annual | Allowances Withdrawn (n:1) | Thousand Tons | 0 | 0 | 0 | 0 | 0 | 0 | 0
NY- CO2 Rate Limit- New CT Units- v5.12 | 1124 | 5900 | Rate Constraint in lbs/MWh | FALSE | L | Annual | Net Emissions Allowance Position | Thousand Tons | 0 | 0 | 0 | 0 | 0 | 0 | 0
NY- CO2 Rate Limit- New CT Units- v5.12 | 1124 | 5900 | Rate Constraint in lbs/MWh | FALSE | L | Annual | Fuel Consumed | TBtu | 0 | 0 | 0 | 0 | 0 | 0 | 0
NY- CO2 Rate Limit- New CT Units- v5.12 | 1124 | 5900 | Rate Constraint in lbs/MWh | FALSE | L | Annual | Rate | lb/MMBtu | 0 | 0 | 0 | 0 | 0 | 0 | 0
NY- CO2 Rate Limit- New CT Units- v5.12 | 1124 | 5900 | Rate Constraint in lbs/MWh | FALSE | L | Annual | Generation | TWh | 0 | 0 | 0 | 0 | 0 | 0 | 0
NY- CO2 Rate Limit- New CT Units- v5.12 | 1124 | 5900 | Rate Constraint in lbs/MWh | FALSE | L | Annual | Qualifying Generation | TWh | 0 | 0 | 0 | 0 | 0 | 0 | 0
NY- CO2 Rate Limit- New CT Units- v5.12 | 1124 | 5900 | Rate Constraint in lbs/MWh | FALSE | L | Annual | Constraint Shadow Price | US2011$/Ton | 0 | 0 | 0 | 1.2293 | 1.4752 | 0 | 0
NY- CO2 Rate Limit- New Fossil Units- v5.12 | 1125 | 5901 | Rate Constraint in lbs/MWh | FALSE | L | Annual | Seasons Included | Seasons | Winter, Summer | Winter, Summer | Winter, Summer | Winter, Summer | Winter, Summer | Winter, Summer | Winter, Summer
NY- CO2 Rate Limit- New Fossil Units- v5.12 | 1125 | 5901 | Rate Constraint in lbs/MWh | FALSE | L | Annual | Standard | lb/MWh | 925 | 925 | 925 | 925 | 925 | 925 | 925
NY- CO2 Rate Limit- New Fossil Units- v5.12 | 1125 | 5901 | Rate Constraint in lbs/MWh | FALSE | L | Annual | Emissions at Affected Plants CO2 | Thousand Tons | 0 | 0 | 0 | 0 | 4495.5062 | 19497.2373 | 21551.5024
NY- CO2 Rate Limit- New Fossil Units- v5.12 | 1125 | 5901 | Rate Constraint in lbs/MWh | FALSE | L | Annual | Allowances Purchased CO2 | Thousand Tons | 0 | 0 | 0 | 0 | 0 | 0 | 0
NY- CO2 Rate Limit- New Fossil Units- v5.12 | 1125 | 5901 | Rate Constraint in lbs/MWh | FALSE | L | Annual | Allowances Sold CO2 | Thousand Tons | 0 | 0 | 0 | 0 | 0 | 0 | 0
NY- CO2 Rate Limit- New Fossil Units- v5.12 | 1125 | 5901 | Rate Constraint in lbs/MWh | FALSE | L | Annual | Allowances Banked | Thousand Tons | 0 | 0 | 0 | 0 | 0 | 0 | 0
NY- CO2 Rate Limit- New Fossil Units- v5.12 | 1125 | 5901 | Rate Constraint in lbs/MWh | FALSE | L | Annual | Allowances Withdrawn (1:1) | Thousand Tons | 0 | 0 | 0 | 0 | 0 | 0 | 0
NY- CO2 Rate Limit- New Fossil Units- v5.12 | 1125 | 5901 | Rate Constraint in lbs/MWh | FALSE | L | Annual | Allowances Withdrawn (n:1) | Thousand Tons | 0 | 0 | 0 | 0 | 0 | 0 | 0
NY- CO2 Rate Limit- New Fossil Units- v5.12 | 1125 | 5901 | Rate Constraint in lbs/MWh | FALSE | L | Annual | Net Emissions Allowance Position | Thousand Tons | 0 | 0 | 0 | 0 | 4495.5062 | 19497.2373 | 21551.5024
NY- CO2 Rate Limit- New Fossil Units- v5.12 | 1125 | 5901 | Rate Constraint in lbs/MWh | FALSE | L | Annual | Fuel Consumed | TBtu | 0 | 0 | 0 | 0 | 76.7938 | 333.0584 | 368.15
NY- CO2 Rate Limit- New Fossil Units- v5.12 | 1125 | 5901 | Rate Constraint in lbs/MWh | FALSE | L | Annual | Rate | lb/MMBtu | 0 | 0 | 0 | 0 | 117.08 | 117.08 | 117.08
NY- CO2 Rate Limit- New Fossil Units- v5.12 | 1125 | 5901 | Rate Constraint in lbs/MWh | FALSE | L | Annual | Generation | TWh | 0 | 0 | 0 | 0 | 11.943 | 51.7976 | 57.2551
NY- CO2 Rate Limit- New Fossil Units- v5.12 | 1125 | 5901 | Rate Constraint in lbs/MWh | FALSE | L | Annual | Qualifying Generation | TWh | 0 | 0 | 0 | 0 | 11.943 | 51.7976 | 57.2551
NY- CO2 Rate Limit- New Fossil Units- v5.12 | 1125 | 5901 | Rate Constraint in lbs/MWh | FALSE | L | Annual | Constraint Shadow Price | US2011$/Ton | 0 | 0 | 0 | 17.5672 | 0 | 0 | 0
NY New Units MER Rate Limit v3.1, Unit 41526 and retrofits | 1126 | 1912 | Rate Constraint in lbs/MMBtu | FALSE | L | Annual | Seasons Included | Seasons | Winter, Summer | Winter, Summer | Winter, Summer | Winter, Summer | Winter, Summer | Winter, Summer | Winter, Summer
NY New Units MER Rate Limit v3.1, Unit 41526 and retrofits | 1126 | 1912 | Rate Constraint in lbs/MMBtu | FALSE | L | Annual | Standard | lb/MMBtu | 6e-07 | 6e-07 | 6e-07 | 6e-07 | 6e-07 | 6e-07 | 6e-07
NY New Units MER Rate Limit v3.1, Unit 41526 and retrofits | 1126 | 1912 | Rate Constraint in lbs/MMBtu | FALSE | L | Annual | Emissions at Affected Plants MER | lbs | 0 | 0 | 0 | 0 | 0 | 0 | 0
NY New Units MER Rate Limit v3.1, Unit 41526 and retrofits | 1126 | 1912 | Rate Constraint in lbs/MMBtu | FALSE | L | Annual | Allowances Purchased MER | lbs | 0 | 0 | 0 | 0 | 0 | 0 | 0
NY New Units MER Rate Limit v3.1, Unit 41526 and retrofits | 1126 | 1912 | Rate Constraint in lbs/MMBtu | FALSE | L | Annual | Allowances Sold MER | lbs | 0 | 0 | 0 | 0 | 0 | 0 | 0
NY New Units MER Rate Limit v3.1, Unit 41526 and retrofits | 1126 | 1912 | Rate Constraint in lbs/MMBtu | FALSE | L | Annual | Allowances Banked | lbs | 0 | 0 | 0 | 0 | 0 | 0 | 0
NY New Units MER Rate Limit v3.1, Unit 41526 and retrofits | 1126 | 1912 | Rate Constraint in lbs/MMBtu | FALSE | L | Annual | Allowances Withdrawn (1:1) | lbs | 0 | 0 | 0 | 0 | 0 | 0 | 0
NY New Units MER Rate Limit v3.1, Unit 41526 and retrofits | 1126 | 1912 | Rate Constraint in lbs/MMBtu | FALSE | L | Annual | Allowances Withdrawn (n:1) | lbs | 0 | 0 | 0 | 0 | 0 | 0 | 0
NY New Units MER Rate Limit v3.1, Unit 41526 and retrofits | 1126 | 1912 | Rate Constraint in lbs/MMBtu | FALSE | L | Annual | Net Emissions Allowance Position | lbs | 0 | 0 | 0 | 0 | 0 | 0 | 0
NY New Units MER Rate Limit v3.1, Unit 41526 and retrofits | 1126 | 1912 | Rate Constraint in lbs/MMBtu | FALSE | L | Annual | Fuel Consumed | TBtu | 0 | 0 | 0 | 0 | 0 | 0 | 0
NY New Units MER Rate Limit v3.1, Unit 41526 and retrofits | 1126 | 1912 | Rate Constraint in lbs/MMBtu | FALSE | L | Annual | Rate | lb/MMBtu | 0 | 0 | 0 | 0 | 0 | 0 | 0
NY New Units MER Rate Limit v3.1, Unit 41526 and retrofits | 1126 | 1912 | Rate Constraint in lbs/MMBtu | FALSE | L | Annual | Generation | TWh | 0 | 0 | 0 | 0 | 0 | 0 | 0
NY New Units MER Rate Limit v3.1, Unit 41526 and retrofits | 1126 | 1912 | Rate Constraint in lbs/MMBtu | FALSE | L | Annual | Qualifying Generation | TWh | 0 | 0 | 0 | 0 | 0 | 0 | 0
NY New Units MER Rate Limit v3.1, Unit 41526 and retrofits | 1126 | 1912 | Rate Constraint in lbs/MMBtu | FALSE | L | Annual | Rate | lb/MWh | 0 | 0 | 0 | 0 | 0 | 0 | 0
NY New Units MER Rate Limit v3.1, Unit 41526 and retrofits | 1126 | 1912 | Rate Constraint in lbs/MMBtu | FALSE | L | Annual | Constraint Shadow Price | US2011$/Lb | 0 | 0 | 1537830.3058 | 1719197.1099 | 2006316.6618 | 13879119.3754 | 3051442.0677
NY New Units MER Rate Limit v3.1, Unit 41533 and retrofits | 1127 | 1912 | Rate Constraint in lbs/MMBtu | FALSE | L | Annual | Seasons Included | Seasons | Winter, Summer | Winter, Summer | Winter, Summer | Winter, Summer | Winter, Summer | Winter, Summer | Winter, Summer
NY New Units MER Rate Limit v3.1, Unit 41533 and retrofits | 1127 | 1912 | Rate Constraint in lbs/MMBtu | FALSE | L | Annual | Standard | lb/MMBtu | 6e-07 | 6e-07 | 6e-07 | 6e-07 | 6e-07 | 6e-07 | 6e-07
NY New Units MER Rate Limit v3.1, Unit 41533 and retrofits | 1127 | 1912 | Rate Constraint in lbs/MMBtu | FALSE | L | Annual | Emissions at Affected Plants MER | lbs | 0 | 0 | 0 | 0 | 0 | 0 | 0
NY New Units MER Rate Limit v3.1, Unit 41533 and retrofits | 1127 | 1912 | Rate Constraint in lbs/MMBtu | FALSE | L | Annual | Allowances Purchased MER | lbs | 0 | 0 | 0 | 0 | 0 | 0 | 0
NY New Units MER Rate Limit v3.1, Unit 41533 and retrofits | 1127 | 1912 | Rate Constraint in lbs/MMBtu | FALSE | L | Annual | Allowances Sold MER | lbs | 0 | 0 | 0 | 0 | 0 | 0 | 0
NY New Units MER Rate Limit v3.1, Unit 41533 and retrofits | 1127 | 1912 | Rate Constraint in lbs/MMBtu | FALSE | L | Annual | Allowances Banked | lbs | 0 | 0 | 0 | 0 | 0 | 0 | 0
NY New Units MER Rate Limit v3.1, Unit 41533 and retrofits | 1127 | 1912 | Rate Constraint in lbs/MMBtu | FALSE | L | Annual | Allowances Withdrawn (1:1) | lbs | 0 | 0 | 0 | 0 | 0 | 0 | 0
NY New Units MER Rate Limit v3.1, Unit 41533 and retrofits | 1127 | 1912 | Rate Constraint in lbs/MMBtu | FALSE | L | Annual | Allowances Withdrawn (n:1) | lbs | 0 | 0 | 0 | 0 | 0 | 0 | 0
NY New Units MER Rate Limit v3.1, Unit 41533 and retrofits | 1127 | 1912 | Rate Constraint in lbs/MMBtu | FALSE | L | Annual | Net Emissions Allowance Position | lbs | 0 | 0 | 0 | 0 | 0 | 0 | 0
NY New Units MER Rate Limit v3.1, Unit 41533 and retrofits | 1127 | 1912 | Rate Constraint in lbs/MMBtu | FALSE | L | Annual | Fuel Consumed | TBtu | 0 | 0 | 0 | 0 | 0 | 0 | 0
NY New Units MER Rate Limit v3.1, Unit 41533 and retrofits | 1127 | 1912 | Rate Constraint in lbs/MMBtu | FALSE | L | Annual | Rate | lb/MMBtu | 0 | 0 | 0 | 0 | 0 | 0 | 0
NY New Units MER Rate Limit v3.1, Unit 41533 and retrofits | 1127 | 1912 | Rate Constraint in lbs/MMBtu | FALSE | L | Annual | Generation | TWh | 0 | 0 | 0 | 0 | 0 | 0 | 0
NY New Units MER Rate Limit v3.1, Unit 41533 and retrofits | 1127 | 1912 | Rate Constraint in lbs/MMBtu | FALSE | L | Annual | Qualifying Generation | TWh | 0 | 0 | 0 | 0 | 0 | 0 | 0
NY New Units MER Rate Limit v3.1, Unit 41533 and retrofits | 1127 | 1912 | Rate Constraint in lbs/MMBtu | FALSE | L | Annual | Rate | lb/MWh | 0 | 0 | 0 | 0 | 0 | 0 | 0
NY New Units MER Rate Limit v3.1, Unit 41533 and retrofits | 1127 | 1912 | Rate Constraint in lbs/MMBtu | FALSE | L | Annual | Constraint Shadow Price | US2011$/Lb | 0 | 0 | 1097638.3109 | 1719193.1183 | 2006316.6618 | 13879119.3754 | 3051442.0677
NY New Units MER Rate Limit v3.1, Unit 41535 and retrofits | 1128 | 1912 | Rate Constraint in lbs/MMBtu | FALSE | L | Annual | Seasons Included | Seasons | Winter, Summer | Winter, Summer | Winter, Summer | Winter, Summer | Winter, Summer | Winter, Summer | Winter, Summer
NY New Units MER Rate Limit v3.1, Unit 41535 and retrofits | 1128 | 1912 | Rate Constraint in lbs/MMBtu | FALSE | L | Annual | Standard | lb/MMBtu | 6e-07 | 6e-07 | 6e-07 | 6e-07 | 6e-07 | 6e-07 | 6e-07
NY New Units MER Rate Limit v3.1, Unit 41535 and retrofits | 1128 | 1912 | Rate Constraint in lbs/MMBtu | FALSE | L | Annual | Emissions at Affected Plants MER | lbs | 0 | 0 | 0 | 0 | 0 | 0 | 0
NY New Units MER Rate Limit v3.1, Unit 41535 and retrofits | 1128 | 1912 | Rate Constraint in lbs/MMBtu | FALSE | L | Annual | Allowances Purchased MER | lbs | 0 | 0 | 0 | 0 | 0 | 0 | 0
NY New Units MER Rate Limit v3.1, Unit 41535 and retrofits | 1128 | 1912 | Rate Constraint in lbs/MMBtu | FALSE | L | Annual | Allowances Sold MER | lbs | 0 | 0 | 0 | 0 | 0 | 0 | 0
NY New Units MER Rate Limit v3.1, Unit 41535 and retrofits | 1128 | 1912 | Rate Constraint in lbs/MMBtu | FALSE | L | Annual | Allowances Banked | lbs | 0 | 0 | 0 | 0 | 0 | 0 | 0
NY New Units MER Rate Limit v3.1, Unit 41535 and retrofits | 1128 | 1912 | Rate Constraint in lbs/MMBtu | FALSE | L | Annual | Allowances Withdrawn (1:1) | lbs | 0 | 0 | 0 | 0 | 0 | 0 | 0
NY New Units MER Rate Limit v3.1, Unit 41535 and retrofits | 1128 | 1912 | Rate Constraint in lbs/MMBtu | FALSE | L | Annual | Allowances Withdrawn (n:1) | lbs | 0 | 0 | 0 | 0 | 0 | 0 | 0
NY New Units MER Rate Limit v3.1, Unit 41535 and retrofits | 1128 | 1912 | Rate Constraint in lbs/MMBtu | FALSE | L | Annual | Net Emissions Allowance Position | lbs | 0 | 0 | 0 | 0 | 0 | 0 | 0
NY New Units MER Rate Limit v3.1, Unit 41535 and retrofits | 1128 | 1912 | Rate Constraint in lbs/MMBtu | FALSE | L | Annual | Fuel Consumed | TBtu | 0 | 0 | 0 | 0 | 0 | 0 | 0
NY New Units MER Rate Limit v3.1, Unit 41535 and retrofits | 1128 | 1912 | Rate Constraint in lbs/MMBtu | FALSE | L | Annual | Rate | lb/MMBtu | 0 | 0 | 0 | 0 | 0 | 0 | 0
NY New Units MER Rate Limit v3.1, Unit 41535 and retrofits | 1128 | 1912 | Rate Constraint in lbs/MMBtu | FALSE | L | Annual | Generation | TWh | 0 | 0 | 0 | 0 | 0 | 0 | 0
NY New Units MER Rate Limit v3.1, Unit 41535 and retrofits | 1128 | 1912 | Rate Constraint in lbs/MMBtu | FALSE | L | Annual | Qualifying Generation | TWh | 0 | 0 | 0 | 0 | 0 | 0 | 0
NY New Units MER Rate Limit v3.1, Unit 41535 and retrofits | 1128 | 1912 | Rate Constraint in lbs/MMBtu | FALSE | L | Annual | Rate | lb/MWh | 0 | 0 | 0 | 0 | 0 | 0 | 0
NY New Units MER Rate Limit v3.1, Unit 41535 and retrofits | 1128 | 1912 | Rate Constraint in lbs/MMBtu | FALSE | L | Annual | Constraint Shadow Price | US2011$/Lb | 0 | 0 | 1097638.3109 | 1651198.8463 | 1114325.6534 | 38565542.9099 | 3051442.0677
NY New Units MER Rate Limit v3.1, Unit 41582 and retrofits | 1129 | 1912 | Rate Constraint in lbs/MMBtu | FALSE | L | Annual | Seasons Included | Seasons | Winter, Summer | Winter, Summer | Winter, Summer | Winter, Summer | Winter, Summer | Winter, Summer | Winter, Summer
NY New Units MER Rate Limit v3.1, Unit 41582 and retrofits | 1129 | 1912 | Rate Constraint in lbs/MMBtu | FALSE | L | Annual | Standard | lb/MMBtu | 6e-07 | 6e-07 | 6e-07 | 6e-07 | 6e-07 | 6e-07 | 6e-07
NY New Units MER Rate Limit v3.1, Unit 41582 and retrofits | 1129 | 1912 | Rate Constraint in lbs/MMBtu | FALSE | L | Annual | Emissions at Affected Plants MER | lbs | 0 | 0 | 0 | 0 | 0 | 0 | 0
NY New Units MER Rate Limit v3.1, Unit 41582 and retrofits | 1129 | 1912 | Rate Constraint in lbs/MMBtu | FALSE | L | Annual | Allowances Purchased MER | lbs | 0 | 0 | 0 | 0 | 0 | 0 | 0
NY New Units MER Rate Limit v3.1, Unit 41582 and retrofits | 1129 | 1912 | Rate Constraint in lbs/MMBtu | FALSE | L | Annual | Allowances Sold MER | lbs | 0 | 0 | 0 | 0 | 0 | 0 | 0
NY New Units MER Rate Limit v3.1, Unit 41582 and retrofits | 1129 | 1912 | Rate Constraint in lbs/MMBtu | FALSE | L | Annual | Allowances Banked | lbs | 0 | 0 | 0 | 0 | 0 | 0 | 0
NY New Units MER Rate Limit v3.1, Unit 41582 and retrofits | 1129 | 1912 | Rate Constraint in lbs/MMBtu | FALSE | L | Annual | Allowances Withdrawn (1:1) | lbs | 0 | 0 | 0 | 0 | 0 | 0 | 0
NY New Units MER Rate Limit v3.1, Unit 41582 and retrofits | 1129 | 1912 | Rate Constraint in lbs/MMBtu | FALSE | L | Annual | Allowances Withdrawn (n:1) | lbs | 0 | 0 | 0 | 0 | 0 | 0 | 0
NY New Units MER Rate Limit v3.1, Unit 41582 and retrofits | 1129 | 1912 | Rate Constraint in lbs/MMBtu | FALSE | L | Annual | Net Emissions Allowance Position | lbs | 0 | 0 | 0 | 0 | 0 | 0 | 0
NY New Units MER Rate Limit v3.1, Unit 41582 and retrofits | 1129 | 1912 | Rate Constraint in lbs/MMBtu | FALSE | L | Annual | Fuel Consumed | TBtu | 0 | 0 | 0 | 0 | 0 | 0 | 0
NY New Units MER Rate Limit v3.1, Unit 41582 and retrofits | 1129 | 1912 | Rate Constraint in lbs/MMBtu | FALSE | L | Annual | Rate | lb/MMBtu | 0 | 0 | 0 | 0 | 0 | 0 | 0
NY New Units MER Rate Limit v3.1, Unit 41582 and retrofits | 1129 | 1912 | Rate Constraint in lbs/MMBtu | FALSE | L | Annual | Generation | TWh | 0 | 0 | 0 | 0 | 0 | 0 | 0
NY New Units MER Rate Limit v3.1, Unit 41582 and retrofits | 1129 | 1912 | Rate Constraint in lbs/MMBtu | FALSE | L | Annual | Qualifying Generation | TWh | 0 | 0 | 0 | 0 | 0 | 0 | 0
NY New Units MER Rate Limit v3.1, Unit 41582 and retrofits | 1129 | 1912 | Rate Constraint in lbs/MMBtu | FALSE | L | Annual | Rate | lb/MWh | 0 | 0 | 0 | 0 | 0 | 0 | 0
NY New Units MER Rate Limit v3.1, Unit 41582 and retrofits | 1129 | 1912 | Rate Constraint in lbs/MMBtu | FALSE | L | Annual | Constraint Shadow Price | US2011$/Lb | 0 | 0 | 2177754.8193 | 2375280.5181 | 3683411.9599 | 6961813.9646 | 2318405.6843
NY New Units MER Rate Limit v3.1, Unit 41589 and retrofits | 1130 | 1912 | Rate Constraint in lbs/MMBtu | FALSE | L | Annual | Seasons Included | Seasons | Winter, Summer | Winter, Summer | Winter, Summer | Winter, Summer | Winter, Summer | Winter, Summer | Winter, Summer
NY New Units MER Rate Limit v3.1, Unit 41589 and retrofits | 1130 | 1912 | Rate Constraint in lbs/MMBtu | FALSE | L | Annual | Standard | lb/MMBtu | 6e-07 | 6e-07 | 6e-07 | 6e-07 | 6e-07 | 6e-07 | 6e-07
NY New Units MER Rate Limit v3.1, Unit 41589 and retrofits | 1130 | 1912 | Rate Constraint in lbs/MMBtu | FALSE | L | Annual | Emissions at Affected Plants MER | lbs | 0 | 0 | 0 | 0 | 0 | 0 | 0
NY New Units MER Rate Limit v3.1, Unit 41589 and retrofits | 1130 | 1912 | Rate Constraint in lbs/MMBtu | FALSE | L | Annual | Allowances Purchased MER | lbs | 0 | 0 | 0 | 0 | 0 | 0 | 0
NY New Units MER Rate Limit v3.1, Unit 41589 and retrofits | 1130 | 1912 | Rate Constraint in lbs/MMBtu | FALSE | L | Annual | Allowances Sold MER | lbs | 0 | 0 | 0 | 0 | 0 | 0 | 0
NY New Units MER Rate Limit v3.1, Unit 41589 and retrofits | 1130 | 1912 | Rate Constraint in lbs/MMBtu | FALSE | L | Annual | Allowances Banked | lbs | 0 | 0 | 0 | 0 | 0 | 0 | 0
NY New Units MER Rate Limit v3.1, Unit 41589 and retrofits | 1130 | 1912 | Rate Constraint in lbs/MMBtu | FALSE | L | Annual | Allowances Withdrawn (1:1) | lbs | 0 | 0 | 0 | 0 | 0 | 0 | 0
NY New Units MER Rate Limit v3.1, Unit 41589 and retrofits | 1130 | 1912 | Rate Constraint in lbs/MMBtu | FALSE | L | Annual | Allowances Withdrawn (n:1) | lbs | 0 | 0 | 0 | 0 | 0 | 0 | 0
NY New Units MER Rate Limit v3.1, Unit 41589 and retrofits | 1130 | 1912 | Rate Constraint in lbs/MMBtu | FALSE | L | Annual | Net Emissions Allowance Position | lbs | 0 | 0 | 0 | 0 | 0 | 0 | 0
NY New Units MER Rate Limit v3.1, Unit 41589 and retrofits | 1130 | 1912 | Rate Constraint in lbs/MMBtu | FALSE | L | Annual | Fuel Consumed | TBtu | 0 | 0 | 0 | 0 | 0 | 0 | 0
NY New Units MER Rate Limit v3.1, Unit 41589 and retrofits | 1130 | 1912 | Rate Constraint in lbs/MMBtu | FALSE | L | Annual | Rate | lb/MMBtu | 0 | 0 | 0 | 0 | 0 | 0 | 0
NY New Units MER Rate Limit v3.1, Unit 41589 and retrofits | 1130 | 1912 | Rate Constraint in lbs/MMBtu | FALSE | L | Annual | Generation | TWh | 0 | 0 | 0 | 0 | 0 | 0 | 0
NY New Units MER Rate Limit v3.1, Unit 41589 and retrofits | 1130 | 1912 | Rate Constraint in lbs/MMBtu | FALSE | L | Annual | Qualifying Generation | TWh | 0 | 0 | 0 | 0 | 0 | 0 | 0
NY New Units MER Rate Limit v3.1, Unit 41589 and retrofits | 1130 | 1912 | Rate Constraint in lbs/MMBtu | FALSE | L | Annual | Rate | lb/MWh | 0 | 0 | 0 | 0 | 0 | 0 | 0
NY New Units MER Rate Limit v3.1, Unit 41589 and retrofits | 1130 | 1912 | Rate Constraint in lbs/MMBtu | FALSE | L | Annual | Constraint Shadow Price | US2011$/Lb | 0 | 0 | 2177754.2651 | 2375276.5265 | 3683411.9599 | 6961813.9646 | 2318404.4755
NY New Units MER Rate Limit v3.1, Unit 41591 and retrofits | 1131 | 1912 | Rate Constraint in lbs/MMBtu | FALSE | L | Annual | Seasons Included | Seasons | Winter, Summer | Winter, Summer | Winter, Summer | Winter, Summer | Winter, Summer | Winter, Summer | Winter, Summer
NY New Units MER Rate Limit v3.1, Unit 41591 and retrofits | 1131 | 1912 | Rate Constraint in lbs/MMBtu | FALSE | L | Annual | Standard | lb/MMBtu | 6e-07 | 6e-07 | 6e-07 | 6e-07 | 6e-07 | 6e-07 | 6e-07
NY New Units MER Rate Limit v3.1, Unit 41591 and retrofits | 1131 | 1912 | Rate Constraint in lbs/MMBtu | FALSE | L | Annual | Emissions at Affected Plants MER | lbs | 0 | 0 | 0 | 0 | 0 | 0 | 0
NY New Units MER Rate Limit v3.1, Unit 41591 and retrofits | 1131 | 1912 | Rate Constraint in lbs/MMBtu | FALSE | L | Annual | Allowances Purchased MER | lbs | 0 | 0 | 0 | 0 | 0 | 0 | 0
NY New Units MER Rate Limit v3.1, Unit 41591 and retrofits | 1131 | 1912 | Rate Constraint in lbs/MMBtu | FALSE | L | Annual | Allowances Sold MER | lbs | 0 | 0 | 0 | 0 | 0 | 0 | 0
NY New Units MER Rate Limit v3.1, Unit 41591 and retrofits | 1131 | 1912 | Rate Constraint in lbs/MMBtu | FALSE | L | Annual | Allowances Banked | lbs | 0 | 0 | 0 | 0 | 0 | 0 | 0
NY New Units MER Rate Limit v3.1, Unit 41591 and retrofits | 1131 | 1912 | Rate Constraint in lbs/MMBtu | FALSE | L | Annual | Allowances Withdrawn (1:1) | lbs | 0 | 0 | 0 | 0 | 0 | 0 | 0
NY New Units MER Rate Limit v3.1, Unit 41591 and retrofits | 1131 | 1912 | Rate Constraint in lbs/MMBtu | FALSE | L | Annual | Allowances Withdrawn (n:1) | lbs | 0 | 0 | 0 | 0 | 0 | 0 | 0
NY New Units MER Rate Limit v3.1, Unit 41591 and retrofits | 1131 | 1912 | Rate Constraint in lbs/MMBtu | FALSE | L | Annual | Net Emissions Allowance Position | lbs | 0 | 0 | 0 | 0 | 0 | 0 | 0
NY New Units MER Rate Limit v3.1, Unit 41591 and retrofits | 1131 | 1912 | Rate Constraint in lbs/MMBtu | FALSE | L | Annual | Fuel Consumed | TBtu | 0 | 0 | 0 | 0 | 0 | 0 | 0
NY New Units MER Rate Limit v3.1, Unit 41591 and retrofits | 1131 | 1912 | Rate Constraint in lbs/MMBtu | FALSE | L | Annual | Rate | lb/MMBtu | 0 | 0 | 0 | 0 | 0 | 0 | 0
NY New Units MER Rate Limit v3.1, Unit 41591 and retrofits | 1131 | 1912 | Rate Constraint in lbs/MMBtu | FALSE | L | Annual | Generation | TWh | 0 | 0 | 0 | 0 | 0 | 0 | 0
NY New Units MER Rate Limit v3.1, Unit 41591 and retrofits | 1131 | 1912 | Rate Constraint in lbs/MMBtu | FALSE | L | Annual | Qualifying Generation | TWh | 0 | 0 | 0 | 0 | 0 | 0 | 0
NY New Units MER Rate Limit v3.1, Unit 41591 and retrofits | 1131 | 1912 | Rate Constraint in lbs/MMBtu | FALSE | L | Annual | Rate | lb/MWh | 0 | 0 | 0 | 0 | 0 | 0 | 0
NY New Units MER Rate Limit v3.1, Unit 41591 and retrofits | 1131 | 1912 | Rate Constraint in lbs/MMBtu | FALSE | L | Annual | Constraint Shadow Price | US2011$/Lb | 0 | 0 | 1125883.4973 | 2312398.8662 | 42477516.1137 | 6961813.9646 | 2294078.6351
NY New Units MER Rate Limit v3.1, Unit 41641 and retrofits | 1132 | 1912 | Rate Constraint in lbs/MMBtu | FALSE | L | Annual | Seasons Included | Seasons | Winter, Summer | Winter, Summer | Winter, Summer | Winter, Summer | Winter, Summer | Winter, Summer | Winter, Summer
NY New Units MER Rate Limit v3.1, Unit 41641 and retrofits | 1132 | 1912 | Rate Constraint in lbs/MMBtu | FALSE | L | Annual | Standard | lb/MMBtu | 6e-07 | 6e-07 | 6e-07 | 6e-07 | 6e-07 | 6e-07 | 6e-07
NY New Units MER Rate Limit v3.1, Unit 41641 and retrofits | 1132 | 1912 | Rate Constraint in lbs/MMBtu | FALSE | L | Annual | Emissions at Affected Plants MER | lbs | 0 | 0 | 0 | 0 | 0 | 0 | 0
NY New Units MER Rate Limit v3.1, Unit 41641 and retrofits | 1132 | 1912 | Rate Constraint in lbs/MMBtu | FALSE | L | Annual | Allowances Purchased MER | lbs | 0 | 0 | 0 | 0 | 0 | 0 | 0
NY New Units MER Rate Limit v3.1, Unit 41641 and retrofits | 1132 | 1912 | Rate Constraint in lbs/MMBtu | FALSE | L | Annual | Allowances Sold MER | lbs | 0 | 0 | 0 | 0 | 0 | 0 | 0
NY New Units MER Rate Limit v3.1, Unit 41641 and retrofits | 1132 | 1912 | Rate Constraint in lbs/MMBtu | FALSE | L | Annual | Allowances Banked | lbs | 0 | 0 | 0 | 0 | 0 | 0 | 0
NY New Units MER Rate Limit v3.1, Unit 41641 and retrofits | 1132 | 1912 | Rate Constraint in lbs/MMBtu | FALSE | L | Annual | Allowances Withdrawn (1:1) | lbs | 0 | 0 | 0 | 0 | 0 | 0 | 0
NY New Units MER Rate Limit v3.1, Unit 41641 and retrofits | 1132 | 1912 | Rate Constraint in lbs/MMBtu | FALSE | L | Annual | Allowances Withdrawn (n:1) | lbs | 0 | 0 | 0 | 0 | 0 | 0 | 0
NY New Units MER Rate Limit v3.1, Unit 41641 and retrofits | 1132 | 1912 | Rate Constraint in lbs/MMBtu | FALSE | L | Annual | Net Emissions Allowance Position | lbs | 0 | 0 | 0 | 0 | 0 | 0 | 0
NY New Units MER Rate Limit v3.1, Unit 41641 and retrofits | 1132 | 1912 | Rate Constraint in lbs/MMBtu | FALSE | L | Annual | Fuel Consumed | TBtu | 0 | 0 | 0 | 0 | 0 | 0 | 0
NY New Units MER Rate Limit v3.1, Unit 41641 and retrofits | 1132 | 1912 | Rate Constraint in lbs/MMBtu | FALSE | L | Annual | Rate | lb/MMBtu | 0 | 0 | 0 | 0 | 0 | 0 | 0
NY New Units MER Rate Limit v3.1, Unit 41641 and retrofits | 1132 | 1912 | Rate Constraint in lbs/MMBtu | FALSE | L | Annual | Generation | TWh | 0 | 0 | 0 | 0 | 0 | 0 | 0
NY New Units MER Rate Limit v3.1, Unit 41641 and retrofits | 1132 | 1912 | Rate Constraint in lbs/MMBtu | FALSE | L | Annual | Qualifying Generation | TWh | 0 | 0 | 0 | 0 | 0 | 0 | 0
NY New Units MER Rate Limit v3.1, Unit 41641 and retrofits | 1132 | 1912 | Rate Constraint in lbs/MMBtu | FALSE | L | Annual | Rate | lb/MWh | 0 | 0 | 0 | 0 | 0 | 0 | 0
NY New Units MER Rate Limit v3.1, Unit 41641 and retrofits | 1132 | 1912 | Rate Constraint in lbs/MMBtu | FALSE | L | Annual | Constraint Shadow Price | US2011$/Lb | 0 | 0 | 1829064.5063 | 1653059.2481 | 576338.7407 | 315694.5203 | 60448.0468
NY New Units MER Rate Limit v3.1, Unit 41648 and retrofits | 1133 | 1912 | Rate Constraint in lbs/MMBtu | FALSE | L | Annual | Seasons Included | Seasons | Winter, Summer | Winter, Summer | Winter, Summer | Winter, Summer | Winter, Summer | Winter, Summer | Winter, Summer
NY New Units MER Rate Limit v3.1, Unit 41648 and retrofits | 1133 | 1912 | Rate Constraint in lbs/MMBtu | FALSE | L | Annual | Standard | lb/MMBtu | 6e-07 | 6e-07 | 6e-07 | 6e-07 | 6e-07 | 6e-07 | 6e-07
NY New Units MER Rate Limit v3.1, Unit 41648 and retrofits | 1133 | 1912 | Rate Constraint in lbs/MMBtu | FALSE | L | Annual | Emissions at Affected Plants MER | lbs | 0 | 0 | 0 | 0 | 0 | 0 | 0
NY New Units MER Rate Limit v3.1, Unit 41648 and retrofits | 1133 | 1912 | Rate Constraint in lbs/MMBtu | FALSE | L | Annual | Allowances Purchased MER | lbs | 0 | 0 | 0 | 0 | 0 | 0 | 0
NY New Units MER Rate Limit v3.1, Unit 41648 and retrofits | 1133 | 1912 | Rate Constraint in lbs/MMBtu | FALSE | L | Annual | Allowances Sold MER | lbs | 0 | 0 | 0 | 0 | 0 | 0 | 0
NY New Units MER Rate Limit v3.1, Unit 41648 and retrofits | 1133 | 1912 | Rate Constraint in lbs/MMBtu | FALSE | L | Annual | Allowances Banked | lbs | 0 | 0 | 0 | 0 | 0 | 0 | 0
NY New Units MER Rate Limit v3.1, Unit 41648 and retrofits | 1133 | 1912 | Rate Constraint in lbs/MMBtu | FALSE | L | Annual | Allowances Withdrawn (1:1) | lbs | 0 | 0 | 0 | 0 | 0 | 0 | 0
NY New Units MER Rate Limit v3.1, Unit 41648 and retrofits | 1133 | 1912 | Rate Constraint in lbs/MMBtu | FALSE | L | Annual | Allowances Withdrawn (n:1) | lbs | 0 | 0 | 0 | 0 | 0 | 0 | 0
NY New Units MER Rate Limit v3.1, Unit 41648 and retrofits | 1133 | 1912 | Rate Constraint in lbs/MMBtu | FALSE | L | Annual | Net Emissions Allowance Position | lbs | 0 | 0 | 0 | 0 | 0 | 0 | 0
NY New Units MER Rate Limit v3.1, Unit 41648 and retrofits | 1133 | 1912 | Rate Constraint in lbs/MMBtu | FALSE | L | Annual | Fuel Consumed | TBtu | 0 | 0 | 0 | 0 | 0 | 0 | 0
NY New Units MER Rate Limit v3.1, Unit 41648 and retrofits | 1133 | 1912 | Rate Constraint in lbs/MMBtu | FALSE | L | Annual | Rate | lb/MMBtu | 0 | 0 | 0 | 0 | 0 | 0 | 0
NY New Units MER Rate Limit v3.1, Unit 41648 and retrofits | 1133 | 1912 | Rate Constraint in lbs/MMBtu | FALSE | L | Annual | Generation | TWh | 0 | 0 | 0 | 0 | 0 | 0 | 0
NY New Units MER Rate Limit v3.1, Unit 41648 and retrofits | 1133 | 1912 | Rate Constraint in lbs/MMBtu | FALSE | L | Annual | Qualifying Generation | TWh | 0 | 0 | 0 | 0 | 0 | 0 | 0
NY New Units MER Rate Limit v3.1, Unit 41648 and retrofits | 1133 | 1912 | Rate Constraint in lbs/MMBtu | FALSE | L | Annual | Rate | lb/MWh | 0 | 0 | 0 | 0 | 0 | 0 | 0
NY New Units MER Rate Limit v3.1, Unit 41648 and retrofits | 1133 | 1912 | Rate Constraint in lbs/MMBtu | FALSE | L | Annual | Constraint Shadow Price | US2011$/Lb | 0 | 0 | 1829063.952 | 1653053.6796 | 446361.5243 | 315693.3348 | 60445.0101
NY New Units MER Rate Limit v3.1, Unit 41650 and retrofits | 1134 | 1912 | Rate Constraint in lbs/MMBtu | FALSE | L | Annual | Seasons Included | Seasons | Winter, Summer | Winter, Summer | Winter, Summer | Winter, Summer | Winter, Summer | Winter, Summer | Winter, Summer
NY New Units MER Rate Limit v3.1, Unit 41650 and retrofits | 1134 | 1912 | Rate Constraint in lbs/MMBtu | FALSE | L | Annual | Standard | lb/MMBtu | 6e-07 | 6e-07 | 6e-07 | 6e-07 | 6e-07 | 6e-07 | 6e-07
NY New Units MER Rate Limit v3.1, Unit 41650 and retrofits | 1134 | 1912 | Rate Constraint in lbs/MMBtu | FALSE | L | Annual | Emissions at Affected Plants MER | lbs | 0 | 0 | 0 | 0 | 0 | 0 | 0
NY New Units MER Rate Limit v3.1, Unit 41650 and retrofits | 1134 | 1912 | Rate Constraint in lbs/MMBtu | FALSE | L | Annual | Allowances Purchased MER | lbs | 0 | 0 | 0 | 0 | 0 | 0 | 0
NY New Units MER Rate Limit v3.1, Unit 41650 and retrofits | 1134 | 1912 | Rate Constraint in lbs/MMBtu | FALSE | L | Annual | Allowances Sold MER | lbs | 0 | 0 | 0 | 0 | 0 | 0 | 0
NY New Units MER Rate Limit v3.1, Unit 41650 and retrofits | 1134 | 1912 | Rate Constraint in lbs/MMBtu | FALSE | L | Annual | Allowances Banked | lbs | 0 | 0 | 0 | 0 | 0 | 0 | 0
NY New Units MER Rate Limit v3.1, Unit 41650 and retrofits | 1134 | 1912 | Rate Constraint in lbs/MMBtu | FALSE | L | Annual | Allowances Withdrawn (1:1) | lbs | 0 | 0 | 0 | 0 | 0 | 0 | 0
NY New Units MER Rate Limit v3.1, Unit 41650 and retrofits | 1134 | 1912 | Rate Constraint in lbs/MMBtu | FALSE | L | Annual | Allowances Withdrawn (n:1) | lbs | 0 | 0 | 0 | 0 | 0 | 0 | 0
NY New Units MER Rate Limit v3.1, Unit 41650 and retrofits | 1134 | 1912 | Rate Constraint in lbs/MMBtu | FALSE | L | Annual | Net Emissions Allowance Position | lbs | 0 | 0 | 0 | 0 | 0 | 0 | 0
NY New Units MER Rate Limit v3.1, Unit 41650 and retrofits | 1134 | 1912 | Rate Constraint in lbs/MMBtu | FALSE | L | Annual | Fuel Consumed | TBtu | 0 | 0 | 0 | 0 | 0 | 0 | 0
NY New Units MER Rate Limit v3.1, Unit 41650 and retrofits | 1134 | 1912 | Rate Constraint in lbs/MMBtu | FALSE | L | Annual | Rate | lb/MMBtu | 0 | 0 | 0 | 0 | 0 | 0 | 0
NY New Units MER Rate Limit v3.1, Unit 41650 and retrofits | 1134 | 1912 | Rate Constraint in lbs/MMBtu | FALSE | L | Annual | Generation | TWh | 0 | 0 | 0 | 0 | 0 | 0 | 0
NY New Units MER Rate Limit v3.1, Unit 41650 and retrofits | 1134 | 1912 | Rate Constraint in lbs/MMBtu | FALSE | L | Annual | Qualifying Generation | TWh | 0 | 0 | 0 | 0 | 0 | 0 | 0
NY New Units MER Rate Limit v3.1, Unit 41650 and retrofits | 1134 | 1912 | Rate Constraint in lbs/MMBtu | FALSE | L | Annual | Rate | lb/MWh | 0 | 0 | 0 | 0 | 0 | 0 | 0
NY New Units MER Rate Limit v3.1, Unit 41650 and retrofits | 1134 | 1912 | Rate Constraint in lbs/MMBtu | FALSE | L | Annual | Constraint Shadow Price | US2011$/Lb | 0 | 0 | 1804809.156 | 1564090.637 | 551376.4936 | 278635.4492 | 0
NY New Units MER Rate Limit v3.1, Unit 41814 and retrofits | 1135 | 1912 | Rate Constraint in lbs/MMBtu | FALSE | L | Annual | Seasons Included | Seasons | Winter, Summer | Winter, Summer | Winter, Summer | Winter, Summer | Winter, Summer | Winter, Summer | Winter, Summer
NY New Units MER Rate Limit v3.1, Unit 41814 and retrofits | 1135 | 1912 | Rate Constraint in lbs/MMBtu | FALSE | L | Annual | Standard | lb/MMBtu | 6e-07 | 6e-07 | 6e-07 | 6e-07 | 6e-07 | 6e-07 | 6e-07
NY New Units MER Rate Limit v3.1, Unit 41814 and retrofits | 1135 | 1912 | Rate Constraint in lbs/MMBtu | FALSE | L | Annual | Emissions at Affected Plants MER | lbs | 0 | 0 | 0 | 0 | 0 | 0 | 0
NY New Units MER Rate Limit v3.1, Unit 41814 and retrofits | 1135 | 1912 | Rate Constraint in lbs/MMBtu | FALSE | L | Annual | Allowances Purchased MER | lbs | 0 | 0 | 0 | 0 | 0 | 0 | 0
NY New Units MER Rate Limit v3.1, Unit 41814 and retrofits | 1135 | 1912 | Rate Constraint in lbs/MMBtu | FALSE | L | Annual | Allowances Sold MER | lbs | 0 | 0 | 0 | 0 | 0 | 0 | 0
NY New Units MER Rate Limit v3.1, Unit 41814 and retrofits | 1135 | 1912 | Rate Constraint in lbs/MMBtu | FALSE | L | Annual | Allowances Banked | lbs | 0 | 0 | 0 | 0 | 0 | 0 | 0
NY New Units MER Rate Limit v3.1, Unit 41814 and retrofits | 1135 | 1912 | Rate Constraint in lbs/MMBtu | FALSE | L | Annual | Allowances Withdrawn (1:1) | lbs | 0 | 0 | 0 | 0 | 0 | 0 | 0
NY New Units MER Rate Limit v3.1, Unit 41814 and retrofits | 1135 | 1912 | Rate Constraint in lbs/MMBtu | FALSE | L | Annual | Allowances Withdrawn (n:1) | lbs | 0 | 0 | 0 | 0 | 0 | 0 | 0
NY New Units MER Rate Limit v3.1, Unit 41814 and retrofits | 1135 | 1912 | Rate Constraint in lbs/MMBtu | FALSE | L | Annual | Net Emissions Allowance Position | lbs | 0 | 0 | 0 | 0 | 0 | 0 | 0
NY New Units MER Rate Limit v3.1, Unit 41814 and retrofits | 1135 | 1912 | Rate Constraint in lbs/MMBtu | FALSE | L | Annual | Fuel Consumed | TBtu | 0 | 0 | 0 | 0 | 0 | 0 | 0
NY New Units MER Rate Limit v3.1, Unit 41814 and retrofits | 1135 | 1912 | Rate Constraint in lbs/MMBtu | FALSE | L | Annual | Rate | lb/MMBtu | 0 | 0 | 0 | 0 | 0 | 0 | 0
NY New Units MER Rate Limit v3.1, Unit 41814 and retrofits | 1135 | 1912 | Rate Constraint in lbs/MMBtu | FALSE | L | Annual | Generation | TWh | 0 | 0 | 0 | 0 | 0 | 0 | 0
NY New Units MER Rate Limit v3.1, Unit 41814 and retrofits | 1135 | 1912 | Rate Constraint in lbs/MMBtu | FALSE | L | Annual | Qualifying Generation | TWh | 0 | 0 | 0 | 0 | 0 | 0 | 0
NY New Units MER Rate Limit v3.1, Unit 41814 and retrofits | 1135 | 1912 | Rate Constraint in lbs/MMBtu | FALSE | L | Annual | Rate | lb/MWh | 0 | 0 | 0 | 0 | 0 | 0 | 0
NY New Units MER Rate Limit v3.1, Unit 41814 and retrofits | 1135 | 1912 | Rate Constraint in lbs/MMBtu | FALSE | L | Annual | Constraint Shadow Price | US2011$/Lb | 0 | 0 | 922810.0255 | 1192840.0917 | 1238019.4113 | 1252632.093 | 37949661.8665
NY New Units MER Rate Limit v3.1, Unit 41821 and retrofits | 1136 | 1912 | Rate Constraint in lbs/MMBtu | FALSE | L | Annual | Seasons Included | Seasons | Winter, Summer | Winter, Summer | Winter, Summer | Winter, Summer | Winter, Summer | Winter, Summer | Winter, Summer
NY New Units MER Rate Limit v3.1, Unit 41821 and retrofits | 1136 | 1912 | Rate Constraint in lbs/MMBtu | FALSE | L | Annual | Standard | lb/MMBtu | 6e-07 | 6e-07 | 6e-07 | 6e-07 | 6e-07 | 6e-07 | 6e-07
NY New Units MER Rate Limit v3.1, Unit 41821 and retrofits | 1136 | 1912 | Rate Constraint in lbs/MMBtu | FALSE | L | Annual | Emissions at Affected Plants MER | lbs | 0 | 0 | 0 | 0 | 0 | 0 | 0
NY New Units MER Rate Limit v3.1, Unit 41821 and retrofits | 1136 | 1912 | Rate Constraint in lbs/MMBtu | FALSE | L | Annual | Allowances Purchased MER | lbs | 0 | 0 | 0 | 0 | 0 | 0 | 0
NY New Units MER Rate Limit v3.1, Unit 41821 and retrofits | 1136 | 1912 | Rate Constraint in lbs/MMBtu | FALSE | L | Annual | Allowances Sold MER | lbs | 0 | 0 | 0 | 0 | 0 | 0 | 0
NY New Units MER Rate Limit v3.1, Unit 41821 and retrofits | 1136 | 1912 | Rate Constraint in lbs/MMBtu | FALSE | L | Annual | Allowances Banked | lbs | 0 | 0 | 0 | 0 | 0 | 0 | 0
NY New Units MER Rate Limit v3.1, Unit 41821 and retrofits | 1136 | 1912 | Rate Constraint in lbs/MMBtu | FALSE | L | Annual | Allowances Withdrawn (1:1) | lbs | 0 | 0 | 0 | 0 | 0 | 0 | 0
NY New Units MER Rate Limit v3.1, Unit 41821 and retrofits | 1136 | 1912 | Rate Constraint in lbs/MMBtu | FALSE | L | Annual | Allowances Withdrawn (n:1) | lbs | 0 | 0 | 0 | 0 | 0 | 0 | 0
NY New Units MER Rate Limit v3.1, Unit 41821 and retrofits | 1136 | 1912 | Rate Constraint in lbs/MMBtu | FALSE | L | Annual | Net Emissions Allowance Position | lbs | 0 | 0 | 0 | 0 | 0 | 0 | 0
NY New Units MER Rate Limit v3.1, Unit 41821 and retrofits | 1136 | 1912 | Rate Constraint in lbs/MMBtu | FALSE | L | Annual | Fuel Consumed | TBtu | 0 | 0 | 0 | 0 | 0 | 0 | 0
NY New Units MER Rate Limit v3.1, Unit 41821 and retrofits | 1136 | 1912 | Rate Constraint in lbs/MMBtu | FALSE | L | Annual | Rate | lb/MMBtu | 0 | 0 | 0 | 0 | 0 | 0 | 0
NY New Units MER Rate Limit v3.1, Unit 41821 and retrofits | 1136 | 1912 | Rate Constraint in lbs/MMBtu | FALSE | L | Annual | Generation | TWh | 0 | 0 | 0 | 0 | 0 | 0 | 0
NY New Units MER Rate Limit v3.1, Unit 41821 and retrofits | 1136 | 1912 | Rate Constraint in lbs/MMBtu | FALSE | L | Annual | Qualifying Generation | TWh | 0 | 0 | 0 | 0 | 0 | 0 | 0
NY New Units MER Rate Limit v3.1, Unit 41821 and retrofits | 1136 | 1912 | Rate Constraint in lbs/MMBtu | FALSE | L | Annual | Rate | lb/MWh | 0 | 0 | 0 | 0 | 0 | 0 | 0
NY New Units MER Rate Limit v3.1, Unit 41821 and retrofits | 1136 | 1912 | Rate Constraint in lbs/MMBtu | FALSE | L | Annual | Constraint Shadow Price | US2011$/Lb | 0 | 0 | 1178104.239 | 1307741.8417 | 1238018.4019 | 1252630.9544 | 34317346.8257
NY New Units MER Rate Limit v3.1, Unit 41823 and retrofits | 1137 | 1912 | Rate Constraint in lbs/MMBtu | FALSE | L | Annual | Seasons Included | Seasons | Winter, Summer | Winter, Summer | Winter, Summer | Winter, Summer | Winter, Summer | Winter, Summer | Winter, Summer
NY New Units MER Rate Limit v3.1, Unit 41823 and retrofits | 1137 | 1912 | Rate Constraint in lbs/MMBtu | FALSE | L | Annual | Standard | lb/MMBtu | 6e-07 | 6e-07 | 6e-07 | 6e-07 | 6e-07 | 6e-07 | 6e-07
NY New Units MER Rate Limit v3.1, Unit 41823 and retrofits | 1137 | 1912 | Rate Constraint in lbs/MMBtu | FALSE | L | Annual | Emissions at Affected Plants MER | lbs | 0 | 0 | 0 | 0 | 0 | 0 | 0
NY New Units MER Rate Limit v3.1, Unit 41823 and retrofits | 1137 | 1912 | Rate Constraint in lbs/MMBtu | FALSE | L | Annual | Allowances Purchased MER | lbs | 0 | 0 | 0 | 0 | 0 | 0 | 0
NY New Units MER Rate Limit v3.1, Unit 41823 and retrofits | 1137 | 1912 | Rate Constraint in lbs/MMBtu | FALSE | L | Annual | Allowances Sold MER | lbs | 0 | 0 | 0 | 0 | 0 | 0 | 0
NY New Units MER Rate Limit v3.1, Unit 41823 and retrofits | 1137 | 1912 | Rate Constraint in lbs/MMBtu | FALSE | L | Annual | Allowances Banked | lbs | 0 | 0 | 0 | 0 | 0 | 0 | 0
NY New Units MER Rate Limit v3.1, Unit 41823 and retrofits | 1137 | 1912 | Rate Constraint in lbs/MMBtu | FALSE | L | Annual | Allowances Withdrawn (1:1) | lbs | 0 | 0 | 0 | 0 | 0 | 0 | 0
NY New Units MER Rate Limit v3.1, Unit 41823 and retrofits | 1137 | 1912 | Rate Constraint in lbs/MMBtu | FALSE | L | Annual | Allowances Withdrawn (n:1) | lbs | 0 | 0 | 0 | 0 | 0 | 0 | 0
NY New Units MER Rate Limit v3.1, Unit 41823 and retrofits | 1137 | 1912 | Rate Constraint in lbs/MMBtu | FALSE | L | Annual | Net Emissions Allowance Position | lbs | 0 | 0 | 0 | 0 | 0 | 0 | 0
NY New Units MER Rate Limit v3.1, Unit 41823 and retrofits | 1137 | 1912 | Rate Constraint in lbs/MMBtu | FALSE | L | Annual | Fuel Consumed | TBtu | 0 | 0 | 0 | 0 | 0 | 0 | 0
NY New Units MER Rate Limit v3.1, Unit 41823 and retrofits | 1137 | 1912 | Rate Constraint in lbs/MMBtu | FALSE | L | Annual | Rate | lb/MMBtu | 0 | 0 | 0 | 0 | 0 | 0 | 0
NY New Units MER Rate Limit v3.1, Unit 41823 and retrofits | 1137 | 1912 | Rate Constraint in lbs/MMBtu | FALSE | L | Annual | Generation | TWh | 0 | 0 | 0 | 0 | 0 | 0 | 0
NY New Units MER Rate Limit v3.1, Unit 41823 and retrofits | 1137 | 1912 | Rate Constraint in lbs/MMBtu | FALSE | L | Annual | Qualifying Generation | TWh | 0 | 0 | 0 | 0 | 0 | 0 | 0
NY New Units MER Rate Limit v3.1, Unit 41823 and retrofits | 1137 | 1912 | Rate Constraint in lbs/MMBtu | FALSE | L | Annual | Rate | lb/MWh | 0 | 0 | 0 | 0 | 0 | 0 | 0
NY New Units MER Rate Limit v3.1, Unit 41823 and retrofits | 1137 | 1912 | Rate Constraint in lbs/MMBtu | FALSE | L | Annual | Constraint Shadow Price | US2011$/Lb | 0 | 0 | 1105434.3875 | 1140311.0957 | 1155039.4949 | 1237774.4188 | 41880991.9417
NY New Units MER Rate Limit v3.1, Unit 41870 and retrofits | 1138 | 1912 | Rate Constraint in lbs/MMBtu | FALSE | L | Annual | Seasons Included | Seasons | Winter, Summer | Winter, Summer | Winter, Summer | Winter, Summer | Winter, Summer | Winter, Summer | Winter, Summer
NY New Units MER Rate Limit v3.1, Unit 41870 and retrofits | 1138 | 1912 | Rate Constraint in lbs/MMBtu | FALSE | L | Annual | Standard | lb/MMBtu | 6e-07 | 6e-07 | 6e-07 | 6e-07 | 6e-07 | 6e-07 | 6e-07
NY New Units MER Rate Limit v3.1, Unit 41870 and retrofits | 1138 | 1912 | Rate Constraint in lbs/MMBtu | FALSE | L | Annual | Emissions at Affected Plants MER | lbs | 0 | 0 | 0 | 0 | 0 | 0 | 0
NY New Units MER Rate Limit v3.1, Unit 41870 and retrofits | 1138 | 1912 | Rate Constraint in lbs/MMBtu | FALSE | L | Annual | Allowances Purchased MER | lbs | 0 | 0 | 0 | 0 | 0 | 0 | 0
NY New Units MER Rate Limit v3.1, Unit 41870 and retrofits | 1138 | 1912 | Rate Constraint in lbs/MMBtu | FALSE | L | Annual | Allowances Sold MER | lbs | 0 | 0 | 0 | 0 | 0 | 0 | 0
NY New Units MER Rate Limit v3.1, Unit 41870 and retrofits | 1138 | 1912 | Rate Constraint in lbs/MMBtu | FALSE | L | Annual | Allowances Banked | lbs | 0 | 0 | 0 | 0 | 0 | 0 | 0
NY New Units MER Rate Limit v3.1, Unit 41870 and retrofits | 1138 | 1912 | Rate Constraint in lbs/MMBtu | FALSE | L | Annual | Allowances Withdrawn (1:1) | lbs | 0 | 0 | 0 | 0 | 0 | 0 | 0
NY New Units MER Rate Limit v3.1, Unit 41870 and retrofits | 1138 | 1912 | Rate Constraint in lbs/MMBtu | FALSE | L | Annual | Allowances Withdrawn (n:1) | lbs | 0 | 0 | 0 | 0 | 0 | 0 | 0
NY New Units MER Rate Limit v3.1, Unit 41870 and retrofits | 1138 | 1912 | Rate Constraint in lbs/MMBtu | FALSE | L | Annual | Net Emissions Allowance Position | lbs | 0 | 0 | 0 | 0 | 0 | 0 | 0
NY New Units MER Rate Limit v3.1, Unit 41870 and retrofits | 1138 | 1912 | Rate Constraint in lbs/MMBtu | FALSE | L | Annual | Fuel Consumed | TBtu | 0 | 0 | 0 | 0 | 0 | 0 | 0
NY New Units MER Rate Limit v3.1, Unit 41870 and retrofits | 1138 | 1912 | Rate Constraint in lbs/MMBtu | FALSE | L | Annual | Rate | lb/MMBtu | 0 | 0 | 0 | 0 | 0 | 0 | 0
NY New Units MER Rate Limit v3.1, Unit 41870 and retrofits | 1138 | 1912 | Rate Constraint in lbs/MMBtu | FALSE | L | Annual | Generation | TWh | 0 | 0 | 0 | 0 | 0 | 0 | 0
NY New Units MER Rate Limit v3.1, Unit 41870 and retrofits | 1138 | 1912 | Rate Constraint in lbs/MMBtu | FALSE | L | Annual | Qualifying Generation | TWh | 0 | 0 | 0 | 0 | 0 | 0 | 0
NY New Units MER Rate Limit v3.1, Unit 41870 and retrofits | 1138 | 1912 | Rate Constraint in lbs/MMBtu | FALSE | L | Annual | Rate | lb/MWh | 0 | 0 | 0 | 0 | 0 | 0 | 0
NY New Units MER Rate Limit v3.1, Unit 41870 and retrofits | 1138 | 1912 | Rate Constraint in lbs/MMBtu | FALSE | L | Annual | Constraint Shadow Price | US2011$/Lb | 0 | 0 | 2174894.1503 | 2372347.6146 | 27063336.9229 | 6145852.7821 | 38835273.207
NY New Units MER Rate Limit v3.1, Unit 41877 and retrofits | 1139 | 1912 | Rate Constraint in lbs/MMBtu | FALSE | L | Annual | Seasons Included | Seasons | Winter, Summer | Winter, Summer | Winter, Summer | Winter, Summer | Winter, Summer | Winter, Summer | Winter, Summer
NY New Units MER Rate Limit v3.1, Unit 41877 and retrofits | 1139 | 1912 | Rate Constraint in lbs/MMBtu | FALSE | L | Annual | Standard | lb/MMBtu | 6e-07 | 6e-07 | 6e-07 | 6e-07 | 6e-07 | 6e-07 | 6e-07
NY New Units MER Rate Limit v3.1, Unit 41877 and retrofits | 1139 | 1912 | Rate Constraint in lbs/MMBtu | FALSE | L | Annual | Emissions at Affected Plants MER | lbs | 0 | 0 | 0 | 0 | 0 | 0 | 0
NY New Units MER Rate Limit v3.1, Unit 41877 and retrofits | 1139 | 1912 | Rate Constraint in lbs/MMBtu | FALSE | L | Annual | Allowances Purchased MER | lbs | 0 | 0 | 0 | 0 | 0 | 0 | 0
NY New Units MER Rate Limit v3.1, Unit 41877 and retrofits | 1139 | 1912 | Rate Constraint in lbs/MMBtu | FALSE | L | Annual | Allowances Sold MER | lbs | 0 | 0 | 0 | 0 | 0 | 0 | 0
NY New Units MER Rate Limit v3.1, Unit 41877 and retrofits | 1139 | 1912 | Rate Constraint in lbs/MMBtu | FALSE | L | Annual | Allowances Banked | lbs | 0 | 0 | 0 | 0 | 0 | 0 | 0
NY New Units MER Rate Limit v3.1, Unit 41877 and retrofits | 1139 | 1912 | Rate Constraint in lbs/MMBtu | FALSE | L | Annual | Allowances Withdrawn (1:1) | lbs | 0 | 0 | 0 | 0 | 0 | 0 | 0
NY New Units MER Rate Limit v3.1, Unit 41877 and retrofits | 1139 | 1912 | Rate Constraint in lbs/MMBtu | FALSE | L | Annual | Allowances Withdrawn (n:1) | lbs | 0 | 0 | 0 | 0 | 0 | 0 | 0
NY New Units MER Rate Limit v3.1, Unit 41877 and retrofits | 1139 | 1912 | Rate Constraint in lbs/MMBtu | FALSE | L | Annual | Net Emissions Allowance Position | lbs | 0 | 0 | 0 | 0 | 0 | 0 | 0
NY New Units MER Rate Limit v3.1, Unit 41877 and retrofits | 1139 | 1912 | Rate Constraint in lbs/MMBtu | FALSE | L | Annual | Fuel Consumed | TBtu | 0 | 0 | 0 | 0 | 0 | 0 | 0
NY New Units MER Rate Limit v3.1, Unit 41877 and retrofits | 1139 | 1912 | Rate Constraint in lbs/MMBtu | FALSE | L | Annual | Rate | lb/MMBtu | 0 | 0 | 0 | 0 | 0 | 0 | 0
NY New Units MER Rate Limit v3.1, Unit 41877 and retrofits | 1139 | 1912 | Rate Constraint in lbs/MMBtu | FALSE | L | Annual | Generation | TWh | 0 | 0 | 0 | 0 | 0 | 0 | 0
NY New Units MER Rate Limit v3.1, Unit 41877 and retrofits | 1139 | 1912 | Rate Constraint in lbs/MMBtu | FALSE | L | Annual | Qualifying Generation | TWh | 0 | 0 | 0 | 0 | 0 | 0 | 0
NY New Units MER Rate Limit v3.1, Unit 41877 and retrofits | 1139 | 1912 | Rate Constraint in lbs/MMBtu | FALSE | L | Annual | Rate | lb/MWh | 0 | 0 | 0 | 0 | 0 | 0 | 0
NY New Units MER Rate Limit v3.1, Unit 41877 and retrofits | 1139 | 1912 | Rate Constraint in lbs/MMBtu | FALSE | L | Annual | Constraint Shadow Price | US2011$/Lb | 0 | 0 | 2174893.5961 | 2372343.623 | 27063336.9229 | 6145852.7821 | 14713322.5298
NY New Units MER Rate Limit v3.1, Unit 41879 and retrofits | 1140 | 1912 | Rate Constraint in lbs/MMBtu | FALSE | L | Annual | Seasons Included | Seasons | Winter, Summer | Winter, Summer | Winter, Summer | Winter, Summer | Winter, Summer | Winter, Summer | Winter, Summer
NY New Units MER Rate Limit v3.1, Unit 41879 and retrofits | 1140 | 1912 | Rate Constraint in lbs/MMBtu | FALSE | L | Annual | Standard | lb/MMBtu | 6e-07 | 6e-07 | 6e-07 | 6e-07 | 6e-07 | 6e-07 | 6e-07
NY New Units MER Rate Limit v3.1, Unit 41879 and retrofits | 1140 | 1912 | Rate Constraint in lbs/MMBtu | FALSE | L | Annual | Emissions at Affected Plants MER | lbs | 0 | 0 | 0 | 0 | 0 | 0 | 0
NY New Units MER Rate Limit v3.1, Unit 41879 and retrofits | 1140 | 1912 | Rate Constraint in lbs/MMBtu | FALSE | L | Annual | Allowances Purchased MER | lbs | 0 | 0 | 0 | 0 | 0 | 0 | 0
NY New Units MER Rate Limit v3.1, Unit 41879 and retrofits | 1140 | 1912 | Rate Constraint in lbs/MMBtu | FALSE | L | Annual | Allowances Sold MER | lbs | 0 | 0 | 0 | 0 | 0 | 0 | 0
NY New Units MER Rate Limit v3.1, Unit 41879 and retrofits | 1140 | 1912 | Rate Constraint in lbs/MMBtu | FALSE | L | Annual | Allowances Banked | lbs | 0 | 0 | 0 | 0 | 0 | 0 | 0
NY New Units MER Rate Limit v3.1, Unit 41879 and retrofits | 1140 | 1912 | Rate Constraint in lbs/MMBtu | FALSE | L | Annual | Allowances Withdrawn (1:1) | lbs | 0 | 0 | 0 | 0 | 0 | 0 | 0
NY New Units MER Rate Limit v3.1, Unit 41879 and retrofits | 1140 | 1912 | Rate Constraint in lbs/MMBtu | FALSE | L | Annual | Allowances Withdrawn (n:1) | lbs | 0 | 0 | 0 | 0 | 0 | 0 | 0
NY New Units MER Rate Limit v3.1, Unit 41879 and retrofits | 1140 | 1912 | Rate Constraint in lbs/MMBtu | FALSE | L | Annual | Net Emissions Allowance Position | lbs | 0 | 0 | 0 | 0 | 0 | 0 | 0
NY New Units MER Rate Limit v3.1, Unit 41879 and retrofits | 1140 | 1912 | Rate Constraint in lbs/MMBtu | FALSE | L | Annual | Fuel Consumed | TBtu | 0 | 0 | 0 | 0 | 0 | 0 | 0
NY New Units MER Rate Limit v3.1, Unit 41879 and retrofits | 1140 | 1912 | Rate Constraint in lbs/MMBtu | FALSE | L | Annual | Rate | lb/MMBtu | 0 | 0 | 0 | 0 | 0 | 0 | 0
NY New Units MER Rate Limit v3.1, Unit 41879 and retrofits | 1140 | 1912 | Rate Constraint in lbs/MMBtu | FALSE | L | Annual | Generation | TWh | 0 | 0 | 0 | 0 | 0 | 0 | 0
NY New Units MER Rate Limit v3.1, Unit 41879 and retrofits | 1140 | 1912 | Rate Constraint in lbs/MMBtu | FALSE | L | Annual | Qualifying Generation | TWh | 0 | 0 | 0 | 0 | 0 | 0 | 0
NY New Units MER Rate Limit v3.1, Unit 41879 and retrofits | 1140 | 1912 | Rate Constraint in lbs/MMBtu | FALSE | L | Annual | Rate | lb/MWh | 0 | 0 | 0 | 0 | 0 | 0 | 0
NY New Units MER Rate Limit v3.1, Unit 41879 and retrofits | 1140 | 1912 | Rate Constraint in lbs/MMBtu | FALSE | L | Annual | Constraint Shadow Price | US2011$/Lb | 0 | 0 | 2151491.656 | 25823238.9393 | 27063336.9229 | 6145852.7821 | 225203.9163
OR Utility Hg Rule - MER Removal Annual v3.1 | 1141 | 1512 | MACT Fuel Choice Floor in lbs/MMBtu | FALSE | L | Annual | Seasons Included | Seasons | Winter, Summer | Winter, Summer | Winter, Summer | Winter, Summer | Winter, Summer | Winter, Summer | Winter, Summer
OR Utility Hg Rule - MER Removal Annual v3.1 | 1141 | 1512 | MACT Fuel Choice Floor in lbs/MMBtu | FALSE | L | Annual | Emission Floor | lbs/MMBtu | 6e-07 | 6e-07 | 6e-07 | 6e-07 | 6e-07 | 6e-07 | 6e-07
OR Utility Hg Rule - MER Removal Annual v3.1 | 1141 | 1512 | MACT Fuel Choice Floor in lbs/MMBtu | FALSE | L | Annual | Emissions at Affected Plants MER | lbs | 0 | 0 | 0 | 0 | 0 | 0 | 0
OR Utility Hg Rule - MER Removal Annual v3.1 | 1141 | 1512 | MACT Fuel Choice Floor in lbs/MMBtu | FALSE | L | Annual | Allowances Purchased MER | lbs | 0 | 0 | 0 | 0 | 0 | 0 | 0
OR Utility Hg Rule - MER Removal Annual v3.1 | 1141 | 1512 | MACT Fuel Choice Floor in lbs/MMBtu | FALSE | L | Annual | Allowances Sold MER | lbs | 0 | 0 | 0 | 0 | 0 | 0 | 0
OR Utility Hg Rule - MER Removal Annual v3.1 | 1141 | 1512 | MACT Fuel Choice Floor in lbs/MMBtu | FALSE | L | Annual | Allowances Banked | lbs | 0 | 0 | 0 | 0 | 0 | 0 | 0
OR Utility Hg Rule - MER Removal Annual v3.1 | 1141 | 1512 | MACT Fuel Choice Floor in lbs/MMBtu | FALSE | L | Annual | Allowances Withdrawn (1:1) | lbs | 0 | 0 | 0 | 0 | 0 | 0 | 0
OR Utility Hg Rule - MER Removal Annual v3.1 | 1141 | 1512 | MACT Fuel Choice Floor in lbs/MMBtu | FALSE | L | Annual | Allowances Withdrawn (n:1) | lbs | 0 | 0 | 0 | 0 | 0 | 0 | 0
OR Utility Hg Rule - MER Removal Annual v3.1 | 1141 | 1512 | MACT Fuel Choice Floor in lbs/MMBtu | FALSE | L | Annual | Net Emissions Allowance Position | lbs | 0 | 0 | 0 | 0 | 0 | 0 | 0
OR Utility Hg Rule - MER Removal Annual v3.1 | 1141 | 1512 | MACT Fuel Choice Floor in lbs/MMBtu | FALSE | L | Annual | Fuel Consumed | TBtu | 0 | 0 | 0 | 0 | 0 | 0 | 0
OR Utility Hg Rule - MER Removal Annual v3.1 | 1141 | 1512 | MACT Fuel Choice Floor in lbs/MMBtu | FALSE | L | Annual | Rate | lb/MMBtu | 0 | 0 | 0 | 0 | 0 | 0 | 0
OR Utility Hg Rule - MER Removal Annual v3.1 | 1141 | 1512 | MACT Fuel Choice Floor in lbs/MMBtu | FALSE | L | Annual | Generation | TWh | 0 | 0 | 0 | 0 | 0 | 0 | 0
OR Utility Hg Rule - MER Removal Annual v3.1 | 1141 | 1512 | MACT Fuel Choice Floor in lbs/MMBtu | FALSE | L | Annual | Qualifying Generation | TWh | 0 | 0 | 0 | 0 | 0 | 0 | 0
OR Utility Hg Rule - MER Removal Annual v3.1 | 1141 | 1512 | MACT Fuel Choice Floor in lbs/MMBtu | FALSE | L | Annual | Constraint Shadow Price | US2011$/Lb | 0 | 0 | 0 | 0 | 0 | 0 | 0
OR Utility Hg Rule - MER Removal New Units v3.1 | 1142 | 1514 | Rate Constraint in lbs/MMBtu | FALSE | L | Annual | Seasons Included | Seasons | Winter, Summer | Winter, Summer | Winter, Summer | Winter, Summer | Winter, Summer | Winter, Summer | Winter, Summer
OR Utility Hg Rule - MER Removal New Units v3.1 | 1142 | 1514 | Rate Constraint in lbs/MMBtu | FALSE | L | Annual | Standard | lb/MMBtu | 6e-07 | 6e-07 | 6e-07 | 6e-07 | 6e-07 | 6e-07 | 6e-07
OR Utility Hg Rule - MER Removal New Units v3.1 | 1142 | 1514 | Rate Constraint in lbs/MMBtu | FALSE | L | Annual | Emissions at Affected Plants MER | lbs | 0 | 0 | 0 | 0 | 0 | 0 | 0
OR Utility Hg Rule - MER Removal New Units v3.1 | 1142 | 1514 | Rate Constraint in lbs/MMBtu | FALSE | L | Annual | Allowances Purchased MER | lbs | 0 | 0 | 0 | 0 | 0 | 0 | 0
OR Utility Hg Rule - MER Removal New Units v3.1 | 1142 | 1514 | Rate Constraint in lbs/MMBtu | FALSE | L | Annual | Allowances Sold MER | lbs | 0 | 0 | 0 | 0 | 0 | 0 | 0
OR Utility Hg Rule - MER Removal New Units v3.1 | 1142 | 1514 | Rate Constraint in lbs/MMBtu | FALSE | L | Annual | Allowances Banked | lbs | 0 | 0 | 0 | 0 | 0 | 0 | 0
OR Utility Hg Rule - MER Removal New Units v3.1 | 1142 | 1514 | Rate Constraint in lbs/MMBtu | FALSE | L | Annual | Allowances Withdrawn (1:1) | lbs | 0 | 0 | 0 | 0 | 0 | 0 | 0
OR Utility Hg Rule - MER Removal New Units v3.1 | 1142 | 1514 | Rate Constraint in lbs/MMBtu | FALSE | L | Annual | Allowances Withdrawn (n:1) | lbs | 0 | 0 | 0 | 0 | 0 | 0 | 0
OR Utility Hg Rule - MER Removal New Units v3.1 | 1142 | 1514 | Rate Constraint in lbs/MMBtu | FALSE | L | Annual | Net Emissions Allowance Position | lbs | 0 | 0 | 0 | 0 | 0 | 0 | 0
OR Utility Hg Rule - MER Removal New Units v3.1 | 1142 | 1514 | Rate Constraint in lbs/MMBtu | FALSE | L | Annual | Fuel Consumed | TBtu | 0 | 0 | 0 | 0 | 0 | 0 | 0
OR Utility Hg Rule - MER Removal New Units v3.1 | 1142 | 1514 | Rate Constraint in lbs/MMBtu | FALSE | L | Annual | Rate | lb/MMBtu | 0 | 0 | 0 | 0 | 0 | 0 | 0
OR Utility Hg Rule - MER Removal New Units v3.1 | 1142 | 1514 | Rate Constraint in lbs/MMBtu | FALSE | L | Annual | Generation | TWh | 0 | 0 | 0 | 0 | 0 | 0 | 0
OR Utility Hg Rule - MER Removal New Units v3.1 | 1142 | 1514 | Rate Constraint in lbs/MMBtu | FALSE | L | Annual | Qualifying Generation | TWh | 0 | 0 | 0 | 0 | 0 | 0 | 0
OR Utility Hg Rule - MER Removal New Units v3.1 | 1142 | 1514 | Rate Constraint in lbs/MMBtu | FALSE | L | Annual | Rate | lb/MWh | 0 | 0 | 0 | 0 | 0 | 0 | 0
OR Utility Hg Rule - MER Removal New Units v3.1 | 1142 | 1514 | Rate Constraint in lbs/MMBtu | FALSE | L | Annual | Constraint Shadow Price | US2011$/Lb | 0 | 0 | 0 | 0 | 182845.4761 | 0 | 168137.2322
RGGI CO2 Annual Constraint v5.13 | 1143 | 5896 | Rate Constraint in MTons | FALSE | L | Annual | Seasons Included | Seasons | Winter, Summer | Winter, Summer | Winter, Summer | Winter, Summer | Winter, Summer | Winter, Summer | Winter, Summer
RGGI CO2 Annual Constraint v5.13 | 1143 | 5896 | Rate Constraint in MTons | FALSE | L | Annual | Standard | Thousand Tons | 121249.4676 | 64187.979 | 69652.529 | 78175.2154 | 78175.2154 | 78175.2154 | 78175.2154
RGGI CO2 Annual Constraint v5.13 | 1143 | 5896 | Rate Constraint in MTons | FALSE | L | Annual | Standard CO2 | Thousand Tons | 121249.4676 | 64187.979 | 69652.529 | 78175.2154 | 78175.2154 | 78175.2154 | 78175.2154
RGGI CO2 Annual Constraint v5.13 | 1143 | 5896 | Rate Constraint in MTons | FALSE | L | Annual | Emissions at Affected Plants CO2 | Thousand Tons | 80261.6204 | 76340.6864 | 78692.4276 | 71684.2239 | 74315.3845 | 84136.1233 | 92811.957
RGGI CO2 Annual Constraint v5.13 | 1143 | 5896 | Rate Constraint in MTons | FALSE | L | Annual | Allowances Purchased CO2 | Thousand Tons | 0 | 0 | 0 | 0 | 0 | 0 | -12664.9149
RGGI CO2 Annual Constraint v5.13 | 1143 | 5896 | Rate Constraint in MTons | FALSE | L | Annual | Allowances Sold CO2 | Thousand Tons | 0 | 0 | 0 | 0 | 0 | 0 | 0
RGGI CO2 Annual Constraint v5.13 | 1143 | 5896 | Rate Constraint in MTons | FALSE | L | Annual | Allowances Banked | Thousand Tons | 40987.8472 | 0 | 0 | 6490.9916 | 3859.831 | 0 | 0
RGGI CO2 Annual Constraint v5.13 | 1143 | 5896 | Rate Constraint in MTons | FALSE | L | Annual | Allowances Withdrawn (1:1) | Thousand Tons | 0 | -12152.7074 | 0 | 0 | 0 | 0 | -1971.8267
RGGI CO2 Annual Constraint v5.13 | 1143 | 5896 | Rate Constraint in MTons | FALSE | L | Annual | Allowances Withdrawn (n:1) | Thousand Tons | 0 | 0 | -9039898.5825 | 0 | 0 | -5960908.116 | 0
RGGI CO2 Annual Constraint v5.13 | 1143 | 5896 | Rate Constraint in MTons | FALSE | L | Annual | Net Emissions Allowance Position | Thousand Tons | 121249.4676 | 64187.979 | -8961206.1549 | 78175.2155 | 78175.2155 | -5876771.9927 | 78175.2154
RGGI CO2 Annual Constraint v5.13 | 1143 | 5896 | Rate Constraint in MTons | FALSE | L | Annual | Fuel Consumed | TBtu | 1273.656 | 1199.3689 | 1214.5064 | 1127.5866 | 1156.3566 | 1383.0499 | 1542.9566
RGGI CO2 Annual Constraint v5.13 | 1143 | 5896 | Rate Constraint in MTons | FALSE | L | Annual | Rate | lb/MMBtu | 126.0334 | 127.3014 | 129.5875 | 127.1463 | 128.5337 | 121.6675 | 120.304
RGGI CO2 Annual Constraint v5.13 | 1143 | 5896 | Rate Constraint in MTons | FALSE | L | Annual | Generation | TWh | 163.9239 | 156.2512 | 157.776 | 148.3268 | 154.39 | 196.3904 | 224.0204
RGGI CO2 Annual Constraint v5.13 | 1143 | 5896 | Rate Constraint in MTons | FALSE | L | Annual | Qualifying Generation | TWh | 163.9239 | 156.2512 | 157.776 | 148.3268 | 154.39 | 196.3904 | 224.0204
RGGI CO2 Annual Constraint v5.13 | 1143 | 5896 | Rate Constraint in MTons | FALSE | L | Annual | Rate | lb/MWh | 489.6272 | 488.5766 | 498.7604 | 483.2857 | 481.3485 | 428.4126 | 414.3013
RGGI CO2 Annual Constraint v5.13 | 1143 | 5896 | Rate Constraint in MTons | FALSE | L | Annual | Constraint Shadow Price | US2011$/Ton | 2.4426 | 2.6202 | 2.9399 | 3.6228 | 4.6764 | 7.044 | 11.555
RPS v5.14- AZNM (19) | 1144 | 6171 | Generation Constraint in GWh | FALSE | G | Annual | Seasons Included | Seasons | Winter, Summer | Winter, Summer | Winter, Summer | Winter, Summer | Winter, Summer | Winter, Summer | Winter, Summer
RPS v5.14- AZNM (19) | 1144 | 6171 | Generation Constraint in GWh | FALSE | G | Annual | Standard | GWh | 9672.8254 | 10457.9306 | 12384.4841 | 14964.4694 | 16401.6202 | 17886.903 | 19753.9466
RPS v5.14- AZNM (19) | 1144 | 6171 | Generation Constraint in GWh | FALSE | G | Annual | Emissions at Affected Plants | GWh | 17419.2135 | 18907.247 | 18917.2652 | 20107.8346 | 21002.5983 | 47318.5258 | 51723.1054
RPS v5.14- AZNM (19) | 1144 | 6171 | Generation Constraint in GWh | FALSE | G | Annual | Allowances Purchased | GWh | 0 | 0 | 0 | 0 | 0 | 0 | 0
RPS v5.14- AZNM (19) | 1144 | 6171 | Generation Constraint in GWh | FALSE | G | Annual | Allowances Sold | GWh | 0 | 0 | 0 | 0 | 0 | 0 | 0
RPS v5.14- AZNM (19) | 1144 | 6171 | Generation Constraint in GWh | FALSE | G | Annual | Allowances Banked | GWh | 0 | 0 | 0 | 0 | 0 | 0 | 0
RPS v5.14- AZNM (19) | 1144 | 6171 | Generation Constraint in GWh | FALSE | G | Annual | Allowances Withdrawn (1:1) | GWh | 0 | 0 | 0 | 0 | 0 | 0 | 0
RPS v5.14- AZNM (19) | 1144 | 6171 | Generation Constraint in GWh | FALSE | G | Annual | Allowances Withdrawn (n:1) | GWh | 0 | 0 | 0 | 0 | 0 | 0 | 0
RPS v5.14- AZNM (19) | 1144 | 6171 | Generation Constraint in GWh | FALSE | G | Annual | Net Emissions Allowance Position | GWh | 17419.2135 | 18907.247 | 18917.2652 | 20107.8346 | 21002.5983 | 47318.5258 | 51723.1054
RPS v5.14- AZNM (19) | 1144 | 6171 | Generation Constraint in GWh | FALSE | G | Annual | Fuel Consumed | TBtu | 42.4605 | 44.6339 | 44.7432 | 80.4535 | 104.248 | 113.2254 | 128.4115
RPS v5.14- AZNM (19) | 1144 | 6171 | Generation Constraint in GWh | FALSE | G | Annual | Heat Rate | MMBtu/MWh | 2.4376 | 2.3607 | 2.3652 | 4.0011 | 4.9636 | 2.3928 | 2.4827
RPS v5.14- AZNM (19) | 1144 | 6171 | Generation Constraint in GWh | FALSE | G | Annual | Generation | TWh | 17.4192 | 18.9072 | 18.9173 | 20.1078 | 21.0026 | 47.3185 | 51.7231
RPS v5.14- AZNM (19) | 1144 | 6171 | Generation Constraint in GWh | FALSE | G | Annual | Qualifying Generation | TWh | 17.4192 | 18.9072 | 18.9173 | 20.1078 | 21.0026 | 47.3185 | 51.7231
RPS v5.14- AZNM (19) | 1144 | 6171 | Generation Constraint in GWh | FALSE | G | Annual | Rate | lb/MWh | 0 | 0 | 0 | 0 | 0 | 0 | 0
RPS v5.14- AZNM (19) | 1144 | 6171 | Generation Constraint in GWh | FALSE | G | Annual | Constraint Shadow Price | US2011$/MWh | 0 | 0 | 0 | 0 | 0 | 0 | 0
RPS v5.14- CAMX (20) | 1145 | 6172 | Generation Constraint in GWh | FALSE | G | Annual | Seasons Included | Seasons | Winter, Summer | Winter, Summer | Winter, Summer | Winter, Summer | Winter, Summer | Winter, Summer | Winter, Summer
RPS v5.14- CAMX (20) | 1145 | 6172 | Generation Constraint in GWh | FALSE | G | Annual | Standard | GWh | 43126.709 | 47697.189 | 52059.38 | 61015.385 | 70669.754 | 90453.289 | 115775.0951
RPS v5.14- CAMX (20) | 1145 | 6172 | Generation Constraint in GWh | FALSE | G | Annual | Emissions at Affected Plants | GWh | 42361.8524 | 47697.189 | 52413.8312 | 61015.385 | 70669.754 | 103904.1901 | 115775.0951
RPS v5.14- CAMX (20) | 1145 | 6172 | Generation Constraint in GWh | FALSE | G | Annual | Allowances Purchased | GWh | 764.8566 | 0 | 0 | 0 | 0 | 0 | 0
RPS v5.14- CAMX (20) | 1145 | 6172 | Generation Constraint in GWh | FALSE | G | Annual | Allowances Sold | GWh | 0 | 0 | 0 | 0 | 0 | 0 | 0
RPS v5.14- CAMX (20) | 1145 | 6172 | Generation Constraint in GWh | FALSE | G | Annual | Allowances Banked | GWh | 0 | 0 | 0 | 0 | 0 | 0 | 0
RPS v5.14- CAMX (20) | 1145 | 6172 | Generation Constraint in GWh | FALSE | G | Annual | Allowances Withdrawn (1:1) | GWh | 0 | 0 | 0 | 0 | 0 | 0 | 0
RPS v5.14- CAMX (20) | 1145 | 6172 | Generation Constraint in GWh | FALSE | G | Annual | Allowances Withdrawn (n:1) | GWh | 0 | 0 | 0 | 0 | 0 | 0 | 0
RPS v5.14- CAMX (20) | 1145 | 6172 | Generation Constraint in GWh | FALSE | G | Annual | Net Emissions Allowance Position | GWh | 43126.709 | 47697.189 | 52413.8312 | 61015.385 | 70669.754 | 103904.1901 | 115775.0951
RPS v5.14- CAMX (20) | 1145 | 6172 | Generation Constraint in GWh | FALSE | G | Annual | Fuel Consumed | TBtu | 171.9513 | 130.0852 | 272.4585 | 338.4823 | 346.7078 | 319.7579 | 407.2448
RPS v5.14- CAMX (20) | 1145 | 6172 | Generation Constraint in GWh | FALSE | G | Annual | Heat Rate | MMBtu/MWh | 4.0591 | 2.7273 | 5.1982 | 5.5475 | 4.906 | 3.0774 | 3.5176
RPS v5.14- CAMX (20) | 1145 | 6172 | Generation Constraint in GWh | FALSE | G | Annual | Generation | TWh | 42.3619 | 47.6972 | 52.4138 | 61.0154 | 70.6698 | 103.9042 | 115.7751
RPS v5.14- CAMX (20) | 1145 | 6172 | Generation Constraint in GWh | FALSE | G | Annual | Qualifying Generation | TWh | 42.3619 | 47.6972 | 52.4138 | 61.0154 | 70.6698 | 103.9042 | 115.7751
RPS v5.14- CAMX (20) | 1145 | 6172 | Generation Constraint in GWh | FALSE | G | Annual | Rate | lb/MWh | 0 | 0 | 0 | 0 | 0 | 0 | 0
RPS v5.14- CAMX (20) | 1145 | 6172 | Generation Constraint in GWh | FALSE | G | Annual | Constraint Shadow Price | US2011$/MWh | 50.0007 | 11.9954 | 0 | 10.2804 | 7.7761 | 0 | 15.4427
RPS v5.14- ERCOT (1) | 1146 | 6157 | Generation Constraint in GWh | FALSE | G | Annual | Seasons Included | Seasons | Winter, Summer | Winter, Summer | Winter, Summer | Winter, Summer | Winter, Summer | Winter, Summer | Winter, Summer
RPS v5.14- ERCOT (1) | 1146 | 6157 | Generation Constraint in GWh | FALSE | G | Annual | Standard | GWh | 14636.2101 | 14804.8712 | 15205.9193 | 15864.1548 | 16750.6323 | 18157.9546 | 19894.8074
RPS v5.14- ERCOT (1) | 1146 | 6157 | Generation Constraint in GWh | FALSE | G | Annual | Emissions at Affected Plants | GWh | 40475.1682 | 41697.4329 | 41696.9136 | 41617.8617 | 41948.4573 | 121403.1585 | 129583.6434
RPS v5.14- ERCOT (1) | 1146 | 6157 | Generation Constraint in GWh | FALSE | G | Annual | Allowances Purchased | GWh | 0 | 0 | 0 | 0 | 0 | 0 | 0
RPS v5.14- ERCOT (1) | 1146 | 6157 | Generation Constraint in GWh | FALSE | G | Annual | Allowances Sold | GWh | 0 | 0 | 0 | 0 | 0 | 0 | 0
RPS v5.14- ERCOT (1) | 1146 | 6157 | Generation Constraint in GWh | FALSE | G | Annual | Allowances Banked | GWh | 0 | 0 | 0 | 0 | 0 | 0 | 0
RPS v5.14- ERCOT (1) | 1146 | 6157 | Generation Constraint in GWh | FALSE | G | Annual | Allowances Withdrawn (1:1) | GWh | 0 | 0 | 0 | 0 | 0 | 0 | 0
RPS v5.14- ERCOT (1) | 1146 | 6157 | Generation Constraint in GWh | FALSE | G | Annual | Allowances Withdrawn (n:1) | GWh | 0 | 0 | 0 | 0 | 0 | 0 | 0
RPS v5.14- ERCOT (1) | 1146 | 6157 | Generation Constraint in GWh | FALSE | G | Annual | Net Emissions Allowance Position | GWh | 40475.1682 | 41697.4329 | 41696.9136 | 41617.8617 | 41948.4573 | 121403.1585 | 129583.6434
RPS v5.14- ERCOT (1) | 1146 | 6157 | Generation Constraint in GWh | FALSE | G | Annual | Fuel Consumed | TBtu | 18.0115 | 17.54 | 17.5253 | 16.6647 | 21.2197 | 29.9376 | 39.8309
RPS v5.14- ERCOT (1) | 1146 | 6157 | Generation Constraint in GWh | FALSE | G | Annual | Heat Rate | MMBtu/MWh | 0.445 | 0.42065 | 0.4203 | 0.40042 | 0.50585 | 0.2466 | 0.30738
RPS v5.14- ERCOT (1) | 1146 | 6157 | Generation Constraint in GWh | FALSE | G | Annual | Generation | TWh | 40.4752 | 41.6974 | 41.6969 | 41.6179 | 41.9485 | 121.4032 | 129.5836
RPS v5.14- ERCOT (1) | 1146 | 6157 | Generation Constraint in GWh | FALSE | G | Annual | Qualifying Generation | TWh | 40.4752 | 41.6974 | 41.6969 | 41.6179 | 41.9485 | 121.4032 | 129.5836
RPS v5.14- ERCOT (1) | 1146 | 6157 | Generation Constraint in GWh | FALSE | G | Annual | Rate | lb/MWh | 0 | 0 | 0 | 0 | 0 | 0 | 0
RPS v5.14- ERCOT (1) | 1146 | 6157 | Generation Constraint in GWh | FALSE | G | Annual | Constraint Shadow Price | US2011$/MWh | 0 | 0 | 0 | 0 | 0 | 0 | 0
RPS v5.14- MROE (3) | 1147 | 6158 | Generation Constraint in GWh | FALSE | G | Annual | Seasons Included | Seasons | Winter, Summer | Winter, Summer | Winter, Summer | Winter, Summer | Winter, Summer | Winter, Summer | Winter, Summer
RPS v5.14- MROE (3) | 1147 | 6158 | Generation Constraint in GWh | FALSE | G | Annual | Standard | GWh | 2214.3733 | 2248.0874 | 2258.8881 | 2297.0294 | 2353.4262 | 2419.8582 | 2493.286
RPS v5.14- MROE (3) | 1147 | 6158 | Generation Constraint in GWh | FALSE | G | Annual | Emissions at Affected Plants | GWh | 1896.7156 | 2248.0874 | 2258.8881 | 2297.0294 | 2353.4262 | 2419.8582 | 2493.286
RPS v5.14- MROE (3) | 1147 | 6158 | Generation Constraint in GWh | FALSE | G | Annual | Allowances Purchased | GWh | 317.6578 | 0 | 0 | 0 | 0 | 0 | 0
RPS v5.14- MROE (3) | 1147 | 6158 | Generation Constraint in GWh | FALSE | G | Annual | Allowances Sold | GWh | 0 | 0 | 0 | 0 | 0 | 0 | 0
RPS v5.14- MROE (3) | 1147 | 6158 | Generation Constraint in GWh | FALSE | G | Annual | Allowances Banked | GWh | 0 | 0 | 0 | 0 | 0 | 0 | 0
RPS v5.14- MROE (3) | 1147 | 6158 | Generation Constraint in GWh | FALSE | G | Annual | Allowances Withdrawn (1:1) | GWh | 0 | 0 | 0 | 0 | 0 | 0 | 0
RPS v5.14- MROE (3) | 1147 | 6158 | Generation Constraint in GWh | FALSE | G | Annual | Allowances Withdrawn (n:1) | GWh | 0 | 0 | 0 | 0 | 0 | 0 | 0
RPS v5.14- MROE (3) | 1147 | 6158 | Generation Constraint in GWh | FALSE | G | Annual | Net Emissions Allowance Position | GWh | 2214.3733 | 2248.0874 | 2258.8881 | 2297.0294 | 2353.4262 | 2419.8582 | 2493.286
RPS v5.14- MROE (3) | 1147 | 6158 | Generation Constraint in GWh | FALSE | G | Annual | Fuel Consumed | TBtu | 15.0045 | 10.8417 | 10.983 | 11.4497 | 11.9673 | 11.1826 | 11.1107
RPS v5.14- MROE (3) | 1147 | 6158 | Generation Constraint in GWh | FALSE | G | Annual | Heat Rate | MMBtu/MWh | 7.9108 | 4.8226 | 4.8621 | 4.9846 | 5.085 | 4.6212 | 4.4563
RPS v5.14- MROE (3) | 1147 | 6158 | Generation Constraint in GWh | FALSE | G | Annual | Generation | TWh | 1.8967 | 2.2481 | 2.2589 | 2.297 | 2.3534 | 2.4199 | 2.4933
RPS v5.14- MROE (3) | 1147 | 6158 | Generation Constraint in GWh | FALSE | G | Annual | Qualifying Generation | TWh | 1.8967 | 2.2481 | 2.2589 | 2.297 | 2.3534 | 2.4199 | 2.4933
RPS v5.14- MROE (3) | 1147 | 6158 | Generation Constraint in GWh | FALSE | G | Annual | Rate | lb/MWh | 0 | 0 | 0 | 0 | 0 | 0 | 0
RPS v5.14- MROE (3) | 1147 | 6158 | Generation Constraint in GWh | FALSE | G | Annual | Constraint Shadow Price | US2011$/MWh | 50.0007 | 20.4881 | 13.9136 | 28.204 | 0.14083 | 14.4123 | 8.9759
RPS v5.14- MROW (4) | 1148 | 6159 | Generation Constraint in GWh | FALSE | G | Annual | Seasons Included | Seasons | Winter, Summer | Winter, Summer | Winter, Summer | Winter, Summer | Winter, Summer | Winter, Summer | Winter, Summer
RPS v5.14- MROW (4) | 1148 | 6159 | Generation Constraint in GWh | FALSE | G | Annual | Standard | GWh | 17160.0099 | 18497.7726 | 20234.2272 | 22492.1668 | 23446.7578 | 24367.6866 | 25426.1811
RPS v5.14- MROW (4) | 1148 | 6159 | Generation Constraint in GWh | FALSE | G | Annual | Emissions at Affected Plants | GWh | 46915.4542 | 59113.3073 | 60040.832 | 60655.9273 | 61085.0167 | 61417.3259 | 80789.9795
RPS v5.14- MROW (4) | 1148 | 6159 | Generation Constraint in GWh | FALSE | G | Annual | Allowances Purchased | GWh | 0 | 0 | 0 | 0 | 0 | 0 | 0
RPS v5.14- MROW (4) | 1148 | 6159 | Generation Constraint in GWh | FALSE | G | Annual | Allowances Sold | GWh | 0 | 0 | 0 | 0 | 0 | 0 | 0
RPS v5.14- MROW (4) | 1148 | 6159 | Generation Constraint in GWh | FALSE | G | Annual | Allowances Banked | GWh | 0 | 0 | 0 | 0 | 0 | 0 | 0
RPS v5.14- MROW (4) | 1148 | 6159 | Generation Constraint in GWh | FALSE | G | Annual | Allowances Withdrawn (1:1) | GWh | 0 | 0 | 0 | 0 | 0 | 0 | 0
RPS v5.14- MROW (4) | 1148 | 6159 | Generation Constraint in GWh | FALSE | G | Annual | Allowances Withdrawn (n:1) | GWh | 0 | 0 | 0 | 0 | 0 | 0 | 0
RPS v5.14- MROW (4) | 1148 | 6159 | Generation Constraint in GWh | FALSE | G | Annual | Net Emissions Allowance Position | GWh | 46915.4542 | 59113.3073 | 60040.832 | 60655.9273 | 61085.0167 | 61417.3259 | 80789.9795
RPS v5.14- MROW (4) | 1148 | 6159 | Generation Constraint in GWh | FALSE | G | Annual | Fuel Consumed | TBtu | 15.2511 | 15.944 | 15.9641 | 12.5829 | 16.3423 | 15.9021 | 21.1239
RPS v5.14- MROW (4) | 1148 | 6159 | Generation Constraint in GWh | FALSE | G | Annual | Heat Rate | MMBtu/MWh | 0.32508 | 0.26972 | 0.26589 | 0.20745 | 0.26753 | 0.25892 | 0.26147
RPS v5.14- MROW (4) | 1148 | 6159 | Generation Constraint in GWh | FALSE | G | Annual | Generation | TWh | 46.9155 | 59.1133 | 60.0408 | 60.6559 | 61.085 | 61.4173 | 80.79
RPS v5.14- MROW (4) | 1148 | 6159 | Generation Constraint in GWh | FALSE | G | Annual | Qualifying Generation | TWh | 46.9155 | 59.1133 | 60.0408 | 60.6559 | 61.085 | 61.4173 | 80.79
RPS v5.14- MROW (4) | 1148 | 6159 | Generation Constraint in GWh | FALSE | G | Annual | Rate | lb/MWh | 0 | 0 | 0 | 0 | 0 | 0 | 0
RPS v5.14- MROW (4) | 1148 | 6159 | Generation Constraint in GWh | FALSE | G | Annual | Constraint Shadow Price | US2011$/MWh | 0 | 0 | 0 | 0 | 0 | 0 | 0
RPS v5.14- NEWE (5) | 1149 | 6160 | Generation Constraint in GWh | FALSE | G | Annual | Seasons Included | Seasons | Winter, Summer | Winter, Summer | Winter, Summer | Winter, Summer | Winter, Summer | Winter, Summer | Winter, Summer
RPS v5.14- NEWE (5) | 1149 | 6160 | Generation Constraint in GWh | FALSE | G | Annual | Standard | GWh | 15726.0099 | 17381.826 | 18804.2254 | 19013.2978 | 19291.6039 | 19516.2418 | 19648.1644
RPS v5.14- NEWE (5) | 1149 | 6160 | Generation Constraint in GWh | FALSE | G | Annual | Emissions at Affected Plants | GWh | 6798.2729 | 16643.2283 | 16669.6091 | 16658.9257 | 16732.8581 | 19516.2418 | 19648.1644
RPS v5.14- NEWE (5) | 1149 | 6160 | Generation Constraint in GWh | FALSE | G | Annual | Allowances Purchased | GWh | 8927.737 | 738.5977 | 2134.6163 | 2354.3721 | 2558.7458 | 0 | 0
RPS v5.14- NEWE (5) | 1149 | 6160 | Generation Constraint in GWh | FALSE | G | Annual | Allowances Sold | GWh | 0 | 0 | 0 | 0 | 0 | 0 | 0
RPS v5.14- NEWE (5) | 1149 | 6160 | Generation Constraint in GWh | FALSE | G | Annual | Allowances Banked | GWh | 0 | 0 | 0 | 0 | 0 | 0 | 0
RPS v5.14- NEWE (5) | 1149 | 6160 | Generation Constraint in GWh | FALSE | G | Annual | Allowances Withdrawn (1:1) | GWh | 0 | 0 | 0 | 0 | 0 | 0 | 0
RPS v5.14- NEWE (5) | 1149 | 6160 | Generation Constraint in GWh | FALSE | G | Annual | Allowances Withdrawn (n:1) | GWh | 0 | 0 | 0 | 0 | 0 | 0 | 0
RPS v5.14- NEWE (5) | 1149 | 6160 | Generation Constraint in GWh | FALSE | G | Annual | Net Emissions Allowance Position | GWh | 15726.0099 | 17381.826 | 18804.2254 | 19013.2978 | 19291.6039 | 19516.2418 | 19648.1644
RPS v5.14- NEWE (5) | 1149 | 6160 | Generation Constraint in GWh | FALSE | G | Annual | Fuel Consumed | TBtu | 54.0377 | 54.085 | 54.4958 | 54.3134 | 55.1447 | 51.9888 | 51.9888
RPS v5.14- NEWE (5) | 1149 | 6160 | Generation Constraint in GWh | FALSE | G | Annual | Heat Rate | MMBtu/MWh | 7.9487 | 3.2497 | 3.2692 | 3.2603 | 3.2956 | 2.6639 | 2.646
RPS v5.14- NEWE (5) | 1149 | 6160 | Generation Constraint in GWh | FALSE | G | Annual | Generation | TWh | 6.7983 | 16.6432 | 16.6696 | 16.6589 | 16.7329 | 19.5162 | 19.6482
RPS v5.14- NEWE (5) | 1149 | 6160 | Generation Constraint in GWh | FALSE | G | Annual | Qualifying Generation | TWh | 6.7983 | 16.6432 | 16.6696 | 16.6589 | 16.7329 | 19.5162 | 19.6482
RPS v5.14- NEWE (5) | 1149 | 6160 | Generation Constraint in GWh | FALSE | G | Annual | Rate | lb/MWh | 0 | 0 | 0 | 0 | 0 | 0 | 0
RPS v5.14- NEWE (5) | 1149 | 6160 | Generation Constraint in GWh | FALSE | G | Annual | Constraint Shadow Price | US2011$/MWh | 26.7904 | 26.791 | 26.7902 | 26.7904 | 26.7903 | 11.617 | 5.1103
RPS v5.14- NWPP (21) | 1150 | 6173 | Generation Constraint in GWh | FALSE | G | Annual | Seasons Included | Seasons | Winter, Summer | Winter, Summer | Winter, Summer | Winter, Summer | Winter, Summer | Winter, Summer | Winter, Summer
RPS v5.14- NWPP (21) | 1150 | 6173 | Generation Constraint in GWh | FALSE | G | Annual | Standard | GWh | 16866.1105 | 17151.7678 | 22849.524 | 26906.2559 | 29146.1675 | 31101.0509 | 33482.5442
RPS v5.14- NWPP (21) | 1150 | 6173 | Generation Constraint in GWh | FALSE | G | Annual | Emissions at Affected Plants | GWh | 33421.9282 | 33701.5485 | 34338.6326 | 34939.2096 | 36947.7972 | 53543.9275 | 97058.3471
RPS v5.14- NWPP (21) | 1150 | 6173 | Generation Constraint in GWh | FALSE | G | Annual | Allowances Purchased | GWh | 0 | 0 | 0 | 0 | 0 | 0 | 0
RPS v5.14- NWPP (21) | 1150 | 6173 | Generation Constraint in GWh | FALSE | G | Annual | Allowances Sold | GWh | 0 | 0 | 0 | 0 | 0 | 0 | 0
RPS v5.14- NWPP (21) | 1150 | 6173 | Generation Constraint in GWh | FALSE | G | Annual | Allowances Banked | GWh | 0 | 0 | 0 | 0 | 0 | 0 | 0
RPS v5.14- NWPP (21) | 1150 | 6173 | Generation Constraint in GWh | FALSE | G | Annual | Allowances Withdrawn (1:1) | GWh | 0 | 0 | 0 | 0 | 0 | 0 | 0
RPS v5.14- NWPP (21) | 1150 | 6173 | Generation Constraint in GWh | FALSE | G | Annual | Allowances Withdrawn (n:1) | GWh | 0 | 0 | 0 | 0 | 0 | 0 | 0
RPS v5.14- NWPP (21) | 1150 | 6173 | Generation Constraint in GWh | FALSE | G | Annual | Net Emissions Allowance Position | GWh | 33421.9282 | 33701.5485 | 34338.6326 | 34939.2096 | 36947.7972 | 53543.9275 | 97058.3471
RPS v5.14- NWPP (21) | 1150 | 6173 | Generation Constraint in GWh | FALSE | G | Annual | Fuel Consumed | TBtu | 72.9639 | 75.2038 | 84.5769 | 102.5077 | 144.9755 | 145.3775 | 147.367
RPS v5.14- NWPP (21) | 1150 | 6173 | Generation Constraint in GWh | FALSE | G | Annual | Heat Rate | MMBtu/MWh | 2.1831 | 2.2315 | 2.463 | 2.9339 | 3.9238 | 2.7151 | 1.5183
RPS v5.14- NWPP (21) | 1150 | 6173 | Generation Constraint in GWh | FALSE | G | Annual | Generation | TWh | 33.4219 | 33.7015 | 34.3386 | 34.9392 | 36.9478 | 53.5439 | 97.0583
RPS v5.14- NWPP (21) | 1150 | 6173 | Generation Constraint in GWh | FALSE | G | Annual | Qualifying Generation | TWh | 33.4219 | 33.7015 | 34.3386 | 34.9392 | 36.9478 | 53.5439 | 97.0583
RPS v5.14- NWPP (21) | 1150 | 6173 | Generation Constraint in GWh | FALSE | G | Annual | Rate | lb/MWh | 0 | 0 | 0 | 0 | 0 | 0 | 0
RPS v5.14- NWPP (21) | 1150 | 6173 | Generation Constraint in GWh | FALSE | G | Annual | Constraint Shadow Price | US2011$/MWh | 0 | 0 | 0 | 0 | 0 | 0 | 0
RPS v5.14- NY | 1151 | 6161 | Generation Constraint in GWh | FALSE | G | Annual | Seasons Included | Seasons | Winter, Summer | Winter, Summer | Winter, Summer | Winter, Summer | Winter, Summer | Winter, Summer | Winter, Summer
RPS v5.14- NY | 1151 | 6161 | Generation Constraint in GWh | FALSE | G | Annual | Standard | GWh | 36581.101 | 36389.9798 | 35629.4356 | 35126.0131 | 35200.4499 | 35390.8193 | 35582.7373
RPS v5.14- NY | 1151 | 6161 | Generation Constraint in GWh | FALSE | G | Annual | Emissions at Affected Plants | GWh | 31828.6744 | 33777.6583 | 35126.0131 | 35126.0131 | 35129.1932 | 35140.511 | 35582.7373
RPS v5.14- NY | 1151 | 6161 | Generation Constraint in GWh | FALSE | G | Annual | Allowances Purchased | GWh | 4752.4266 | 2612.3215 | 503.4225 | 0 | 71.2567 | 250.3083 | 0
RPS v5.14- NY | 1151 | 6161 | Generation Constraint in GWh | FALSE | G | Annual | Allowances Sold | GWh | 0 | 0 | 0 | 0 | 0 | 0 | 0
RPS v5.14- NY | 1151 | 6161 | Generation Constraint in GWh | FALSE | G | Annual | Allowances Banked | GWh | 0 | 0 | 0 | 0 | 0 | 0 | 0
RPS v5.14- NY | 1151 | 6161 | Generation Constraint in GWh | FALSE | G | Annual | Allowances Withdrawn (1:1) | GWh | 0 | 0 | 0 | 0 | 0 | 0 | 0
RPS v5.14- NY | 1151 | 6161 | Generation Constraint in GWh | FALSE | G | Annual | Allowances Withdrawn (n:1) | GWh | 0 | 0 | 0 | 0 | 0 | 0 | 0
RPS v5.14- NY | 1151 | 6161 | Generation Constraint in GWh | FALSE | G | Annual | Net Emissions Allowance Position | GWh | 36581.101 | 36389.9798 | 35629.4356 | 35126.0131 | 35200.4499 | 35390.8193 | 35582.7373
RPS v5.14- NY | 1151 | 6161 | Generation Constraint in GWh | FALSE | G | Annual | Fuel Consumed | TBtu | 29.1022 | 29.1101 | 29.1101 | 29.1101 | 29.1101 | 29.1101 | 29.1101
RPS v5.14- NY | 1151 | 6161 | Generation Constraint in GWh | FALSE | G | Annual | Heat Rate | MMBtu/MWh | 0.91434 | 0.86182 | 0.82873 | 0.82873 | 0.82866 | 0.82839 | 0.8181
RPS v5.14- NY | 1151 | 6161 | Generation Constraint in GWh | FALSE | G | Annual | Generation | TWh | 31.8287 | 33.7777 | 35.126 | 35.126 | 35.1292 | 35.1405 | 35.5827
RPS v5.14- NY | 1151 | 6161 | Generation Constraint in GWh | FALSE | G | Annual | Qualifying Generation | TWh | 31.8287 | 33.7777 | 35.126 | 35.126 | 35.1292 | 35.1405 | 35.5827
RPS v5.14- NY | 1151 | 6161 | Generation Constraint in GWh | FALSE | G | Annual | Rate | lb/MWh | 0 | 0 | 0 | 0 | 0 | 0 | 0
RPS v5.14- NY | 1151 | 6161 | Generation Constraint in GWh | FALSE | G | Annual | Constraint Shadow Price | US2011$/MWh | 10.0007 | 10.0009 | 10.0005 | 9.4071 | 10.0003 | 10.0003 | 4.2448
RPS v5.14- RFCE (9) | 1152 | 6162 | Generation Constraint in GWh | FALSE | G | Annual | Seasons Included | Seasons | Winter, Summer | Winter, Summer | Winter, Summer | Winter, Summer | Winter, Summer | Winter, Summer | Winter, Summer
RPS v5.14- RFCE (9) | 1152 | 6162 | Generation Constraint in GWh | FALSE | G | Annual | Standard | GWh | 26022.7074 | 30500.8872 | 36226.239 | 38905.5513 | 39941.243 | 41358.4788 | 42893.4397
RPS v5.14- RFCE (9) | 1152 | 6162 | Generation Constraint in GWh | FALSE | G | Annual | Emissions at Affected Plants | GWh | 13997.367 | 23096.598 | 24131.6159 | 24034.633 | 39941.243 | 41358.4788 | 42893.4397
RPS v5.14- RFCE (9) | 1152 | 6162 | Generation Constraint in GWh | FALSE | G | Annual | Allowances Purchased | GWh | 12025.3403 | 7404.2892 | 12094.623 | 14870.9183 | 0 | 0 | 0
RPS v5.14- RFCE (9) | 1152 | 6162 | Generation Constraint in GWh | FALSE | G | Annual | Allowances Sold | GWh | 0 | 0 | 0 | 0 | 0 | 0 | 0
RPS v5.14- RFCE (9) | 1152 | 6162 | Generation Constraint in GWh | FALSE | G | Annual | Allowances Banked | GWh | 0 | 0 | 0 | 0 | 0 | 0 | 0
RPS v5.14- RFCE (9) | 1152 | 6162 | Generation Constraint in GWh | FALSE | G | Annual | Allowances Withdrawn (1:1) | GWh | 0 | 0 | 0 | 0 | 0 | 0 | 0
RPS v5.14- RFCE (9) | 1152 | 6162 | Generation Constraint in GWh | FALSE | G | Annual | Allowances Withdrawn (n:1) | GWh | 0 | 0 | 0 | 0 | 0 | 0 | 0
RPS v5.14- RFCE (9) | 1152 | 6162 | Generation Constraint in GWh | FALSE | G | Annual | Net Emissions Allowance Position | GWh | 26022.7074 | 30500.8872 | 36226.239 | 38905.5513 | 39941.243 | 41358.4788 | 42893.4397
RPS v5.14- RFCE (9) | 1152 | 6162 | Generation Constraint in GWh | FALSE | G | Annual | Fuel Consumed | TBtu | 116.6651 | 117.2311 | 119.0414 | 116.2551 | 118.2385 | 105.9527 | 105.2646
RPS v5.14- RFCE (9) | 1152 | 6162 | Generation Constraint in GWh | FALSE | G | Annual | Heat Rate | MMBtu/MWh | 8.3348 | 5.0757 | 4.933 | 4.837 | 2.9603 | 2.5618 | 2.4541
RPS v5.14- RFCE (9) | 1152 | 6162 | Generation Constraint in GWh | FALSE | G | Annual | Generation | TWh | 13.9974 | 23.0966 | 24.1316 | 24.0346 | 39.9412 | 41.3585 | 42.8934
RPS v5.14- RFCE (9) | 1152 | 6162 | Generation Constraint in GWh | FALSE | G | Annual | Qualifying Generation | TWh | 13.9974 | 23.0966 | 24.1316 | 24.0346 | 39.9412 | 41.3585 | 42.8934
RPS v5.14- RFCE (9) | 1152 | 6162 | Generation Constraint in GWh | FALSE | G | Annual | Rate | lb/MWh | 0 | 0 | 0 | 0 | 0 | 0 | 0
RPS v5.14- RFCE (9) | 1152 | 6162 | Generation Constraint in GWh | FALSE | G | Annual | Constraint Shadow Price | US2011$/MWh | 40.0006 | 40.0015 | 40.0003 | 40.0003 | 38.3051 | 11.7881 | 7.1445
RPS v5.14- RFCM (10) | 1153 | 6163 | Generation Constraint in GWh | FALSE | G | Annual | Seasons Included | Seasons | Winter, Summer | Winter, Summer | Winter, Summer | Winter, Summer | Winter, Summer | Winter, Summer | Winter, Summer
RPS v5.14- RFCM (10) | 1153 | 6163 | Generation Constraint in GWh | FALSE | G | Annual | Standard | GWh | 9623.3618 | 9722.1023 | 9716.7523 | 9854.2629 | 10069.6977 | 10354.2597 | 10671.2056
RPS v5.14- RFCM (10) | 1153 | 6163 | Generation Constraint in GWh | FALSE | G | Annual | Emissions at Affected Plants | GWh | 6952.6101 | 9722.1023 | 10005.9753 | 9854.2629 | 10069.6977 | 10354.2597 | 10671.2056
RPS v5.14- RFCM (10) | 1153 | 6163 | Generation Constraint in GWh | FALSE | G | Annual | Allowances Purchased | GWh | 2670.7517 | 0 | 0 | 0 | 0 | 0 | 0
RPS v5.14- RFCM (10) | 1153 | 6163 | Generation Constraint in GWh | FALSE | G | Annual | Allowances Sold | GWh | 0 | 0 | 0 | 0 | 0 | 0 | 0
RPS v5.14- RFCM (10) | 1153 | 6163 | Generation Constraint in GWh | FALSE | G | Annual | Allowances Banked | GWh | 0 | 0 | 0 | 0 | 0 | 0 | 0
RPS v5.14- RFCM (10) | 1153 | 6163 | Generation Constraint in GWh | FALSE | G | Annual | Allowances Withdrawn (1:1) | GWh | 0 | 0 | 0 | 0 | 0 | 0 | 0
RPS v5.14- RFCM (10) | 1153 | 6163 | Generation Constraint in GWh | FALSE | G | Annual | Allowances Withdrawn (n:1) | GWh | 0 | 0 | 0 | 0 | 0 | 0 | 0
RPS v5.14- RFCM (10) | 1153 | 6163 | Generation Constraint in GWh | FALSE | G | Annual | Net Emissions Allowance Position | GWh | 9623.3618 | 9722.1023 | 10005.9753 | 9854.2629 | 10069.6977 | 10354.2597 | 10671.2056
RPS v5.14- RFCM (10) | 1153 | 6163 | Generation Constraint in GWh | FALSE | G | Annual | Fuel Consumed | TBtu | 38.1111 | 21.2754 | 25.1289 | 22.9887 | 25.6767 | 27.9742 | 28.4338
RPS v5.14- RFCM (10) | 1153 | 6163 | Generation Constraint in GWh | FALSE | G | Annual | Heat Rate | MMBtu/MWh | 5.4816 | 2.1884 | 2.5114 | 2.3329 | 2.5499 | 2.7017 | 2.6645
RPS v5.14- RFCM (10) | 1153 | 6163 | Generation Constraint in GWh | FALSE | G | Annual | Generation | TWh | 6.9526 | 9.7221 | 10.006 | 9.8543 | 10.0697 | 10.3543 | 10.6712
RPS v5.14- RFCM (10) | 1153 | 6163 | Generation Constraint in GWh | FALSE | G | Annual | Qualifying Generation | TWh | 6.9526 | 9.7221 | 10.006 | 9.8543 | 10.0697 | 10.3543 | 10.6712
RPS v5.14- RFCM (10) | 1153 | 6163 | Generation Constraint in GWh | FALSE | G | Annual | Rate | lb/MWh | 0 | 0 | 0 | 0 | 0 | 0 | 0
RPS v5.14- RFCM (10) | 1153 | 6163 | Generation Constraint in GWh | FALSE | G | Annual | Constraint Shadow Price | US2011$/MWh | 40.0006 | 1.3809 | 0 | 4.1601 | 15.1421 | 16.9125 | 12.7905
RPS v5.14- RFCW (11) | 1154 | 6164 | Generation Constraint in GWh | FALSE | G | Annual | Seasons Included | Seasons | Winter, Summer | Winter, Summer | Winter, Summer | Winter, Summer | Winter, Summer | Winter, Summer | Winter, Summer
RPS v5.14- RFCW (11) | 1154 | 6164 | Generation Constraint in GWh | FALSE | G | Annual | Standard | GWh | 26764.8891 | 31498.3378 | 38626.6012 | 48875.4295 | 51129.3294 | 52622.759 | 54260.7145
RPS v5.14- RFCW (11) | 1154 | 6164 | Generation Constraint in GWh | FALSE | G | Annual | Emissions at Affected Plants | GWh | 24151.2459 | 36220.3532 | 38626.6012 | 48875.4295 | 51129.3294 | 52622.7591 | 54260.7145
RPS v5.14- RFCW (11) | 1154 | 6164 | Generation Constraint in GWh | FALSE | G | Annual | Allowances Purchased | GWh | 2613.6432 | 0 | 0 | 0 | 0 | 0 | 0
RPS v5.14- RFCW (11) | 1154 | 6164 | Generation Constraint in GWh | FALSE | G | Annual | Allowances Sold | GWh | 0 | 0 | 0 | 0 | 0 | 0 | 0
RPS v5.14- RFCW (11) | 1154 | 6164 | Generation Constraint in GWh | FALSE | G | Annual | Allowances Banked | GWh | 0 | 0 | 0 | 0 | 0 | 0 | 0
RPS v5.14- RFCW (11) | 1154 | 6164 | Generation Constraint in GWh | FALSE | G | Annual | Allowances Withdrawn (1:1) | GWh | 0 | 0 | 0 | 0 | 0 | 0 | 0
RPS v5.14- RFCW (11) | 1154 | 6164 | Generation Constraint in GWh | FALSE | G | Annual | Allowances Withdrawn (n:1) | GWh | 0 | 0 | 0 | 0 | 0 | 0 | 0
RPS v5.14- RFCW (11) | 1154 | 6164 | Generation Constraint in GWh | FALSE | G | Annual | Net Emissions Allowance Position | GWh | 26764.8891 | 36220.3532 | 38626.6012 | 48875.4295 | 51129.3294 | 52622.7591 | 54260.7145
RPS v5.14- RFCW (11) | 1154 | 6164 | Generation Constraint in GWh | FALSE | G | Annual | Fuel Consumed | TBtu | 95.8366 | 43.036 | 54.5937 | 81.1228 | 92.5729 | 83.6435 | 79.5519
RPS v5.14- RFCW (11) | 1154 | 6164 | Generation Constraint in GWh | FALSE | G | Annual | Heat Rate | MMBtu/MWh | 3.9682 | 1.1882 | 1.4134 | 1.6598 | 1.8106 | 1.5895 | 1.4661
RPS v5.14- RFCW (11) | 1154 | 6164 | Generation Constraint in GWh | FALSE | G | Annual | Generation | TWh | 24.1512 | 36.2204 | 38.6266 | 48.8754 | 51.1293 | 52.6228 | 54.2607
RPS v5.14- RFCW (11) | 1154 | 6164 | Generation Constraint in GWh | FALSE | G | Annual | Qualifying Generation | TWh | 24.1512 | 36.2204 | 38.6266 | 48.8754 | 51.1293 | 52.6228 | 54.2607
RPS v5.14- RFCW (11) | 1154 | 6164 | Generation Constraint in GWh | FALSE | G | Annual | Rate | lb/MWh | 0 | 0 | 0 | 0 | 0 | 0 | 0
RPS v5.14- RFCW (11) | 1154 | 6164 | Generation Constraint in GWh | FALSE | G | Annual | Constraint Shadow Price | US2011$/MWh | 40.0006 | 0 | 3.7035 | 11.1594 | 33.3403 | 11.5257 | 6.1484
RPS v5.14- RMPA (22) | 1155 | 6174 | Generation Constraint in GWh | FALSE | G | Annual | Seasons Included | Seasons | Winter, Summer | Winter, Summer | Winter, Summer | Winter, Summer | Winter, Summer | Winter, Summer | Winter, Summer
RPS v5.14- RMPA (22) | 1155 | 6174 | Generation Constraint in GWh | FALSE | G | Annual | Standard | GWh | 11254.4435 | 13158.1475 | 15376.207 | 16324.1203 | 17306.4763 | 18725.6632 | 20478.96
RPS v5.14- RMPA (22) | 1155 | 6174 | Generation Constraint in GWh | FALSE | G | Annual | Emissions at Affected Plants | GWh | 11254.4435 | 14636.1655 | 15376.207 | 16324.1203 | 17306.4763 | 26577.2905 | 28823.1784
RPS v5.14- RMPA (22) | 1155 | 6174 | Generation Constraint in GWh | FALSE | G | Annual | Allowances Purchased | GWh | 0 | 0 | 0 | 0 | 0 | 0 | 0
RPS v5.14- RMPA (22) | 1155 | 6174 | Generation Constraint in GWh | FALSE | G | Annual | Allowances Sold | GWh | 0 | 0 | 0 | 0 | 0 | 0 | 0
RPS v5.14- RMPA (22) | 1155 | 6174 | Generation Constraint in GWh | FALSE | G | Annual | Allowances Banked | GWh | 0 | 0 | 0 | 0 | 0 | 0 | 0
RPS v5.14- RMPA (22) | 1155 | 6174 | Generation Constraint in GWh | FALSE | G | Annual | Allowances Withdrawn (1:1) | GWh | 0 | 0 | 0 | 0 | 0 | 0 | 0
RPS v5.14- RMPA (22) | 1155 | 6174 | Generation Constraint in GWh | FALSE | G | Annual | Allowances Withdrawn (n:1) | GWh | 0 | 0 | 0 | 0 | 0 | 0 | 0
RPS v5.14- RMPA (22) | 1155 | 6174 | Generation Constraint in GWh | FALSE | G | Annual | Net Emissions Allowance Position | GWh | 11254.4435 | 14636.1655 | 15376.207 | 16324.1203 | 17306.4763 | 26577.2905 | 28823.1784
RPS v5.14- RMPA (22) | 1155 | 6174 | Generation Constraint in GWh | FALSE | G | Annual | Fuel Consumed | TBtu | 10.0717 | 8.1004 | 12.6502 | 13.7879 | 13.5731 | 11.2827 | 12.3774
RPS v5.14- RMPA (22) | 1155 | 6174 | Generation Constraint in GWh | FALSE | G | Annual | Heat Rate | MMBtu/MWh | 0.89491 | 0.55345 | 0.82271 | 0.84463 | 0.78428 | 0.42452 | 0.42943
RPS v5.14- RMPA (22) | 1155 | 6174 | Generation Constraint in GWh | FALSE | G | Annual | Generation | TWh | 11.2544 | 14.6362 | 15.3762 | 16.3241 | 17.3065 | 26.5773 | 28.8232
RPS v5.14- RMPA (22) | 1155 | 6174 | Generation Constraint in GWh | FALSE | G | Annual | Qualifying Generation | TWh | 11.2544 | 14.6362 | 15.3762 | 16.3241 | 17.3065 | 26.5773 | 28.8232
RPS v5.14- RMPA (22) | 1155 | 6174 | Generation Constraint in GWh | FALSE | G | Annual | Rate | lb/MWh | 0 | 0 | 0 | 0 | 0 | 0 | 0
RPS v5.14- RMPA (22) | 1155 | 6174 | Generation Constraint in GWh | FALSE | G | Annual | Constraint Shadow Price | US2011$/MWh | 17.6462 | 0 | 20.2971 | 19.8247 | 12.1149 | 0 | 0
RPS v5.14- Solar AZNM (19) | 1156 | 6175 | Generation Constraint in GWh | FALSE | G | Annual | Seasons Included | Seasons | Winter, Summer | Winter, Summer | Winter, Summer | Winter, Summer | Winter, Summer | Winter, Summer | Winter, Summer
RPS v5.14- Solar AZNM (19) | 1156 | 6175 | Generation Constraint in GWh | FALSE | G | Annual | Standard | GWh | 606.7974 | 615.4172 | 730.991 | 824.219 | 893.0064 | 973.8744 | 1075.5279
RPS v5.14- Solar AZNM (19) | 1156 | 6175 | Generation Constraint in GWh | FALSE | G | Annual | Emissions at Affected Plants | GWh | 9281.1317 | 9281.1317 | 9281.1317 | 9281.1317 | 9281.1317 | 35273.3533 | 38964.4794
RPS v5.14- Solar AZNM (19) | 1156 | 6175 | Generation Constraint in GWh | FALSE | G | Annual | Allowances Purchased | GWh | 0 | 0 | 0 | 0 | 0 | 0 | 0
RPS v5.14- Solar AZNM (19) | 1156 | 6175 | Generation Constraint in GWh | FALSE | G | Annual | Allowances Sold | GWh | 0 | 0 | 0 | 0 | 0 | 0 | 0
RPS v5.14- Solar AZNM (19) | 1156 | 6175 | Generation Constraint in GWh | FALSE | G | Annual | Allowances Banked | GWh | 0 | 0 | 0 | 0 | 0 | 0 | 0
RPS v5.14- Solar AZNM (19) | 1156 | 6175 | Generation Constraint in GWh | FALSE | G | Annual | Allowances Withdrawn (1:1) | GWh | 0 | 0 | 0 | 0 | 0 | 0 | 0
RPS v5.14- Solar AZNM (19) | 1156 | 6175 | Generation Constraint in GWh | FALSE | G | Annual | Allowances Withdrawn (n:1) | GWh | 0 | 0 | 0 | 0 | 0 | 0 | 0
RPS v5.14- Solar AZNM (19) | 1156 | 6175 | Generation Constraint in GWh | FALSE | G | Annual | Net Emissions Allowance Position | GWh | 9281.1317 | 9281.1317 | 9281.1317 | 9281.1317 | 9281.1317 | 35273.3533 | 38964.4794
RPS v5.14- Solar AZNM (19) | 1156 | 6175 | Generation Constraint in GWh | FALSE | G | Annual | Fuel Consumed | TBtu | 0 | 0 | 0 | 0 | 0 | 0 | 0
RPS v5.14- Solar AZNM (19) | 1156 | 6175 | Generation Constraint in GWh | FALSE | G | Annual | Heat Rate | MMBtu/MWh | 0 | 0 | 0 | 0 | 0 | 0 | 0
RPS v5.14- Solar AZNM (19) | 1156 | 6175 | Generation Constraint in GWh | FALSE | G | Annual | Generation | TWh | 9.2811 | 9.2811 | 9.2811 | 9.2811 | 9.2811 | 35.2734 | 38.9645
RPS v5.14- Solar AZNM (19) | 1156 | 6175 | Generation Constraint in GWh | FALSE | G | Annual | Qualifying Generation | TWh | 9.2811 | 9.2811 | 9.2811 | 9.2811 | 9.2811 | 35.2734 | 38.9645
RPS v5.14- Solar AZNM (19) | 1156 | 6175 | Generation Constraint in GWh | FALSE | G | Annual | Rate | lb/MWh | 0 | 0 | 0 | 0 | 0 | 0 | 0
RPS v5.14- Solar AZNM (19) | 1156 | 6175 | Generation Constraint in GWh | FALSE | G | Annual | Constraint Shadow Price | US2011$/MWh | 0 | 0 | 0 | 0 | 0 | 0 | 0
RPS v5.14- Solar MROW (4) | 1157 | 6176 | Generation Constraint in GWh | FALSE | G | Annual | Seasons Included | Seasons | Winter, Summer | Winter, Summer | Winter, Summer | Winter, Summer | Winter, Summer | Winter, Summer | Winter, Summer
RPS v5.14- Solar MROW (4) | 1157 | 6176 | Generation Constraint in GWh | FALSE | G | Annual | Standard | GWh | 15.8833 | 19.4199 | 858.4365 | 1172.6399 | 1211.573 | 1259.1605 | 1313.8565
RPS v5.14- Solar MROW (4) | 1157 | 6176 | Generation Constraint in GWh | FALSE | G | Annual | Emissions at Affected Plants | GWh | 15.8833 | 19.4199 | 858.4365 | 1172.6399 | 1211.573 | 1259.1605 | 19974.14
RPS v5.14- Solar MROW (4) | 1157 | 6176 | Generation Constraint in GWh | FALSE | G | Annual | Allowances Purchased | GWh | 0 | 0 | 0 | 0 | 0 | 0 | 0
RPS v5.14- Solar MROW (4) | 1157 | 6176 | Generation Constraint in GWh | FALSE | G | Annual | Allowances Sold | GWh | 0 | 0 | 0 | 0 | 0 | 0 | 0
RPS v5.14- Solar MROW (4) | 1157 | 6176 | Generation Constraint in GWh | FALSE | G | Annual | Allowances Banked | GWh | 0 | 0 | 0 | 0 | 0 | 0 | 0
RPS v5.14- Solar MROW (4) | 1157 | 6176 | Generation Constraint in GWh | FALSE | G | Annual | Allowances Withdrawn (1:1) | GWh | 0 | 0 | 0 | 0 | 0 | 0 | 0
RPS v5.14- Solar MROW (4) | 1157 | 6176 | Generation Constraint in GWh | FALSE | G | Annual | Allowances Withdrawn (n:1) | GWh | 0 | 0 | 0 | 0 | 0 | 0 | 0
RPS v5.14- Solar MROW (4) | 1157 | 6176 | Generation Constraint in GWh | FALSE | G | Annual | Net Emissions Allowance Position | GWh | 15.8833 | 19.4199 | 858.4365 | 1172.6399 | 1211.573 | 1259.1605 | 19974.14
RPS v5.14- Solar MROW (4) | 1157 | 6176 | Generation Constraint in GWh | FALSE | G | Annual | Fuel Consumed | TBtu | 0 | 0 | 0 | 0 | 0 | 0 | 0
RPS v5.14- Solar MROW (4) | 1157 | 6176 | Generation Constraint in GWh | FALSE | G | Annual | Heat Rate | MMBtu/MWh | 0 | 0 | 0 | 0 | 0 | 0 | 0
RPS v5.14- Solar MROW (4) | 1157 | 6176 | Generation Constraint in GWh | FALSE | G | Annual | Generation | TWh | 0.015883 | 0.01942 | 0.85844 | 1.1726 | 1.2116 | 1.2592 | 19.9741
RPS v5.14- Solar MROW (4) | 1157 | 6176 | Generation Constraint in GWh | FALSE | G | Annual | Qualifying Generation | TWh | 0.015883 | 0.01942 | 0.85844 | 1.1726 | 1.2116 | 1.2592 | 19.9741
RPS v5.14- Solar MROW (4) | 1157 | 6176 | Generation Constraint in GWh | FALSE | G | Annual | Rate | lb/MWh | 0 | 0 | 0 | 0 | 0 | 0 | 0
RPS v5.14- Solar MROW (4) | 1157 | 6176 | Generation Constraint in GWh | FALSE | G | Annual | Constraint Shadow Price | US2011$/MWh | 138.7664 | 198.9207 | 30.978 | 24.4986 | 21.8883 | 0.28649 | 0
RPS v5.14- Solar NEWE (5) | 1158 | 6177 | Generation Constraint in GWh | FALSE | G | Annual | Seasons Included | Seasons | Winter, Summer | Winter, Summer | Winter, Summer | Winter, Summer | Winter, Summer | Winter, Summer | Winter, Summer
RPS v5.14- Solar NEWE (5) | 1158 | 6177 | Generation Constraint in GWh | FALSE | G | Annual | Standard | GWh | 110.9345 | 112.2893 | 110.4842 | 109.2164 | 110.5335 | 111.8206 | 112.5765
RPS v5.14- Solar NEWE (5) | 1158 | 6177 | Generation Constraint in GWh | FALSE | G | Annual | Emissions at Affected Plants | GWh | 360.3471 | 360.3471 | 360.3471 | 360.3471 | 360.3471 | 3343.7267 | 3451.7297
RPS v5.14- Solar NEWE (5) | 1158 | 6177 | Generation Constraint in GWh | FALSE | G | Annual | Allowances Purchased | GWh | 0 | 0 | 0 | 0 | 0 | 0 | 0
RPS v5.14- Solar NEWE (5) | 1158 | 6177 | Generation Constraint in GWh | FALSE | G | Annual | Allowances Sold | GWh | 0 | 0 | 0 | 0 | 0 | 0 | 0
RPS v5.14- Solar NEWE (5) | 1158 | 6177 | Generation Constraint in GWh | FALSE | G | Annual | Allowances Banked | GWh | 0 | 0 | 0 | 0 | 0 | 0 | 0
RPS v5.14- Solar NEWE (5) | 1158 | 6177 | Generation Constraint in GWh | FALSE | G | Annual | Allowances Withdrawn (1:1) | GWh | 0 | 0 | 0 | 0 | 0 | 0 | 0
RPS v5.14- Solar NEWE (5) | 1158 | 6177 | Generation Constraint in GWh | FALSE | G | Annual | Allowances Withdrawn (n:1) | GWh | 0 | 0 | 0 | 0 | 0 | 0 | 0
RPS v5.14- Solar NEWE (5) | 1158 | 6177 | Generation Constraint in GWh | FALSE | G | Annual | Net Emissions Allowance Position | GWh | 360.3471 | 360.3471 | 360.3471 | 360.3471 | 360.3471 | 3343.7267 | 3451.7297
RPS v5.14- Solar NEWE (5) | 1158 | 6177 | Generation Constraint in GWh | FALSE | G | Annual | Fuel Consumed | TBtu | 0 | 0 | 0 | 0 | 0 | 0 | 0
RPS v5.14- Solar NEWE (5) | 1158 | 6177 | Generation Constraint in GWh | FALSE | G | Annual | Heat Rate | MMBtu/MWh | 0 | 0 | 0 | 0 | 0 | 0 | 0
RPS v5.14- Solar NEWE (5) | 1158 | 6177 | Generation Constraint in GWh | FALSE | G | Annual | Generation | TWh | 0.36035 | 0.36035 | 0.36035 | 0.36035 | 0.36035 | 3.3437 | 3.4517
RPS v5.14- Solar NEWE (5) | 1158 | 6177 | Generation Constraint in GWh | FALSE | G | Annual | Qualifying Generation | TWh | 0.36035 | 0.36035 | 0.36035 | 0.36035 | 0.36035 | 3.3437 | 3.4517
RPS v5.14- Solar NEWE (5) | 1158 | 6177 | Generation Constraint in GWh | FALSE | G | Annual | Rate | lb/MWh | 0 | 0 | 0 | 0 | 0 | 0 | 0
RPS v5.14- Solar NEWE (5) | 1158 | 6177 | Generation Constraint in GWh | FALSE | G | Annual | Constraint Shadow Price | US2011$/MWh | 0 | 0 | 0 | 0 | 0 | 0 | 0
RPS v5.14- Solar NWPP (21) | 1159 | 6178 | Generation Constraint in GWh | FALSE | G | Annual | Seasons Included | Seasons | Winter, Summer | Winter, Summer | Winter, Summer | Winter, Summer | Winter, Summer | Winter, Summer | Winter, Summer
RPS v5.14- Solar NWPP (21) | 1159 | 6178 | Generation Constraint in GWh | FALSE | G | Annual | Standard | GWh | 119.3364 | 120.9119 | 132.1779 | 151.119 | 165.7973 | 176.9177 | 190.4647
RPS v5.14- Solar NWPP (21) | 1159 | 6178 | Generation Constraint in GWh | FALSE | G | Annual | Emissions at Affected Plants | GWh | 246.6178 | 246.6178 | 246.6178 | 246.6178 | 246.6178 | 16747.3847 | 60144.1607
RPS v5.14- Solar NWPP (21) | 1159 | 6178 | Generation Constraint in GWh | FALSE | G | Annual | Allowances Purchased | GWh | 0 | 0 | 0 | 0 | 0 | 0 | 0
RPS v5.14- Solar NWPP (21) | 1159 | 6178 | Generation Constraint in GWh | FALSE | G | Annual | Allowances Sold | GWh | 0 | 0 | 0 | 0 | 0 | 0 | 0
RPS v5.14- Solar NWPP (21) | 1159 | 6178 | Generation Constraint in GWh | FALSE | G | Annual | Allowances Banked | GWh | 0 | 0 | 0 | 0 | 0 | 0 | 0
RPS v5.14- Solar NWPP (21) | 1159 | 6178 | Generation Constraint in GWh | FALSE | G | Annual | Allowances Withdrawn (1:1) | GWh | 0 | 0 | 0 | 0 | 0 | 0 | 0
RPS v5.14- Solar NWPP (21) | 1159 | 6178 | Generation Constraint in GWh | FALSE | G | Annual | Allowances Withdrawn (n:1) | GWh | 0 | 0 | 0 | 0 | 0 | 0 | 0
RPS v5.14- Solar NWPP (21) | 1159 | 6178 | Generation Constraint in GWh | FALSE | G | Annual | Net Emissions Allowance Position | GWh | 246.6178 | 246.6178 | 246.6178 | 246.6178 | 246.6178 | 16747.3847 | 60144.1607
RPS v5.14- Solar NWPP (21) | 1159 | 6178 | Generation Constraint in GWh | FALSE | G | Annual | Fuel Consumed | TBtu | 0 | 0 | 0 | 0 | 0 | 0 | 0
RPS v5.14- Solar NWPP (21) | 1159 | 6178 | Generation Constraint in GWh | FALSE | G | Annual | Heat Rate | MMBtu/MWh | 0 | 0 | 0 | 0 | 0 | 0 | 0
RPS v5.14- Solar NWPP (21) | 1159 | 6178 | Generation Constraint in GWh | FALSE | G | Annual | Generation | TWh | 0.24662 | 0.24662 | 0.24662 | 0.24662 | 0.24662 | 16.7474 | 60.1442
RPS v5.14- Solar NWPP (21) | 1159 | 6178 | Generation Constraint in GWh | FALSE | G | Annual | Qualifying Generation | TWh | 0.24662 | 0.24662 | 0.24662 | 0.24662 | 0.24662 | 16.7474 | 60.1442
RPS v5.14- Solar NWPP (21) | 1159 | 6178 | Generation Constraint in GWh | FALSE | G | Annual | Rate | lb/MWh | 0 | 0 | 0 | 0 | 0 | 0 | 0
RPS v5.14- Solar NWPP (21) | 1159 | 6178 | Generation Constraint in GWh | FALSE | G | Annual | Constraint Shadow Price | US2011$/MWh | 0 | 0 | 0 | 0 | 0 | 0 | 0
RPS v5.14- Solar RFCE (9) | 1160 | 6179 | Generation Constraint in GWh | FALSE | G | Annual | Seasons Included | Seasons | Winter, Summer | Winter, Summer | Winter, Summer | Winter, Summer | Winter, Summer | Winter, Summer | Winter, Summer
RPS v5.14- Solar RFCE (9) | 1160 | 6179 | Generation Constraint in GWh | FALSE | G | Annual | Standard | GWh | 884.3838 | 1299.9164 | 1739.6664 | 1882.3391 | 1927.2312 | 1995.6152 | 2069.6796
RPS v5.14- Solar RFCE (9) | 1160 | 6179 | Generation Constraint in GWh | FALSE | G | Annual | Emissions at Affected Plants | GWh | 876.9353 | 876.9353 | 1739.6664 | 1882.3391 | 17605.5018 | 20124.9206 | 21727.2338
RPS v5.14- Solar RFCE (9) | 1160 | 6179 | Generation Constraint in GWh | FALSE | G | Annual | Allowances Purchased | GWh | 7.4485 | 422.9811 | 0 | 0 | 0 | 0 | 0
RPS v5.14- Solar RFCE (9) | 1160 | 6179 | Generation Constraint in GWh | FALSE | G | Annual | Allowances Sold | GWh | 0 | 0 | 0 | 0 | 0 | 0 | 0
RPS v5.14- Solar RFCE (9) | 1160 | 6179 | Generation Constraint in GWh | FALSE | G | Annual | Allowances Banked | GWh | 0 | 0 | 0 | 0 | 0 | 0 | 0
RPS v5.14- Solar RFCE (9) | 1160 | 6179 | Generation Constraint in GWh | FALSE | G | Annual | Allowances Withdrawn (1:1) | GWh | 0 | 0 | 0 | 0 | 0 | 0 | 0
RPS v5.14- Solar RFCE (9) | 1160 | 6179 | Generation Constraint in GWh | FALSE | G | Annual | Allowances Withdrawn (n:1) | GWh | 0 | 0 | 0 | 0 | 0 | 0 | 0
RPS v5.14- Solar RFCE (9) | 1160 | 6179 | Generation Constraint in GWh | FALSE | G | Annual | Net Emissions Allowance Position | GWh | 884.3838 | 1299.9164 | 1739.6664 | 1882.3391 | 17605.5018 | 20124.9206 | 21727.2338
RPS v5.14- Solar RFCE (9) | 1160 | 6179 | Generation Constraint in GWh | FALSE | G | Annual | Fuel Consumed | TBtu | 0 | 0 | 0 | 0 | 0 | 0 | 0
RPS v5.14- Solar RFCE (9) | 1160 | 6179 | Generation Constraint in GWh | FALSE | G | Annual | Heat Rate | MMBtu/MWh | 0 | 0 | 0 | 0 | 0 | 0 | 0
RPS v5.14- Solar RFCE (9) | 1160 | 6179 | Generation Constraint in GWh | FALSE | G | Annual | Generation | TWh | 0.87694 | 0.87694 | 1.7397 | 1.8823 | 17.6055 | 20.1249 | 21.7272
RPS v5.14- Solar RFCE (9) | 1160 | 6179 | Generation Constraint in GWh | FALSE | G | Annual | Qualifying Generation | TWh | 0.87694 | 0.87694 | 1.7397 | 1.8823 | 17.6055 | 20.1249 | 21.7272
RPS v5.14- Solar RFCE (9) | 1160 | 6179 | Generation Constraint in GWh | FALSE | G | Annual | Rate | lb/MWh | 0 | 0 | 0 | 0 | 0 | 0 | 0
RPS v5.14- Solar RFCE (9) | 1160 | 6179 | Generation Constraint in GWh | FALSE | G | Annual | Constraint Shadow Price | US2011$/MWh | 250.0006 | 150.0006 | 0.2314 | 0.29135 | 0 | 0 | 0
RPS v5.14- Solar RFCW (11) | 1161 | 6180 | Generation Constraint in GWh | FALSE | G | Annual | Seasons Included | Seasons | Winter, Summer | Winter, Summer | Winter, Summer | Winter, Summer | Winter, Summer | Winter, Summer | Winter, Summer
RPS v5.14- Solar RFCW (11) | 1161 | 6180 | Generation Constraint in GWh | FALSE | G | Annual | Standard | GWh | 1020.3294 | 1305.7699 | 1726.1125 | 2306.0403 | 2475.3081 | 2547.609 | 2626.9068
RPS v5.14- Solar RFCW (11) | 1161 | 6180 | Generation Constraint in GWh | FALSE | G | Annual | Emissions at Affected Plants | GWh | 395.0286 | 395.0286 | 1726.1125 | 2306.0403 | 2475.3081 | 4791.3327 | 6812.6662
RPS v5.14- Solar RFCW (11) | 1161 | 6180 | Generation Constraint in GWh | FALSE | G | Annual | Allowances Purchased | GWh | 625.3008 | 910.7413 | 0 | 0 | 0 | 0 | 0
RPS v5.14- Solar RFCW (11) | 1161 | 6180 | Generation Constraint in GWh | FALSE | G | Annual | Allowances Sold | GWh | 0 | 0 | 0 | 0 | 0 | 0 | 0
RPS v5.14- Solar RFCW (11) | 1161 | 6180 | Generation Constraint in GWh | FALSE | G | Annual | Allowances Banked | GWh | 0 | 0 | 0 | 0 | 0 | 0 | 0
RPS v5.14- Solar RFCW (11) | 1161 | 6180 | Generation Constraint in GWh | FALSE | G | Annual | Allowances Withdrawn (1:1) | GWh | 0 | 0 | 0 | 0 | 0 | 0 | 0
RPS v5.14- Solar RFCW (11) | 1161 | 6180 | Generation Constraint in GWh | FALSE | G | Annual | Allowances Withdrawn (n:1) | GWh | 0 | 0 | 0 | 0 | 0 | 0 | 0
RPS v5.14- Solar RFCW (11) | 1161 | 6180 | Generation Constraint in GWh | FALSE | G | Annual | Net Emissions Allowance Position | GWh | 1020.3294 | 1305.7699 | 1726.1125 | 2306.0403 | 2475.3081 | 4791.3327 | 6812.6662
RPS v5.14- Solar RFCW (11) | 1161 | 6180 | Generation Constraint in GWh | FALSE | G | Annual | Fuel Consumed | TBtu | 0 | 0 | 0 | 0 | 0 | 0 | 0
RPS v5.14- Solar RFCW (11) | 1161 | 6180 | Generation Constraint in GWh | FALSE | G | Annual | Heat Rate | MMBtu/MWh | 0 | 0 | 0 | 0 | 0 | 0 | 0
RPS v5.14- Solar RFCW (11) | 1161 | 6180 | Generation Constraint in GWh | FALSE | G | Annual | Generation | TWh | 0.39503 | 0.39503 | 1.7261 | 2.306 | 2.4753 | 4.7913 | 6.8127
RPS v5.14- Solar RFCW (11) | 1161 | 6180 | Generation Constraint in GWh | FALSE | G | Annual | Qualifying Generation | TWh | 0.39503 | 0.39503 | 1.7261 | 2.306 | 2.4753 | 4.7913 | 6.8127
RPS v5.14- Solar RFCW (11) | 1161 | 6180 | Generation Constraint in GWh | FALSE | G | Annual | Rate | lb/MWh | 0 | 0 | 0 | 0 | 0 | 0 | 0
RPS v5.14- Solar RFCW (11) | 1161 | 6180 | Generation Constraint in GWh | FALSE | G | Annual | Constraint Shadow Price | US2011$/MWh | 250.0006 | 150.0006 | 32.8516 | 18.9183 | 0.30264 | 0 | 0
RPS v5.14- Solar RMPA (22) | 1162 | 6181 | Generation Constraint in GWh | FALSE | G | Annual | Seasons Included | Seasons | Winter, Summer | Winter, Summer | Winter, Summer | Winter, Summer | Winter, Summer | Winter, Summer | Winter, Summer
RPS v5.14- Solar RMPA (22) | 1162 | 6181 | Generation Constraint in GWh | FALSE | G | Annual | Standard | GWh | 8.3569 | 8.5055 | 10.7877 | 11.9839 | 12.7051 | 13.7469 | 15.034
RPS v5.14- Solar RMPA (22) | 1162 | 6181 | Generation Constraint in GWh | FALSE | G | Annual | Emissions at Affected Plants | GWh | 236.3034 | 236.3034 | 426.8937 | 1282.5928 | 2286.5292 | 11732.2098 | 13891.9226
RPS v5.14- Solar RMPA (22) | 1162 | 6181 | Generation Constraint in GWh | FALSE | G | Annual | Allowances Purchased | GWh | 0 | 0 | 0 | 0 | 0 | 0 | 0
RPS v5.14- Solar RMPA (22) | 1162 | 6181 | Generation Constraint in GWh | FALSE | G | Annual | Allowances Sold | GWh | 0 | 0 | 0 | 0 | 0 | 0 | 0
RPS v5.14- Solar RMPA (22) | 1162 | 6181 | Generation Constraint in GWh | FALSE | G | Annual | Allowances Banked | GWh | 0 | 0 | 0 | 0 | 0 | 0 | 0
RPS v5.14- Solar RMPA (22) | 1162 | 6181 | Generation Constraint in GWh | FALSE | G | Annual | Allowances Withdrawn (1:1) | GWh | 0 | 0 | 0 | 0 | 0 | 0 | 0
RPS v5.14- Solar RMPA (22) | 1162 | 6181 | Generation Constraint in GWh | FALSE | G | Annual | Allowances Withdrawn (n:1) | GWh | 0 | 0 | 0 | 0 | 0 | 0 | 0
RPS v5.14- Solar RMPA (22) | 1162 | 6181 | Generation Constraint in GWh | FALSE | G | Annual | Net Emissions Allowance Position | GWh | 236.3034 | 236.3034 | 426.8937 | 1282.5928 | 2286.5292 | 11732.2098 | 13891.9226
RPS v5.14- Solar RMPA (22) | 1162 | 6181 | Generation Constraint in GWh | FALSE | G | Annual | Fuel Consumed | TBtu | 0 | 0 | 0 | 0 | 0 | 0 | 0
RPS v5.14- Solar RMPA (22) | 1162 | 6181 | Generation Constraint in GWh | FALSE | G | Annual | Heat Rate | MMBtu/MWh | 0 | 0 | 0 | 0 | 0 | 0 | 0
RPS v5.14- Solar RMPA (22) | 1162 | 6181 | Generation Constraint in GWh | FALSE | G | Annual | Generation | TWh | 0.2363 | 0.2363 | 0.42689 | 1.2826 | 2.2865 | 11.7322 | 13.8919
RPS v5.14- Solar RMPA (22) | 1162 | 6181 | Generation Constraint in GWh | FALSE | G | Annual | Qualifying Generation | TWh | 0.2363 | 0.2363 | 0.42689 | 1.2826 | 2.2865 | 11.7322 | 13.8919
RPS v5.14- Solar RMPA (22) | 1162 | 6181 | Generation Constraint in GWh | FALSE | G | Annual | Rate | lb/MWh | 0 | 0 | 0 | 0 | 0 | 0 | 0
RPS v5.14- Solar RMPA (22) | 1162 | 6181 | Generation Constraint in GWh | FALSE | G | Annual | Constraint Shadow Price | US2011$/MWh | 0 | 0 | 0 | 0 | 0 | 0 | 0
RPS v5.14- Solar SPNO (17) | 1163 | 6182 | Generation Constraint in GWh | FALSE | G | Annual | Seasons Included | Seasons | Winter, Summer | Winter, Summer | Winter, Summer | Winter, Summer | Winter, Summer | Winter, Summer | Winter, Summer
RPS v5.14- Solar SPNO (17) | 1163 | 6182 | Generation Constraint in GWh | FALSE | G | Annual | Standard | GWh | 16.9315 | 34.0194 | 42.5538 | 52.2804 | 53.9695 | 56.5439 | 59.5858
RPS v5.14- Solar SPNO (17) | 1163 | 6182 | Generation Constraint in GWh | FALSE | G | Annual | Emissions at Affected Plants | GWh | 17.7222 | 34.0194 | 42.5538 | 52.2804 | 53.9695 | 7990.2229 | 8404.9329
RPS v5.14- Solar SPNO (17) | 1163 | 6182 | Generation Constraint in GWh | FALSE | G | Annual | Allowances Purchased | GWh | 0 | 0 | 0 | 0 | 0 | 0 | 0
RPS v5.14- Solar SPNO (17) | 1163 | 6182 | Generation Constraint in GWh | FALSE | G | Annual | Allowances Sold | GWh | 0 | 0 | 0 | 0 | 0 | 0 | 0
RPS v5.14- Solar SPNO (17) | 1163 | 6182 | Generation Constraint in GWh | FALSE | G | Annual | Allowances Banked | GWh | 0 | 0 | 0 | 0 | 0 | 0 | 0
RPS v5.14- Solar SPNO (17) | 1163 | 6182 | Generation Constraint in GWh | FALSE | G | Annual | Allowances Withdrawn (1:1) | GWh | 0 | 0 | 0 | 0 | 0 | 0 | 0
RPS v5.14- Solar SPNO (17) | 1163 | 6182 | Generation Constraint in GWh | FALSE | G | Annual | Allowances Withdrawn (n:1) | GWh | 0 | 0 | 0 | 0 | 0 | 0 | 0
RPS v5.14- Solar SPNO (17) | 1163 | 6182 | Generation Constraint in GWh | FALSE | G | Annual | Net Emissions Allowance Position | GWh | 17.7222 | 34.0194 | 42.5538 | 52.2804 | 53.9695 | 7990.2229 | 8404.9329
RPS v5.14- Solar SPNO (17) | 1163 | 6182 | Generation Constraint in GWh | FALSE | G | Annual | Fuel Consumed | TBtu | 0 | 0 | 0 | 0 | 0 | 0 | 0
RPS v5.14- Solar SPNO (17) | 1163 | 6182 | Generation Constraint in GWh | FALSE | G | Annual | Heat Rate | MMBtu/MWh | 0 | 0 | 0 | 0 | 0 | 0 | 0
RPS v5.14- Solar SPNO (17) | 1163 | 6182 | Generation Constraint in GWh | FALSE | G | Annual | Generation | TWh | 0.017722 | 0.034019 | 0.042554 | 0.05228 | 0.05397 | 7.9902 | 8.4049
RPS v5.14- Solar SPNO (17) | 1163 | 6182 | Generation Constraint in GWh | FALSE | G | Annual | Qualifying Generation | TWh | 0.017722 | 0.034019 | 0.042554 | 0.05228 | 0.05397 | 7.9902 | 8.4049
RPS v5.14- Solar SPNO (17) | 1163 | 6182 | Generation Constraint in GWh | FALSE | G | Annual | Rate | lb/MWh | 0 | 0 | 0 | 0 | 0 | 0 | 0
RPS v5.14- Solar SPNO (17) | 1163 | 6182 | Generation Constraint in GWh | FALSE | G | Annual | Constraint Shadow Price | US2011$/MWh | 0 | 198.9712 | 31.1702 | 23.0781 | 19.5955 | 0 | 0
RPS v5.14- Solar SPSO (18) | 1164 | 6183 | Generation Constraint in GWh | FALSE | G | Annual | Seasons Included | Seasons | Winter, Summer | Winter, Summer | Winter, Summer | Winter, Summer | Winter, Summer | Winter, Summer | Winter, Summer
RPS v5.14- Solar SPSO (18) | 1164 | 6183 | Generation Constraint in GWh | FALSE | G | Annual | Standard | GWh | 143.0089 | 148.1661 | 190.484 | 213.035 | 224.4917 | 241.9853 | 263.3617
RPS v5.14- Solar SPSO (18) | 1164 | 6183 | Generation Constraint in GWh | FALSE | G | Annual | Emissions at Affected Plants | GWh | 249.4603 | 249.4603 | 249.4603 | 249.4603 | 249.4603 | 26313.3218 | 29808.53
RPS v5.14- Solar SPSO (18) | 1164 | 6183 | Generation Constraint in GWh | FALSE | G | Annual | Allowances Purchased | GWh | 0 | 0 | 0 | 0 | 0 | 0 | 0
RPS v5.14- Solar SPSO (18) | 1164 | 6183 | Generation Constraint in GWh | FALSE | G | Annual | Allowances Sold | GWh | 0 | 0 | 0 | 0 | 0 | 0 | 0
RPS v5.14- Solar SPSO (18) | 1164 | 6183 | Generation Constraint in GWh | FALSE | G | Annual | Allowances Banked | GWh | 0 | 0 | 0 | 0 | 0 | 0 | 0
RPS v5.14- Solar SPSO (18) | 1164 | 6183 | Generation Constraint in GWh | FALSE | G | Annual | Allowances Withdrawn (1:1) | GWh | 0 | 0 | 0 | 0 | 0 | 0 | 0
RPS v5.14- Solar SPSO (18) | 1164 | 6183 | Generation Constraint in GWh | FALSE | G | Annual | Allowances Withdrawn (n:1) | GWh | 0 | 0 | 0 | 0 | 0 | 0 | 0
RPS v5.14- Solar SPSO (18) | 1164 | 6183 | Generation Constraint in GWh | FALSE | G | Annual | Net Emissions Allowance Position | GWh | 249.4603 | 249.4603 | 249.4603 | 249.4603 | 249.4603 | 26313.3218 | 29808.53
RPS v5.14- Solar SPSO (18) | 1164 | 6183 | Generation Constraint in GWh | FALSE | G | Annual | Fuel Consumed | TBtu | 0 | 0 | 0 | 0 | 0 | 0 | 0
RPS v5.14- Solar SPSO (18) | 1164 | 6183 | Generation Constraint in GWh | FALSE | G | Annual | Heat Rate | MMBtu/MWh | 0 | 0 | 0 | 0 | 0 | 0 | 0
RPS v5.14- Solar SPSO (18) | 1164 | 6183 | Generation Constraint in GWh | FALSE | G | Annual | Generation | TWh | 0.24946 | 0.24946 | 0.24946 | 0.24946 | 0.24946 | 26.3133 | 29.8085
RPS v5.14- Solar SPSO (18) | 1164 | 6183 | Generation Constraint in GWh | FALSE | G | Annual | Qualifying Generation | TWh | 0.24946 | 0.24946 | 0.24946 | 0.24946 | 0.24946 | 26.3133 | 29.8085
RPS v5.14- Solar SPSO (18) | 1164 | 6183 | Generation Constraint in GWh | FALSE | G | Annual | Rate | lb/MWh | 0 | 0 | 0 | 0 | 0 | 0 | 0
RPS v5.14- Solar SPSO (18) | 1164 | 6183 | Generation Constraint in GWh | FALSE | G | Annual | Constraint Shadow Price | US2011$/MWh | 0 | 0 | 0 | 0 | 0 | 0 | 0
RPS v5.14- Solar SRCE (15) | 1165 | 6184 | Generation Constraint in GWh | FALSE | G | Annual | Seasons Included | Seasons | Winter, Summer | Winter, Summer | Winter, Summer | Winter, Summer | Winter, Summer | Winter, Summer | Winter, Summer
RPS v5.14- Solar SRCE (15) | 1165 | 6184 | Generation Constraint in GWh | FALSE | G | Annual | Standard | GWh | 1.316 | 1.9153 | 1.9507 | 2.0263 | 2.1177 | 2.2324 | 2.3633
RPS v5.14- Solar SRCE (15) | 1165 | 6184 | Generation Constraint in GWh | FALSE | G | Annual | Emissions at Affected Plants | GWh | 192.1013 | 192.1013 | 192.1013 | 192.1013 | 192.1013 | 7129.2212 | 44783.2898
RPS v5.14- Solar SRCE (15) | 1165 | 6184 | Generation Constraint in GWh | FALSE | G | Annual | Allowances Purchased | GWh | 0 | 0 | 0 | 0 | 0 | 0 | 0
RPS v5.14- Solar SRCE (15) | 1165 | 6184 | Generation Constraint in GWh | FALSE | G | Annual | Allowances Sold | GWh | 0 | 0 | 0 | 0 | 0 | 0 | 0
RPS v5.14- Solar SRCE (15) | 1165 | 6184 | Generation Constraint in GWh | FALSE | G | Annual | Allowances Banked | GWh | 0 | 0 | 0 | 0 | 0 | 0 | 0
RPS v5.14- Solar SRCE (15) | 1165 | 6184 | Generation Constraint in GWh | FALSE | G | Annual | Allowances Withdrawn (1:1) | GWh | 0 | 0 | 0 | 0 | 0 | 0 | 0
RPS v5.14- Solar SRCE (15) | 1165 | 6184 | Generation Constraint in GWh | FALSE | G | Annual | Allowances Withdrawn (n:1) | GWh | 0 | 0 | 0 | 0 | 0 | 0 | 0
RPS v5.14- Solar SRCE (15) | 1165 | 6184 | Generation Constraint in GWh | FALSE | G | Annual | Net Emissions Allowance Position | GWh | 192.1013 | 192.1013 | 192.1013 | 192.1013 | 192.1013 | 7129.2212 | 44783.2898
RPS v5.14- Solar SRCE (15) | 1165 | 6184 | Generation Constraint in GWh | FALSE | G | Annual | Fuel Consumed | TBtu | 0 | 0 | 0 | 0 | 0 | 0 | 0
RPS v5.14- Solar SRCE (15) | 1165 | 6184 | Generation Constraint in GWh | FALSE | G | Annual | Heat Rate | MMBtu/MWh | 0 | 0 | 0 | 0 | 0 | 0 | 0
RPS v5.14- Solar SRCE (15) | 1165 | 6184 | Generation Constraint in GWh | FALSE | G | Annual | Generation | TWh | 0.1921 | 0.1921 | 0.1921 | 0.1921 | 0.1921 | 7.1292 | 44.7833
RPS v5.14- Solar SRCE (15) | 1165 | 6184 | Generation Constraint in GWh | FALSE | G | Annual | Qualifying Generation | TWh | 0.1921 | 0.1921 | 0.1921 | 0.1921 | 0.1921 | 7.1292 | 44.7833
RPS v5.14- Solar SRCE (15) | 1165 | 6184 | Generation Constraint in GWh | FALSE | G | Annual | Rate | lb/MWh | 0 | 0 | 0 | 0 | 0 | 0 | 0
RPS v5.14- Solar SRCE (15) | 1165 | 6184 | Generation Constraint in GWh | FALSE | G | Annual | Constraint Shadow Price | US2011$/MWh | 0 | 0 | 0 | 0 | 0 | 0 | 0
RPS v5.14- Solar SRDA (12) | 1166 | 6185 | Generation Constraint in GWh | FALSE | G | Annual | Seasons Included | Seasons | Winter, Summer | Winter, Summer | Winter, Summer | Winter, Summer | Winter, Summer | Winter, Summer | Winter, Summer
RPS v5.14- Solar SRDA (12) | 1166 | 6185 | Generation Constraint in GWh | FALSE | G | Annual | Standard | GWh | 0.014371 | 0.029109 | 0.037489 | 0.046856 | 0.049276 | 0.052811 | 0.057072
RPS v5.14- Solar SRDA (12) | 1166 | 6185 | Generation Constraint in GWh | FALSE | G | Annual | Emissions at Affected Plants | GWh | 0.01437 | 0.029109 | 0.037491 | 0.046858 | 0.049277 | 29862.8069 | 44348.0084
RPS v5.14- Solar SRDA (12) | 1166 | 6185 | Generation Constraint in GWh | FALSE | G | Annual | Allowances Purchased | GWh | 0 | 0 | 0 | 0 | 0 | 0 | 0
RPS v5.14- Solar SRDA (12) | 1166 | 6185 | Generation Constraint in GWh | FALSE | G | Annual | Allowances Sold | GWh | 0 | 0 | 0 | 0 | 0 | 0 | 0
RPS v5.14- Solar SRDA (12) | 1166 | 6185 | Generation Constraint in GWh | FALSE | G | Annual | Allowances Banked | GWh | 0 | 0 | 0 | 0 | 0 | 0 | 0
RPS v5.14- Solar SRDA (12) | 1166 | 6185 | Generation Constraint in GWh | FALSE | G | Annual | Allowances Withdrawn (1:1) | GWh | 0 | 0 | 0 | 0 | 0 | 0 | 0
RPS v5.14- Solar SRDA (12) | 1166 | 6185 | Generation Constraint in GWh | FALSE | G | Annual | Allowances Withdrawn (n:1) | GWh | 0 | 0 | 0 | 0 | 0 | 0 | 0
RPS v5.14- Solar SRDA (12) | 1166 | 6185 | Generation Constraint in GWh | FALSE | G | Annual | Net Emissions Allowance Position | GWh | 0.01437 | 0.029109 | 0.037491 | 0.046858 | 0.049277 | 29862.8069 | 44348.0084
RPS v5.14- Solar SRDA (12) | 1166 | 6185 | Generation Constraint in GWh | FALSE | G | Annual | Fuel Consumed | TBtu | 0 | 0 | 0 | 0 | 0 | 0 | 0
RPS v5.14- Solar SRDA (12) | 1166 | 6185 | Generation Constraint in GWh | FALSE | G | Annual | Heat Rate | MMBtu/MWh | 0 | 0 | 0 | 0 | 0 | 0 | 0
RPS v5.14- Solar SRDA (12) | 1166 | 6185 | Generation Constraint in GWh | FALSE | G | Annual | Generation | TWh | 1.437e-05 | 2.9109e-05 | 3.7491e-05 | 4.6858e-05 | 4.9277e-05 | 29.8628 | 44.348
RPS v5.14- Solar SRDA (12) | 1166 | 6185 | Generation Constraint in GWh | FALSE | G | Annual | Qualifying Generation | TWh | 1.437e-05 | 2.9109e-05 | 3.7491e-05 | 4.6858e-05 | 4.9277e-05 | 29.8628 | 44.348
RPS v5.14- Solar SRDA (12) | 1166 | 6185 | Generation Constraint in GWh | FALSE | G | Annual | Rate | lb/MWh | 0 | 0 | 0 | 0 | 0 | 0 | 0
RPS v5.14- Solar SRDA (12) | 1166 | 6185 | Generation Constraint in GWh | FALSE | G | Annual | Constraint Shadow Price | US2011$/MWh | 124.8184 | 177.0265 | 19.984 | 16.1439 | 11.8119 | 0 | 0
RPS v5.14- Solar SRGW (13) | 1167 | 6186 | Generation Constraint in GWh | FALSE | G | Annual | Seasons Included | Seasons | Winter, Summer | Winter, Summer | Winter, Summer | Winter, Summer | Winter, Summer | Winter, Summer | Winter, Summer
RPS v5.14- Solar SRGW (13) | 1167 | 6186 | Generation Constraint in GWh | FALSE | G | Annual | Standard | GWh | 313.9157 | 413.9895 | 529.9184 | 728.994 | 796.2389 | 826.6221 | 861.6658
RPS v5.14- Solar SRGW (13) | 1167 | 6186 | Generation Constraint in GWh | FALSE | G | Annual | Emissions at Affected Plants | GWh | 413.4854 | 413.9895 | 529.9184 | 728.994 | 796.2389 | 2070.1722 | 2912.8997
RPS v5.14- Solar SRGW (13) | 1167 | 6186 | Generation Constraint in GWh | FALSE | G | Annual | Allowances Purchased | GWh | 0 | 0 | 0 | 0 | 0 | 0 | 0
RPS v5.14- Solar SRGW (13) | 1167 | 6186 | Generation Constraint in GWh | FALSE | G | Annual | Allowances Sold | GWh | 0 | 0 | 0 | 0 | 0 | 0 | 0
RPS v5.14- Solar SRGW (13) | 1167 | 6186 | Generation Constraint in GWh | FALSE | G | Annual | Allowances Banked | GWh | 0 | 0 | 0 | 0 | 0 | 0 | 0
RPS v5.14- Solar SRGW (13) | 1167 | 6186 | Generation Constraint in GWh | FALSE | G | Annual | Allowances Withdrawn (1:1) | GWh | 0 | 0 | 0 | 0 | 0 | 0 | 0
RPS v5.14- Solar SRGW (13) | 1167 | 6186 | Generation Constraint in GWh | FALSE | G | Annual | Allowances Withdrawn (n:1) | GWh | 0 | 0 | 0 | 0 | 0 | 0 | 0
RPS v5.14- Solar SRGW (13) | 1167 | 6186 | Generation Constraint in GWh | FALSE | G | Annual | Net Emissions Allowance Position | GWh | 413.4854 | 413.9895 | 529.9184 | 728.994 | 796.2389 | 2070.1722 | 2912.8997
RPS v5.14- Solar SRGW (13) | 1167 | 6186 | Generation Constraint in GWh | FALSE | G | Annual | Fuel Consumed | TBtu | 0 | 0 | 0 | 0 | 0 | 0 | 0
RPS v5.14- Solar SRGW (13) | 1167 | 6186 | Generation Constraint in GWh | FALSE | G | Annual | Heat Rate | MMBtu/MWh | 0 | 0 | 0 | 0 | 0 | 0 | 0
RPS v5.14- Solar SRGW (13) | 1167 | 6186 | Generation Constraint in GWh | FALSE | G | Annual | Generation | TWh | 0.41349 | 0.41399 | 0.52992 | 0.72899 | 0.79624 | 2.0702 | 2.9129
RPS v5.14- Solar SRGW (13) | 1167 | 6186 | Generation Constraint in GWh | FALSE | G | Annual | Qualifying Generation | TWh | 0.41349 | 0.41399 | 0.52992 | 0.72899 | 0.79624 | 2.0702 | 2.9129
RPS v5.14- Solar SRGW (13) | 1167 | 6186 | Generation Constraint in GWh | FALSE | G | Annual | Rate | lb/MWh | 0 | 0 | 0 | 0 | 0 | 0 | 0
RPS v5.14- Solar SRGW (13) | 1167 | 6186 | Generation Constraint in GWh | FALSE | G | Annual | Constraint Shadow Price | US2011$/MWh | 0 | 214.297 | 36.5807 | 23.5006 | 5.7778 | 0 | 0
RPS v5.14- Solar SRVC (16) | 1168 | 6187 | Generation Constraint in GWh | FALSE | G | Annual | Seasons Included | Seasons | Winter, Summer | Winter, Summer | Winter, Summer | Winter, Summer | Winter, Summer | Winter, Summer | Winter, Summer
RPS v5.14- Solar SRVC (16) | 1168 | 6187 | Generation Constraint in GWh | FALSE | G | Annual | Standard | GWh | 191.3933 | 275.8419 | 277.3302 | 287.0418 | 301.2814 | 323.1626 | 349.6165
RPS v5.14- Solar SRVC (16) | 1168 | 6187 | Generation Constraint in GWh | FALSE | G | Annual | Emissions at Affected Plants | GWh | 1940.4643 | 1940.4643 | 7643.8243 | 9498.4083 | 10252.6318 | 78026.9634 | 84149.9894
RPS v5.14- Solar SRVC (16) | 1168 | 6187 | Generation Constraint in GWh | FALSE | G | Annual | Allowances Purchased | GWh | 0 | 0 | 0 | 0 | 0 | 0 | 0
RPS v5.14- Solar SRVC (16) | 1168 | 6187 | Generation Constraint in GWh | FALSE | G | Annual | Allowances Sold | GWh | 0 | 0 | 0 | 0 | 0 | 0 | 0
RPS v5.14- Solar SRVC (16) | 1168 | 6187 | Generation Constraint in GWh | FALSE | G | Annual | Allowances Banked | GWh | 0 | 0 | 0 | 0 | 0 | 0 | 0
RPS v5.14- Solar SRVC (16) | 1168 | 6187 | Generation Constraint in GWh | FALSE | G | Annual | Allowances Withdrawn (1:1) | GWh | 0 | 0 | 0 | 0 | 0 | 0 | 0
RPS v5.14- Solar SRVC (16) | 1168 | 6187 | Generation Constraint in GWh | FALSE | G | Annual | Allowances Withdrawn (n:1) | GWh | 0 | 0 | 0 | 0 | 0 | 0 | 0
RPS v5.14- Solar SRVC (16) | 1168 | 6187 | Generation Constraint in GWh | FALSE | G | Annual | Net Emissions Allowance Position | GWh | 1940.4643 | 1940.4643 | 7643.8243 | 9498.4083 | 10252.6318 | 78026.9634 | 84149.9894
RPS v5.14- Solar SRVC (16) | 1168 | 6187 | Generation Constraint in GWh | FALSE | G | Annual | Fuel Consumed | TBtu | 0 | 0 | 0 | 0 | 0 | 0 | 0
RPS v5.14- Solar SRVC (16) | 1168 | 6187 | Generation Constraint in GWh | FALSE | G | Annual | Heat Rate | MMBtu/MWh | 0 | 0 | 0 | 0 | 0 | 0 | 0
RPS v5.14- Solar SRVC (16) | 1168 | 6187 | Generation Constraint in GWh | FALSE | G | Annual | Generation | TWh | 1.9405 | 1.9405 | 7.6438 | 9.4984 | 10.2526 | 78.027 | 84.15
RPS v5.14- Solar SRVC (16) | 1168 | 6187 | Generation Constraint in GWh | FALSE | G | Annual | Qualifying Generation | TWh | 1.9405 | 1.9405 | 7.6438 | 9.4984 | 10.2526 | 78.027 | 84.15
RPS v5.14- Solar SRVC (16) | 1168 | 6187 | Generation Constraint in GWh | FALSE | G | Annual | Rate | lb/MWh | 0 | 0 | 0 | 0 | 0 | 0 | 0
RPS v5.14- Solar SRVC (16) | 1168 | 6187 | Generation Constraint in GWh | FALSE | G | Annual | Constraint Shadow Price | US2011$/MWh | 0 | 0 | 0 | 0 | 0 | 0 | 0
RPS v5.14- SPNO (17) | 1169 | 6169 | Generation Constraint in GWh | FALSE | G | Annual | Seasons Included | Seasons | Winter, Summer | Winter, Summer | Winter, Summer | Winter, Summer | Winter, Summer | Winter, Summer | Winter, Summer
RPS v5.14- SPNO (17) | 1169 | 6169 | Generation Constraint in GWh | FALSE | G | Annual | Standard | GWh | 5491.2612 | 6367.1697 | 7979.1465 | 9011.5543 | 9302.7094 | 9746.4525 | 10270.7838
RPS v5.14- SPNO (17) | 1169 | 6169 | Generation Constraint in GWh | FALSE | G | Annual | Emissions at Affected Plants | GWh | 11536.318 | 13297.6281 | 14578.2079 | 15045.0779 | 15410.9792 | 24664.2627 | 25908.3928
RPS v5.14- SPNO (17) | 1169 | 6169 | Generation Constraint in GWh | FALSE | G | Annual | Allowances Purchased | GWh | 0 | 0 | 0 | 0 | 0 | 0 | 0
RPS v5.14- SPNO (17) | 1169 | 6169 | Generation Constraint in GWh | FALSE | G | Annual | Allowances Sold | GWh | 0 | 0 | 0 | 0 | 0 | 0 | 0
RPS v5.14- SPNO (17) | 1169 | 6169 | Generation Constraint in GWh | FALSE | G | Annual | Allowances Banked | GWh | 0 | 0 | 0 | 0 | 0 | 0 | 0
RPS v5.14- SPNO (17) | 1169 | 6169 | Generation Constraint in GWh | FALSE | G | Annual | Allowances Withdrawn (1:1) | GWh | 0 | 0 | 0 | 0 | 0 | 0 | 0
RPS v5.14- SPNO (17) | 1169 | 6169 | Generation Constraint in GWh | FALSE | G | Annual | Allowances Withdrawn (n:1) | GWh | 0 | 0 | 0 | 0 | 0 | 0 | 0
RPS v5.14- SPNO (17) | 1169 | 6169 | Generation Constraint in GWh | FALSE | G | Annual | Net Emissions Allowance Position | GWh | 11536.318 | 13297.6281 | 14578.2079 | 15045.0779 | 15410.9792 | 24664.2627 | 25908.3928
RPS v5.14- SPNO (17) | 1169 | 6169 | Generation Constraint in GWh | FALSE | G | Annual | Fuel Consumed | TBtu | 2.2235 | 2.1637 | 2.2235 | 2.2235 | 2.2235 | 7.9546 | 7.9546
RPS v5.14- SPNO (17) | 1169 | 6169 | Generation Constraint in GWh | FALSE | G | Annual | Heat Rate | MMBtu/MWh | 0.19274 | 0.16271 | 0.15252 | 0.14779 | 0.14428 | 0.32251 | 0.30703
RPS v5.14- SPNO (17) | 1169 | 6169 | Generation Constraint in GWh | FALSE | G | Annual | Generation | TWh | 11.5363 | 13.2976 | 14.5782 | 15.0451 | 15.411 | 24.6643 | 25.9084
RPS v5.14- SPNO (17) | 1169 | 6169 | Generation Constraint in GWh | FALSE | G | Annual | Qualifying Generation | TWh | 11.5363 | 13.2976 | 14.5782 | 15.0451 | 15.411 | 24.6643 | 25.9084
RPS v5.14- SPNO (17) | 1169 | 6169 | Generation Constraint in GWh | FALSE | G | Annual | Rate | lb/MWh | 0 | 0 | 0 | 0 | 0 | 0 | 0
RPS v5.14- SPNO (17) | 1169 | 6169 | Generation Constraint in GWh | FALSE | G | Annual | Constraint Shadow Price | US2011$/MWh | 0 | 0 | 0 | 0 | 0 | 0 | 0
RPS v5.14- SPSO (18) | 1170 | 6170 | Generation Constraint in GWh | FALSE | G | Annual | Seasons Included | Seasons | Winter, Summer | Winter, Summer | Winter, Summer | Winter, Summer | Winter, Summer | Winter, Summer | Winter, Summer
RPS v5.14- SPSO (18) | 1170 | 6170 | Generation Constraint in GWh | FALSE | G | Annual | Standard | GWh | 2457.2181 | 2678.9933 | 3073.3748 | 3372.3524 | 3553.7128 | 3830.6379 | 4169.0266
RPS v5.14- SPSO (18) | 1170 | 6170 | Generation Constraint in GWh | FALSE | G | Annual | Emissions at Affected Plants | GWh | 29370.2766 | 32097.0675 | 32097.0675 | 32097.0675 | 32097.0675 | 58323.4596 | 61805.8855
RPS v5.14- SPSO (18) | 1170 | 6170 | Generation Constraint in GWh | FALSE | G | Annual | Allowances Purchased | GWh | 0 | 0 | 0 | 0 | 0 | 0 | 0
RPS v5.14- SPSO (18) | 1170 | 6170 | Generation Constraint in GWh | FALSE | G | Annual | Allowances Sold | GWh | 0 | 0 | 0 | 0 | 0 | 0 | 0
RPS v5.14- SPSO (18) | 1170 | 6170 | Generation Constraint in GWh | FALSE | G | Annual | Allowances Banked | GWh | 0 | 0 | 0 | 0 | 0 | 0 | 0
RPS v5.14- SPSO (18) | 1170 | 6170 | Generation Constraint in GWh | FALSE | G | Annual | Allowances Withdrawn (1:1) | GWh | 0 | 0 | 0 | 0 | 0 | 0 | 0
RPS v5.14- SPSO (18) | 1170 | 6170 | Generation Constraint in GWh | FALSE | G | Annual | Allowances Withdrawn (n:1) | GWh | 0 | 0 | 0 | 0 | 0 | 0 | 0
RPS v5.14- SPSO (18) | 1170 | 6170 | Generation Constraint in GWh | FALSE | G | Annual | Net Emissions Allowance Position | GWh | 29370.2766 | 32097.0675 | 32097.0675 | 32097.0675 | 32097.0675 | 58323.4596 | 61805.8855
RPS v5.14- SPSO (18) | 1170 | 6170 | Generation Constraint in GWh | FALSE | G | Annual | Fuel Consumed | TBtu | 0.8846 | 0.8846 | 0.8846 | 0.8846 | 0.8846 | 2.6887 | 2.5467
RPS v5.14- SPSO (18) | 1170 | 6170 | Generation Constraint in GWh | FALSE | G | Annual | Heat Rate | MMBtu/MWh | 0.030119 | 0.02756 | 0.02756 | 0.02756 | 0.02756 | 0.0461 | 0.041205
RPS v5.14- SPSO (18) | 1170 | 6170 | Generation Constraint in GWh | FALSE | G | Annual | Generation | TWh | 29.3703 | 32.0971 | 32.0971 | 32.0971 | 32.0971 | 58.3235 | 61.8059
RPS v5.14- SPSO (18) | 1170 | 6170 | Generation Constraint in GWh | FALSE | G | Annual | Qualifying Generation | TWh | 29.3703 | 32.0971 | 32.0971 | 32.0971 | 32.0971 | 58.3235 | 61.8059
RPS v5.14- SPSO (18) | 1170 | 6170 | Generation Constraint in GWh | FALSE | G | Annual | Rate | lb/MWh | 0 | 0 | 0 | 0 | 0 | 0 | 0
RPS v5.14- SPSO (18) | 1170 | 6170 | Generation Constraint in GWh | FALSE | G | Annual | Constraint Shadow Price | US2011$/MWh | 0 | 0 | 0 | 0 | 0 | 0 | 0
RPS v5.14- SRCE (15) | 1171 | 6167 | Generation Constraint in GWh | FALSE | G | Annual | Seasons Included | Seasons | Winter, Summer | Winter, Summer | Winter, Summer | Winter, Summer | Winter, Summer | Winter, Summer | Winter, Summer
RPS v5.14- SRCE (15) | 1171 | 6167 | Generation Constraint in GWh | FALSE | G | Annual | Standard | GWh | 72.8744 | 89.3796 | 114.2607 | 126.6447 | 132.3561 | 139.5252 | 147.7072
RPS v5.14- SRCE (15) | 1171 | 6167 | Generation Constraint in GWh | FALSE | G | Annual | Emissions at Affected Plants | GWh | 1075.3859 | 1704.048 | 1704.048 | 1704.048 | 1704.048 | 8641.1679 | 46295.2365
RPS v5.14- SRCE (15) | 1171 | 6167 | Generation Constraint in GWh | FALSE | G | Annual | Allowances Purchased | GWh | 0 | 0 | 0 | 0 | 0 | 0 | 0
RPS v5.14- SRCE (15) | 1171 | 6167 | Generation Constraint in GWh | FALSE | G | Annual | Allowances Sold | GWh | 0 | 0 | 0 | 0 | 0 | 0 | 0
RPS v5.14- SRCE (15) | 1171 | 6167 | Generation Constraint in GWh | FALSE | G | Annual | Allowances Banked | GWh | 0 | 0 | 0 | 0 | 0 | 0 | 0
RPS v5.14- SRCE (15) | 1171 | 6167 | Generation Constraint in GWh | FALSE | G | Annual | Allowances Withdrawn (1:1) | GWh | 0 | 0 | 0 | 0 | 0 | 0 | 0
RPS v5.14- SRCE (15) | 1171 | 6167 | Generation Constraint in GWh | FALSE | G | Annual | Allowances Withdrawn (n:1) | GWh | 0 | 0 | 0 | 0 | 0 | 0 | 0
RPS v5.14- SRCE (15) | 1171 | 6167 | Generation Constraint in GWh | FALSE | G | Annual | Net Emissions Allowance Position | GWh | 1075.3859 | 1704.048 | 1704.048 | 1704.048 | 1704.048 | 8641.1679 | 46295.2365
RPS v5.14- SRCE (15) | 1171 | 6167 | Generation Constraint in GWh | FALSE | G | Annual | Fuel Consumed | TBtu | 5.7755 | 5.9309 | 5.9309 | 5.9309 | 5.9309 | 5.9309 | 5.9309
RPS v5.14- SRCE (15) | 1171 | 6167 | Generation Constraint in GWh | FALSE | G | Annual | Heat Rate | MMBtu/MWh | 5.3707 | 3.4805 | 3.4805 | 3.4805 | 3.4805 | 0.68635 | 0.12811
RPS v5.14- SRCE (15) | 1171 | 6167 | Generation Constraint in GWh | FALSE | G | Annual | Generation | TWh | 1.0754 | 1.704 | 1.704 | 1.704 | 1.704 | 8.6412 | 46.2952
RPS v5.14- SRCE (15) | 1171 | 6167 | Generation Constraint in GWh | FALSE | G | Annual | Qualifying Generation | TWh | 1.0754 | 1.704 | 1.704 | 1.704 | 1.704 | 8.6412 | 46.2952
RPS v5.14- SRCE (15) | 1171 | 6167 | Generation Constraint in GWh | FALSE | G | Annual | Rate | lb/MWh | 0 | 0 | 0 | 0 | 0 | 0 | 0
RPS v5.14- SRCE (15) | 1171 | 6167 | Generation Constraint in GWh | FALSE | G | Annual | Constraint Shadow Price | US2011$/MWh | 0 | 0 | 0 | 0 | 0 | 0 | 0
RPS v5.14- SRDA (12) | 1172 | 6165 | Generation Constraint in GWh | FALSE | G | Annual | Seasons Included | Seasons | Winter, Summer | Winter, Summer | Winter, Summer | Winter, Summer | Winter, Summer | Winter, Summer | Winter, Summer
RPS v5.14- SRDA (12) | 1172 | 6165 | Generation Constraint in GWh | FALSE | G | Annual | Standard | GWh | 1002.2638 | 1015.813 | 1045.037 | 1090.874 | 1147.2158 | 1229.5248 | 1328.7199
RPS v5.14- SRDA (12) | 1172 | 6165 | Generation Constraint in GWh | FALSE | G | Annual | Emissions at Affected Plants | GWh | 2099.5094 | 2497.5968 | 2547.1016 | 2648.8862 | 2648.8886 | 32527.8994 | 47011.8225
RPS v5.14- SRDA (12) | 1172 | 6165 | Generation Constraint in GWh | FALSE | G | Annual | Allowances Purchased | GWh | 0 | 0 | 0 | 0 | 0 | 0 | 0
RPS v5.14- SRDA (12) | 1172 | 6165 | Generation Constraint in GWh | FALSE | G | Annual | Allowances Sold | GWh | 0 | 0 | 0 | 0 | 0 | 0 | 0
RPS v5.14- SRDA (12) | 1172 | 6165 | Generation Constraint in GWh | FALSE | G | Annual | Allowances Banked | GWh | 0 | 0 | 0 | 0 | 0 | 0 | 0
RPS v5.14- SRDA (12) | 1172 | 6165 | Generation Constraint in GWh | FALSE | G | Annual | Allowances Withdrawn (1:1) | GWh | 0 | 0 | 0 | 0 | 0 | 0 | 0
RPS v5.14- SRDA (12) | 1172 | 6165 | Generation Constraint in GWh | FALSE | G | Annual | Allowances Withdrawn (n:1) | GWh | 0 | 0 | 0 | 0 | 0 | 0 | 0
RPS v5.14- SRDA (12) | 1172 | 6165 | Generation Constraint in GWh | FALSE | G | Annual | Net Emissions Allowance Position | GWh | 2099.5094 | 2497.5968 | 2547.1016 | 2648.8862 | 2648.8886 | 32527.8994 | 47011.8225
RPS v5.14- SRDA (12) | 1172 | 6165 | Generation Constraint in GWh | FALSE | G | Annual | Fuel Consumed | TBtu | 9.0685 | 10.4489 | 11.2182 | 12.5921 | 12.5921 | 12.7725 | 12.7583
RPS v5.14- SRDA (12) | 1172 | 6165 | Generation Constraint in GWh | FALSE | G | Annual | Heat Rate | MMBtu/MWh | 4.3194 | 4.1836 | 4.4043 | 4.7537 | 4.7537 | 0.39266 | 0.27139
RPS v5.14- SRDA (12) | 1172 | 6165 | Generation Constraint in GWh | FALSE | G | Annual | Generation | TWh | 2.0995 | 2.4976 | 2.5471 | 2.6489 | 2.6489 | 32.5279 | 47.0118
RPS v5.14- SRDA (12) | 1172 | 6165 | Generation Constraint in GWh | FALSE | G | Annual | Qualifying Generation | TWh | 2.0995 | 2.4976 | 2.5471 | 2.6489 | 2.6489 | 32.5279 | 47.0118
RPS v5.14- SRDA (12) | 1172 | 6165 | Generation Constraint in GWh | FALSE | G | Annual | Rate | lb/MWh | 0 | 0 | 0 | 0 | 0 | 0 | 0
RPS v5.14- SRDA (12) | 1172 | 6165 | Generation Constraint in GWh | FALSE | G | Annual | Constraint Shadow Price | US2011$/MWh | 0 | 0 | 0 | 0 | 0 | 0 | 0
RPS v5.14- SRGW (13) | 1173 | 6166 | Generation Constraint in GWh | FALSE | G | Annual | Seasons Included | Seasons | Winter, Summer | Winter, Summer | Winter, Summer | Winter, Summer | Winter, Summer | Winter, Summer | Winter, Summer
RPS v5.14- SRGW (13) | 1173 | 6166 | Generation Constraint in GWh | FALSE | G | Annual | Standard | GWh | 7812.8292 | 10742.7103 | 13170.4493 | 16712.6227 | 17511.5234 | 18179.7341 | 18950.4441
RPS v5.14- SRGW (13) | 1173 | 6166 | Generation Constraint in GWh | FALSE | G | Annual | Emissions at Affected Plants | GWh | 7812.8293 | 11289.7634 | 13170.4493 | 16712.6227 | 17511.5234 | 18179.7341 | 18950.4441
RPS v5.14- SRGW (13) | 1173 | 6166 | Generation Constraint in GWh | FALSE | G | Annual | Allowances Purchased | GWh | 0 | 0 | 0 | 0 | 0 | 0 | 0
RPS v5.14- SRGW (13) | 1173 | 6166 | Generation Constraint in GWh | FALSE | G | Annual | Allowances Sold | GWh | 0 | 0 | 0 | 0 | 0 | 0 | 0
RPS v5.14- SRGW (13) | 1173 | 6166 | Generation Constraint in GWh | FALSE | G | Annual | Allowances Banked | GWh | 0 | 0 | 0 | 0 | 0 | 0 | 0
RPS v5.14- SRGW (13) | 1173 | 6166 | Generation Constraint in GWh | FALSE | G | Annual | Allowances Withdrawn (1:1) | GWh | 0 | 0 | 0 | 0 | 0 | 0 | 0
RPS v5.14- SRGW (13) | 1173 | 6166 | Generation Constraint in GWh | FALSE | G | Annual | Allowances Withdrawn (n:1) | GWh | 0 | 0 | 0 | 0 | 0 | 0 | 0
RPS v5.14- SRGW (13) | 1173 | 6166 | Generation Constraint in GWh | FALSE | G | Annual | Net Emissions Allowance Position | GWh | 7812.8293 | 11289.7634 | 13170.4493 | 16712.6227 | 17511.5234 | 18179.7341 | 18950.4441
RPS v5.14- SRGW (13) | 1173 | 6166 | Generation Constraint in GWh | FALSE | G | Annual | Fuel Consumed | TBtu | 46.2247 | 5.2175 | 24.2716 | 34.3907 | 41.9521 | 35.3581 | 34.3229
RPS v5.14- SRGW (13) | 1173 | 6166 | Generation Constraint in GWh | FALSE | G | Annual | Heat Rate | MMBtu/MWh | 5.9165 | 0.46214 | 1.8429 | 2.0578 | 2.3957 | 1.9449 | 1.8112
RPS v5.14- SRGW (13) | 1173 | 6166 | Generation Constraint in GWh | FALSE | G | Annual | Generation | TWh | 7.8128 | 11.2898 | 13.1704 | 16.7126 | 17.5115 | 18.1797 | 18.9504
RPS v5.14- SRGW (13) | 1173 | 6166 | Generation Constraint in GWh | FALSE | G | Annual | Qualifying Generation | TWh | 7.8128 | 11.2898 | 13.1704 | 16.7126 | 17.5115 | 18.1797 | 18.9504
RPS v5.14- SRGW (13) | 1173 | 6166 | Generation Constraint in GWh | FALSE | G | Annual | Rate | lb/MWh | 0 | 0 | 0 | 0 | 0 | 0 | 0
RPS v5.14- SRGW (13) | 1173 | 6166 | Generation Constraint in GWh | FALSE | G | Annual | Constraint Shadow Price | US2011$/MWh | 185.1656 | 0 | 8.7562 | 14.2134 | 33.5137 | 11.7048 | 5.8466
RPS v5.14- SRVC (16) | 1174 | 6168 | Generation Constraint in GWh | FALSE | G | Annual | Seasons Included | Seasons | Winter, Summer | Winter, Summer | Winter, Summer | Winter, Summer | Winter, Summer | Winter, Summer | Winter, Summer
RPS v5.14- SRVC (16) | 1174 | 6168 | Generation Constraint in GWh | FALSE | G | Annual | Standard | GWh | 10597.2048 | 12872.621 | 16239.9155 | 17940.1098 | 18830.09 | 20197.6599 | 21851.0327
RPS v5.14- SRVC (16) | 1174 | 6168 | Generation Constraint in GWh | FALSE | G | Annual | Emissions at Affected Plants | GWh | 10597.2048 | 12872.6209 | 16239.9155 | 17940.1098 | 18830.09 | 85653.3649 | 91891.0698
RPS v5.14- SRVC (16) | 1174 | 6168 | Generation Constraint in GWh | FALSE | G | Annual | Allowances Purchased | GWh | 0 | 0 | 0 | 0 | 0 | 0 | 0
RPS v5.14- SRVC (16) | 1174 | 6168 | Generation Constraint in GWh | FALSE | G | Annual | Allowances Sold | GWh | 0 | 0 | 0 | 0 | 0 | 0 | 0
RPS v5.14- SRVC (16) | 1174 | 6168 | Generation Constraint in GWh | FALSE | G | Annual | Allowances Banked | GWh | 0 | 0 | 0 | 0 | 0 | 0 | 0
RPS v5.14- SRVC (16) | 1174 | 6168 | Generation Constraint in GWh | FALSE | G | Annual | Allowances Withdrawn (1:1) | GWh | 0 | 0 | 0 | 0 | 0 | 0 | 0
RPS v5.14- SRVC (16) | 1174 | 6168 | Generation Constraint in GWh | FALSE | G | Annual | Allowances Withdrawn (n:1) | GWh | 0 | 0 | 0 | 0 | 0 | 0 | 0
RPS v5.14- SRVC (16) | 1174 | 6168 | Generation Constraint in GWh | FALSE | G | Annual | Net Emissions Allowance Position | GWh | 10597.2048 | 12872.6209 | 16239.9155 | 17940.1098 | 18830.09 | 85653.3649 | 91891.0698
RPS v5.14- SRVC (16) | 1174 | 6168 | Generation Constraint in GWh | FALSE | G | Annual | Fuel Consumed | TBtu | 72.1669 | 93.9795 | 71.4534 | 69.8536 | 71.2907 | 59.7875 | 61.5368
RPS v5.14- SRVC (16) | 1174 | 6168 | Generation Constraint in GWh | FALSE | G | Annual | Heat Rate | MMBtu/MWh | 6.81 | 7.3007 | 4.3999 | 3.8937 | 3.786 | 0.69802 | 0.66967
RPS v5.14- SRVC (16) | 1174 | 6168 | Generation Constraint in GWh | FALSE | G | Annual | Generation | TWh | 10.5972 | 12.8726 | 16.2399 | 17.9401 | 18.8301 | 85.6534 | 91.8911
RPS v5.14- SRVC (16) | 1174 | 6168 | Generation Constraint in GWh | FALSE | G | Annual | Qualifying Generation | TWh | 10.5972 | 12.8726 | 16.2399 | 17.9401 | 18.8301 | 85.6534 | 91.8911
RPS v5.14- SRVC (16) | 1174 | 6168 | Generation Constraint in GWh | FALSE | G | Annual | Rate | lb/MWh | 0 | 0 | 0 | 0 | 0 | 0 | 0
RPS v5.14- SRVC (16) | 1174 | 6168 | Generation Constraint in GWh | FALSE | G | Annual | Constraint Shadow Price | US2011$/MWh | 119.1284 | 168.7566 | 19.1508 | 14.15 | 16.5102 | 0 | 0
S A Carlson MER Rate Limit v3.1 | 1175 | 2043 | Rate Constraint in lbs/MMBtu | FALSE | L | Annual | Seasons Included | Seasons | Winter, Summer | Winter, Summer | Winter, Summer | Winter, Summer | Winter, Summer | Winter, Summer | Winter, Summer
S A Carlson MER Rate Limit v3.1 | 1175 | 2043 | Rate Constraint in lbs/MMBtu | FALSE | L | Annual | Standard | lb/MMBtu | 6e-07 | 6e-07 | 6e-07 | 6e-07 | 6e-07 | 6e-07 | 6e-07
S A Carlson MER Rate Limit v3.1 | 1175 | 2043 | Rate Constraint in lbs/MMBtu | FALSE | L | Annual | Emissions at Affected Plants MER | lbs | 0 | 0 | 0 | 0 | 0 | 0 | 0
S A Carlson MER Rate Limit v3.1 | 1175 | 2043 | Rate Constraint in lbs/MMBtu | FALSE | L | Annual | Allowances Purchased MER | lbs | 0 | 0 | 0 | 0 | 0 | 0 | 0
S A Carlson MER Rate Limit v3.1 | 1175 | 2043 | Rate Constraint in lbs/MMBtu | FALSE | L | Annual | Allowances Sold MER | lbs | 0 | 0 | 0 | 0 | 0 | 0 | 0
S A Carlson MER Rate Limit v3.1 | 1175 | 2043 | Rate Constraint in lbs/MMBtu | FALSE | L | Annual | Allowances Banked | lbs | 0 | 0 | 0 | 0 | 0 | 0 | 0
S A Carlson MER Rate Limit v3.1 | 1175 | 2043 | Rate Constraint in lbs/MMBtu | FALSE | L | Annual | Allowances Withdrawn (1:1) | lbs | 0 | 0 | 0 | 0 | 0 | 0 | 0
S A Carlson MER Rate Limit v3.1 | 1175 | 2043 | Rate Constraint in lbs/MMBtu | FALSE | L | Annual | Allowances Withdrawn (n:1) | lbs | 0 | 0 | 0 | 0 | 0 | 0 | 0
S A Carlson MER Rate Limit v3.1 | 1175 | 2043 | Rate Constraint in lbs/MMBtu | FALSE | L | Annual | Net Emissions Allowance Position | lbs | 0 | 0 | 0 | 0 | 0 | 0 | 0
S A Carlson MER Rate Limit v3.1 | 1175 | 2043 | Rate Constraint in lbs/MMBtu | FALSE | L | Annual | Fuel Consumed | TBtu | 0 | 0 | 0 | 0 | 0 | 0 | 0
S A Carlson MER Rate Limit v3.1 | 1175 | 2043 | Rate Constraint in lbs/MMBtu | FALSE | L | Annual | Rate | lb/MMBtu | 0 | 0 | 0 | 0 | 0 | 0 | 0
S A Carlson MER Rate Limit v3.1 | 1175 | 2043 | Rate Constraint in lbs/MMBtu | FALSE | L | Annual | Generation | TWh | 0 | 0 | 0 | 0 | 0 | 0 | 0
S A Carlson MER Rate Limit v3.1 | 1175 | 2043 | Rate Constraint in lbs/MMBtu | FALSE | L | Annual | Qualifying Generation | TWh | 0 | 0 | 0 | 0 | 0 | 0 | 0
S A Carlson MER Rate Limit v3.1 | 1175 | 2043 | Rate Constraint in lbs/MMBtu | FALSE | L | Annual | Rate | lb/MWh | 0 | 0 | 0 | 0 | 0 | 0 | 0
S A Carlson MER Rate Limit v3.1 | 1175 | 2043 | Rate Constraint in lbs/MMBtu | FALSE | L | Annual | Constraint Shadow Price | US2011$/Lb | 8363335.5299 | 9628465.0375 | 8467068.8258 | 12701478.7521 | 10825408.1105 | 11151132.0369 | 15148664.7353
Solar Generation Cap 20% - CNAB v5.14 | 1176 | 6465 | Generation Constraint in GWh | FALSE | L | Annual | Seasons Included | Seasons | Winter, Summer | Winter, Summer | Winter, Summer | Winter, Summer | Winter, Summer | Winter, Summer | Winter, Summer
Solar Generation Cap 20% - CNAB v5.14 | 1176 | 6465 | Generation Constraint in GWh | FALSE | L | Annual | Standard | GWh | 16017.3904 | 16511.2604 | 17142.6638 | 18524.2494 | 19774.5531 | 22142.0266 | 24792.9562
Solar Generation Cap 20% - CNAB v5.14 | 1176 | 6465 | Generation Constraint in GWh | FALSE | L | Annual | Emissions at Affected Plants | GWh | 1.5438 | 1.5438 | 1.5438 | 1.5438 | 1.5438 | 1.5438 | 1.5438
Solar Generation Cap 20% - CNAB v5.14 | 1176 | 6465 | Generation Constraint in GWh | FALSE | L | Annual | Allowances Purchased | GWh | 0 | 0 | 0 | 0 | 0 | 0 | 0
Solar Generation Cap 20% - CNAB v5.14 | 1176 | 6465 | Generation Constraint in GWh | FALSE | L | Annual | Allowances Sold | GWh | 0 | 0 | 0 | 0 | 0 | 0 | 0
Solar Generation Cap 20% - CNAB v5.14 | 1176 | 6465 | Generation Constraint in GWh | FALSE | L | Annual | Allowances Banked | GWh | 0 | 0 | 0 | 0 | 0 | 0 | 0
Solar Generation Cap 20% - CNAB v5.14 | 1176 | 6465 | Generation Constraint in GWh | FALSE | L | Annual | Allowances Withdrawn (1:1) | GWh | 0 | 0 | 0 | 0 | 0 | 0 | 0
Solar Generation Cap 20% - CNAB v5.14 | 1176 | 6465 | Generation Constraint in GWh | FALSE | L | Annual | Allowances Withdrawn (n:1) | GWh | 0 | 0 | 0 | 0 | 0 | 0 | 0
Solar Generation Cap 20% - CNAB v5.14 | 1176 | 6465 | Generation Constraint in GWh | FALSE | L | Annual | Net Emissions Allowance Position | GWh | 1.5438 | 1.5438 | 1.5438 | 1.5438 | 1.5438 | 1.5438 | 1.5438
Solar Generation Cap 20% - CNAB v5.14 | 1176 | 6465 | Generation Constraint in GWh | FALSE | L | Annual | Fuel Consumed | TBtu | 0 | 0 | 0 | 0 | 0 | 0 | 0
Solar Generation Cap 20% - CNAB v5.14 | 1176 | 6465 | Generation Constraint in GWh | FALSE | L | Annual | Heat Rate | MMBtu/MWh | 0 | 0 | 0 | 0 | 0 | 0 | 0
Solar Generation Cap 20% - CNAB v5.14 | 1176 | 6465 | Generation Constraint in GWh | FALSE | L | Annual | Generation | TWh | 0.0015438 | 0.0015438 | 0.0015438 | 0.0015438 | 0.0015438 | 0.0015438 | 0.0015438
Solar Generation Cap 20% - CNAB v5.14 | 1176 | 6465 | Generation Constraint in GWh | FALSE | L | Annual | Qualifying Generation | TWh | 0.0015438 | 0.0015438 | 0.0015438 | 0.0015438 | 0.0015438 | 0.0015438 | 0.0015438
Solar Generation Cap 20% - CNAB v5.14 | 1176 | 6465 | Generation Constraint in GWh | FALSE | L | Annual | Rate | lb/MWh | 0 | 0 | 0 | 0 | 0 | 0 | 0
Solar Generation Cap 20% - CNAB v5.14 | 1176 | 6465 | Generation Constraint in GWh | FALSE | L | Annual | Constraint Shadow Price | US2011$/MWh | 0 | 0 | 0 | 0 | 0 | 0 | 0
Solar Generation Cap 20% - CNBC v5.14 | 1177 | 6466 | Generation Constraint in GWh | FALSE | L | Annual | Seasons Included | Seasons | Winter, Summer | Winter, Summer | Winter, Summer | Winter, Summer | Winter, Summer | Winter, Summer | Winter, Summer
Solar Generation Cap 20% - CNBC v5.14 | 1177 | 6466 | Generation Constraint in GWh | FALSE | L | Annual | Standard | GWh | 13585.9141 | 13810.0171 | 14092.8138 | 14679.7504 | 15352.0596 | 16793.0226 | 18369.2449
Solar Generation Cap 20% - CNBC v5.14 | 1177 | 6466 | Generation Constraint in GWh | FALSE | L | Annual | Emissions at Affected Plants | GWh | 1.9655 | 1.9655 | 1.9655 | 1.9655 | 1.9655 | 1.9655 | 1.9655
Solar Generation Cap 20% - CNBC v5.14 | 1177 | 6466 | Generation Constraint in GWh | FALSE | L | Annual | Allowances Purchased | GWh | 0 | 0 | 0 | 0 | 0 | 0 | 0
Solar Generation Cap 20% - CNBC v5.14 | 1177 | 6466 | Generation Constraint in GWh | FALSE | L | Annual | Allowances Sold | GWh | 0 | 0 | 0 | 0 | 0 | 0 | 0
Solar Generation Cap 20% - CNBC v5.14 | 1177 | 6466 | Generation Constraint in GWh | FALSE | L | Annual | Allowances Banked | GWh | 0 | 0 | 0 | 0 | 0 | 0 | 0
Solar Generation Cap 20% - CNBC v5.14 | 1177 | 6466 | Generation Constraint in GWh | FALSE | L | Annual | Allowances Withdrawn (1:1) | GWh | 0 | 0 | 0 | 0 | 0 | 0 | 0
Solar Generation Cap 20% - CNBC v5.14 | 1177 | 6466 | Generation Constraint in GWh | FALSE | L | Annual | Allowances Withdrawn (n:1) | GWh | 0 | 0 | 0 | 0 | 0 | 0 | 0
Solar Generation Cap 20% - CNBC v5.14 | 1177 | 6466 | Generation Constraint in GWh | FALSE | L | Annual | Net Emissions Allowance Position | GWh | 1.9655 | 1.9655 | 1.9655 | 1.9655 | 1.9655 | 1.9655 | 1.9655
Solar Generation Cap 20% - CNBC v5.14 | 1177 | 6466 | Generation Constraint in GWh | FALSE | L | Annual | Fuel Consumed | TBtu | 0 | 0 | 0 | 0 | 0 | 0 | 0
Solar Generation Cap 20% - CNBC v5.14 | 1177 | 6466 | Generation Constraint in GWh | FALSE | L | Annual | Heat Rate | MMBtu/MWh | 0 | 0 | 0 | 0 | 0 | 0 | 0
Solar Generation Cap 20% - CNBC v5.14 | 1177 | 6466 | Generation Constraint in GWh | FALSE | L | Annual | Generation | TWh | 0.0019655 | 0.0019655 | 0.0019655 | 0.0019655 | 0.0019655 | 0.0019655 | 0.0019655
Solar Generation Cap 20% - CNBC v5.14 | 1177 | 6466 | Generation Constraint in GWh | FALSE | L | Annual | Qualifying Generation | TWh | 0.0019655 | 0.0019655 | 0.0019655 | 0.0019655 | 0.0019655 | 0.0019655 | 0.0019655
Solar Generation Cap 20% - CNBC v5.14 | 1177 | 6466 | Generation Constraint in GWh | FALSE | L | Annual | Rate | lb/MWh | 0 | 0 | 0 | 0 | 0 | 0 | 0
Solar Generation Cap 20% - CNBC v5.14 | 1177 | 6466 | Generation Constraint in GWh | FALSE | L | Annual | Constraint Shadow Price | US2011$/MWh | 0 | 0 | 0 | 0 | 0 | 0 | 0
Solar Generation Cap 20% - CNON v5.14 | 1178 | 6472 | Generation Constraint in GWh | FALSE | L | Annual | Seasons Included | Seasons | Winter, Summer | Winter, Summer | Winter, Summer | Winter, Summer | Winter, Summer | Winter, Summer | Winter, Summer
Solar Generation Cap 20% - CNON v5.14 | 1178 | 6472 | Generation Constraint in GWh | FALSE | L | Annual | Standard | GWh | 30543.2957 | 30944.1292 | 31393.5485 | 32328.8266 | 33136.5668 | 35133.5077 | 37250.7958
Solar Generation Cap 20% - CNON v5.14 | 1178 | 6472 | Generation Constraint in GWh | FALSE | L | Annual | Emissions at Affected Plants | GWh | 2421.9481 | 2421.9481 | 2421.9481 | 2421.9481 | 2421.9481 | 2421.9481 | 2421.9481
Solar Generation Cap 20% - CNON v5.14 | 1178 | 6472 | Generation Constraint in GWh | FALSE | L | Annual | Allowances Purchased | GWh | 0 | 0 | 0 | 0 | 0 | 0 | 0
Solar Generation Cap 20% - CNON v5.14 | 1178 | 6472 | Generation Constraint in GWh | FALSE | L | Annual | Allowances Sold | GWh | 0 | 0 | 0 | 0 | 0 | 0 | 0
Solar Generation Cap 20% - CNON v5.14 | 1178 | 6472 | Generation Constraint in GWh | FALSE | L | Annual | Allowances Banked | GWh | 0 | 0 | 0 | 0 | 0 | 0 | 0
Solar Generation Cap 20% - CNON v5.14 | 1178 | 6472 | Generation Constraint in GWh | FALSE | L | Annual | Allowances Withdrawn (1:1) | GWh | 0 | 0 | 0 | 0 | 0 | 0 | 0
Solar Generation Cap 20% - CNON v5.14 | 1178 | 6472 | Generation Constraint in GWh | FALSE | L | Annual | Allowances Withdrawn (n:1) | GWh | 0 | 0 | 0 | 0 | 0 | 0 | 0
Solar Generation Cap 20% - CNON v5.14 | 1178 | 6472 | Generation Constraint in GWh | FALSE | L | Annual | Net Emissions Allowance Position | GWh | 2421.9481 | 2421.9481 | 2421.9481 | 2421.9481 | 2421.9481 | 2421.9481 | 2421.9481
Solar Generation Cap 20% - CNON v5.14 | 1178 | 6472 | Generation Constraint in GWh | FALSE | L | Annual | Fuel Consumed | TBtu | 0 | 0 | 0 | 0 | 0 | 0 | 0
Solar Generation Cap 20% - CNON v5.14 | 1178 | 6472 | Generation Constraint in GWh | FALSE | L | Annual | Heat Rate | MMBtu/MWh | 0 | 0 | 0 | 0 | 0 | 0 | 0
Solar Generation Cap 20% - CNON v5.14 | 1178 | 6472 | Generation Constraint in GWh | FALSE | L | Annual | Generation | TWh | 2.4219 | 2.4219 | 2.4219 | 2.4219 | 2.4219 | 2.4219 | 2.4219
Solar Generation Cap 20% - CNON v5.14 | 1178 | 6472 | Generation Constraint in GWh | FALSE | L | Annual | Qualifying Generation | TWh | 2.4219 | 2.4219 | 2.4219 | 2.4219 | 2.4219 | 2.4219 | 2.4219
Solar Generation Cap 20% - CNON v5.14 | 1178 | 6472 | Generation Constraint in GWh | FALSE | L | Annual | Rate | lb/MWh | 0 | 0 | 0 | 0 | 0 | 0 | 0
Solar Generation Cap 20% - CNON v5.14 | 1178 | 6472 | Generation Constraint in GWh | FALSE | L | Annual | Constraint Shadow Price | US2011$/MWh | 0 | 0 | 0 | 0 | 0 | 0 | 0
Solar Generation Cap 20% - ERC_REST v5.14 | 1179 | 6476 | Generation Constraint in GWh | FALSE | L | Annual | Seasons Included | Seasons | Winter, Summer | Winter, Summer | Winter, Summer | Winter, Summer | Winter, Summer | Winter, Summer | Winter, Summer
Solar Generation Cap 20% - ERC_REST v5.14 | 1179 | 6476 | Generation Constraint in GWh | FALSE | L | Annual | Standard | GWh | 63317.1997 | 64289.3769 | 65863.9346 | 69088.6422 | 72484.6015 | 79144.4868 | 86416.918
Solar Generation Cap 20% - ERC_REST v5.14 | 1179 | 6476 | Generation Constraint in GWh | FALSE | L | Annual | Emissions at Affected Plants | GWh | 526.8147 | 526.8147 | 526.8147 | 526.8147 | 526.8147 | 79144.4868 | 86416.918
Solar Generation Cap 20% - ERC_REST v5.14 | 1179 | 6476 | Generation Constraint in GWh | FALSE | L | Annual | Allowances Purchased | GWh | 0 | 0 | 0 | 0 | 0 | 0 | 0
Solar Generation Cap 20% - ERC_REST v5.14 | 1179 | 6476 | Generation Constraint in GWh | FALSE | L | Annual | Allowances Sold | GWh | 0 | 0 | 0 | 0 | 0 | 0 | 0
Solar Generation Cap 20% - ERC_REST v5.14 | 1179 | 6476 | Generation Constraint in GWh | FALSE | L | Annual | Allowances Banked | GWh | 0 | 0 | 0 | 0 | 0 | 0 | 0
Solar Generation Cap 20% - ERC_REST v5.14 | 1179 | 6476 | Generation Constraint in GWh | FALSE | L | Annual | Allowances Withdrawn (1:1) | GWh | 0 | 0 | 0 | 0 | 0 | 0 | 0
Solar Generation Cap 20% - ERC_REST v5.14 | 1179 | 6476 | Generation Constraint in GWh | FALSE | L | Annual | Allowances Withdrawn (n:1) | GWh | 0 | 0 | 0 | 0 | 0 | 0 | 0
Solar Generation Cap 20% - ERC_REST v5.14 | 1179 | 6476 | Generation Constraint in GWh | FALSE | L | Annual | Net Emissions Allowance Position | GWh | 526.8147 | 526.8147 | 526.8147 | 526.8147 | 526.8147 | 79144.4868 | 86416.918
Solar Generation Cap 20% - ERC_REST v5.14 | 1179 | 6476 | Generation Constraint in GWh | FALSE | L | Annual | Fuel Consumed | TBtu | 0 | 0 | 0 | 0 | 0 | 0 | 0
Solar Generation Cap 20% - ERC_REST v5.14 | 1179 | 6476 | Generation Constraint in GWh | FALSE | L | Annual | Heat Rate | MMBtu/MWh | 0 | 0 | 0 | 0 | 0 | 0 | 0
Solar Generation Cap 20% - ERC_REST v5.14 | 1179 | 6476 | Generation Constraint in GWh | FALSE | L | Annual | Generation | TWh | 0.52681 | 0.52681 | 0.52681 | 0.52681 | 0.52681 | 79.1445 | 86.4169
Solar Generation Cap 20% - ERC_REST v5.14 | 1179 | 6476 | Generation Constraint in GWh | FALSE | L | Annual | Qualifying Generation | TWh | 0.52681 | 0.52681 | 0.52681 | 0.52681 | 0.52681 | 79.1445 | 86.4169
Solar Generation Cap 20% - ERC_REST v5.14 | 1179 | 6476 | Generation Constraint in GWh | FALSE | L | Annual | Rate | lb/MWh | 0 | 0 | 0 | 0 | 0 | 0 | 0
Solar Generation Cap 20% - ERC_REST v5.14 | 1179 | 6476 | Generation Constraint in GWh | FALSE | L | Annual | Constraint Shadow Price | US2011$/MWh | 0 | 0 | 0 | 0 | 0 | 7.4118 | 12.1079
Solar Generation Cap 20% - ERC_WEST v5.14 | 1180 | 6477 | Generation Constraint in GWh | FALSE | L | Annual | Seasons Included | Seasons | Winter, Summer | Winter, Summer | Winter, Summer | Winter, Summer | Winter, Summer | Winter, Summer | Winter, Summer
Solar Generation Cap 20% - ERC_WEST v5.14 | 1180 | 6477 | Generation Constraint in GWh | FALSE | L | Annual | Standard | GWh | 5025.407 | 5102.6439 | 5227.7383 | 5483.9327 | 5753.7326 | 6282.8426 | 6860.6178
Solar Generation Cap 20% - ERC_WEST v5.14 | 1180 | 6477 | Generation Constraint in GWh | FALSE | L | Annual | Emissions at Affected Plants | GWh | 124.2148 | 124.2148 | 124.2148 | 124.2148 | 124.2148 | 124.2148 | 124.2148
Solar Generation Cap 20% - ERC_WEST v5.14 | 1180 | 6477 | Generation Constraint in GWh | FALSE | L | Annual | Allowances Purchased | GWh | 0 | 0 | 0 | 0 | 0 | 0 | 0
Solar Generation Cap 20% - ERC_WEST v5.14 | 1180 | 6477 | Generation Constraint in GWh | FALSE | L | Annual | Allowances Sold | GWh | 0 | 0 | 0 | 0 | 0 | 0 | 0
Solar Generation Cap 20% - ERC_WEST v5.14 | 1180 | 6477 | Generation Constraint in GWh | FALSE | L | Annual | Allowances Banked | GWh | 0 | 0 | 0 | 0 | 0 | 0 | 0
Solar Generation Cap 20% - ERC_WEST v5.14 | 1180 | 6477 | Generation Constraint in GWh | FALSE | L | Annual | Allowances Withdrawn (1:1) | GWh | 0 | 0 | 0 | 0 | 0 | 0 | 0
Solar Generation Cap 20% - ERC_WEST v5.14 | 1180 | 6477 | Generation Constraint in GWh | FALSE | L | Annual | Allowances Withdrawn (n:1) | GWh | 0 | 0 | 0 | 0 | 0 | 0 | 0
Solar Generation Cap 20% - ERC_WEST v5.14 | 1180 | 6477 | Generation Constraint in GWh | FALSE | L | Annual | Net Emissions Allowance Position | GWh | 124.2148 | 124.2148 | 124.2148 | 124.2148 | 124.2148 | 124.2148 | 124.2148
Solar Generation Cap 20% - ERC_WEST v5.14 | 1180 | 6477 | Generation Constraint in GWh | FALSE | L | Annual | Fuel Consumed | TBtu | 0 | 0 | 0 | 0 | 0 | 0 | 0
Solar Generation Cap 20% - ERC_WEST v5.14 | 1180 | 6477 | Generation Constraint in GWh | FALSE | L | Annual | Heat Rate | MMBtu/MWh | 0 | 0 | 0 | 0 | 0 | 0 | 0
Solar Generation Cap 20% - ERC_WEST v5.14 | 1180 | 6477 | Generation Constraint in GWh | FALSE | L | Annual | Generation | TWh | 0.12421 | 0.12421 | 0.12421 | 0.12421 | 0.12421 | 0.12421 | 0.12421
Solar Generation Cap 20% - ERC_WEST v5.14 | 1180 | 6477 | Generation Constraint in GWh | FALSE | L | Annual | Qualifying Generation | TWh | 0.12421 | 0.12421 | 0.12421 | 0.12421 | 0.12421 | 0.12421 | 0.12421
Solar Generation Cap 20% - ERC_WEST v5.14 | 1180 | 6477 | Generation Constraint in GWh | FALSE | L | Annual | Rate | lb/MWh | 0 | 0 | 0 | 0 | 0 | 0 | 0
Solar Generation Cap 20% - ERC_WEST v5.14 | 1180 | 6477 | Generation Constraint in GWh | FALSE | L | Annual | Constraint Shadow Price | US2011$/MWh | 0 | 0 | 0 | 0 | 0 | 0 | 0
Solar Generation Cap 20% - FRCC v5.14 | 1181 | 6478 | Generation Constraint in GWh | FALSE | L | Annual | Seasons Included | Seasons | Winter, Summer | Winter, Summer | Winter, Summer | Winter, Summer | Winter, Summer | Winter, Summer | Winter, Summer
Solar Generation Cap 20% - FRCC v5.14 | 1181 | 6478 | Generation Constraint in GWh | FALSE | L | Annual | Standard | GWh | 46758.9772 | 47573.9554 | 48100.2858 | 49768.1204 | 52059.8684 | 56739.7208 | 61840.2704
Solar Generation Cap 20% - FRCC v5.14 | 1181 | 6478 | Generation Constraint in GWh | FALSE | L | Annual | Emissions at Affected Plants | GWh | 306.2774 | 306.2774 | 306.2774 | 306.2774 | 306.2774 | 56739.7208 | 61840.2704
Solar Generation Cap 20% - FRCC v5.14 | 1181 | 6478 | Generation Constraint in GWh | FALSE | L | Annual | Allowances Purchased | GWh | 0 | 0 | 0 | 0 | 0 | 0 | 0
Solar Generation Cap 20% - FRCC v5.14 | 1181 | 6478 | Generation Constraint in GWh | FALSE | L | Annual | Allowances Sold | GWh | 0 | 0 | 0 | 0 | 0 | 0 | 0
Solar Generation Cap 20% - FRCC v5.14 | 1181 | 6478 | Generation Constraint in GWh | FALSE | L | Annual | Allowances Banked | GWh | 0 | 0 | 0 | 0 | 0 | 0 | 0
Solar Generation Cap 20% - FRCC v5.14 | 1181 | 6478 | Generation Constraint in GWh | FALSE | L | Annual | Allowances Withdrawn (1:1) | GWh | 0 | 0 | 0 | 0 | 0 | 0 | 0
Solar Generation Cap 20% - FRCC v5.14 | 1181 | 6478 | Generation Constraint in GWh | FALSE | L | Annual | Allowances Withdrawn (n:1) | GWh | 0 | 0 | 0 | 0 | 0 | 0 | 0
Solar Generation Cap 20% - FRCC v5.14 | 1181 | 6478 | Generation Constraint in GWh | FALSE | L | Annual | Net Emissions Allowance Position | GWh | 306.2774 | 306.2774 | 306.2774 | 306.2774 | 306.2774 | 56739.7208 | 61840.2704
Solar Generation Cap 20% - FRCC v5.14 | 1181 | 6478 | Generation Constraint in GWh | FALSE | L | Annual | Fuel Consumed | TBtu | 0 | 0 | 0 | 0 | 0 | 0 | 0
Solar Generation Cap 20% - FRCC v5.14 | 1181 | 6478 | Generation Constraint in GWh | FALSE | L | Annual | Heat Rate | MMBtu/MWh | 0 | 0 | 0 | 0 | 0 | 0 | 0
Solar Generation Cap 20% - FRCC v5.14 | 1181 | 6478 | Generation Constraint in GWh | FALSE | L | Annual | Generation | TWh | 0.30628 | 0.30628 | 0.30628 | 0.30628 | 0.30628 | 56.7397 | 61.8403
Solar Generation Cap 20% - FRCC v5.14 | 1181 | 6478 | Generation Constraint in GWh | FALSE | L | Annual | Qualifying Generation | TWh | 0.30628 | 0.30628 | 0.30628 | 0.30628 | 0.30628 | 56.7397 | 61.8403
Solar Generation Cap 20% - FRCC v5.14 | 1181 | 6478 | Generation Constraint in GWh | FALSE | L | Annual | Rate | lb/MWh | 0 | 0 | 0 | 0 | 0 | 0 | 0
Solar Generation Cap 20% - FRCC v5.14 | 1181 | 6478 | Generation Constraint in GWh | FALSE | L | Annual | Constraint Shadow Price | US2011$/MWh | 0 | 0 | 0 | 0 | 0 | 1.0419 | 6.5351
Solar Generation Cap 20% - MAP_WAUE v5.14 | 1182 | 6479 | Generation Constraint in GWh | FALSE | L | Annual | Seasons Included | Seasons | Winter, Summer | Winter, Summer | Winter, Summer | Winter, Summer | Winter, Summer | Winter, Summer | Winter, Summer
Solar Generation Cap 20% - MAP_WAUE v5.14 | 1182 | 6479 | Generation Constraint in GWh | FALSE | L | Annual | Standard | GWh | 4483.4478 | 4605.1404 | 4663.8206 | 4824.6377 | 4920.5226 | 5128.4448 | 5345.1548
Solar Generation Cap 20% - MAP_WAUE v5.14 | 1182 | 6479 | Generation Constraint in GWh | FALSE | L | Annual | Emissions at Affected Plants | GWh | 0 | 0 | 0 | 0 | 0 | 0 | 2676.6942
Solar Generation Cap 20% - MAP_WAUE v5.14 | 1182 | 6479 | Generation Constraint in GWh | FALSE | L | Annual | Allowances Purchased | GWh | 0 | 0 | 0 | 0 | 0 | 0 | 0
Solar Generation Cap 20% - MAP_WAUE v5.14 | 1182 | 6479 | Generation Constraint in GWh | FALSE | L | Annual | Allowances Sold | GWh | 0 | 0 | 0 | 0 | 0 | 0 | 0
Solar Generation Cap 20% - MAP_WAUE v5.14 | 1182 | 6479 | Generation Constraint in GWh | FALSE | L | Annual | Allowances Banked | GWh | 0 | 0 | 0 | 0 | 0 | 0 | 0
Solar Generation Cap 20% - MAP_WAUE v5.14 | 1182 | 6479 | Generation Constraint in GWh | FALSE | L | Annual | Allowances Withdrawn (1:1) | GWh | 0 | 0 | 0 | 0 | 0 | 0 | 0
Solar Generation Cap 20% - MAP_WAUE v5.14 | 1182 | 6479 | Generation Constraint in GWh | FALSE | L | Annual | Allowances Withdrawn (n:1) | GWh | 0 | 0 | 0 | 0 | 0 | 0 | 0
Solar Generation Cap 20% - MAP_WAUE v5.14 | 1182 | 6479 | Generation Constraint in GWh | FALSE | L | Annual | Net Emissions Allowance Position | GWh | 0 | 0 | 0 | 0 | 0 | 0 | 2676.6942
Solar Generation Cap 20% - MAP_WAUE v5.14 | 1182 | 6479 | Generation Constraint in GWh | FALSE | L | Annual | Fuel Consumed | TBtu | 0 | 0 | 0 | 0 | 0 | 0 | 0
Solar Generation Cap 20% - MAP_WAUE v5.14 | 1182 | 6479 | Generation Constraint in GWh | FALSE | L | Annual | Heat Rate | MMBtu/MWh | 0 | 0 | 0 | 0 | 0 | 0 | 0
Solar Generation Cap 20% - MAP_WAUE v5.14 | 1182 | 6479 | Generation Constraint in GWh | FALSE | L | Annual | Generation | TWh | 0 | 0 | 0 | 0 | 0 | 0 | 2.6767
Solar Generation Cap 20% - MAP_WAUE v5.14 | 1182 | 6479 | Generation Constraint in GWh | FALSE | L | Annual | Qualifying Generation | TWh | 0 | 0 | 0 | 0 | 0 | 0 | 2.6767
Solar Generation Cap 20% - MAP_WAUE v5.14 | 1182 | 6479 | Generation Constraint in GWh | FALSE | L | Annual | Rate | lb/MWh | 0 | 0 | 0 | 0 | 0 | 0 | 0
Solar Generation Cap 20% - MAP_WAUE v5.14 | 1182 | 6479 | Generation Constraint in GWh | FALSE | L | Annual | Constraint Shadow Price | US2011$/MWh | 0 | 0 | 0 | 0 | 0 | 0 | 0
Solar Generation Cap 20% - MIS_IA v5.14 | 1183 | 6480 | Generation Constraint in GWh | FALSE | L | Annual | Seasons Included | Seasons | Winter, Summer | Winter, Summer | Winter, Summer | Winter, Summer | Winter, Summer | Winter, Summer | Winter, Summer
Solar Generation Cap 20% - MIS_IA v5.14 | 1183 | 6480 | Generation Constraint in GWh | FALSE | L | Annual | Standard | GWh | 4251.1446 | 4366.5304 | 4422.1696 | 4574.6523 | 4665.568 | 4862.7146 | 5068.1936
Solar Generation Cap 20% - MIS_IA v5.14 | 1183 | 6480 | Generation Constraint in GWh | FALSE | L | Annual | Emissions at Affected Plants | GWh | 0 | 0 | 0 | 0 | 0 | 0 | 0
Solar Generation Cap 20% - MIS_IA v5.14 | 1183 | 6480 | Generation Constraint in GWh | FALSE | L | Annual | Allowances Purchased | GWh | 0 | 0 | 0 | 0 | 0 | 0 | 0
Solar Generation Cap 20% - MIS_IA v5.14 | 1183 | 6480 | Generation Constraint in GWh | FALSE | L | Annual | Allowances Sold | GWh | 0 | 0 | 0 | 0 | 0 | 0 | 0
Solar Generation Cap 20% - MIS_IA v5.14 | 1183 | 6480 | Generation Constraint in GWh | FALSE | L | Annual | Allowances Banked | GWh | 0 | 0 | 0 | 0 | 0 | 0 | 0
Solar Generation Cap 20% - MIS_IA v5.14 | 1183 | 6480 | Generation Constraint in GWh | FALSE | L | Annual | Allowances Withdrawn (1:1) | GWh | 0 | 0 | 0 | 0 | 0 | 0 | 0
Solar Generation Cap 20% - MIS_IA v5.14 | 1183 | 6480 | Generation Constraint in GWh | FALSE | L | Annual | Allowances Withdrawn (n:1) | GWh | 0 | 0 | 0 | 0 | 0 | 0 | 0
Solar Generation Cap 20% - MIS_IA v5.14 | 1183 | 6480 | Generation Constraint in GWh | FALSE | L | Annual | Net Emissions Allowance Position | GWh | 0 | 0 | 0 | 0 | 0 | 0 | 0
Solar Generation Cap 20% - MIS_IA v5.14 | 1183 | 6480 | Generation Constraint in GWh | FALSE | L | Annual | Fuel Consumed | TBtu | 0 | 0 | 0 | 0 | 0 | 0 | 0
Solar Generation Cap 20% - MIS_IA v5.14 | 1183 | 6480 | Generation Constraint in GWh | FALSE | L | Annual | Heat Rate | MMBtu/MWh | 0 | 0 | 0 | 0 | 0 | 0 | 0
Solar Generation Cap 20% - MIS_IA v5.14 | 1183 | 6480 | Generation Constraint in GWh | FALSE | L | Annual | Generation | TWh | 0 | 0 | 0 | 0 | 0 | 0 | 0
Solar Generation Cap 20% - MIS_IA v5.14 | 1183 | 6480 | Generation Constraint in GWh | FALSE | L | Annual | Qualifying Generation | TWh | 0 | 0 | 0 | 0 | 0 | 0 | 0
Solar Generation Cap 20% - MIS_IA v5.14 | 1183 | 6480 | Generation Constraint in GWh | FALSE | L | Annual | Rate | lb/MWh | 0 | 0 | 0 | 0 | 0 | 0 | 0
Solar Generation Cap 20% - MIS_IA v5.14 | 1183 | 6480 | Generation Constraint in GWh | FALSE | L | Annual | Constraint Shadow Price | US2011$/MWh | 0 | 0 | 0 | 0 | 0 | 0 | 0
Solar Generation Cap 20% - MIS_IL v5.14 | 1184 | 6481 | Generation Constraint in GWh | FALSE | L | Annual | Seasons Included | Seasons | Winter, Summer | Winter, Summer | Winter, Summer | Winter, Summer | Winter, Summer | Winter, Summer | Winter, Summer
Solar Generation Cap 20% - MIS_IL v5.14 | 1184 | 6481 | Generation Constraint in GWh | FALSE | L | Annual | Standard | GWh | 11523.3521 | 11749.0943 | 11842.0109 | 12148.0796 | 12386.934 | 12893.2818 | 13420.3295
Solar Generation Cap 20% - MIS_IL v5.14 | 1184 | 6481 | Generation Constraint in GWh | FALSE | L | Annual | Emissions at Affected Plants | GWh | 0 | 0 | 0 | 0 | 0 | 0 | 0
Solar Generation Cap 20% - MIS_IL v5.14 | 1184 | 6481 | Generation Constraint in GWh | FALSE | L | Annual | Allowances Purchased | GWh | 0 | 0 | 0 | 0 | 0 | 0 | 0
Solar Generation Cap 20% - MIS_IL v5.14 | 1184 | 6481 | Generation Constraint in GWh | FALSE | L | Annual | Allowances Sold | GWh | 0 | 0 | 0 | 0 | 0 | 0 | 0
Solar Generation Cap 20% - MIS_IL v5.14 | 1184 | 6481 | Generation Constraint in GWh | FALSE | L | Annual | Allowances Banked | GWh | 0 | 0 | 0 | 0 | 0 | 0 | 0
Solar Generation Cap 20% - MIS_IL v5.14 | 1184 | 6481 | Generation Constraint in GWh | FALSE | L | Annual | Allowances Withdrawn (1:1) | GWh | 0 | 0 | 0 | 0 | 0 | 0 | 0
Solar Generation Cap 20% - MIS_IL v5.14 | 1184 | 6481 | Generation Constraint in GWh | FALSE | L | Annual | Allowances Withdrawn (n:1) | GWh | 0 | 0 | 0 | 0 | 0 | 0 | 0
Solar Generation Cap 20% - MIS_IL v5.14 | 1184 | 6481 | Generation Constraint in GWh | FALSE | L | Annual | Net Emissions Allowance Position | GWh | 0 | 0 | 0 | 0 | 0 | 0 | 0
Solar Generation Cap 20% - MIS_IL v5.14 | 1184 | 6481 | Generation Constraint in GWh | FALSE | L | Annual | Fuel Consumed | TBtu | 0 | 0 | 0 | 0 | 0 | 0 | 0
Solar Generation Cap 20% - MIS_IL v5.14 | 1184 | 6481 | Generation Constraint in GWh | FALSE | L | Annual | Heat Rate | MMBtu/MWh | 0 | 0 | 0 | 0 | 0 | 0 | 0
Solar Generation Cap 20% - MIS_IL v5.14 | 1184 | 6481 | Generation Constraint in GWh | FALSE | L | Annual | Generation | TWh | 0 | 0 | 0 | 0 | 0 | 0 | 0
Solar Generation Cap 20% - MIS_IL v5.14 | 1184 | 6481 | Generation Constraint in GWh | FALSE | L | Annual | Qualifying Generation | TWh | 0 | 0 | 0 | 0 | 0 | 0 | 0
Solar Generation Cap 20% - MIS_IL v5.14 | 1184 | 6481 | Generation Constraint in GWh | FALSE | L | Annual | Rate | lb/MWh | 0 | 0 | 0 | 0 | 0 | 0 | 0
Solar Generation Cap 20% - MIS_IL v5.14 | 1184 | 6481 | Generation Constraint in GWh | FALSE | L | Annual | Constraint Shadow Price | US2011$/MWh | 0 | 0 | 0 | 0 | 0 | 0 | 0
Solar Generation Cap 20% - MIS_INKY v5.14 | 1185 | 6482 | Generation Constraint in GWh | FALSE | L | Annual | Seasons Included | Seasons | Winter, Summer | Winter, Summer | Winter, Summer | Winter, Summer | Winter, Summer | Winter, Summer | Winter, Summer
Solar Generation Cap 20% - MIS_INKY v5.14 | 1185 | 6482 | Generation Constraint in GWh | FALSE | L | Annual | Standard | GWh | 19515.2931 | 20015.4256 | 20209.8308 | 20749.0544 | 21119.4872 | 21823.4749 | 22550.9302
Solar Generation Cap 20% - MIS_INKY v5.14 | 1185 | 6482 | Generation Constraint in GWh | FALSE | L | Annual | Emissions at Affected Plants | GWh | 187.1202 | 187.1202 | 187.1202 | 187.1202 | 187.1202 | 187.1202 | 187.1202
Solar Generation Cap 20% - MIS_INKY v5.14 | 1185 | 6482 | Generation Constraint in GWh | FALSE | L | Annual | Allowances Purchased | GWh | 0 | 0 | 0 | 0 | 0 | 0 | 0
Solar Generation Cap 20% - MIS_INKY v5.14 | 1185 | 6482 | Generation Constraint in GWh | FALSE | L | Annual | Allowances Sold | GWh | 0 | 0 | 0 | 0 | 0 | 0 | 0
Solar Generation Cap 20% - MIS_INKY v5.14 | 1185 | 6482 | Generation Constraint in GWh | FALSE | L | Annual | Allowances Banked | GWh | 0 | 0 | 0 | 0 | 0 | 0 | 0
Solar Generation Cap 20% - MIS_INKY v5.14 | 1185 | 6482 | Generation Constraint in GWh | FALSE | L | Annual | Allowances Withdrawn (1:1) | GWh | 0 | 0 | 0 | 0 | 0 | 0 | 0
Solar Generation Cap 20% - MIS_INKY v5.14 | 1185 | 6482 | Generation Constraint in GWh | FALSE | L | Annual | Allowances Withdrawn (n:1) | GWh | 0 | 0 | 0 | 0 | 0 | 0 | 0
Solar Generation Cap 20% - MIS_INKY v5.14 | 1185 | 6482 | Generation Constraint in GWh | FALSE | L | Annual | Net Emissions Allowance Position | GWh | 187.1202 | 187.1202 | 187.1202 | 187.1202 | 187.1202 | 187.1202 | 187.1202
Solar Generation Cap 20% - MIS_INKY v5.14 | 1185 | 6482 | Generation Constraint in GWh | FALSE | L | Annual | Fuel Consumed | TBtu | 0 | 0 | 0 | 0 | 0 | 0 | 0
Solar Generation Cap 20% - MIS_INKY v5.14 | 1185 | 6482 | Generation Constraint in GWh | FALSE | L | Annual | Heat Rate | MMBtu/MWh | 0 | 0 | 0 | 0 | 0 | 0 | 0
Solar Generation Cap 20% - MIS_INKY v5.14 | 1185 | 6482 | Generation Constraint in GWh | FALSE | L | Annual | Generation | TWh | 0.18712 | 0.18712 | 0.18712 | 0.18712 | 0.18712 | 0.18712 | 0.18712
Solar Generation Cap 20% - MIS_INKY v5.14 | 1185 | 6482 | Generation Constraint in GWh | FALSE | L | Annual | Qualifying Generation | TWh | 0.18712 | 0.18712 | 0.18712 | 0.18712 | 0.18712 | 0.18712 | 0.18712
Solar Generation Cap 20% - MIS_INKY v5.14 | 1185 | 6482 | Generation Constraint in GWh | FALSE | L | Annual | Rate | lb/MWh | 0 | 0 | 0 | 0 | 0 | 0 | 0
Solar Generation Cap 20% - MIS_INKY v5.14 | 1185 | 6482 | Generation Constraint in GWh | FALSE | L | Annual | Constraint Shadow Price | US2011$/MWh | 0 | 0 | 0 | 0 | 0 | 0 | 0
Solar Generation Cap 20% - MIS_LMI v5.14 | 1186 | 6483 | Generation Constraint in GWh | FALSE | L | Annual | Seasons Included | Seasons | Winter, Summer | Winter, Summer | Winter, Summer | Winter, Summer | Winter, Summer | Winter, Summer | Winter, Summer
Solar Generation Cap 20% - MIS_LMI v5.14 | 1186 | 6483 | Generation Constraint in GWh | FALSE | L | Annual | Standard | GWh | 20670.136 | 21026.7554 | 21114.8764 | 21509.4274 | 21828.8686 | 22495.4062 | 23182.2972
Solar Generation Cap 20% - MIS_LMI v5.14 | 1186 | 6483 | Generation Constraint in GWh | FALSE | L | Annual | Emissions at Affected Plants | GWh | 1.9655 | 1.9655 | 1.9655 | 1.9655 | 1.9655 | 1.9655 | 262.9742
Solar Generation Cap 20% - MIS_LMI v5.14 | 1186 | 6483 | Generation Constraint in GWh | FALSE | L | Annual | Allowances Purchased | GWh | 0 | 0 | 0 | 0 | 0 | 0 | 0
Solar Generation Cap 20% - MIS_LMI v5.14 | 1186 | 6483 | Generation Constraint in GWh | FALSE | L | Annual | Allowances Sold | GWh | 0 | 0 | 0 | 0 | 0 | 0 | 0
Solar Generation Cap 20% - MIS_LMI v5.14 | 1186 | 6483 | Generation Constraint in GWh | FALSE | L | Annual | Allowances Banked | GWh | 0 | 0 | 0 | 0 | 0 | 0 | 0
Solar Generation Cap 20% - MIS_LMI v5.14 | 1186 | 6483 | Generation Constraint in GWh | FALSE | L | Annual | Allowances Withdrawn (1:1) | GWh | 0 | 0 | 0 | 0 | 0 | 0 | 0
Solar Generation Cap 20% - MIS_LMI v5.14 | 1186 | 6483 | Generation Constraint in GWh | FALSE | L | Annual | Allowances Withdrawn (n:1) | GWh | 0 | 0 | 0 | 0 | 0 | 0 | 0
Solar Generation Cap 20% - MIS_LMI v5.14 | 1186 | 6483 | Generation Constraint in GWh | FALSE | L | Annual | Net Emissions Allowance Position | GWh | 1.9655 | 1.9655 | 1.9655 | 1.9655 | 1.9655 | 1.9655 | 262.9742
Solar Generation Cap 20% - MIS_LMI v5.14 | 1186 | 6483 | Generation Constraint in GWh | FALSE | L | Annual | Fuel Consumed | TBtu | 0 | 0 | 0 | 0 | 0 | 0 | 0
Solar Generation Cap 20% - MIS_LMI v5.14 | 1186 | 6483 | Generation Constraint in GWh | FALSE | L | Annual | Heat Rate | MMBtu/MWh | 0 | 0 | 0 | 0 | 0 | 0 | 0
Solar Generation Cap 20% - MIS_LMI v5.14 | 1186 | 6483 | Generation Constraint in GWh | FALSE | L | Annual | Generation | TWh | 0.0019655 | 0.0019655 | 0.0019655 | 0.0019655 | 0.0019655 | 0.0019655 | 0.26297
Solar Generation Cap 20% - MIS_LMI v5.14 | 1186 | 6483 | Generation Constraint in GWh | FALSE | L | Annual | Qualifying Generation | TWh | 0.0019655 | 0.0019655 | 0.0019655 | 0.0019655 | 0.0019655 | 0.0019655 | 0.26297
Solar Generation Cap 20% - MIS_LMI v5.14 | 1186 | 6483 | Generation Constraint in GWh | FALSE | L | Annual | Rate | lb/MWh | 0 | 0 | 0 | 0 | 0 | 0 | 0
Solar Generation Cap 20% - MIS_LMI v5.14 | 1186 | 6483 | Generation Constraint in GWh | FALSE | L | Annual | Constraint Shadow Price | US2011$/MWh | 0 | 0 | 0 | 0 | 0 | 0 | 0
Solar Generation Cap 20% - MIS_MAPP v5.14 | 1187 | 6484 | Generation Constraint in GWh | FALSE | L | Annual | Seasons Included | Seasons | Winter, Summer | Winter, Summer | Winter, Summer | Winter, Summer | Winter, Summer | Winter, Summer | Winter, Summer
Solar Generation Cap 20% - MIS_MAPP v5.14 | 1187 | 6484 | Generation Constraint in GWh | FALSE | L | Annual | Standard | GWh | 1644.0625 | 1688.6694 | 1710.179 | 1769.1272 | 1804.2743 | 1880.4892 | 1959.9252
Solar Generation Cap 20% - MIS_MAPP v5.14 | 1187 | 6484 | Generation Constraint in GWh | FALSE | L | Annual | Emissions at Affected Plants | GWh | 0 | 0 | 0 | 0 | 0 | 0 | 0
Solar Generation Cap 20% - MIS_MAPP v5.14 | 1187 | 6484 | Generation Constraint in GWh | FALSE | L | Annual | Allowances Purchased | GWh | 0 | 0 | 0 | 0 | 0 | 0 | 0
Solar Generation Cap 20% - MIS_MAPP v5.14 | 1187 | 6484 | Generation Constraint in GWh | FALSE | L | Annual | Allowances Sold | GWh | 0 | 0 | 0 | 0 | 0 | 0 | 0
Solar Generation Cap 20% - MIS_MAPP v5.14 | 1187 | 6484 | Generation Constraint in GWh | FALSE | L | Annual | Allowances Banked | GWh | 0 | 0 | 0 | 0 | 0 | 0 | 0
Solar Generation Cap 20% - MIS_MAPP v5.14 | 1187 | 6484 | Generation Constraint in GWh | FALSE | L | Annual | Allowances Withdrawn (1:1) | GWh | 0 | 0 | 0 | 0 | 0 | 0 | 0
Solar Generation Cap 20% - MIS_MAPP v5.14 | 1187 | 6484 | Generation Constraint in GWh | FALSE | L | Annual | Allowances Withdrawn (n:1) | GWh | 0 | 0 | 0 | 0 | 0 | 0 | 0
Solar Generation Cap 20% - MIS_MAPP v5.14 | 1187 | 6484 | Generation Constraint in GWh | FALSE | L | Annual | Net Emissions Allowance Position | GWh | 0 | 0 | 0 | 0 | 0 | 0 | 0
Solar Generation Cap 20% - MIS_MAPP v5.14 | 1187 | 6484 | Generation Constraint in GWh | FALSE | L | Annual | Fuel Consumed | TBtu | 0 | 0 | 0 | 0 | 0 | 0 | 0
Solar Generation Cap 20% - MIS_MAPP v5.14 | 1187 | 6484 | Generation Constraint in GWh | FALSE | L | Annual | Heat Rate | MMBtu/MWh | 0 | 0 | 0 | 0 | 0 | 0 | 0
Solar Generation Cap 20% - MIS_MAPP v5.14 | 1187 | 6484 | Generation Constraint in GWh | FALSE | L | Annual | Generation | TWh | 0 | 0 | 0 | 0 | 0 | 0 | 0
Solar Generation Cap 20% - MIS_MAPP v5.14 | 1187 | 6484 | Generation Constraint in GWh | FALSE | L | Annual | Qualifying Generation | TWh | 0 | 0 | 0 | 0 | 0 | 0 | 0
Solar Generation Cap 20% - MIS_MAPP v5.14 | 1187 | 6484 | Generation Constraint in GWh | FALSE | L | Annual | Rate | lb/MWh | 0 | 0 | 0 | 0 | 0 | 0 | 0
Solar Generation Cap 20% - MIS_MAPP v5.14 | 1187 | 6484 | Generation Constraint in GWh | FALSE | L | Annual | Constraint Shadow Price | US2011$/MWh | 0 | 0 | 0 | 0 | 0 | 0 | 0
Solar Generation Cap 20% - MIS_MIDA v5.14 | 1188 | 6485 | Generation Constraint in GWh | FALSE | L | Annual | Seasons Included | Seasons | Winter, Summer | Winter, Summer | Winter, Summer | Winter, Summer | Winter, Summer | Winter, Summer | Winter, Summer
Solar Generation Cap 20% - MIS_MIDA v5.14 | 1188 | 6485 | Generation Constraint in GWh | FALSE | L | Annual | Standard | GWh | 5842.4535 | 6001.0413 | 6077.5124 | 6287.0867 | 6412.0423 | 6683.0032 | 6965.4162
Solar Generation Cap 20% - MIS_MIDA v5.14 | 1188 | 6485 | Generation Constraint in GWh | FALSE | L | Annual | Emissions at Affected Plants | GWh | 0 | 0 | 0 | 0 | 0 | 0 | 0
Solar Generation Cap 20% - MIS_MIDA v5.14 | 1188 | 6485 | Generation Constraint in GWh | FALSE | L | Annual | Allowances Purchased | GWh | 0 | 0 | 0 | 0 | 0 | 0 | 0
Solar Generation Cap 20% - MIS_MIDA v5.14 | 1188 | 6485 | Generation Constraint in GWh | FALSE | L | Annual | Allowances Sold | GWh | 0 | 0 | 0 | 0 | 0 | 0 | 0
Solar Generation Cap 20% - MIS_MIDA v5.14 | 1188 | 6485 | Generation Constraint in GWh | FALSE | L | Annual | Allowances Banked | GWh | 0 | 0 | 0 | 0 | 0 | 0 | 0
Solar Generation Cap 20% - MIS_MIDA v5.14 | 1188 | 6485 | Generation Constraint in GWh | FALSE | L | Annual | Allowances Withdrawn (1:1) | GWh | 0 | 0 | 0 | 0 | 0 | 0 | 0
Solar Generation Cap 20% - MIS_MIDA v5.14 | 1188 | 6485 | Generation Constraint in GWh | FALSE | L | Annual | Allowances Withdrawn (n:1) | GWh | 0 | 0 | 0 | 0 | 0 | 0 | 0
Solar Generation Cap 20% - MIS_MIDA v5.14 | 1188 | 6485 | Generation Constraint in GWh | FALSE | L | Annual | Net Emissions Allowance Position | GWh | 0 | 0 | 0 | 0 | 0 | 0 | 0
Solar Generation Cap 20% - MIS_MIDA v5.14 | 1188 | 6485 | Generation Constraint in GWh | FALSE | L | Annual | Fuel Consumed | TBtu | 0 | 0 | 0 | 0 | 0 | 0 | 0
Solar Generation Cap 20% - MIS_MIDA v5.14 | 1188 | 6485 | Generation Constraint in GWh | FALSE | L | Annual | Heat Rate | MMBtu/MWh | 0 | 0 | 0 | 0 | 0 | 0 | 0
Solar Generation Cap 20% - MIS_MIDA v5.14 | 1188 | 6485 | Generation Constraint in GWh | FALSE | L | Annual | Generation | TWh | 0 | 0 | 0 | 0 | 0 | 0 | 0
Solar Generation Cap 20% - MIS_MIDA v5.14 | 1188 | 6485 | Generation Constraint in GWh | FALSE | L | Annual | Qualifying Generation | TWh | 0 | 0 | 0 | 0 | 0 | 0 | 0
Solar Generation Cap 20% - MIS_MIDA v5.14 | 1188 | 6485 | Generation Constraint in GWh | FALSE | L | Annual | Rate | lb/MWh | 0 | 0 | 0 | 0 | 0 | 0 | 0
Solar Generation Cap 20% - MIS_MIDA v5.14 | 1188 | 6485 | Generation Constraint in GWh | FALSE | L | Annual | Constraint Shadow Price | US2011$/MWh | 0 | 0 | 0 | 0 | 0 | 0 | 0
Solar Generation Cap 20% - MIS_MNWI v5.14 | 1189 | 6486 | Generation Constraint in GWh | FALSE | L | Annual | Seasons Included | Seasons | Winter, Summer | Winter, Summer | Winter, Summer | Winter, Summer | Winter, Summer | Winter, Summer | Winter, Summer
Solar Generation Cap 20% - MIS_MNWI v5.14 | 1189 | 6486 | Generation Constraint in GWh | FALSE | L | Annual | Standard | GWh | 17568.661 | 18045.5998 | 18275.5802 | 18905.8565 | 19281.6496 | 20096.5407 | 20945.873
Solar Generation Cap 20% - MIS_MNWI v5.14 | 1189 | 6486 | Generation Constraint in GWh | FALSE | L | Annual | Emissions at Affected Plants | GWh | 15.8833 | 19.4199 | 858.4365 | 1172.6399 | 1211.573 | 1259.1605 | 13372.7097
Solar Generation Cap 20% - MIS_MNWI v5.14 | 1189 | 6486 | Generation Constraint in GWh | FALSE | L | Annual | Allowances Purchased | GWh | 0 | 0 | 0 | 0 | 0 | 0 | 0
Solar Generation Cap 20% - MIS_MNWI v5.14 | 1189 | 6486 | Generation Constraint in GWh | FALSE | L | Annual | Allowances Sold | GWh | 0 | 0 | 0 | 0 | 0 | 0 | 0
Solar Generation Cap 20% - MIS_MNWI v5.14 | 1189 | 6486 | Generation Constraint in GWh | FALSE | L | Annual | Allowances Banked | GWh | 0 | 0 | 0 | 0 | 0 | 0 | 0
Solar Generation Cap 20% - MIS_MNWI v5.14 | 1189 | 6486 | Generation Constraint in GWh | FALSE | L | Annual | Allowances Withdrawn (1:1) | GWh | 0 | 0 | 0 | 0 | 0 | 0 | 0
Solar Generation Cap 20% - MIS_MNWI v5.14 | 1189 | 6486 | Generation Constraint in GWh | FALSE | L | Annual | Allowances Withdrawn (n:1) | GWh | 0 | 0 | 0 | 0 | 0 | 0 | 0
Solar Generation Cap 20% - MIS_MNWI v5.14 | 1189 | 6486 | Generation Constraint in GWh | FALSE | L | Annual | Net Emissions Allowance Position | GWh | 15.8833 | 19.4199 | 858.4365 | 1172.6399 | 1211.573 | 1259.1605 | 13372.7097
Solar Generation Cap 20% - MIS_MNWI v5.14 | 1189 | 6486 | Generation Constraint in GWh | FALSE | L | Annual | Fuel Consumed | TBtu | 0 | 0 | 0 | 0 | 0 | 0 | 0
Solar Generation Cap 20% - MIS_MNWI v5.14 | 1189 | 6486 | Generation Constraint in GWh | FALSE | L | Annual | Heat Rate | MMBtu/MWh | 0 | 0 | 0 | 0 | 0 | 0 | 0
Solar Generation Cap 20% - MIS_MNWI v5.14 | 1189 | 6486 | Generation Constraint in GWh | FALSE | L | Annual | Generation | TWh | 0.015883 | 0.01942 | 0.85844 | 1.1726 | 1.2116 | 1.2592 | 13.3727
Solar Generation Cap 20% - MIS_MNWI v5.14 | 1189 | 6486 | Generation Constraint in GWh | FALSE | L | Annual | Qualifying Generation | TWh | 0.015883 | 0.01942 | 0.85844 | 1.1726 | 1.2116 | 1.2592 | 13.3727
Solar Generation Cap 20% - MIS_MNWI v5.14 | 1189 | 6486 | Generation Constraint in GWh | FALSE | L | Annual | Rate | lb/MWh | 0 | 0 | 0 | 0 | 0 | 0 | 0
Solar Generation Cap 20% - MIS_MNWI v5.14 | 1189 | 6486 | Generation Constraint in GWh | FALSE | L | Annual | Constraint Shadow Price | US2011$/MWh | 0 | 0 | 0 | 0 | 0 | 0 | 0
Solar Generation Cap 20% - MIS_MO v5.14 | 1190 | 6487 | Generation Constraint in GWh | FALSE | L | Annual | Seasons Included | Seasons | Winter, Summer | Winter, Summer | Winter, Summer | Winter, Summer | Winter, Summer | Winter, Summer | Winter, Summer
Solar Generation Cap 20% - MIS_MO v5.14 | 1190 | 6487 | Generation Constraint in GWh | FALSE | L | Annual | Standard | GWh | 9791.898 | 9983.718 | 10062.6722 | 10322.7482 | 10525.7102 | 10955.9695 | 11403.8182
Solar Generation Cap 20% - MIS_MO v5.14 | 1190 | 6487 | Generation Constraint in GWh | FALSE | L | Annual | Emissions at Affected Plants | GWh | 412.9373 | 412.9373 | 528.6023 | 727.3771 | 794.5698 | 1823.0519 | 2652.9533
Solar Generation Cap 20% - MIS_MO v5.14 | 1190 | 6487 | Generation Constraint in GWh | FALSE | L | Annual | Allowances Purchased | GWh | 0 | 0 | 0 | 0 | 0 | 0 | 0
Solar Generation Cap 20% - MIS_MO v5.14 | 1190 | 6487 | Generation Constraint in GWh | FALSE | L | Annual | Allowances Sold | GWh | 0 | 0 | 0 | 0 | 0 | 0 | 0
Solar Generation Cap 20% - MIS_MO v5.14 | 1190 | 6487 | Generation Constraint in GWh | FALSE | L | Annual | Allowances Banked | GWh | 0 | 0 | 0 | 0 | 0 | 0 | 0
Solar Generation Cap 20% - MIS_MO v5.14 | 1190 | 6487 | Generation Constraint in GWh | FALSE | L | Annual | Allowances Withdrawn (1:1) | GWh | 0 | 0 | 0 | 0 | 0 | 0 | 0
Solar Generation Cap 20% - MIS_MO v5.14 | 1190 | 6487 | Generation Constraint in GWh | FALSE | L | Annual | Allowances Withdrawn (n:1) | GWh | 0 | 0 | 0 | 0 | 0 | 0 | 0
Solar Generation Cap 20% - MIS_MO v5.14 | 1190 | 6487 | Generation Constraint in GWh | FALSE | L | Annual | Net Emissions Allowance Position | GWh | 412.9373 | 412.9373 | 528.6023 | 727.3771 | 794.5698 | 1823.0519 | 2652.9533
Solar Generation Cap 20% - MIS_MO v5.14 | 1190 | 6487 | Generation Constraint in GWh | FALSE | L | Annual | Fuel Consumed | TBtu | 0 | 0 | 0 | 0 | 0 | 0 | 0
Solar Generation Cap 20% - MIS_MO v5.14 | 1190 | 6487 | Generation Constraint in GWh | FALSE | L | Annual | Heat Rate | MMBtu/MWh | 0 | 0 | 0 | 0 | 0 | 0 | 0
Solar Generation Cap 20% - MIS_MO v5.14 | 1190 | 6487 | Generation Constraint in GWh | FALSE | L | Annual | Generation | TWh | 0.41294 | 0.41294 | 0.5286 | 0.72738 | 0.79457 | 1.8231 | 2.653
Solar Generation Cap 20% - MIS_MO v5.14 | 1190 | 6487 | Generation Constraint in GWh | FALSE | L | Annual | Qualifying Generation | TWh | 0.41294 | 0.41294 | 0.5286 | 0.72738 | 0.79457 | 1.8231 | 2.653
Solar Generation Cap 20% - MIS_MO v5.14 | 1190 | 6487 | Generation Constraint in GWh | FALSE | L | Annual | Rate | lb/MWh | 0 | 0 | 0 | 0 | 0 | 0 | 0
Solar Generation Cap 20% - MIS_MO v5.14 | 1190 | 6487 | Generation Constraint in GWh | FALSE | L | Annual | Constraint Shadow Price | US2011$/MWh | 0 | 0 | 0 | 0 | 0 | 0 | 0
Solar Generation Cap 20% - MIS_WUMS v5.14 | 1191 | 6488 | Generation Constraint in GWh | FALSE | L | Annual | Seasons Included | Seasons | Winter, Summer | Winter, Summer | Winter, Summer | Winter, Summer | Winter, Summer | Winter, Summer | Winter, Summer
Solar Generation Cap 20% - MIS_WUMS v5.14 | 1191 | 6488 | Generation Constraint in GWh | FALSE | L | Annual | Standard | GWh | 10975.9131 | 11244.6985 | 11336.635 | 11610.9332 | 11790.0955 | 12143.6699 | 12507.8486
Solar Generation Cap 20% - MIS_WUMS v5.14 | 1191 | 6488 | Generation Constraint in GWh | FALSE | L | Annual | Emissions at Affected Plants | GWh | 0 | 0 | 0 | 0 | 0 | 328.6015 | 515.5782
Solar Generation Cap 20% - MIS_WUMS v5.14 | 1191 | 6488 | Generation Constraint in GWh | FALSE | L | Annual | Allowances Purchased | GWh | 0 | 0 | 0 | 0 | 0 | 0 | 0
Solar Generation Cap 20% - MIS_WUMS v5.14 | 1191 | 6488 | Generation Constraint in GWh | FALSE | L | Annual | Allowances Sold | GWh | 0 | 0 | 0 | 0 | 0 | 0 | 0
Solar Generation Cap 20% - MIS_WUMS v5.14 | 1191 | 6488 | Generation Constraint in GWh | FALSE | L | Annual | Allowances Banked | GWh | 0 | 0 | 0 | 0 | 0 | 0 | 0
Solar Generation Cap 20% - MIS_WUMS v5.14 | 1191 | 6488 | Generation Constraint in GWh | FALSE | L | Annual | Allowances Withdrawn (1:1) | GWh | 0 | 0 | 0 | 0 | 0 | 0 | 0
Solar Generation Cap 20% - MIS_WUMS v5.14 | 1191 | 6488 | Generation Constraint in GWh | FALSE | L | Annual | Allowances Withdrawn (n:1) | GWh | 0 | 0 | 0 | 0 | 0 | 0 | 0
Solar Generation Cap 20% - MIS_WUMS v5.14 | 1191 | 6488 | Generation Constraint in GWh | FALSE | L | Annual | Net Emissions Allowance Position | GWh | 0 | 0 | 0 | 0 | 0 | 328.6015 | 515.5782
Solar Generation Cap 20% - MIS_WUMS v5.14 | 1191 | 6488 | Generation Constraint in GWh | FALSE | L | Annual | Fuel Consumed | TBtu | 0 | 0 | 0 | 0 | 0 | 0 | 0
Solar Generation Cap 20% - MIS_WUMS v5.14 | 1191 | 6488 | Generation Constraint in GWh | FALSE | L | Annual | Heat Rate | MMBtu/MWh | 0 | 0 | 0 | 0 | 0 | 0 | 0
Solar Generation Cap 20% - MIS_WUMS v5.14 | 1191 | 6488 | Generation Constraint in GWh | FALSE | L | Annual | Generation | TWh | 0 | 0 | 0 | 0 | 0 | 0.3286 | 0.51558
Solar Generation Cap 20% - MIS_WUMS v5.14 | 1191 | 6488 | Generation Constraint in GWh | FALSE | L | Annual | Qualifying Generation | TWh | 0 | 0 | 0 | 0 | 0 | 0.3286 | 0.51558
Solar Generation Cap 20% - MIS_WUMS v5.14 | 1191 | 6488 | Generation Constraint in GWh | FALSE | L | Annual | Rate | lb/MWh | 0 | 0 | 0 | 0 | 0 | 0 | 0
Solar Generation Cap 20% - MIS_WUMS v5.14 | 1191 | 6488 | Generation Constraint in GWh | FALSE | L | Annual | Constraint Shadow Price | US2011$/MWh | 0 | 0 | 0 | 0 | 0 | 0 | 0
Solar Generation Cap 20% - NENG_CT v5.14 | 1192 | 6489 | Generation Constraint in GWh | FALSE | L | Annual | Seasons Included | Seasons | Winter, Summer | Winter, Summer | Winter, Summer | Winter, Summer | Winter, Summer | Winter, Summer | Winter, Summer
Solar Generation Cap 20% - NENG_CT v5.14 | 1192 | 6489 | Generation Constraint in GWh | FALSE | L | Annual | Standard | GWh | 6959.7835 | 7124.9058 | 7038.905 | 6967.2162 | 7002.3851 | 7069.8211 | 7137.9065
Solar Generation Cap 20% - NENG_CT v5.14 | 1192 | 6489 | Generation Constraint in GWh | FALSE | L | Annual | Emissions at Affected Plants | GWh | 13.8657 | 13.8657 | 13.8657 | 13.8657 | 13.8657 | 13.8657 | 13.8657
Solar Generation Cap 20% - NENG_CT v5.14 | 1192 | 6489 | Generation Constraint in GWh | FALSE | L | Annual | Allowances Purchased | GWh | 0 | 0 | 0 | 0 | 0 | 0 | 0
Solar Generation Cap 20% - NENG_CT v5.14 | 1192 | 6489 | Generation Constraint in GWh | FALSE | L | Annual | Allowances Sold | GWh | 0 | 0 | 0 | 0 | 0 | 0 | 0
Solar Generation Cap 20% - NENG_CT v5.14 | 1192 | 6489 | Generation Constraint in GWh | FALSE | L | Annual | Allowances Banked | GWh | 0 | 0 | 0 | 0 | 0 | 0 | 0
Solar Generation Cap 20% - NENG_CT v5.14 | 1192 | 6489 | Generation Constraint in GWh | FALSE | L | Annual | Allowances Withdrawn (1:1) | GWh | 0 | 0 | 0 | 0 | 0 | 0 | 0
Solar Generation Cap 20% - NENG_CT v5.14 | 1192 | 6489 | Generation Constraint in GWh | FALSE | L | Annual | Allowances Withdrawn (n:1) | GWh | 0 | 0 | 0 | 0 | 0 | 0 | 0
Solar Generation Cap 20% - NENG_CT v5.14 | 1192 | 6489 | Generation Constraint in GWh | FALSE | L | Annual | Net Emissions Allowance Position | GWh | 13.8657 | 13.8657 | 13.8657 | 13.8657 | 13.8657 | 13.8657 | 13.8657
Solar Generation Cap 20% - NENG_CT v5.14 | 1192 | 6489 | Generation Constraint in GWh | FALSE | L | Annual | Fuel Consumed | TBtu | 0 | 0 | 0 | 0 | 0 | 0 | 0
Solar Generation Cap 20% - NENG_CT v5.14 | 1192 | 6489 | Generation Constraint in GWh | FALSE | L | Annual | Heat Rate | MMBtu/MWh | 0 | 0 | 0 | 0 | 0 | 0 | 0
Solar Generation Cap 20% - NENG_CT v5.14 | 1192 | 6489 | Generation Constraint in GWh | FALSE | L | Annual | Generation | TWh | 0.013866 | 0.013866 | 0.013866 | 0.013866 | 0.013866 | 0.013866 | 0.013866
Solar Generation Cap 20% - NENG_CT v5.14 | 1192 | 6489 | Generation Constraint in GWh | FALSE | L | Annual | Qualifying Generation | TWh | 0.013866 | 0.013866 | 0.013866 | 0.013866 | 0.013866 | 0.013866 | 0.013866
Solar Generation Cap 20% - NENG_CT v5.14 | 1192 | 6489 | Generation Constraint in GWh | FALSE | L | Annual | Rate | lb/MWh | 0 | 0 | 0 | 0 | 0 | 0 | 0
Solar Generation Cap 20% - NENG_CT v5.14 | 1192 | 6489 | Generation Constraint in GWh | FALSE | L | Annual | Constraint Shadow Price | US2011$/MWh | 0 | 0 | 0 | 0 | 0 | 0 | 0
Solar Generation Cap 20% - NENG_ME v5.14 | 1193 | 6490 | Generation Constraint in GWh | FALSE | L | Annual | Seasons Included | Seasons | Winter, Summer | Winter, Summer | Winter, Summer | Winter, Summer | Winter, Summer | Winter, Summer | Winter, Summer
Solar Generation Cap 20% - NENG_ME v5.14 | 1193 | 6490 | Generation Constraint in GWh | FALSE | L | Annual | Standard | GWh | 2445.7397 | 2503.75 | 2473.5364 | 2448.3509 | 2460.7064 | 2484.3978 | 2508.3173
Solar Generation Cap 20% - NENG_ME v5.14 | 1193 | 6490 | Generation Constraint in GWh | FALSE | L | Annual | Emissions at Affected Plants | GWh | 0 | 0 | 0 | 0 | 0 | 1145.6557 | 1253.6587
Solar Generation Cap 20% - NENG_ME v5.14 | 1193 | 6490 | Generation Constraint in GWh | FALSE | L | Annual | Allowances Purchased | GWh | 0 | 0 | 0 | 0 | 0 | 0 | 0
Solar Generation Cap 20% - NENG_ME v5.14 | 1193 | 6490 | Generation Constraint in GWh | FALSE | L | Annual | Allowances Sold | GWh | 0 | 0 | 0 | 0 | 0 | 0 | 0
Solar Generation Cap 20% - NENG_ME v5.14 | 1193 | 6490 | Generation Constraint in GWh | FALSE | L | Annual | Allowances Banked | GWh | 0 | 0 | 0 | 0 | 0 | 0 | 0
Solar Generation Cap 20% - NENG_ME v5.14 | 1193 | 6490 | Generation Constraint in GWh | FALSE | L | Annual | Allowances Withdrawn (1:1) | GWh | 0 | 0 | 0 | 0 | 0 | 0 | 0
Solar Generation Cap 20% - NENG_ME v5.14 | 1193 | 6490 | Generation Constraint in GWh | FALSE | L | Annual | Allowances Withdrawn (n:1) | GWh | 0 | 0 | 0 | 0 | 0 | 0 | 0
Solar Generation Cap 20% - NENG_ME v5.14 | 1193 | 6490 | Generation Constraint in GWh | FALSE | L | Annual | Net Emissions Allowance Position | GWh | 0 | 0 | 0 | 0 | 0 | 1145.6557 | 1253.6587
Solar Generation Cap 20% - NENG_ME v5.14 | 1193 | 6490 | Generation Constraint in GWh | FALSE | L | Annual | Fuel Consumed | TBtu | 0 | 0 | 0 | 0 | 0 | 0 | 0
Solar Generation Cap 20% - NENG_ME v5.14 | 1193 | 6490 | Generation Constraint in GWh | FALSE | L | Annual | Heat Rate | MMBtu/MWh | 0 | 0 | 0 | 0 | 0 | 0 | 0
Solar Generation Cap 20% - NENG_ME v5.14 | 1193 | 6490 | Generation Constraint in GWh | FALSE | L | Annual | Generation | TWh | 0 | 0 | 0 | 0 | 0 | 1.1457 | 1.2537
Solar Generation Cap 20% - NENG_ME v5.14 | 1193 | 6490 | Generation Constraint in GWh | FALSE | L | Annual | Qualifying Generation | TWh | 0 | 0 | 0 | 0 | 0 | 1.1457 | 1.2537
Solar Generation Cap 20% - NENG_ME v5.14 | 1193 | 6490 | Generation Constraint in GWh | FALSE | L | Annual | Rate | lb/MWh | 0 | 0 | 0 | 0 | 0 | 0 | 0
Solar Generation Cap 20% - NENG_ME v5.14 | 1193 | 6490 | Generation Constraint in GWh | FALSE | L | Annual | Constraint Shadow Price | US2011$/MWh | 0 | 0 | 0 | 0 | 0 | 0 | 0
Solar Generation Cap 20% - NENGREST v5.14 | 1194 | 6491 | Generation Constraint in GWh | FALSE | L | Annual | Seasons Included | Seasons | Winter, Summer | Winter, Summer | Winter, Summer | Winter, Summer | Winter, Summer | Winter, Summer | Winter, Summer
Solar Generation Cap 20% - NENGREST v5.14 | 1194 | 6491 | Generation Constraint in GWh | FALSE | L | Annual | Standard | GWh | 18106.1744 | 18535.7852 | 18312.0307 | 18125.5127 | 18217.0143 | 18392.4672 | 18569.61
Solar Generation Cap 20% - NENGREST v5.14 | 1194 | 6491 | Generation Constraint in GWh | FALSE | L | Annual | Emissions at Affected Plants | GWh | 346.4814 | 346.4814 | 346.4814 | 346.4814 | 346.4814 | 2184.2053 | 2184.2053
Solar Generation Cap 20% - NENGREST v5.14 | 1194 | 6491 | Generation Constraint in GWh | FALSE | L | Annual | Allowances Purchased | GWh | 0 | 0 | 0 | 0 | 0 | 0 | 0
Solar Generation Cap 20% - NENGREST v5.14 | 1194 | 6491 | Generation Constraint in GWh | FALSE | L | Annual | Allowances Sold | GWh | 0 | 0 | 0 | 0 | 0 | 0 | 0
Solar Generation Cap 20% - NENGREST v5.14 | 1194 | 6491 | Generation Constraint in GWh | FALSE | L | Annual | Allowances Banked | GWh | 0 | 0 | 0 | 0 | 0 | 0 | 0
Solar Generation Cap 20% - NENGREST v5.14 | 1194 | 6491 | Generation Constraint in GWh | FALSE | L | Annual | Allowances Withdrawn (1:1) | GWh | 0 | 0 | 0 | 0 | 0 | 0 | 0
Solar Generation Cap 20% - NENGREST v5.14 | 1194 | 6491 | Generation Constraint in GWh | FALSE | L | Annual | Allowances Withdrawn (n:1) | GWh | 0 | 0 | 0 | 0 | 0 | 0 | 0
Solar Generation Cap 20% - NENGREST v5.14 | 1194 | 6491 | Generation Constraint in GWh | FALSE | L | Annual | Net Emissions Allowance Position | GWh | 346.4814 | 346.4814 | 346.4814 | 346.4814 | 346.4814 | 2184.2053 | 2184.2053
Solar Generation Cap 20% - NENGREST v5.14 | 1194 | 6491 | Generation Constraint in GWh | FALSE | L | Annual | Fuel Consumed | TBtu | 0 | 0 | 0 | 0 | 0 | 0 | 0
Solar Generation Cap 20% - NENGREST v5.14 | 1194 | 6491 | Generation Constraint in GWh | FALSE | L | Annual | Heat Rate | MMBtu/MWh | 0 | 0 | 0 | 0 | 0 | 0 | 0
Solar Generation Cap 20% - NENGREST v5.14 | 1194 | 6491 | Generation Constraint in GWh | FALSE | L | Annual | Generation | TWh | 0.34648 | 0.34648 | 0.34648 | 0.34648 | 0.34648 | 2.1842 | 2.1842
Solar Generation Cap 20% - NENGREST v5.14 | 1194 | 6491 | Generation Constraint in GWh | FALSE | L | Annual | Qualifying Generation | TWh | 0.34648 | 0.34648 | 0.34648 | 0.34648 | 0.34648 | 2.1842 | 2.1842
Solar Generation Cap 20% - NENGREST v5.14 | 1194 | 6491 | Generation Constraint in GWh | FALSE | L | Annual | Rate | lb/MWh | 0 | 0 | 0 | 0 | 0 | 0 | 0
Solar Generation Cap 20% - NENGREST v5.14 | 1194 | 6491 | Generation Constraint in GWh | FALSE | L | Annual | Constraint Shadow Price | US2011$/MWh | 0 | 0 | 0 | 0 | 0 | 0 | 0
Solar Generation Cap 20% - NY_Z_A&B v5.14 | 1195 | 6492 | Generation Constraint in GWh | FALSE | L | Annual | Seasons Included | Seasons | Winter, Summer | Winter, Summer | Winter, Summer | Winter, Summer | Winter, Summer | Winter, Summer | Winter, Summer
Solar Generation Cap 20% - NY_Z_A&B v5.14 | 1195 | 6492 | Generation Constraint in GWh | FALSE | L | Annual | Standard | GWh | 4864.3545 | 4872.2184 | 4825.1598 | 4766.3499 | 4779.0224 | 4824.1222 | 4869.6478
Solar Generation Cap 20% - NY_Z_A&B v5.14 | 1195 | 6492 | Generation Constraint in GWh | FALSE | L | Annual | Emissions at Affected Plants | GWh | 1.7966 | 1.7966 | 1.7966 | 1.7966 | 1.7966 | 1.7966 | 1.7966
Solar Generation Cap 20% - NY_Z_A&B v5.14 | 1195 | 6492 | Generation Constraint in GWh | FALSE | L | Annual | Allowances Purchased | GWh | 0 | 0 | 0 | 0 | 0 | 0 | 0
Solar Generation Cap 20% - NY_Z_A&B v5.14 | 1195 | 6492 | Generation Constraint in GWh | FALSE | L | Annual | Allowances Sold | GWh | 0 | 0 | 0 | 0 | 0 | 0 | 0
Solar Generation Cap 20% - NY_Z_A&B v5.14 | 1195 | 6492 | Generation Constraint in GWh | FALSE | L | Annual | Allowances Banked | GWh | 0 | 0 | 0 | 0 | 0 | 0 | 0
Solar Generation Cap 20% - NY_Z_A&B v5.14 | 1195 | 6492 | Generation Constraint in GWh | FALSE | L | Annual | Allowances Withdrawn (1:1) | GWh | 0 | 0 | 0 | 0 | 0 | 0 | 0
Solar Generation Cap 20% - NY_Z_A&B v5.14 | 1195 | 6492 | Generation Constraint in GWh | FALSE | L | Annual | Allowances Withdrawn (n:1) | GWh | 0 | 0 | 0 | 0 | 0 | 0 | 0
Solar Generation Cap 20% - NY_Z_A&B v5.14 | 1195 | 6492 | Generation Constraint in GWh | FALSE | L | Annual | Net Emissions Allowance Position | GWh | 1.7966 | 1.7966 | 1.7966 | 1.7966 | 1.7966 | 1.7966 | 1.7966
Solar Generation Cap 20% - NY_Z_A&B v5.14 | 1195 | 6492 | Generation Constraint in GWh | FALSE | L | Annual | Fuel Consumed | TBtu | 0 | 0 | 0 | 0 | 0 | 0 | 0
Solar Generation Cap 20% - NY_Z_A&B v5.14 | 1195 | 6492 | Generation Constraint in GWh | FALSE | L | Annual | Heat Rate | MMBtu/MWh | 0 | 0 | 0 | 0 | 0 | 0 | 0
Solar Generation Cap 20% - NY_Z_A&B v5.14 | 1195 | 6492 | Generation Constraint in GWh | FALSE | L | Annual | Generation | TWh | 0.0017966 | 0.0017966 | 0.0017966 | 0.0017966 | 0.0017966 | 0.0017966 | 0.0017966
Solar Generation Cap 20% - NY_Z_A&B v5.14 | 1195 | 6492 | Generation Constraint in GWh | FALSE | L | Annual | Qualifying Generation | TWh | 0.0017966 | 0.0017966 | 0.0017966 | 0.0017966 | 0.0017966 | 0.0017966 | 0.0017966
Solar Generation Cap 20% - NY_Z_A&B v5.14 | 1195 | 6492 | Generation Constraint in GWh | FALSE | L | Annual | Rate | lb/MWh | 0 | 0 | 0 | 0 | 0 | 0 | 0
Solar Generation Cap 20% - NY_Z_A&B v5.14 | 1195 | 6492 | Generation Constraint in GWh | FALSE | L | Annual | Constraint Shadow Price | US2011$/MWh | 0 | 0 | 0 | 0 | 0 | 0 | 0
Solar Generation Cap 20% - NY_Z_C&E v5.14 | 1196 | 6493 | Generation Constraint in GWh | FALSE | L | Annual | Seasons Included | Seasons | Winter, Summer | Winter, Summer | Winter, Summer | Winter, Summer | Winter, Summer | Winter, Summer | Winter, Summer
Solar Generation Cap 20% - NY_Z_C&E v5.14 | 1196 | 6493 | Generation Constraint in GWh | FALSE | L | Annual | Standard | GWh | 4570.2852 | 4577.6735 | 4533.4604 | 4478.2065 | 4490.1127 | 4532.4856 | 4575.2584
Solar Generation Cap 20% - NY_Z_C&E v5.14 | 1196 | 6493 | Generation Constraint in GWh | FALSE | L | Annual | Emissions at Affected Plants | GWh | 0 | 0 | 0 | 0 | 0 | 0 | 430.8017
Solar Generation Cap 20% - NY_Z_C&E v5.14 | 1196 | 6493 | Generation Constraint in GWh | FALSE | L | Annual | Allowances Purchased | GWh | 0 | 0 | 0 | 0 | 0 | 0 | 0
Solar Generation Cap 20% - NY_Z_C&E v5.14 | 1196 | 6493 | Generation Constraint in GWh | FALSE | L | Annual | Allowances Sold | GWh | 0 | 0 | 0 | 0 | 0 | 0 | 0
Solar Generation Cap 20% - NY_Z_C&E v5.14 | 1196 | 6493 | Generation Constraint in GWh | FALSE | L | Annual | Allowances Banked | GWh | 0 | 0 | 0 | 0 | 0 | 0 | 0
Solar Generation Cap 20% - NY_Z_C&E v5.14 | 1196 | 6493 | Generation Constraint in GWh | FALSE | L | Annual | Allowances Withdrawn (1:1) | GWh | 0 | 0 | 0 | 0 | 0 | 0 | 0
Solar Generation Cap 20% - NY_Z_C&E v5.14 | 1196 | 6493 | Generation Constraint in GWh | FALSE | L | Annual | Allowances Withdrawn (n:1) | GWh | 0 | 0 | 0 | 0 | 0 | 0 | 0
Solar Generation Cap 20% - NY_Z_C&E v5.14 | 1196 | 6493 | Generation Constraint in GWh | FALSE | L | Annual | Net Emissions Allowance Position | GWh | 0 | 0 | 0 | 0 | 0 | 0 | 430.8017
Solar Generation Cap 20% - NY_Z_C&E v5.14 | 1196 | 6493 | Generation Constraint in GWh | FALSE | L | Annual | Fuel Consumed | TBtu | 0 | 0 | 0 | 0 | 0 | 0 | 0
Solar Generation Cap 20% - NY_Z_C&E v5.14 | 1196 | 6493 | Generation Constraint in GWh | FALSE | L | Annual | Heat Rate | MMBtu/MWh | 0 | 0 | 0 | 0 | 0 | 0 | 0
Solar Generation Cap 20% - NY_Z_C&E v5.14 | 1196 | 6493 | Generation Constraint in GWh | FALSE | L | Annual | Generation | TWh | 0 | 0 | 0 | 0 | 0 | 0 | 0.4308
Solar Generation Cap 20% - NY_Z_C&E v5.14 | 1196 | 6493 | Generation Constraint in GWh | FALSE | L | Annual | Qualifying Generation | TWh | 0 | 0 | 0 | 0 | 0 | 0 | 0.4308
Solar Generation Cap 20% - NY_Z_C&E v5.14 | 1196 | 6493 | Generation Constraint in GWh | FALSE | L | Annual | Rate | lb/MWh | 0 | 0 | 0 | 0 | 0 | 0 | 0
Solar Generation Cap 20% - NY_Z_C&E v5.14 | 1196 | 6493 | Generation Constraint in GWh | FALSE | L | Annual | Constraint Shadow Price | US2011$/MWh | 0 | 0 | 0 | 0 | 0 | 0 | 0
Solar Generation Cap 20% - NY_Z_D v5.14 | 1197 | 6494 | Generation Constraint in GWh | FALSE | L | Annual | Seasons Included | Seasons | Winter, Summer | Winter, Summer | Winter, Summer | Winter, Summer | Winter, Summer | Winter, Summer | Winter, Summer
Solar Generation Cap 20% - NY_Z_D v5.14 | 1197 | 6494 | Generation Constraint in GWh | FALSE | L | Annual | Standard | GWh | 1221.4562 | 1223.4296 | 1211.6203 | 1196.862 | 1200.0421 | 1211.3599 | 1222.7845
Solar Generation Cap 20% - NY_Z_D v5.14 | 1197 | 6494 | Generation Constraint in GWh | FALSE | L | Annual | Emissions at Affected Plants | GWh | 0 | 0 | 0 | 0 | 0 | 0 | 0
Solar Generation Cap 20% - NY_Z_D v5.14 | 1197 | 6494 | Generation Constraint in GWh | FALSE | L | Annual | Allowances Purchased | GWh | 0 | 0 | 0 | 0 | 0 | 0 | 0
Solar Generation Cap 20% - NY_Z_D v5.14 | 1197 | 6494 | Generation Constraint in GWh | FALSE | L | Annual | Allowances Sold | GWh | 0 | 0 | 0 | 0 | 0 | 0 | 0
Solar Generation Cap 20% - NY_Z_D v5.14 | 1197 | 6494 | Generation Constraint in GWh | FALSE | L | Annual | Allowances Banked | GWh | 0 | 0 | 0 | 0 | 0 | 0 | 0
Solar Generation Cap 20% - NY_Z_D v5.14 | 1197 | 6494 | Generation Constraint in GWh | FALSE | L | Annual | Allowances Withdrawn (1:1) | GWh | 0 | 0 | 0 | 0 | 0 | 0 | 0
Solar Generation Cap 20% - NY_Z_D v5.14 | 1197 | 6494 | Generation Constraint in GWh | FALSE | L | Annual | Allowances Withdrawn (n:1) | GWh | 0 | 0 | 0 | 0 | 0 | 0 | 0
Solar Generation Cap 20% - NY_Z_D v5.14 | 1197 | 6494 | Generation Constraint in GWh | FALSE | L | Annual | Net Emissions Allowance Position | GWh | 0 | 0 | 0 | 0 | 0 | 0 | 0
Solar Generation Cap 20% - NY_Z_D v5.14 | 1197 | 6494 | Generation Constraint in GWh | FALSE | L | Annual | Fuel Consumed | TBtu | 0 | 0 | 0 | 0 | 0 | 0 | 0
Solar Generation Cap 20% - NY_Z_D v5.14 | 1197 | 6494 | Generation Constraint in GWh | FALSE | L | Annual | Heat Rate | MMBtu/MWh | 0 | 0 | 0 | 0 | 0 | 0 | 0
Solar Generation Cap 20% - NY_Z_D v5.14 | 1197 | 6494 | Generation Constraint in GWh | FALSE | L | Annual | Generation | TWh | 0 | 0 | 0 | 0 | 0 | 0 | 0
Solar Generation Cap 20% - NY_Z_D v5.14 | 1197 | 6494 | Generation Constraint in GWh | FALSE | L | Annual | Qualifying Generation | TWh | 0 | 0 | 0 | 0 | 0 | 0 | 0
Solar Generation Cap 20% - NY_Z_D v5.14 | 1197 | 6494 | Generation Constraint in GWh | FALSE | L | Annual | Rate | lb/MWh | 0 | 0 | 0 | 0 | 0 | 0 | 0
Solar Generation Cap 20% - NY_Z_D v5.14 | 1197 | 6494 | Generation Constraint in GWh | FALSE | L | Annual | Constraint Shadow Price | US2011$/MWh | 0 | 0 | 0 | 0 | 0 | 0 | 0
Solar Generation Cap 20% - NY_Z_F v5.14 | 1198 | 6495 | Generation Constraint in GWh | FALSE | L | Annual | Seasons Included | Seasons | Winter, Summer | Winter, Summer | Winter, Summer | Winter, Summer | Winter, Summer | Winter, Summer | Winter, Summer
Solar Generation Cap 20% - NY_Z_F v5.14 | 1198 | 6495 | Generation Constraint in GWh | FALSE | L | Annual | Standard | GWh | 2190.9631 | 2194.5042 | 2173.3138 | 2146.8317 | 2152.5381 | 2172.8466 | 2193.3467
Solar Generation Cap 20% - NY_Z_F v5.14 | 1198 | 6495 | Generation Constraint in GWh | FALSE | L | Annual | Emissions at Affected Plants | GWh | 3.2666 | 3.2666 | 3.2666 | 3.2666 | 3.2666 | 3.2666 | 3.2666
Solar Generation Cap 20% - NY_Z_F v5.14 | 1198 | 6495 | Generation Constraint in GWh | FALSE | L | Annual | Allowances Purchased | GWh | 0 | 0 | 0 | 0 | 0 | 0 | 0
Solar Generation Cap 20% - NY_Z_F v5.14 | 1198 | 6495 | Generation Constraint in GWh | FALSE | L | Annual | Allowances Sold | GWh | 0 | 0 | 0 | 0 | 0 | 0 | 0
Solar Generation Cap 20% - NY_Z_F v5.14 | 1198 | 6495 | Generation Constraint in GWh | FALSE | L | Annual | Allowances Banked | GWh | 0 | 0 | 0 | 0 | 0 | 0 | 0
Solar Generation Cap 20% - NY_Z_F v5.14 | 1198 | 6495 | Generation Constraint in GWh | FALSE | L | Annual | Allowances Withdrawn (1:1) | GWh | 0 | 0 | 0 | 0 | 0 | 0 | 0
Solar Generation Cap 20% - NY_Z_F v5.14 | 1198 | 6495 | Generation Constraint in GWh | FALSE | L | Annual | Allowances Withdrawn (n:1) | GWh | 0 | 0 | 0 | 0 | 0 | 0 | 0
Solar Generation Cap 20% - NY_Z_F v5.14 | 1198 | 6495 | Generation Constraint in GWh | FALSE | L | Annual | Net Emissions Allowance Position | GWh | 3.2666 | 3.2666 | 3.2666 | 3.2666 | 3.2666 | 3.2666 | 3.2666
Solar Generation Cap 20% - NY_Z_F v5.14 | 1198 | 6495 | Generation Constraint in GWh | FALSE | L | Annual | Fuel Consumed | TBtu | 0 | 0 | 0 | 0 | 0 | 0 | 0
Solar Generation Cap 20% - NY_Z_F v5.14 | 1198 | 6495 | Generation Constraint in GWh | FALSE | L | Annual | Heat Rate | MMBtu/MWh | 0 | 0 | 0 | 0 | 0 | 0 | 0
Solar Generation Cap 20% - NY_Z_F v5.14 | 1198 | 6495 | Generation Constraint in GWh | FALSE | L | Annual | Generation | TWh | 0.0032666 | 0.0032666 | 0.0032666 | 0.0032666 | 0.0032666 | 0.0032666 | 0.0032666
Solar Generation Cap 20% - NY_Z_F v5.14 | 1198 | 6495 | Generation Constraint in GWh | FALSE | L | Annual | Qualifying Generation | TWh | 0.0032666 | 0.0032666 | 0.0032666 | 0.0032666 | 0.0032666 | 0.0032666 | 0.0032666
Solar Generation Cap 20% - NY_Z_F v5.14 | 1198 | 6495 | Generation Constraint in GWh | FALSE | L | Annual | Rate | lb/MWh | 0 | 0 | 0 | 0 | 0 | 0 | 0
Solar Generation Cap 20% - NY_Z_F v5.14 | 1198 | 6495 | Generation Constraint in GWh | FALSE | L | Annual | Constraint Shadow Price | US2011$/MWh | 0 | 0 | 0 | 0 | 0 | 0 | 0
Solar Generation Cap 20% - NY_Z_G-I v5.14 | 1199 | 6496 | Generation Constraint in GWh | FALSE | L | Annual | Seasons Included | Seasons | Winter, Summer | Winter, Summer | Winter, Summer | Winter, Summer | Winter, Summer | Winter, Summer | Winter, Summer
Solar Generation Cap 20% - NY_Z_G-I v5.14 | 1199 | 6496 | Generation Constraint in GWh | FALSE | L | Annual | Standard | GWh | 3697.3155 | 3695.9247 | 3652.605 | 3596.4017 | 3604.0319 | 3626.3339 | 3648.774
Solar Generation Cap 20% - NY_Z_G-I v5.14 | 1199 | 6496 | Generation Constraint in GWh | FALSE | L | Annual | Emissions at Affected Plants | GWh | 3.7565 | 3.7565 | 3.7565 | 3.7565 | 3.7565 | 3.7565 | 3.7565
Solar Generation Cap 20% - NY_Z_G-I v5.14 | 1199 | 6496 | Generation Constraint in GWh | FALSE | L | Annual | Allowances Purchased | GWh | 0 | 0 | 0 | 0 | 0 | 0 | 0
Solar Generation Cap 20% - NY_Z_G-I v5.14 | 1199 | 6496 | Generation Constraint in GWh | FALSE | L | Annual | Allowances Sold | GWh | 0 | 0 | 0 | 0 | 0 | 0 | 0
Solar Generation Cap 20% - NY_Z_G-I v5.14 | 1199 | 6496 | Generation Constraint in GWh | FALSE | L | Annual | Allowances Banked | GWh | 0 | 0 | 0 | 0 | 0 | 0 | 0
Solar Generation Cap 20% - NY_Z_G-I v5.14 | 1199 | 6496 | Generation Constraint in GWh | FALSE | L | Annual | Allowances Withdrawn (1:1) | GWh | 0 | 0 | 0 | 0 | 0 | 0 | 0
Solar Generation Cap 20% - NY_Z_G-I v5.14 | 1199 | 6496 | Generation Constraint in GWh | FALSE | L | Annual | Allowances Withdrawn (n:1) | GWh | 0 | 0 | 0 | 0 | 0 | 0 | 0
Solar Generation Cap 20% - NY_Z_G-I v5.14 | 1199 | 6496 | Generation Constraint in GWh | FALSE | L | Annual | Net Emissions Allowance Position | GWh | 3.7565 | 3.7565 | 3.7565 | 3.7565 | 3.7565 | 3.7565 | 3.7565
Solar Generation Cap 20% - NY_Z_G-I v5.14 | 1199 | 6496 | Generation Constraint in GWh | FALSE | L | Annual | Fuel Consumed | TBtu | 0 | 0 | 0 | 0 | 0 | 0 | 0
Solar Generation Cap 20% - NY_Z_G-I v5.14 | 1199 | 6496 | Generation Constraint in GWh | FALSE | L | Annual | Heat Rate | MMBtu/MWh | 0 | 0 | 0 | 0 | 0 | 0 | 0
Solar Generation Cap 20% - NY_Z_G-I v5.14 | 1199 | 6496 | Generation Constraint in GWh | FALSE | L | Annual | Generation | TWh | 0.0037565 | 0.0037565 | 0.0037565 | 0.0037565 | 0.0037565 | 0.0037565 | 0.0037565
Solar Generation Cap 20% - NY_Z_G-I v5.14 | 1199 | 6496 | Generation Constraint in GWh | FALSE | L | Annual | Qualifying Generation | TWh | 0.0037565 | 0.0037565 | 0.0037565 | 0.0037565 | 0.0037565 | 0.0037565 | 0.0037565
Solar Generation Cap 20% - NY_Z_G-I v5.14 | 1199 | 6496 | Generation Constraint in GWh | FALSE | L | Annual | Rate | lb/MWh | 0 | 0 | 0 | 0 | 0 | 0 | 0
Solar Generation Cap 20% - NY_Z_G-I v5.14 | 1199 | 6496 | Generation Constraint in GWh | FALSE | L | Annual | Constraint Shadow Price | US2011$/MWh | 0 | 0 | 0 | 0 | 0 | 0 | 0
Solar Generation Cap 20% - NY_Z_J v5.14 | 1200 | 6497 | Generation Constraint in GWh | FALSE | L | Annual | Seasons Included | Seasons | Winter, Summer | Winter, Summer | Winter, Summer | Winter, Summer | Winter, Summer | Winter, Summer | Winter, Summer
Solar Generation Cap 20% - NY_Z_J v5.14 | 1200 | 6497 | Generation Constraint in GWh | FALSE | L | Annual | Standard | GWh | 10239.6618 | 10211.6244 | 10066.8353 | 9873.3851 | 9887.9509 | 9910.4164 | 9932.9329
Solar Generation Cap 20% - NY_Z_J v5.14 | 1200 | 6497 | Generation Constraint in GWh | FALSE | L | Annual | Emissions at Affected Plants | GWh | 3.4299 | 3.4299 | 3.4299 | 3.4299 | 3.4299 | 3.4299 | 3.4299
Solar Generation Cap 20% - NY_Z_J v5.14 | 1200 | 6497 | Generation Constraint in GWh | FALSE | L | Annual | Allowances Purchased | GWh | 0 | 0 | 0 | 0 | 0 | 0 | 0
Solar Generation Cap 20% - NY_Z_J v5.14 | 1200 | 6497 | Generation Constraint in GWh | FALSE | L | Annual | Allowances Sold | GWh | 0 | 0 | 0 | 0 | 0 | 0 | 0
Solar Generation Cap 20% - NY_Z_J v5.14 | 1200 | 6497 | Generation Constraint in GWh | FALSE | L | Annual | Allowances Banked | GWh | 0 | 0 | 0 | 0 | 0 | 0 | 0
Solar Generation Cap 20% - NY_Z_J v5.14 | 1200 | 6497 | Generation Constraint in GWh | FALSE | L | Annual | Allowances Withdrawn (1:1) | GWh | 0 | 0 | 0 | 0 | 0 | 0 | 0
Solar Generation Cap 20% - NY_Z_J v5.14 | 1200 | 6497 | Generation Constraint in GWh | FALSE | L | Annual | Allowances Withdrawn (n:1) | GWh | 0 | 0 | 0 | 0 | 0 | 0 | 0
Solar Generation Cap 20% - NY_Z_J v5.14 | 1200 | 6497 | Generation Constraint in GWh | FALSE | L | Annual | Net Emissions Allowance Position | GWh | 3.4299 | 3.4299 | 3.4299 | 3.4299 | 3.4299 | 3.4299 | 3.4299
Solar Generation Cap 20% - NY_Z_J v5.14 | 1200 | 6497 | Generation Constraint in GWh | FALSE | L | Annual | Fuel Consumed | TBtu | 0 | 0 | 0 | 0 | 0 | 0 | 0
Solar Generation Cap 20% - NY_Z_J v5.14 | 1200 | 6497 | Generation Constraint in GWh | FALSE | L | Annual | Heat Rate | MMBtu/MWh | 0 | 0 | 0 | 0 | 0 | 0 | 0
Solar Generation Cap 20% - NY_Z_J v5.14 | 1200 | 6497 | Generation Constraint in GWh | FALSE | L | Annual | Generation | TWh | 0.0034299 | 0.0034299 | 0.0034299 | 0.0034299 | 0.0034299 | 0.0034299 | 0.0034299
Solar Generation Cap 20% - NY_Z_J v5.14 | 1200 | 6497 | Generation Constraint in GWh | FALSE | L | Annual | Qualifying Generation | TWh | 0.0034299 | 0.0034299 | 0.0034299 | 0.0034299 | 0.0034299 | 0.0034299 | 0.0034299
Solar Generation Cap 20% - NY_Z_J v5.14 | 1200 | 6497 | Generation Constraint in GWh | FALSE | L | Annual | Rate | lb/MWh | 0 | 0 | 0 | 0 | 0 | 0 | 0
Solar Generation Cap 20% - NY_Z_J v5.14 | 1200 | 6497 | Generation Constraint in GWh | FALSE | L | Annual | Constraint Shadow Price | US2011$/MWh | 0 | 0 | 0 | 0 | 0 | 0 | 0
Solar Generation Cap 20% - NY_Z_K v5.14 | 1201 | 6498 | Generation Constraint in GWh | FALSE | L | Annual | Seasons Included | Seasons | Winter, Summer | Winter, Summer | Winter, Summer | Winter, Summer | Winter, Summer | Winter, Summer | Winter, Summer
Solar Generation Cap 20% - NY_Z_K v5.14 | 1201 | 6498 | Generation Constraint in GWh | FALSE | L | Annual | Standard | GWh | 4604.611 | 4580.026 | 4495.7266 | 4386.8426 | 4388.9608 | 4410.8228 | 4432.7937
Solar Generation Cap 20% - NY_Z_K v5.14 | 1201 | 6498 | Generation Constraint in GWh | FALSE | L | Annual | Emissions at Affected Plants | GWh | 70.2311 | 70.2311 | 70.2311 | 70.2311 | 70.2311 | 70.2311 | 70.2311
Solar Generation Cap 20% - NY_Z_K v5.14 | 1201 | 6498 | Generation Constraint in GWh | FALSE | L | Annual | Allowances Purchased | GWh | 0 | 0 | 0 | 0 | 0 | 0 | 0
Solar Generation Cap 20% - NY_Z_K v5.14 | 1201 | 6498 | Generation Constraint in GWh | FALSE | L | Annual | Allowances Sold | GWh | 0 | 0 | 0 | 0 | 0 | 0 | 0
Solar Generation Cap 20% - NY_Z_K v5.14 | 1201 | 6498 | Generation Constraint in GWh | FALSE | L | Annual | Allowances Banked | GWh | 0 | 0 | 0 | 0 | 0 | 0 | 0
Solar Generation Cap 20% - NY_Z_K v5.14 | 1201 | 6498 | Generation Constraint in GWh | FALSE | L | Annual | Allowances Withdrawn (1:1) | GWh | 0 | 0 | 0 | 0 | 0 | 0 | 0
Solar Generation Cap 20% - NY_Z_K v5.14 | 1201 | 6498 | Generation Constraint in GWh | FALSE | L | Annual | Allowances Withdrawn (n:1) | GWh | 0 | 0 | 0 | 0 | 0 | 0 | 0
Solar Generation Cap 20% - NY_Z_K v5.14 | 1201 | 6498 | Generation Constraint in GWh | FALSE | L | Annual | Net Emissions Allowance Position | GWh | 70.2311 | 70.2311 | 70.2311 | 70.2311 | 70.2311 | 70.2311 | 70.2311
Solar Generation Cap 20% - NY_Z_K v5.14 | 1201 | 6498 | Generation Constraint in GWh | FALSE | L | Annual | Fuel Consumed | TBtu | 0 | 0 | 0 | 0 | 0 | 0 | 0
Solar Generation Cap 20% - NY_Z_K v5.14 | 1201 | 6498 | Generation Constraint in GWh | FALSE | L | Annual | Heat Rate | MMBtu/MWh | 0 | 0 | 0 | 0 | 0 | 0 | 0
Solar Generation Cap 20% - NY_Z_K v5.14 | 1201 | 6498 | Generation Constraint in GWh | FALSE | L | Annual | Generation | TWh | 0.070231 | 0.070231 | 0.070231 | 0.070231 | 0.070231 | 0.070231 | 0.070231
Solar Generation Cap 20% - NY_Z_K v5.14 | 1201 | 6498 | Generation Constraint in GWh | FALSE | L | Annual | Qualifying Generation | TWh | 0.070231 | 0.070231 | 0.070231 | 0.070231 | 0.070231 | 0.070231 | 0.070231
Solar Generation Cap 20% - NY_Z_K v5.14 | 1201 | 6498 | Generation Constraint in GWh | FALSE | L | Annual | Rate | lb/MWh | 0 | 0 | 0 | 0 | 0 | 0 | 0
Solar Generation Cap 20% - NY_Z_K v5.14 | 1201 | 6498 | Generation Constraint in GWh | FALSE | L | Annual | Constraint Shadow Price | US2011$/MWh | 0 | 0 | 0 | 0 | 0 | 0 | 0
Solar Generation Cap 20% - PJM_AP v5.14 | 1202 | 6499 | Generation Constraint in GWh | FALSE | L | Annual | Seasons Included | Seasons | Winter, Summer | Winter, Summer | Winter, Summer | Winter, Summer | Winter, Summer | Winter, Summer | Winter, Summer
Solar Generation Cap 20% - PJM_AP v5.14 | 1202 | 6499 | Generation Constraint in GWh | FALSE | L | Annual | Standard | GWh | 9611.4153 | 9846.8734 | 9926.7699 | 10165.0747 | 10326.6897 | 10641.4889 | 10965.8854
Solar Generation Cap 20% - PJM_AP v5.14 | 1202 | 6499 | Generation Constraint in GWh | FALSE | L | Annual | Emissions at Affected Plants | GWh | 77.4598 | 77.4598 | 77.4598 | 77.4598 | 77.4598 | 77.4598 | 77.4598
Solar Generation Cap 20% - PJM_AP v5.14 | 1202 | 6499 | Generation Constraint in GWh | FALSE | L | Annual | Allowances Purchased | GWh | 0 | 0 | 0 | 0 | 0 | 0 | 0
Solar Generation Cap 20% - PJM_AP v5.14 | 1202 | 6499 | Generation Constraint in GWh | FALSE | L | Annual | Allowances Sold | GWh | 0 | 0 | 0 | 0 | 0 | 0 | 0
Solar Generation Cap 20% - PJM_AP v5.14 | 1202 | 6499 | Generation Constraint in GWh | FALSE | L | Annual | Allowances Banked | GWh | 0 | 0 | 0 | 0 | 0 | 0 | 0
Solar Generation Cap 20% - PJM_AP v5.14 | 1202 | 6499 | Generation Constraint in GWh | FALSE | L | Annual | Allowances Withdrawn (1:1) | GWh | 0 | 0 | 0 | 0 | 0 | 0 | 0
Solar Generation Cap 20% - PJM_AP v5.14 | 1202 | 6499 | Generation Constraint in GWh | FALSE | L | Annual | Allowances Withdrawn (n:1) | GWh | 0 | 0 | 0 | 0 | 0 | 0 | 0
Solar Generation Cap 20% - PJM_AP v5.14 | 1202 | 6499 | Generation Constraint in GWh | FALSE | L | Annual | Net Emissions Allowance Position | GWh | 77.4598 | 77.4598 | 77.4598 | 77.4598 | 77.4598 | 77.4598 | 77.4598
Solar Generation Cap 20% - PJM_AP v5.14 | 1202 | 6499 | Generation Constraint in GWh | FALSE | L | Annual | Fuel Consumed | TBtu | 0 | 0 | 0 | 0 | 0 | 0 | 0
Solar Generation Cap 20% - PJM_AP v5.14 | 1202 | 6499 | Generation Constraint in GWh | FALSE | L | Annual | Heat Rate | MMBtu/MWh | 0 | 0 | 0 | 0 | 0 | 0 | 0
Solar Generation Cap 20% - PJM_AP v5.14 | 1202 | 6499 | Generation Constraint in GWh | FALSE | L | Annual | Generation | TWh | 0.07746 | 0.07746 | 0.07746 | 0.07746 | 0.07746 | 0.07746 | 0.07746
Solar Generation Cap 20% - PJM_AP v5.14 | 1202 | 6499 | Generation Constraint in GWh | FALSE | L | Annual | Qualifying Generation | TWh | 0.07746 | 0.07746 | 0.07746 | 0.07746 | 0.07746 | 0.07746 | 0.07746
Solar Generation Cap 20% - PJM_AP v5.14 | 1202 | 6499 | Generation Constraint in GWh | FALSE | L | Annual | Rate | lb/MWh | 0 | 0 | 0 | 0 | 0 | 0 | 0
Solar Generation Cap 20% - PJM_AP v5.14 | 1202 | 6499 | Generation Constraint in GWh | FALSE | L | Annual | Constraint Shadow Price | US2011$/MWh | 0 | 0 | 0 | 0 | 0 | 0 | 0
Solar Generation Cap 20% - PJM_ATSI v5.14 | 1203 | 6500 | Generation Constraint in GWh | FALSE | L | Annual | Seasons Included | Seasons | Winter, Summer | Winter, Summer | Winter, Summer | Winter, Summer | Winter, Summer | Winter, Summer | Winter, Summer
Solar Generation Cap 20% - PJM_ATSI v5.14 | 1203 | 6500 | Generation Constraint in GWh | FALSE | L | Annual | Standard | GWh | 14147.3412 | 14493.9309 | 14611.537 | 14962.317 | 15200.2109 | 15663.5892 | 16141.0945
Solar Generation Cap 20% - PJM_ATSI v5.14 | 1203 | 6500 | Generation Constraint in GWh | FALSE | L | Annual | Emissions at Affected Plants | GWh | 41.3983 | 41.3983 | 41.3983 | 41.3983 | 41.3983 | 41.3983 | 41.3983
Solar Generation Cap 20% - PJM_ATSI v5.14 | 1203 | 6500 | Generation Constraint in GWh | FALSE | L | Annual | Allowances Purchased | GWh | 0 | 0 | 0 | 0 | 0 | 0 | 0
Solar Generation Cap 20% - PJM_ATSI v5.14 | 1203 | 6500 | Generation Constraint in GWh | FALSE | L | Annual | Allowances Sold | GWh | 0 | 0 | 0 | 0 | 0 | 0 | 0
Solar Generation Cap 20% - PJM_ATSI v5.14 | 1203 | 6500 | Generation Constraint in GWh | FALSE | L | Annual | Allowances Banked | GWh | 0 | 0 | 0 | 0 | 0 | 0 | 0
Solar Generation Cap 20% - PJM_ATSI v5.14 | 1203 | 6500 | Generation Constraint in GWh | FALSE | L | Annual | Allowances Withdrawn (1:1) | GWh | 0 | 0 | 0 | 0 | 0 | 0 | 0
Solar Generation Cap 20% - PJM_ATSI v5.14 | 1203 | 6500 | Generation Constraint in GWh | FALSE | L | Annual | Allowances Withdrawn (n:1) | GWh | 0 | 0 | 0 | 0 | 0 | 0 | 0
Solar Generation Cap 20% - PJM_ATSI v5.14 | 1203 | 6500 | Generation Constraint in GWh | FALSE | L | Annual | Net Emissions Allowance Position | GWh | 41.3983 | 41.3983 | 41.3983 | 41.3983 | 41.3983 | 41.3983 | 41.3983
Solar Generation Cap 20% - PJM_ATSI v5.14 | 1203 | 6500 | Generation Constraint in GWh | FALSE | L | Annual | Fuel Consumed | TBtu | 0 | 0 | 0 | 0 | 0 | 0 | 0
Solar Generation Cap 20% - PJM_ATSI v5.14 | 1203 | 6500 | Generation Constraint in GWh | FALSE | L | Annual | Heat Rate | MMBtu/MWh | 0 | 0 | 0 | 0 | 0 | 0 | 0
Solar Generation Cap 20% - PJM_ATSI v5.14 | 1203 | 6500 | Generation Constraint in GWh | FALSE | L | Annual | Generation | TWh | 0.041398 | 0.041398 | 0.041398 | 0.041398 | 0.041398 | 0.041398 | 0.041398
Solar Generation Cap 20% - PJM_ATSI v5.14 | 1203 | 6500 | Generation Constraint in GWh | FALSE | L | Annual | Qualifying Generation | TWh | 0.041398 | 0.041398 | 0.041398 | 0.041398 | 0.041398 | 0.041398 | 0.041398
Solar Generation Cap 20% - PJM_ATSI v5.14 | 1203 | 6500 | Generation Constraint in GWh | FALSE | L | Annual | Rate | lb/MWh | 0 | 0 | 0 | 0 | 0 | 0 | 0
Solar Generation Cap 20% - PJM_ATSI v5.14 | 1203 | 6500 | Generation Constraint in GWh | FALSE | L | Annual | Constraint Shadow Price | US2011$/MWh | 0 | 0 | 0 | 0 | 0 | 0 | 0
Solar Generation Cap 20% - PJM_COMD v5.14 | 1204 | 6501 | Generation Constraint in GWh | FALSE | L | Annual | Seasons Included | Seasons | Winter, Summer | Winter, Summer | Winter, Summer | Winter, Summer | Winter, Summer | Winter, Summer | Winter, Summer
Solar Generation Cap 20% - PJM_COMD v5.14 | 1204 | 6501 | Generation Constraint in GWh | FALSE | L | Annual | Standard | GWh | 20616.3286 | 21121.4105 | 21292.7967 | 21803.9851 | 22150.6657 | 22825.9424 | 23521.8063
Solar Generation Cap 20% - PJM_COMD v5.14 | 1204 | 6501 | Generation Constraint in GWh | FALSE | L | Annual | Emissions at Affected Plants | GWh | 78.5579 | 78.5579 | 78.5579 | 78.5579 | 78.5579 | 78.5579 | 1991.4449
Solar Generation Cap 20% - PJM_COMD v5.14 | 1204 | 6501 | Generation Constraint in GWh | FALSE | L | Annual | Allowances Purchased | GWh | 0 | 0 | 0 | 0 | 0 | 0 | 0
Solar Generation Cap 20% - PJM_COMD v5.14 | 1204 | 6501 | Generation Constraint in GWh | FALSE | L | Annual | Allowances Sold | GWh | 0 | 0 | 0 | 0 | 0 | 0 | 0
Solar Generation Cap 20% - PJM_COMD v5.14 | 1204 | 6501 | Generation Constraint in GWh | FALSE | L | Annual | Allowances Banked | GWh | 0 | 0 | 0 | 0 | 0 | 0 | 0
Solar Generation Cap 20% - PJM_COMD v5.14 | 1204 | 6501 | Generation Constraint in GWh | FALSE | L | Annual | Allowances Withdrawn (1:1) | GWh | 0 | 0 | 0 | 0 | 0 | 0 | 0
Solar Generation Cap 20% - PJM_COMD v5.14 | 1204 | 6501 | Generation Constraint in GWh | FALSE | L | Annual | Allowances Withdrawn (n:1) | GWh | 0 | 0 | 0 | 0 | 0 | 0 | 0
Solar Generation Cap 20% - PJM_COMD v5.14 | 1204 | 6501 | Generation Constraint in GWh | FALSE | L | Annual | Net Emissions Allowance Position | GWh | 78.5579 | 78.5579 | 78.5579 | 78.5579 | 78.5579 | 78.5579 | 1991.4449
Solar Generation Cap 20% - PJM_COMD v5.14 | 1204 | 6501 | Generation Constraint in GWh | FALSE | L | Annual | Fuel Consumed | TBtu | 0 | 0 | 0 | 0 | 0 | 0 | 0
Solar Generation Cap 20% - PJM_COMD v5.14 | 1204 | 6501 | Generation Constraint in GWh | FALSE | L | Annual | Heat Rate | MMBtu/MWh | 0 | 0 | 0 | 0 | 0 | 0 | 0
Solar Generation Cap 20% - PJM_COMD v5.14 | 1204 | 6501 | Generation Constraint in GWh | FALSE | L | Annual | Generation | TWh | 0.078558 | 0.078558 | 0.078558 | 0.078558 | 0.078558 | 0.078558 | 1.9914
Solar Generation Cap 20% - PJM_COMD v5.14 | 1204 | 6501 | Generation Constraint in GWh | FALSE | L | Annual | Qualifying Generation | TWh | 0.078558 | 0.078558 | 0.078558 | 0.078558 | 0.078558 | 0.078558 | 1.9914
Solar Generation Cap 20% - PJM_COMD v5.14 | 1204 | 6501 | Generation Constraint in GWh | FALSE | L | Annual | Rate | lb/MWh | 0 | 0 | 0 | 0 | 0 | 0 | 0
Solar Generation Cap 20% - PJM_COMD v5.14 | 1204 | 6501 | Generation Constraint in GWh | FALSE | L | Annual | Constraint Shadow Price | US2011$/MWh | 0 | 0 | 0 | 0 | 0 | 0 | 0
Solar Generation Cap 20% - PJM_Dom v5.14 | 1205 | 6502 | Generation Constraint in GWh | FALSE | L | Annual | Seasons Included | Seasons | Winter, Summer | Winter, Summer | Winter, Summer | Winter, Summer | Winter, Summer | Winter, Summer | Winter, Summer
Solar Generation Cap 20% - PJM_Dom v5.14 | 1205 | 6502 | Generation Constraint in GWh | FALSE | L | Annual | Standard | GWh | 19196.5105 | 19759.5151 | 20114.6695 | 20983.2579 | 21868.5733 | 23584.6359 | 25435.3669
Solar Generation Cap 20% - PJM_Dom v5.14 | 1205 | 6502 | Generation Constraint in GWh | FALSE | L | Annual | Emissions at Affected Plants | GWh | 161.6765 | 161.6765 | 161.6765 | 161.6765 | 161.6765 | 23584.6359 | 25435.3669
Solar Generation Cap 20% - PJM_Dom v5.14 | 1205 | 6502 | Generation Constraint in GWh | FALSE | L | Annual | Allowances Purchased | GWh | 0 | 0 | 0 | 0 | 0 | 0 | 0
Solar Generation Cap 20% - PJM_Dom v5.14 | 1205 | 6502 | Generation Constraint in GWh | FALSE | L | Annual | Allowances Sold | GWh | 0 | 0 | 0 | 0 | 0 | 0 | 0
Solar Generation Cap 20% - PJM_Dom v5.14 | 1205 | 6502 | Generation Constraint in GWh | FALSE | L | Annual | Allowances Banked | GWh | 0 | 0 | 0 | 0 | 0 | 0 | 0
Solar Generation Cap 20% - PJM_Dom v5.14 | 1205 | 6502 | Generation Constraint in GWh | FALSE | L | Annual | Allowances Withdrawn (1:1) | GWh | 0 | 0 | 0 | 0 | 0 | 0 | 0
Solar Generation Cap 20% - PJM_Dom v5.14 | 1205 | 6502 | Generation Constraint in GWh | FALSE | L | Annual | Allowances Withdrawn (n:1) | GWh | 0 | 0 | 0 | 0 | 0 | 0 | 0
Solar Generation Cap 20% - PJM_Dom v5.14 | 1205 | 6502 | Generation Constraint in GWh | FALSE | L | Annual | Net Emissions Allowance Position | GWh | 161.6765 | 161.6765 | 161.6765 | 161.6765 | 161.6765 | 23584.6359 | 25435.3669
Solar Generation Cap 20% - PJM_Dom v5.14 | 1205 | 6502 | Generation Constraint in GWh | FALSE | L | Annual | Fuel Consumed | TBtu | 0 | 0 | 0 | 0 | 0 | 0 | 0
Solar Generation Cap 20% - PJM_Dom v5.14 | 1205 | 6502 | Generation Constraint in GWh | FALSE | L | Annual | Heat Rate | MMBtu/MWh | 0 | 0 | 0 | 0 | 0 | 0 | 0
Solar Generation Cap 20% - PJM_Dom v5.14 | 1205 | 6502 | Generation Constraint in GWh | FALSE | L | Annual | Generation | TWh | 0.16168 | 0.16168 | 0.16168 | 0.16168 | 0.16168 | 23.5846 | 25.4354
Solar Generation Cap 20% - PJM_Dom v5.14 | 1205 | 6502 | Generation Constraint in GWh | FALSE | L | Annual | Qualifying Generation | TWh | 0.16168 | 0.16168 | 0.16168 | 0.16168 | 0.16168 | 23.5846 | 25.4354
Solar Generation Cap 20% - PJM_Dom v5.14 | 1205 | 6502 | Generation Constraint in GWh | FALSE | L | Annual | Rate | lb/MWh | 0 | 0 | 0 | 0 | 0 | 0 | 0
Solar Generation Cap 20% - PJM_Dom v5.14 | 1205 | 6502 | Generation Constraint in GWh | FALSE | L | Annual | Constraint Shadow Price | US2011$/MWh | 0 | 0 | 0 | 0 | 0 | 0.8393 | 5.881
Solar Generation Cap 20% - PJM_EMAC v5.14 | 1206 | 6503 | Generation Constraint in GWh | FALSE | L | Annual | Seasons Included | Seasons | Winter, Summer | Winter, Summer | Winter, Summer | Winter, Summer | Winter, Summer | Winter, Summer | Winter, Summer
Solar Generation Cap 20% - PJM_EMAC v5.14 | 1206 | 6503 | Generation Constraint in GWh | FALSE | L | Annual | Standard | GWh | 28433.8756 | 28624.1607 | 28592.8327 | 28754.7461 | 29256.5452 | 30337.9724 | 31459.3744
Solar Generation Cap 20% - PJM_EMAC v5.14 | 1206 | 6503 | Generation Constraint in GWh | FALSE | L | Annual | Emissions at Affected Plants | GWh | 824.5863 | 824.5863 | 1687.3174 | 1829.9902 | 17553.1528 | 20072.5716 | 21674.8849
Solar Generation Cap 20% - PJM_EMAC v5.14 | 1206 | 6503 | Generation Constraint in GWh | FALSE | L | Annual | Allowances Purchased | GWh | 0 | 0 | 0 | 0 | 0 | 0 | 0
Solar Generation Cap 20% - PJM_EMAC v5.14 | 1206 | 6503 | Generation Constraint in GWh | FALSE | L | Annual | Allowances Sold | GWh | 0 | 0 | 0 | 0 | 0 | 0 | 0
Solar Generation Cap 20% - PJM_EMAC v5.14 | 1206 | 6503 | Generation Constraint in GWh | FALSE | L | Annual | Allowances Banked | GWh | 0 | 0 | 0 | 0 | 0 | 0 | 0
Solar Generation Cap 20% - PJM_EMAC v5.14 | 1206 | 6503 | Generation Constraint in GWh | FALSE | L | Annual | Allowances Withdrawn (1:1) | GWh | 0 | 0 | 0 | 0 | 0 | 0 | 0
Solar Generation Cap 20% - PJM_EMAC v5.14 | 1206 | 6503 | Generation Constraint in GWh | FALSE | L | Annual | Allowances Withdrawn (n:1) | GWh | 0 | 0 | 0 | 0 | 0 | 0 | 0
Solar Generation Cap 20% - PJM_EMAC v5.14 | 1206 | 6503 | Generation Constraint in GWh | FALSE | L | Annual | Net Emissions Allowance Position | GWh | 824.5863 | 824.5863 | 1687.3174 | 1829.9902 | 17553.1528 | 20072.5716 | 21674.8849
Solar Generation Cap 20% - PJM_EMAC v5.14 | 1206 | 6503 | Generation Constraint in GWh | FALSE | L | Annual | Fuel Consumed | TBtu | 0 | 0 | 0 | 0 | 0 | 0 | 0
Solar Generation Cap 20% - PJM_EMAC v5.14 | 1206 | 6503 | Generation Constraint in GWh | FALSE | L | Annual | Heat Rate | MMBtu/MWh | 0 | 0 | 0 | 0 | 0 | 0 | 0
Solar Generation Cap 20% - PJM_EMAC v5.14 | 1206 | 6503 | Generation Constraint in GWh | FALSE | L | Annual | Generation | TWh | 0.82459 | 0.82459 | 1.6873 | 1.83 | 17.5532 | 20.0726 | 21.6749
Solar Generation Cap 20% - PJM_EMAC v5.14 | 1206 | 6503 | Generation Constraint in GWh | FALSE | L | Annual | Qualifying Generation | TWh | 0.82459 | 0.82459 | 1.6873 | 1.83 | 17.5532 | 20.0726 | 21.6749
Solar Generation Cap 20% - PJM_EMAC v5.14 | 1206 | 6503 | Generation Constraint in GWh | FALSE | L | Annual | Rate | lb/MWh | 0 | 0 | 0 | 0 | 0 | 0 | 0
Solar Generation Cap 20% - PJM_EMAC v5.14 | 1206 | 6503 | Generation Constraint in GWh | FALSE | L | Annual | Constraint Shadow Price | US2011$/MWh | 0 | 0 | 0 | 0 | 0 | 0 | 0
Solar Generation Cap 20% - PJM_PENE v5.14 | 1207 | 6504 | Generation Constraint in GWh | FALSE | L | Annual | Seasons Included | Seasons | Winter, Summer | Winter, Summer | Winter, Summer | Winter, Summer | Winter, Summer | Winter, Summer | Winter, Summer
Solar Generation Cap 20% - PJM_PENE v5.14 | 1207 | 6504 | Generation Constraint in GWh | FALSE | L | Annual | Standard | GWh | 3465.2629 | 3488.4472 | 3484.6302 | 3504.3578 | 3565.497 | 3697.2581 | 3833.8898
Solar Generation Cap 20% - PJM_PENE v5.14 | 1207 | 6504 | Generation Constraint in GWh | FALSE | L | Annual | Emissions at Affected Plants | GWh | 0 | 0 | 0 | 0 | 0 | 0 | 0
Solar Generation Cap 20% - PJM_PENE v5.14 | 1207 | 6504 | Generation Constraint in GWh | FALSE | L | Annual | Allowances Purchased | GWh | 0 | 0 | 0 | 0 | 0 | 0 | 0
Solar Generation Cap 20% - PJM_PENE v5.14 | 1207 | 6504 | Generation Constraint in GWh | FALSE | L | Annual | Allowances Sold | GWh | 0 | 0 | 0 | 0 | 0 | 0 | 0
Solar Generation Cap 20% - PJM_PENE v5.14 | 1207 | 6504 | Generation Constraint in GWh | FALSE | L | Annual | Allowances Banked | GWh | 0 | 0 | 0 | 0 | 0 | 0 | 0
Solar Generation Cap 20% - PJM_PENE v5.14 | 1207 | 6504 | Generation Constraint in GWh | FALSE | L | Annual | Allowances Withdrawn (1:1) | GWh | 0 | 0 | 0 | 0 | 0 | 0 | 0
Solar Generation Cap 20% - PJM_PENE v5.14 | 1207 | 6504 | Generation Constraint in GWh | FALSE | L | Annual | Allowances Withdrawn (n:1) | GWh | 0 | 0 | 0 | 0 | 0 | 0 | 0
Solar Generation Cap 20% - PJM_PENE v5.14 | 1207 | 6504 | Generation Constraint in GWh | FALSE | L | Annual | Net Emissions Allowance Position | GWh | 0 | 0 | 0 | 0 | 0 | 0 | 0
Solar Generation Cap 20% - PJM_PENE v5.14 | 1207 | 6504 | Generation Constraint in GWh | FALSE | L | Annual | Fuel Consumed | TBtu | 0 | 0 | 0 | 0 | 0 | 0 | 0
Solar Generation Cap 20% - PJM_PENE v5.14 | 1207 | 6504 | Generation Constraint in GWh | FALSE | L | Annual | Heat Rate | MMBtu/MWh | 0 | 0 | 0 | 0 | 0 | 0 | 0
Solar Generation Cap 20% - PJM_PENE v5.14 | 1207 | 6504 | Generation Constraint in GWh | FALSE | L | Annual | Generation | TWh | 0 | 0 | 0 | 0 | 0 | 0 | 0
Solar Generation Cap 20% - PJM_PENE v5.14 | 1207 | 6504 | Generation Constraint in GWh | FALSE | L | Annual | Qualifying Generation | TWh | 0 | 0 | 0 | 0 | 0 | 0 | 0
Solar Generation Cap 20% - PJM_PENE v5.14 | 1207 | 6504 | Generation Constraint in GWh | FALSE | L | Annual | Rate | lb/MWh | 0 | 0 | 0 | 0 | 0 | 0 | 0
Solar Generation Cap 20% - PJM_PENE v5.14 | 1207 | 6504 | Generation Constraint in GWh | FALSE | L | Annual | Constraint Shadow Price | US2011$/MWh | 0 | 0 | 0 | 0 | 0 | 0 | 0
Solar Generation Cap 20% - PJM_SMAC v5.14 | 1208 | 6505 | Generation Constraint in GWh | FALSE | L | Annual | Seasons Included | Seasons | Winter, Summer | Winter, Summer | Winter, Summer | Winter, Summer | Winter, Summer | Winter, Summer | Winter, Summer
Solar Generation Cap 20% - PJM_SMAC v5.14 | 1208 | 6505 | Generation Constraint in GWh | FALSE | L | Annual | Standard | GWh | 13007.7659 | 13094.8128 | 13080.4817 | 13154.5498 | 13384.1004 | 13878.8048 | 14391.796
Solar Generation Cap 20% - PJM_SMAC v5.14 | 1208 | 6505 | Generation Constraint in GWh | FALSE | L | Annual | Emissions at Affected Plants | GWh | 23.4765 | 23.4765 | 23.4765 | 23.4765 | 23.4765 | 23.4765 | 23.4765
Solar Generation Cap 20% - PJM_SMAC v5.14 | 1208 | 6505 | Generation Constraint in GWh | FALSE | L | Annual | Allowances Purchased | GWh | 0 | 0 | 0 | 0 | 0 | 0 | 0
Solar Generation Cap 20% - PJM_SMAC v5.14 | 1208 | 6505 | Generation Constraint in GWh | FALSE | L | Annual | Allowances Sold | GWh | 0 | 0 | 0 | 0 | 0 | 0 | 0
Solar Generation Cap 20% - PJM_SMAC v5.14 | 1208 | 6505 | Generation Constraint in GWh | FALSE | L | Annual | Allowances Banked | GWh | 0 | 0 | 0 | 0 | 0 | 0 | 0
Solar Generation Cap 20% - PJM_SMAC v5.14 | 1208 | 6505 | Generation Constraint in GWh | FALSE | L | Annual | Allowances Withdrawn (1:1) | GWh | 0 | 0 | 0 | 0 | 0 | 0 | 0
Solar Generation Cap 20% - PJM_SMAC v5.14 | 1208 | 6505 | Generation Constraint in GWh | FALSE | L | Annual | Allowances Withdrawn (n:1) | GWh | 0 | 0 | 0 | 0 | 0 | 0 | 0
Solar Generation Cap 20% - PJM_SMAC v5.14 | 1208 | 6505 | Generation Constraint in GWh | FALSE | L | Annual | Net Emissions Allowance Position | GWh | 23.4765 | 23.4765 | 23.4765 | 23.4765 | 23.4765 | 23.4765 | 23.4765
Solar Generation Cap 20% - PJM_SMAC v5.14 | 1208 | 6505 | Generation Constraint in GWh | FALSE | L | Annual | Fuel Consumed | TBtu | 0 | 0 | 0 | 0 | 0 | 0 | 0
Solar Generation Cap 20% - PJM_SMAC v5.14 | 1208 | 6505 | Generation Constraint in GWh | FALSE | L | Annual | Heat Rate | MMBtu/MWh | 0 | 0 | 0 | 0 | 0 | 0 | 0
Solar Generation Cap 20% - PJM_SMAC v5.14 | 1208 | 6505 | Generation Constraint in GWh | FALSE | L | Annual | Generation | TWh | 0.023477 | 0.023477 | 0.023477 | 0.023477 | 0.023477 | 0.023477 | 0.023477
Solar Generation Cap 20% - PJM_SMAC v5.14 | 1208 | 6505 | Generation Constraint in GWh | FALSE | L | Annual | Qualifying Generation | TWh | 0.023477 | 0.023477 | 0.023477 | 0.023477 | 0.023477 | 0.023477 | 0.023477
Solar Generation Cap 20% - PJM_SMAC v5.14 | 1208 | 6505 | Generation Constraint in GWh | FALSE | L | Annual | Rate | lb/MWh | 0 | 0 | 0 | 0 | 0 | 0 | 0
Solar Generation Cap 20% - PJM_SMAC v5.14 | 1208 | 6505 | Generation Constraint in GWh | FALSE | L | Annual | Constraint Shadow Price | US2011$/MWh | 0 | 0 | 0 | 0 | 0 | 0 | 0
Solar Generation Cap 20% - PJM_West v5.14 | 1209 | 6506 | Generation Constraint in GWh | FALSE | L | Annual | Seasons Included | Seasons | Winter, Summer | Winter, Summer | Winter, Summer | Winter, Summer | Winter, Summer | Winter, Summer | Winter, Summer
Solar Generation Cap 20% - PJM_West v5.14 | 1209 | 6506 | Generation Constraint in GWh | FALSE | L | Annual | Standard | GWh | 40728.6184 | 41726.4575 | 42065.0479 | 43074.951 | 43759.8529 | 45093.9288 | 46468.6767
Solar Generation Cap 20% - PJM_West v5.14 | 1209 | 6506 | Generation Constraint in GWh | FALSE | L | Annual | Emissions at Affected Plants | GWh | 29.2045 | 29.2045 | 1360.2884 | 1940.2161 | 2109.4839 | 4234.9196 | 4234.9196
Solar Generation Cap 20% - PJM_West v5.14 | 1209 | 6506 | Generation Constraint in GWh | FALSE | L | Annual | Allowances Purchased | GWh | 0 | 0 | 0 | 0 | 0 | 0 | 0
Solar Generation Cap 20% - PJM_West v5.14 | 1209 | 6506 | Generation Constraint in GWh | FALSE | L | Annual | Allowances Sold | GWh | 0 | 0 | 0 | 0 | 0 | 0 | 0
Solar Generation Cap 20% - PJM_West v5.14 | 1209 | 6506 | Generation Constraint in GWh | FALSE | L | Annual | Allowances Banked | GWh | 0 | 0 | 0 | 0 | 0 | 0 | 0
Solar Generation Cap 20% - PJM_West v5.14 | 1209 | 6506 | Generation Constraint in GWh | FALSE | L | Annual | Allowances Withdrawn (1:1) | GWh | 0 | 0 | 0 | 0 | 0 | 0 | 0
Solar Generation Cap 20% - PJM_West v5.14 | 1209 | 6506 | Generation Constraint in GWh | FALSE | L | Annual | Allowances Withdrawn (n:1) | GWh | 0 | 0 | 0 | 0 | 0 | 0 | 0
Solar Generation Cap 20% - PJM_West v5.14 | 1209 | 6506 | Generation Constraint in GWh | FALSE | L | Annual | Net Emissions Allowance Position | GWh | 29.2045 | 29.2045 | 1360.2884 | 1940.2161 | 2109.4839 | 4234.9196 | 4234.9196
Solar Generation Cap 20% - PJM_West v5.14 | 1209 | 6506 | Generation Constraint in GWh | FALSE | L | Annual | Fuel Consumed | TBtu | 0 | 0 | 0 | 0 | 0 | 0 | 0
Solar Generation Cap 20% - PJM_West v5.14 | 1209 | 6506 | Generation Constraint in GWh | FALSE | L | Annual | Heat Rate | MMBtu/MWh | 0 | 0 | 0 | 0 | 0 | 0 | 0
Solar Generation Cap 20% - PJM_West v5.14 | 1209 | 6506 | Generation Constraint in GWh | FALSE | L | Annual | Generation | TWh | 0.029204 | 0.029204 | 1.3603 | 1.9402 | 2.1095 | 4.2349 | 4.2349
Solar Generation Cap 20% - PJM_West v5.14 | 1209 | 6506 | Generation Constraint in GWh | FALSE | L | Annual | Qualifying Generation | TWh | 0.029204 | 0.029204 | 1.3603 | 1.9402 | 2.1095 | 4.2349 | 4.2349
Solar Generation Cap 20% - PJM_West v5.14 | 1209 | 6506 | Generation Constraint in GWh | FALSE | L | Annual | Rate | lb/MWh | 0 | 0 | 0 | 0 | 0 | 0 | 0
Solar Generation Cap 20% - PJM_West v5.14 | 1209 | 6506 | Generation Constraint in GWh | FALSE | L | Annual | Constraint Shadow Price | US2011$/MWh | 0 | 0 | 0 | 0 | 0 | 0 | 0
Solar Generation Cap 20% - PJM_WMAC v5.14 | 1210 | 6507 | Generation Constraint in GWh | FALSE | L | Annual | Seasons Included | Seasons | Winter, Summer | Winter, Summer | Winter, Summer | Winter, Summer | Winter, Summer | Winter, Summer | Winter, Summer
Solar Generation Cap 20% - PJM_WMAC v5.14 | 1210 | 6507 | Generation Constraint in GWh | FALSE | L | Annual | Standard | GWh | 11333.9364 | 11409.7813 | 11397.2944 | 11461.8307 | 11661.8406 | 12092.882 | 12539.8568
Solar Generation Cap 20% - PJM_WMAC v5.14 | 1210 | 6507 | Generation Constraint in GWh | FALSE | L | Annual | Emissions at Affected Plants | GWh | 28.8725 | 28.8725 | 28.8725 | 28.8725 | 28.8725 | 28.8725 | 28.8725
Solar Generation Cap 20% - PJM_WMAC v5.14 | 1210 | 6507 | Generation Constraint in GWh | FALSE | L | Annual | Allowances Purchased | GWh | 0 | 0 | 0 | 0 | 0 | 0 | 0
Solar Generation Cap 20% - PJM_WMAC v5.14 | 1210 | 6507 | Generation Constraint in GWh | FALSE | L | Annual | Allowances Sold | GWh | 0 | 0 | 0 | 0 | 0 | 0 | 0
Solar Generation Cap 20% - PJM_WMAC v5.14 | 1210 | 6507 | Generation Constraint in GWh | FALSE | L | Annual | Allowances Banked | GWh | 0 | 0 | 0 | 0 | 0 | 0 | 0
Solar Generation Cap 20% - PJM_WMAC v5.14 | 1210 | 6507 | Generation Constraint in GWh | FALSE | L | Annual | Allowances Withdrawn (1:1) | GWh | 0 | 0 | 0 | 0 | 0 | 0 | 0
Solar Generation Cap 20% - PJM_WMAC v5.14 | 1210 | 6507 | Generation Constraint in GWh | FALSE | L | Annual | Allowances Withdrawn (n:1) | GWh | 0 | 0 | 0 | 0 | 0 | 0 | 0
Solar Generation Cap 20% - PJM_WMAC v5.14 | 1210 | 6507 | Generation Constraint in GWh | FALSE | L | Annual | Net Emissions Allowance Position | GWh | 28.8725 | 28.8725 | 28.8725 | 28.8725 | 28.8725 | 28.8725 | 28.8725
Solar Generation Cap 20% - PJM_WMAC v5.14 | 1210 | 6507 | Generation Constraint in GWh | FALSE | L | Annual | Fuel Consumed | TBtu | 0 | 0 | 0 | 0 | 0 | 0 | 0
Solar Generation Cap 20% - PJM_WMAC v5.14 | 1210 | 6507 | Generation Constraint in GWh | FALSE | L | Annual | Heat Rate | MMBtu/MWh | 0 | 0 | 0 | 0 | 0 | 0 | 0
Solar Generation Cap 20% - PJM_WMAC v5.14 | 1210 | 6507 | Generation Constraint in GWh | FALSE | L | Annual | Generation | TWh | 0.028872 | 0.028872 | 0.028872 | 0.028872 | 0.028872 | 0.028872 | 0.028872
Solar Generation Cap 20% - PJM_WMAC v5.14 | 1210 | 6507 | Generation Constraint in GWh | FALSE | L | Annual | Qualifying Generation | TWh | 0.028872 | 0.028872 | 0.028872 | 0.028872 | 0.028872 | 0.028872 | 0.028872
Solar Generation Cap 20% - PJM_WMAC v5.14 | 1210 | 6507 | Generation Constraint in GWh | FALSE | L | Annual | Rate | lb/MWh | 0 | 0 | 0 | 0 | 0 | 0 | 0
Solar Generation Cap 20% - PJM_WMAC v5.14 | 1210 | 6507 | Generation Constraint in GWh | FALSE | L | Annual | Constraint Shadow Price | US2011$/MWh | 0 | 0 | 0 | 0 | 0 | 0 | 0
Solar Generation Cap 20% - S_C_KY v5.14 | 1211 | 6508 | Generation Constraint in GWh | FALSE | L | Annual | Seasons Included | Seasons | Winter, Summer | Winter, Summer | Winter, Summer | Winter, Summer | Winter, Summer | Winter, Summer | Winter, Summer
Solar Generation Cap 20% - S_C_KY v5.14 | 1211 | 6508 | Generation Constraint in GWh | FALSE | L | Annual | Standard | GWh | 8438.3834 | 8744.1067 | 8958.8611 | 9416.8097 | 9748.6853 | 10316.2208 | 10916.7996
Solar Generation Cap 20% - S_C_KY v5.14 | 1211 | 6508 | Generation Constraint in GWh | FALSE | L | Annual | Emissions at Affected Plants | GWh | 0 | 0 | 0 | 0 | 0 | 0 | 4.7682
Solar Generation Cap 20% - S_C_KY v5.14 | 1211 | 6508 | Generation Constraint in GWh | FALSE | L | Annual | Allowances Purchased | GWh | 0 | 0 | 0 | 0 | 0 | 0 | 0
Solar Generation Cap 20% - S_C_KY v5.14 | 1211 | 6508 | Generation Constraint in GWh | FALSE | L | Annual | Allowances Sold | GWh | 0 | 0 | 0 | 0 | 0 | 0 | 0
Solar Generation Cap 20% - S_C_KY v5.14 | 1211 | 6508 | Generation Constraint in GWh | FALSE | L | Annual | Allowances Banked | GWh | 0 | 0 | 0 | 0 | 0 | 0 | 0
Solar Generation Cap 20% - S_C_KY v5.14 | 1211 | 6508 | Generation Constraint in GWh | FALSE | L | Annual | Allowances Withdrawn (1:1) | GWh | 0 | 0 | 0 | 0 | 0 | 0 | 0
Solar Generation Cap 20% - S_C_KY v5.14 | 1211 | 6508 | Generation Constraint in GWh | FALSE | L | Annual | Allowances Withdrawn (n:1) | GWh | 0 | 0 | 0 | 0 | 0 | 0 | 0
Solar Generation Cap 20% - S_C_KY v5.14 | 1211 | 6508 | Generation Constraint in GWh | FALSE | L | Annual | Net Emissions Allowance Position | GWh | 0 | 0 | 0 | 0 | 0 | 0 | 4.7682
Solar Generation Cap 20% - S_C_KY v5.14 | 1211 | 6508 | Generation Constraint in GWh | FALSE | L | Annual | Fuel Consumed | TBtu | 0 | 0 | 0 | 0 | 0 | 0 | 0
Solar Generation Cap 20% - S_C_KY v5.14 | 1211 | 6508 | Generation Constraint in GWh | FALSE | L | Annual | Heat Rate | MMBtu/MWh | 0 | 0 | 0 | 0 | 0 | 0 | 0
Solar Generation Cap 20% - S_C_KY v5.14 | 1211 | 6508 | Generation Constraint in GWh | FALSE | L | Annual | Generation | TWh | 0 | 0 | 0 | 0 | 0 | 0 | 0.0047682
Solar Generation Cap 20% - S_C_KY v5.14 | 1211 | 6508 | Generation Constraint in GWh | FALSE | L | Annual | Qualifying Generation | TWh | 0 | 0 | 0 | 0 | 0 | 0 | 0.0047682
Solar Generation Cap 20% - S_C_KY v5.14 | 1211 | 6508 | Generation Constraint in GWh | FALSE | L | Annual | Rate | lb/MWh | 0 | 0 | 0 | 0 | 0 | 0 | 0
Solar Generation Cap 20% - S_C_KY v5.14 | 1211 | 6508 | Generation Constraint in GWh | FALSE | L | Annual | Constraint Shadow Price | US2011$/MWh | 0 | 0 | 0 | 0 | 0 | 0 | 0
Solar Generation Cap 20% - S_C_TVA v5.14 | 1212 | 6509 | Generation Constraint in GWh | FALSE | L | Annual | Seasons Included | Seasons | Winter, Summer | Winter, Summer | Winter, Summer | Winter, Summer | Winter, Summer | Winter, Summer | Winter, Summer
Solar Generation Cap 20% - S_C_TVA v5.14 | 1212 | 6509 | Generation Constraint in GWh | FALSE | L | Annual | Standard | GWh | 34597.3881 | 35850.9665 | 36731.5386 | 38609.2971 | 39970.1098 | 42297.2147 | 44759.8095
Solar Generation Cap 20% - S_C_TVA v5.14 | 1212 | 6509 | Generation Constraint in GWh | FALSE | L | Annual | Emissions at Affected Plants | GWh | 173.3893 | 173.3893 | 173.3893 | 173.3893 | 173.3893 | 7110.5092 | 44759.8095
Solar Generation Cap 20% - S_C_TVA v5.14 | 1212 | 6509 | Generation Constraint in GWh | FALSE | L | Annual | Allowances Purchased | GWh | 0 | 0 | 0 | 0 | 0 | 0 | 0
Solar Generation Cap 20% - S_C_TVA v5.14 | 1212 | 6509 | Generation Constraint in GWh | FALSE | L | Annual | Allowances Sold | GWh | 0 | 0 | 0 | 0 | 0 | 0 | 0
Solar Generation Cap 20% - S_C_TVA v5.14 | 1212 | 6509 | Generation Constraint in GWh | FALSE | L | Annual | Allowances Banked | GWh | 0 | 0 | 0 | 0 | 0 | 0 | 0
Solar Generation Cap 20% - S_C_TVA v5.14 | 1212 | 6509 | Generation Constraint in GWh | FALSE | L | Annual | Allowances Withdrawn (1:1) | GWh | 0 | 0 | 0 | 0 | 0 | 0 | 0
Solar Generation Cap 20% - S_C_TVA v5.14 | 1212 | 6509 | Generation Constraint in GWh | FALSE | L | Annual | Allowances Withdrawn (n:1) | GWh | 0 | 0 | 0 | 0 | 0 | 0 | 0
Solar Generation Cap 20% - S_C_TVA v5.14 | 1212 | 6509 | Generation Constraint in GWh | FALSE | L | Annual | Net Emissions Allowance Position | GWh | 173.3893 | 173.3893 | 173.3893 | 173.3893 | 173.3893 | 7110.5092 | 44759.8095
Solar Generation Cap 20% - S_C_TVA v5.14 | 1212 | 6509 | Generation Constraint in GWh | FALSE | L | Annual | Fuel Consumed | TBtu | 0 | 0 | 0 | 0 | 0 | 0 | 0
Solar Generation Cap 20% - S_C_TVA v5.14 | 1212 | 6509 | Generation Constraint in GWh | FALSE | L | Annual | Heat Rate | MMBtu/MWh | 0 | 0 | 0 | 0 | 0 | 0 | 0
Solar Generation Cap 20% - S_C_TVA v5.14 | 1212 | 6509 | Generation Constraint in GWh | FALSE | L | Annual | Generation | TWh | 0.17339 | 0.17339 | 0.17339 | 0.17339 | 0.17339 | 7.1105 | 44.7598
Solar Generation Cap 20% - S_C_TVA v5.14 | 1212 | 6509 | Generation Constraint in GWh | FALSE | L | Annual | Qualifying Generation | TWh | 0.17339 | 0.17339 | 0.17339 | 0.17339 | 0.17339 | 7.1105 | 44.7598
Solar Generation Cap 20% - S_C_TVA v5.14 | 1212 | 6509 | Generation Constraint in GWh | FALSE | L | Annual | Rate | lb/MWh | 0 | 0 | 0 | 0 | 0 | 0 | 0
Solar Generation Cap 20% - S_C_TVA v5.14 | 1212 | 6509 | Generation Constraint in GWh | FALSE | L | Annual | Constraint Shadow Price | US2011$/MWh | 0 | 0 | 0 | 0 | 0 | 0 | 3.1116
Solar Generation Cap 20% - S_D_AMSO v5.14 | 1213 | 6510 | Generation Constraint in GWh | FALSE | L | Annual | Seasons Included | Seasons | Winter, Summer | Winter, Summer | Winter, Summer | Winter, Summer | Winter, Summer | Winter, Summer | Winter, Summer
Solar Generation Cap 20% - S_D_AMSO v5.14 | 1213 | 6510 | Generation Constraint in GWh | FALSE | L | Annual | Standard | GWh | 6362.6153 | 6439.7149 | 6612.818 | 6949.686 | 7256.315 | 7833.6962 | 8457.0256
Solar Generation Cap 20% - S_D_AMSO v5.14 | 1213 | 6510 | Generation Constraint in GWh | FALSE | L | Annual | Emissions at Affected Plants | GWh | 0 | 0 | 0 | 0 | 0 | 0 | 8457.0256
Solar Generation Cap 20% - S_D_AMSO v5.14 | 1213 | 6510 | Generation Constraint in GWh | FALSE | L | Annual | Allowances Purchased | GWh | 0 | 0 | 0 | 0 | 0 | 0 | 0
Solar Generation Cap 20% - S_D_AMSO v5.14 | 1213 | 6510 | Generation Constraint in GWh | FALSE | L | Annual | Allowances Sold | GWh | 0 | 0 | 0 | 0 | 0 | 0 | 0
Solar Generation Cap 20% - S_D_AMSO v5.14 | 1213 | 6510 | Generation Constraint in GWh | FALSE | L | Annual | Allowances Banked | GWh | 0 | 0 | 0 | 0 | 0 | 0 | 0
Solar Generation Cap 20% - S_D_AMSO v5.14 | 1213 | 6510 | Generation Constraint in GWh | FALSE | L | Annual | Allowances Withdrawn (1:1) | GWh | 0 | 0 | 0 | 0 | 0 | 0 | 0
Solar Generation Cap 20% - S_D_AMSO v5.14 | 1213 | 6510 | Generation Constraint in GWh | FALSE | L | Annual | Allowances Withdrawn (n:1) | GWh | 0 | 0 | 0 | 0 | 0 | 0 | 0
Solar Generation Cap 20% - S_D_AMSO v5.14 | 1213 | 6510 | Generation Constraint in GWh | FALSE | L | Annual | Net Emissions Allowance Position | GWh | 0 | 0 | 0 | 0 | 0 | 0 | 8457.0256
Solar Generation Cap 20% - S_D_AMSO v5.14 | 1213 | 6510 | Generation Constraint in GWh | FALSE | L | Annual | Fuel Consumed | TBtu | 0 | 0 | 0 | 0 | 0 | 0 | 0
Solar Generation Cap 20% - S_D_AMSO v5.14 | 1213 | 6510 | Generation Constraint in GWh | FALSE | L | Annual | Heat Rate | MMBtu/MWh | 0 | 0 | 0 | 0 | 0 | 0 | 0
Solar Generation Cap 20% - S_D_AMSO v5.14 | 1213 | 6510 | Generation Constraint in GWh | FALSE | L | Annual | Generation | TWh | 0 | 0 | 0 | 0 | 0 | 0 | 8.457
Solar Generation Cap 20% - S_D_AMSO v5.14 | 1213 | 6510 | Generation Constraint in GWh | FALSE | L | Annual | Qualifying Generation | TWh | 0 | 0 | 0 | 0 | 0 | 0 | 8.457
Solar Generation Cap 20% - S_D_AMSO v5.14 | 1213 | 6510 | Generation Constraint in GWh | FALSE | L | Annual | Rate | lb/MWh | 0 | 0 | 0 | 0 | 0 | 0 | 0
Solar Generation Cap 20% - S_D_AMSO v5.14 | 1213 | 6510 | Generation Constraint in GWh | FALSE | L | Annual | Constraint Shadow Price | US2011$/MWh | 0 | 0 | 0 | 0 | 0 | 0 | 3.4009
Solar Generation Cap 20% - S_D_N_AR v5.14 | 1214 | 6511 | Generation Constraint in GWh | FALSE | L | Annual | Seasons Included | Seasons | Winter, Summer | Winter, Summer | Winter, Summer | Winter, Summer | Winter, Summer | Winter, Summer | Winter, Summer
Solar Generation Cap 20% - S_D_N_AR v5.14 | 1214 | 6511 | Generation Constraint in GWh | FALSE | L | Annual | Standard | GWh | 7761.0238 | 7935.7098 | 8140.9862 | 8556.3283 | 8900.7134 | 9526.4463 | 10196.174
Solar Generation Cap 20% - S_D_N_AR v5.14 | 1214 | 6511 | Generation Constraint in GWh | FALSE | L | Annual | Emissions at Affected Plants | GWh | 0 | 0 | 0 | 0 | 0 | 6208.1775 | 10196.174
Solar Generation Cap 20% - S_D_N_AR v5.14 | 1214 | 6511 | Generation Constraint in GWh | FALSE | L | Annual | Allowances Purchased | GWh | 0 | 0 | 0 | 0 | 0 | 0 | 0
Solar Generation Cap 20% - S_D_N_AR v5.14 | 1214 | 6511 | Generation Constraint in GWh | FALSE | L | Annual | Allowances Sold | GWh | 0 | 0 | 0 | 0 | 0 | 0 | 0
Solar Generation Cap 20% - S_D_N_AR v5.14 | 1214 | 6511 | Generation Constraint in GWh | FALSE | L | Annual | Allowances Banked | GWh | 0 | 0 | 0 | 0 | 0 | 0 | 0
Solar Generation Cap 20% - S_D_N_AR v5.14 | 1214 | 6511 | Generation Constraint in GWh | FALSE | L | Annual | Allowances Withdrawn (1:1) | GWh | 0 | 0 | 0 | 0 | 0 | 0 | 0
Solar Generation Cap 20% - S_D_N_AR v5.14 | 1214 | 6511 | Generation Constraint in GWh | FALSE | L | Annual | Allowances Withdrawn (n:1) | GWh | 0 | 0 | 0 | 0 | 0 | 0 | 0
Solar Generation Cap 20% - S_D_N_AR v5.14 | 1214 | 6511 | Generation Constraint in GWh | FALSE | L | Annual | Net Emissions Allowance Position | GWh | 0 | 0 | 0 | 0 | 0 | 6208.1775 | 10196.174
Solar Generation Cap 20% - S_D_N_AR v5.14 | 1214 | 6511 | Generation Constraint in GWh | FALSE | L | Annual | Fuel Consumed | TBtu | 0 | 0 | 0 | 0 | 0 | 0 | 0
Solar Generation Cap 20% - S_D_N_AR v5.14 | 1214 | 6511 | Generation Constraint in GWh | FALSE | L | Annual | Heat Rate | MMBtu/MWh | 0 | 0 | 0 | 0 | 0 | 0 | 0
Solar Generation Cap 20% - S_D_N_AR v5.14 | 1214 | 6511 | Generation Constraint in GWh | FALSE | L | Annual | Generation | TWh | 0 | 0 | 0 | 0 | 0 | 6.2082 | 10.1962
Solar Generation Cap 20% - S_D_N_AR v5.14 | 1214 | 6511 | Generation Constraint in GWh | FALSE | L | Annual | Qualifying Generation | TWh | 0 | 0 | 0 | 0 | 0 | 6.2082 | 10.1962
Solar Generation Cap 20% - S_D_N_AR v5.14 | 1214 | 6511 | Generation Constraint in GWh | FALSE | L | Annual | Rate | lb/MWh | 0 | 0 | 0 | 0 | 0 | 0 | 0
Solar Generation Cap 20% - S_D_N_AR v5.14 | 1214 | 6511 | Generation Constraint in GWh | FALSE | L | Annual | Constraint Shadow Price | US2011$/MWh | 0 | 0 | 0 | 0 | 0 | 0 | 4.9247
Solar Generation Cap 20% - S_D_REST v5.14 | 1215 | 6512 | Generation Constraint in GWh | FALSE | L | Annual | Seasons Included | Seasons | Winter, Summer | Winter, Summer | Winter, Summer | Winter, Summer | Winter, Summer | Winter, Summer | Winter, Summer
Solar Generation Cap 20% - S_D_REST v5.14 | 1215 | 6512 | Generation Constraint in GWh | FALSE | L | Annual | Standard | GWh | 10497.6653 | 10624.8796 | 10910.4997 | 11466.332 | 11972.2698 | 12924.9487 | 13953.4422
Solar Generation Cap 20% - S_D_REST v5.14 | 1215 | 6512 | Generation Constraint in GWh | FALSE | L | Annual | Emissions at Affected Plants | GWh | 0 | 0 | 0 | 0 | 0 | 12924.9487 | 13953.4422
Solar Generation Cap 20% - S_D_REST v5.14 | 1215 | 6512 | Generation Constraint in GWh | FALSE | L | Annual | Allowances Purchased | GWh | 0 | 0 | 0 | 0 | 0 | 0 | 0
Solar Generation Cap 20% - S_D_REST v5.14 | 1215 | 6512 | Generation Constraint in GWh | FALSE | L | Annual | Allowances Sold | GWh | 0 | 0 | 0 | 0 | 0 | 0 | 0
Solar Generation Cap 20% - S_D_REST v5.14 | 1215 | 6512 | Generation Constraint in GWh | FALSE | L | Annual | Allowances Banked | GWh | 0 | 0 | 0 | 0 | 0 | 0 | 0
Solar Generation Cap 20% - S_D_REST v5.14 | 1215 | 6512 | Generation Constraint in GWh | FALSE | L | Annual | Allowances Withdrawn (1:1) | GWh | 0 | 0 | 0 | 0 | 0 | 0 | 0
Solar Generation Cap 20% - S_D_REST v5.14 | 1215 | 6512 | Generation Constraint in GWh | FALSE | L | Annual | Allowances Withdrawn (n:1) | GWh | 0 | 0 | 0 | 0 | 0 | 0 | 0
Solar Generation Cap 20% - S_D_REST v5.14 | 1215 | 6512 | Generation Constraint in GWh | FALSE | L | Annual | Net Emissions Allowance Position | GWh | 0 | 0 | 0 | 0 | 0 | 12924.9487 | 13953.4422
Solar Generation Cap 20% - S_D_REST v5.14 | 1215 | 6512 | Generation Constraint in GWh | FALSE | L | Annual | Fuel Consumed | TBtu | 0 | 0 | 0 | 0 | 0 | 0 | 0
Solar Generation Cap 20% - S_D_REST v5.14 | 1215 | 6512 | Generation Constraint in GWh | FALSE | L | Annual | Heat Rate | MMBtu/MWh | 0 | 0 | 0 | 0 | 0 | 0 | 0
Solar Generation Cap 20% - S_D_REST v5.14 | 1215 | 6512 | Generation Constraint in GWh | FALSE | L | Annual | Generation | TWh | 0 | 0 | 0 | 0 | 0 | 12.9249 | 13.9534
Solar Generation Cap 20% - S_D_REST v5.14 | 1215 | 6512 | Generation Constraint in GWh | FALSE | L | Annual | Qualifying Generation | TWh | 0 | 0 | 0 | 0 | 0 | 12.9249 | 13.9534
Solar Generation Cap 20% - S_D_REST v5.14 | 1215 | 6512 | Generation Constraint in GWh | FALSE | L | Annual | Rate | lb/MWh | 0 | 0 | 0 | 0 | 0 | 0 | 0
Solar Generation Cap 20% - S_D_REST v5.14 | 1215 | 6512 | Generation Constraint in GWh | FALSE | L | Annual | Constraint Shadow Price | US2011$/MWh | 0 | 0 | 0 | 0 | 0 | 0.30026 | 5.561
Solar Generation Cap 20% - S_D_WOTA v5.14 | 1216 | 6513 | Generation Constraint in GWh | FALSE | L | Annual | Seasons Included | Seasons | Winter, Summer | Winter, Summer | Winter, Summer | Winter, Summer | Winter, Summer | Winter, Summer | Winter, Summer
Solar Generation Cap 20% - S_D_WOTA v5.14 | 1216 | 6513 | Generation Constraint in GWh | FALSE | L | Annual | Standard | GWh | 6362.6153 | 6439.7149 | 6612.818 | 6949.686 | 7256.315 | 7833.6962 | 8457.0256
Solar Generation Cap 20% - S_D_WOTA v5.14 | 1216 | 6513 | Generation Constraint in GWh | FALSE | L | Annual | Emissions at Affected Plants | GWh | 0.01437 | 0.029109 | 0.037491 | 0.046858 | 0.049277 | 7833.6962 | 8457.0256
Solar Generation Cap 20% - S_D_WOTA v5.14 | 1216 | 6513 | Generation Constraint in GWh | FALSE | L | Annual | Allowances Purchased | GWh | 0 | 0 | 0 | 0 | 0 | 0 | 0
Solar Generation Cap 20% - S_D_WOTA v5.14 | 1216 | 6513 | Generation Constraint in GWh | FALSE | L | Annual | Allowances Sold | GWh | 0 | 0 | 0 | 0 | 0 | 0 | 0
Solar Generation Cap 20% - S_D_WOTA v5.14 | 1216 | 6513 | Generation Constraint in GWh | FALSE | L | Annual | Allowances Banked | GWh | 0 | 0 | 0 | 0 | 0 | 0 | 0
Solar Generation Cap 20% - S_D_WOTA v5.14 | 1216 | 6513 | Generation Constraint in GWh | FALSE | L | Annual | Allowances Withdrawn (1:1) | GWh | 0 | 0 | 0 | 0 | 0 | 0 | 0
Solar Generation Cap 20% - S_D_WOTA v5.14 | 1216 | 6513 | Generation Constraint in GWh | FALSE | L | Annual | Allowances Withdrawn (n:1) | GWh | 0 | 0 | 0 | 0 | 0 | 0 | 0
Solar Generation Cap 20% - S_D_WOTA v5.14 | 1216 | 6513 | Generation Constraint in GWh | FALSE | L | Annual | Net Emissions Allowance Position | GWh | 0.01437 | 0.029109 | 0.037491 | 0.046858 | 0.049277 | 7833.6962 | 8457.0256
Solar Generation Cap 20% - S_D_WOTA v5.14 | 1216 | 6513 | Generation Constraint in GWh | FALSE | L | Annual | Fuel Consumed | TBtu | 0 | 0 | 0 | 0 | 0 | 0 | 0
Solar Generation Cap 20% - S_D_WOTA v5.14 | 1216 | 6513 | Generation Constraint in GWh | FALSE | L | Annual | Heat Rate | MMBtu/MWh | 0 | 0 | 0 | 0 | 0 | 0 | 0
Solar Generation Cap 20% - S_D_WOTA v5.14 | 1216 | 6513 | Generation Constraint in GWh | FALSE | L | Annual | Generation | TWh | 1.437e-05 | 2.9109e-05 | 3.7491e-05 | 4.6858e-05 | 4.9277e-05 | 7.8337 | 8.457
Solar Generation Cap 20% - S_D_WOTA v5.14 | 1216 | 6513 | Generation Constraint in GWh | FALSE | L | Annual | Qualifying Generation | TWh | 1.437e-05 | 2.9109e-05 | 3.7491e-05 | 4.6858e-05 | 4.9277e-05 | 7.8337 | 8.457
Solar Generation Cap 20% - S_D_WOTA v5.14 | 1216 | 6513 | Generation Constraint in GWh | FALSE | L | Annual | Rate | lb/MWh | 0 | 0 | 0 | 0 | 0 | 0 | 0
Solar Generation Cap 20% - S_D_WOTA v5.14 | 1216 | 6513 | Generation Constraint in GWh | FALSE | L | Annual | Constraint Shadow Price | US2011$/MWh | 0 | 0 | 0 | 0 | 0 | 6.1951 | 9.9312
Solar Generation Cap 20% - S_SOU v5.14 | 1217 | 6514 | Generation Constraint in GWh | FALSE | L | Annual | Seasons Included | Seasons | Winter, Summer | Winter, Summer | Winter, Summer | Winter, Summer | Winter, Summer | Winter, Summer | Winter, Summer
Solar Generation Cap 20% - S_SOU v5.14 | 1217 | 6514 | Generation Constraint in GWh | FALSE | L | Annual | Standard | GWh | 49715.6424 | 51248.7172 | 52273.6136 | 54655.5166 | 56815.624 | 60832.0608 | 65132.4344
Solar Generation Cap 20% - S_SOU v5.14 | 1217 | 6514 | Generation Constraint in GWh | FALSE | L | Annual | Emissions at Affected Plants | GWh | 79.6047 | 79.6047 | 79.6047 | 79.6047 | 79.6047 | 60832.0608 | 65132.4344
Solar Generation Cap 20% - S_SOU v5.14 | 1217 | 6514 | Generation Constraint in GWh | FALSE | L | Annual | Allowances Purchased | GWh | 0 | 0 | 0 | 0 | 0 | 0 | 0
Solar Generation Cap 20% - S_SOU v5.14 | 1217 | 6514 | Generation Constraint in GWh | FALSE | L | Annual | Allowances Sold | GWh | 0 | 0 | 0 | 0 | 0 | 0 | 0
Solar Generation Cap 20% - S_SOU v5.14 | 1217 | 6514 | Generation Constraint in GWh | FALSE | L | Annual | Allowances Banked | GWh | 0 | 0 | 0 | 0 | 0 | 0 | 0
Solar Generation Cap 20% - S_SOU v5.14 | 1217 | 6514 | Generation Constraint in GWh | FALSE | L | Annual | Allowances Withdrawn (1:1) | GWh | 0 | 0 | 0 | 0 | 0 | 0 | 0
Solar Generation Cap 20% - S_SOU v5.14 | 1217 | 6514 | Generation Constraint in GWh | FALSE | L | Annual | Allowances Withdrawn (n:1) | GWh | 0 | 0 | 0 | 0 | 0 | 0 | 0
Solar Generation Cap 20% - S_SOU v5.14 | 1217 | 6514 | Generation Constraint in GWh | FALSE | L | Annual | Net Emissions Allowance Position | GWh | 79.6047 | 79.6047 | 79.6047 | 79.6047 | 79.6047 | 60832.0608 | 65132.4344
Solar Generation Cap 20% - S_SOU v5.14 | 1217 | 6514 | Generation Constraint in GWh | FALSE | L | Annual | Fuel Consumed | TBtu | 0 | 0 | 0 | 0 | 0 | 0 | 0
Solar Generation Cap 20% - S_SOU v5.14 | 1217 | 6514 | Generation Constraint in GWh | FALSE | L | Annual | Heat Rate | MMBtu/MWh | 0 | 0 | 0 | 0 | 0 | 0 | 0
Solar Generation Cap 20% - S_SOU v5.14 | 1217 | 6514 | Generation Constraint in GWh | FALSE | L | Annual | Generation | TWh | 0.079605 | 0.079605 | 0.079605 | 0.079605 | 0.079605 | 60.8321 | 65.1324
Solar Generation Cap 20% - S_SOU v5.14 | 1217 | 6514 | Generation Constraint in GWh | FALSE | L | Annual | Qualifying Generation | TWh | 0.079605 | 0.079605 | 0.079605 | 0.079605 | 0.079605 | 60.8321 | 65.1324
Solar Generation Cap 20% - S_SOU v5.14 | 1217 | 6514 | Generation Constraint in GWh | FALSE | L | Annual | Rate | lb/MWh | 0 | 0 | 0 | 0 | 0 | 0 | 0
Solar Generation Cap 20% - S_SOU v5.14 | 1217 | 6514 | Generation Constraint in GWh | FALSE | L | Annual | Constraint Shadow Price | US2011$/MWh | 0 | 0 | 0 | 0 | 0 | 2.4791 | 8.096
Solar Generation Cap 20% - S_VACA v5.14 | 1218 | 6515 | Generation Constraint in GWh | FALSE | L | Annual | Seasons Included | Seasons | Winter, Summer | Winter, Summer | Winter, Summer | Winter, Summer | Winter, Summer | Winter, Summer | Winter, Summer
Solar Generation Cap 20% - S_VACA v5.14 | 1218 | 6515 | Generation Constraint in GWh | FALSE | L | Annual | Standard | GWh | 44312.6185 | 45612.2787 | 46432.1303 | 48437.2113 | 50480.9059 | 54442.3275 | 58714.6225
Solar Generation Cap 20% - S_VACA v5.14 | 1218 | 6515 | Generation Constraint in GWh | FALSE | L | Annual | Emissions at Affected Plants | GWh | 1778.7878 | 1778.7878 | 7482.1478 | 9336.7318 | 10090.9553 | 54442.3275 | 58714.6225
Solar Generation Cap 20% - S_VACA v5.14 | 1218 | 6515 | Generation Constraint in GWh | FALSE | L | Annual | Allowances Purchased | GWh | 0 | 0 | 0 | 0 | 0 | 0 | 0
Solar Generation Cap 20% - S_VACA v5.14 | 1218 | 6515 | Generation Constraint in GWh | FALSE | L | Annual | Allowances Sold | GWh | 0 | 0 | 0 | 0 | 0 | 0 | 0
Solar Generation Cap 20% - S_VACA v5.14 | 1218 | 6515 | Generation Constraint in GWh | FALSE | L | Annual | Allowances Banked | GWh | 0 | 0 | 0 | 0 | 0 | 0 | 0
Solar Generation Cap 20% - S_VACA v5.14 | 1218 | 6515 | Generation Constraint in GWh | FALSE | L | Annual | Allowances Withdrawn (1:1) | GWh | 0 | 0 | 0 | 0 | 0 | 0 | 0
Solar Generation Cap 20% - S_VACA v5.14 | 1218 | 6515 | Generation Constraint in GWh | FALSE | L | Annual | Allowances Withdrawn (n:1) | GWh | 0 | 0 | 0 | 0 | 0 | 0 | 0
Solar Generation Cap 20% - S_VACA v5.14 | 1218 | 6515 | Generation Constraint in GWh | FALSE | L | Annual | Net Emissions Allowance Position | GWh | 1778.7878 | 1778.7878 | 7482.1478 | 9336.7318 | 10090.9553 | 54442.3275 | 58714.6225
Solar Generation Cap 20% - S_VACA v5.14 | 1218 | 6515 | Generation Constraint in GWh | FALSE | L | Annual | Fuel Consumed | TBtu | 0 | 0 | 0 | 0 | 0 | 0 | 0
Solar Generation Cap 20% - S_VACA v5.14 | 1218 | 6515 | Generation Constraint in GWh | FALSE | L | Annual | Heat Rate | MMBtu/MWh | 0 | 0 | 0 | 0 | 0 | 0 | 0
Solar Generation Cap 20% - S_VACA v5.14 | 1218 | 6515 | Generation Constraint in GWh | FALSE | L | Annual | Generation | TWh | 1.7788 | 1.7788 | 7.4821 | 9.3367 | 10.091 | 54.4423 | 58.7146
Solar Generation Cap 20% - S_VACA v5.14 | 1218 | 6515 | Generation Constraint in GWh | FALSE | L | Annual | Qualifying Generation | TWh | 1.7788 | 1.7788 | 7.4821 | 9.3367 | 10.091 | 54.4423 | 58.7146
Solar Generation Cap 20% - S_VACA v5.14 | 1218 | 6515 | Generation Constraint in GWh | FALSE | L | Annual | Rate | lb/MWh | 0 | 0 | 0 | 0 | 0 | 0 | 0
Solar Generation Cap 20% - S_VACA v5.14 | 1218 | 6515 | Generation Constraint in GWh | FALSE | L | Annual | Constraint Shadow Price | US2011$/MWh | 0 | 0 | 0 | 0 | 0 | 2.3753 | 7.2413
Solar Generation Cap 20% - SPP_N v5.14 | 1219 | 6516 | Generation Constraint in GWh | FALSE | L | Annual | Seasons Included | Seasons | Winter, Summer | Winter, Summer | Winter, Summer | Winter, Summer | Winter, Summer | Winter, Summer | Winter, Summer
Solar Generation Cap 20% - SPP_N v5.14 | 1219 | 6516 | Generation Constraint in GWh | FALSE | L | Annual | Standard | GWh | 14394.8574 | 14655.9849 | 14816.0461 | 15287.328 | 15662.8044 | 16475.6863 | 17330.7586
Solar Generation Cap 20% - SPP_N v5.14 | 1219 | 6516 | Generation Constraint in GWh | FALSE | L | Annual | Emissions at Affected Plants | GWh | 18.2703 | 35.0716 | 43.8699 | 53.8973 | 55.6387 | 8237.3432 | 8664.8793
Solar Generation Cap 20% - SPP_N v5.14 | 1219 | 6516 | Generation Constraint in GWh | FALSE | L | Annual | Allowances Purchased | GWh | 0 | 0 | 0 | 0 | 0 | 0 | 0
Solar Generation Cap 20% - SPP_N v5.14 | 1219 | 6516 | Generation Constraint in GWh | FALSE | L | Annual | Allowances Sold | GWh | 0 | 0 | 0 | 0 | 0 | 0 | 0
Solar Generation Cap 20% - SPP_N v5.14 | 1219 | 6516 | Generation Constraint in GWh | FALSE | L | Annual | Allowances Banked | GWh | 0 | 0 | 0 | 0 | 0 | 0 | 0
Solar Generation Cap 20% - SPP_N v5.14 | 1219 | 6516 | Generation Constraint in GWh | FALSE | L | Annual | Allowances Withdrawn (1:1) | GWh | 0 | 0 | 0 | 0 | 0 | 0 | 0
Solar Generation Cap 20% - SPP_N v5.14 | 1219 | 6516 | Generation Constraint in GWh | FALSE | L | Annual | Allowances Withdrawn (n:1) | GWh | 0 | 0 | 0 | 0 | 0 | 0 | 0
Solar Generation Cap 20% - SPP_N v5.14 | 1219 | 6516 | Generation Constraint in GWh | FALSE | L | Annual | Net Emissions Allowance Position | GWh | 18.2703 | 35.0716 | 43.8699 | 53.8973 | 55.6387 | 8237.3432 | 8664.8793
Solar Generation Cap 20% - SPP_N v5.14 | 1219 | 6516 | Generation Constraint in GWh | FALSE | L | Annual | Fuel Consumed | TBtu | 0 | 0 | 0 | 0 | 0 | 0 | 0
Solar Generation Cap 20% - SPP_N v5.14 | 1219 | 6516 | Generation Constraint in GWh | FALSE | L | Annual | Heat Rate | MMBtu/MWh | 0 | 0 | 0 | 0 | 0 | 0 | 0
Solar Generation Cap 20% - SPP_N v5.14 | 1219 | 6516 | Generation Constraint in GWh | FALSE | L | Annual | Generation | TWh | 0.01827 | 0.035072 | 0.04387 | 0.053897 | 0.055639 | 8.2373 | 8.6649
Solar Generation Cap 20% - SPP_N v5.14 | 1219 | 6516 | Generation Constraint in GWh | FALSE | L | Annual | Qualifying Generation | TWh | 0.01827 | 0.035072 | 0.04387 | 0.053897 | 0.055639 | 8.2373 | 8.6649
Solar Generation Cap 20% - SPP_N v5.14 | 1219 | 6516 | Generation Constraint in GWh | FALSE | L | Annual | Rate | lb/MWh | 0 | 0 | 0 | 0 | 0 | 0 | 0
Solar Generation Cap 20% - SPP_N v5.14 | 1219 | 6516 | Generation Constraint in GWh | FALSE | L | Annual | Constraint Shadow Price | US2011$/MWh | 0 | 0 | 0 | 0 | 0 | 0 | 0
Solar Generation Cap 20% - SPP_NEBR v5.14 | 1220 | 6517 | Generation Constraint in GWh | FALSE | L | Annual | Seasons Included | Seasons | Winter, Summer | Winter, Summer | Winter, Summer | Winter, Summer | Winter, Summer | Winter, Summer | Winter, Summer
Solar Generation Cap 20% - SPP_NEBR v5.14 | 1220 | 6517 | Generation Constraint in GWh | FALSE | L | Annual | Standard | GWh | 6584.8006 | 6763.542 | 6849.7314 | 7085.9389 | 7226.7742 | 7532.1695 | 7850.4722
Solar Generation Cap 20% - SPP_NEBR v5.14 | 1220 | 6517 | Generation Constraint in GWh | FALSE | L | Annual | Emissions at Affected Plants | GWh | 0 | 0 | 0 | 0 | 0 | 0 | 3924.7361
Solar Generation Cap 20% - SPP_NEBR v5.14 | 1220 | 6517 | Generation Constraint in GWh | FALSE | L | Annual | Allowances Purchased | GWh | 0 | 0 | 0 | 0 | 0 | 0 | 0
Solar Generation Cap 20% - SPP_NEBR v5.14 | 1220 | 6517 | Generation Constraint in GWh | FALSE | L | Annual | Allowances Sold | GWh | 0 | 0 | 0 | 0 | 0 | 0 | 0
Solar Generation Cap 20% - SPP_NEBR v5.14 | 1220 | 6517 | Generation Constraint in GWh | FALSE | L | Annual | Allowances Banked | GWh | 0 | 0 | 0 | 0 | 0 | 0 | 0
Solar Generation Cap 20% - SPP_NEBR v5.14 | 1220 | 6517 | Generation Constraint in GWh | FALSE | L | Annual | Allowances Withdrawn (1:1) | GWh | 0 | 0 | 0 | 0 | 0 | 0 | 0
Solar Generation Cap 20% - SPP_NEBR v5.14 | 1220 | 6517 | Generation Constraint in GWh | FALSE | L | Annual | Allowances Withdrawn (n:1) | GWh | 0 | 0 | 0 | 0 | 0 | 0 | 0
Solar Generation Cap 20% - SPP_NEBR v5.14 | 1220 | 6517 | Generation Constraint in GWh | FALSE | L | Annual | Net Emissions Allowance Position | GWh | 0 | 0 | 0 | 0 | 0 | 0 | 3924.7361
Solar Generation Cap 20% - SPP_NEBR v5.14 | 1220 | 6517 | Generation Constraint in GWh | FALSE | L | Annual | Fuel Consumed | TBtu | 0 | 0 | 0 | 0 | 0 | 0 | 0
Solar Generation Cap 20% - SPP_NEBR v5.14 | 1220 | 6517 | Generation Constraint in GWh | FALSE | L | Annual | Heat Rate | MMBtu/MWh | 0 | 0 | 0 | 0 | 0 | 0 | 0
Solar Generation Cap 20% - SPP_NEBR v5.14 | 1220 | 6517 | Generation Constraint in GWh | FALSE | L | Annual | Generation | TWh | 0 | 0 | 0 | 0 | 0 | 0 | 3.9247
Solar Generation Cap 20% - SPP_NEBR v5.14 | 1220 | 6517 | Generation Constraint in GWh | FALSE | L | Annual | Qualifying Generation | TWh | 0 | 0 | 0 | 0 | 0 | 0 | 3.9247
Solar Generation Cap 20% - SPP_NEBR v5.14 | 1220 | 6517 | Generation Constraint in GWh | FALSE | L | Annual | Rate | lb/MWh | 0 | 0 | 0 | 0 | 0 | 0 | 0
Solar Generation Cap 20% - SPP_NEBR v5.14 | 1220 | 6517 | Generation Constraint in GWh | FALSE | L | Annual | Constraint Shadow Price | US2011$/MWh | 0 | 0 | 0 | 0 | 0 | 0 | 0
Solar Generation Cap 20% - SPP_SE v5.14 | 1221 | 6518 | Generation Constraint in GWh | FALSE | L | Annual | Seasons Included | Seasons | Winter, Summer | Winter, Summer | Winter, Summer | Winter, Summer | Winter, Summer | Winter, Summer | Winter, Summer
Solar Generation Cap 20% - SPP_SE v5.14 | 1221 | 6518 | Generation Constraint in GWh | FALSE | L | Annual | Standard | GWh | 2702.7976 | 2739.5396 | 2807.7726 | 2946.1859 | 3082.6998 | 3346.1996 | 3632.2299
Solar Generation Cap 20% - SPP_SE v5.14 | 1221 | 6518 | Generation Constraint in GWh | FALSE | L | Annual | Emissions at Affected Plants | GWh | 0 | 0 | 0 | 0 | 0 | 0 | 0
Solar Generation Cap 20% - SPP_SE v5.14 | 1221 | 6518 | Generation Constraint in GWh | FALSE | L | Annual | Allowances Purchased | GWh | 0 | 0 | 0 | 0 | 0 | 0 | 0
Solar Generation Cap 20% - SPP_SE v5.14 | 1221 | 6518 | Generation Constraint in GWh | FALSE | L | Annual | Allowances Sold | GWh | 0 | 0 | 0 | 0 | 0 | 0 | 0
Solar Generation Cap 20% - SPP_SE v5.14 | 1221 | 6518 | Generation Constraint in GWh | FALSE | L | Annual | Allowances Banked | GWh | 0 | 0 | 0 | 0 | 0 | 0 | 0
Solar Generation Cap 20% - SPP_SE v5.14 | 1221 | 6518 | Generation Constraint in GWh | FALSE | L | Annual | Allowances Withdrawn (1:1) | GWh | 0 | 0 | 0 | 0 | 0 | 0 | 0
Solar Generation Cap 20% - SPP_SE v5.14 | 1221 | 6518 | Generation Constraint in GWh | FALSE | L | Annual | Allowances Withdrawn (n:1) | GWh | 0 | 0 | 0 | 0 | 0 | 0 | 0
Solar Generation Cap 20% - SPP_SE v5.14 | 1221 | 6518 | Generation Constraint in GWh | FALSE | L | Annual | Net Emissions Allowance Position | GWh | 0 | 0 | 0 | 0 | 0 | 0 | 0
Solar Generation Cap 20% - SPP_SE v5.14 | 1221 | 6518 | Generation Constraint in GWh | FALSE | L | Annual | Fuel Consumed | TBtu | 0 | 0 | 0 | 0 | 0 | 0 | 0
Solar Generation Cap 20% - SPP_SE v5.14 | 1221 | 6518 | Generation Constraint in GWh | FALSE | L | Annual | Heat Rate | MMBtu/MWh | 0 | 0 | 0 | 0 | 0 | 0 | 0
Solar Generation Cap 20% - SPP_SE v5.14 | 1221 | 6518 | Generation Constraint in GWh | FALSE | L | Annual | Generation | TWh | 0 | 0 | 0 | 0 | 0 | 0 | 0
Solar Generation Cap 20% - SPP_SE v5.14 | 1221 | 6518 | Generation Constraint in GWh | FALSE | L | Annual | Qualifying Generation | TWh | 0 | 0 | 0 | 0 | 0 | 0 | 0
Solar Generation Cap 20% - SPP_SE v5.14 | 1221 | 6518 | Generation Constraint in GWh | FALSE | L | Annual | Rate | lb/MWh | 0 | 0 | 0 | 0 | 0 | 0 | 0
Solar Generation Cap 20% - SPP_SE v5.14 | 1221 | 6518 | Generation Constraint in GWh | FALSE | L | Annual | Constraint Shadow Price | US2011$/MWh | 0 | 0 | 0 | 0 | 0 | 0 | 0
Solar Generation Cap 20% - SPP_SPS v5.14 | 1222 | 6519 | Generation Constraint in GWh | FALSE | L | Annual | Seasons Included | Seasons | Winter, Summer | Winter, Summer | Winter, Summer | Winter, Summer | Winter, Summer | Winter, Summer | Winter, Summer
Solar Generation Cap 20% - SPP_SPS v5.14 | 1222 | 6519 | Generation Constraint in GWh | FALSE | L | Annual | Standard | GWh | 5621.1297 | 5697.5584 | 5839.4929 | 6127.4127 | 6411.3813 | 6959.499 | 7554.4834
Solar Generation Cap 20% - SPP_SPS v5.14 | 1222 | 6519 | Generation Constraint in GWh | FALSE | L | Annual | Emissions at Affected Plants | GWh | 254.8477 | 254.8477 | 254.8477 | 254.8477 | 254.8477 | 254.8477 | 254.8477
Solar Generation Cap 20% - SPP_SPS v5.14 | 1222 | 6519 | Generation Constraint in GWh | FALSE | L | Annual | Allowances Purchased | GWh | 0 | 0 | 0 | 0 | 0 | 0 | 0
Solar Generation Cap 20% - SPP_SPS v5.14 | 1222 | 6519 | Generation Constraint in GWh | FALSE | L | Annual | Allowances Sold | GWh | 0 | 0 | 0 | 0 | 0 | 0 | 0
Solar Generation Cap 20% - SPP_SPS v5.14 | 1222 | 6519 | Generation Constraint in GWh | FALSE | L | Annual | Allowances Banked | GWh | 0 | 0 | 0 | 0 | 0 | 0 | 0
Solar Generation Cap 20% - SPP_SPS v5.14 | 1222 | 6519 | Generation Constraint in GWh | FALSE | L | Annual | Allowances Withdrawn (1:1) | GWh | 0 | 0 | 0 | 0 | 0 | 0 | 0
Solar Generation Cap 20% - SPP_SPS v5.14 | 1222 | 6519 | Generation Constraint in GWh | FALSE | L | Annual | Allowances Withdrawn (n:1) | GWh | 0 | 0 | 0 | 0 | 0 | 0 | 0
Solar Generation Cap 20% - SPP_SPS v5.14 | 1222 | 6519 | Generation Constraint in GWh | FALSE | L | Annual | Net Emissions Allowance Position | GWh | 254.8477 | 254.8477 | 254.8477 | 254.8477 | 254.8477 | 254.8477 | 254.8477
Solar Generation Cap 20% - SPP_SPS v5.14 | 1222 | 6519 | Generation Constraint in GWh | FALSE | L | Annual | Fuel Consumed | TBtu | 0 | 0 | 0 | 0 | 0 | 0 | 0
Solar Generation Cap 20% - SPP_SPS v5.14 | 1222 | 6519 | Generation Constraint in GWh | FALSE | L | Annual | Heat Rate | MMBtu/MWh | 0 | 0 | 0 | 0 | 0 | 0 | 0
Solar Generation Cap 20% - SPP_SPS v5.14 | 1222 | 6519 | Generation Constraint in GWh | FALSE | L | Annual | Generation | TWh | 0.25485 | 0.25485 | 0.25485 | 0.25485 | 0.25485 | 0.25485 | 0.25485
Solar Generation Cap 20% - SPP_SPS v5.14 | 1222 | 6519 | Generation Constraint in GWh | FALSE | L | Annual | Qualifying Generation | TWh | 0.25485 | 0.25485 | 0.25485 | 0.25485 | 0.25485 | 0.25485 | 0.25485
Solar Generation Cap 20% - SPP_SPS v5.14 | 1222 | 6519 | Generation Constraint in GWh | FALSE | L | Annual | Rate | lb/MWh | 0 | 0 | 0 | 0 | 0 | 0 | 0
Solar Generation Cap 20% - SPP_SPS v5.14 | 1222 | 6519 | Generation Constraint in GWh | FALSE | L | Annual | Constraint Shadow Price | US2011$/MWh | 0 | 0 | 0 | 0 | 0 | 0 | 0
Solar Generation Cap 20% - SPP_WEST v5.14 | 1223 | 6520 | Generation Constraint in GWh | FALSE | L | Annual | Seasons Included | Seasons | Winter, Summer | Winter, Summer | Winter, Summer | Winter, Summer | Winter, Summer | Winter, Summer | Winter, Summer
Solar Generation Cap 20% - SPP_WEST v5.14 | 1223 | 6520 | Generation Constraint in GWh | FALSE | L | Annual | Standard | GWh | 24653.932 | 24985.2885 | 25613.0472 | 26880.5623 | 28120.0665 | 30506.5647 | 33095.6079
Solar Generation Cap 20% - SPP_WEST v5.14 | 1223 | 6520 | Generation Constraint in GWh | FALSE | L | Annual | Emissions at Affected Plants | GWh | 0 | 0 | 0 | 0 | 0 | 28959.846 | 32843.4108
Solar Generation Cap 20% - SPP_WEST v5.14 | 1223 | 6520 | Generation Constraint in GWh | FALSE | L | Annual | Allowances Purchased | GWh | 0 | 0 | 0 | 0 | 0 | 0 | 0
Solar Generation Cap 20% - SPP_WEST v5.14 | 1223 | 6520 | Generation Constraint in GWh | FALSE | L | Annual | Allowances Sold | GWh | 0 | 0 | 0 | 0 | 0 | 0 | 0
Solar Generation Cap 20% - SPP_WEST v5.14 | 1223 | 6520 | Generation Constraint in GWh | FALSE | L | Annual | Allowances Banked | GWh | 0 | 0 | 0 | 0 | 0 | 0 | 0
Solar Generation Cap 20% - SPP_WEST v5.14 | 1223 | 6520 | Generation Constraint in GWh | FALSE | L | Annual | Allowances Withdrawn (1:1) | GWh | 0 | 0 | 0 | 0 | 0 | 0 | 0
Solar Generation Cap 20% - SPP_WEST v5.14 | 1223 | 6520 | Generation Constraint in GWh | FALSE | L | Annual | Allowances Withdrawn (n:1) | GWh | 0 | 0 | 0 | 0 | 0 | 0 | 0
Solar Generation Cap 20% - SPP_WEST v5.14 | 1223 | 6520 | Generation Constraint in GWh | FALSE | L | Annual | Net Emissions Allowance Position | GWh | 0 | 0 | 0 | 0 | 0 | 28959.846 | 32843.4108
Solar Generation Cap 20% - SPP_WEST v5.14 | 1223 | 6520 | Generation Constraint in GWh | FALSE | L | Annual | Fuel Consumed | TBtu | 0 | 0 | 0 | 0 | 0 | 0 | 0
Solar Generation Cap 20% - SPP_WEST v5.14 | 1223 | 6520 | Generation Constraint in GWh | FALSE | L | Annual | Heat Rate | MMBtu/MWh | 0 | 0 | 0 | 0 | 0 | 0 | 0
Solar Generation Cap 20% - SPP_WEST v5.14 | 1223 | 6520 | Generation Constraint in GWh | FALSE | L | Annual | Generation | TWh | 0 | 0 | 0 | 0 | 0 | 28.9598 | 32.8434
Solar Generation Cap 20% - SPP_WEST v5.14 | 1223 | 6520 | Generation Constraint in GWh | FALSE | L | Annual | Qualifying Generation | TWh | 0 | 0 | 0 | 0 | 0 | 28.9598 | 32.8434
Solar Generation Cap 20% - SPP_WEST v5.14 | 1223 | 6520 | Generation Constraint in GWh | FALSE | L | Annual | Rate | lb/MWh | 0 | 0 | 0 | 0 | 0 | 0 | 0
Solar Generation Cap 20% - SPP_WEST v5.14 | 1223 | 6520 | Generation Constraint in GWh | FALSE | L | Annual | Constraint Shadow Price | US2011$/MWh | 0 | 0 | 0 | 0 | 0 | 0 | 0
Solar Generation Cap 20% - WEC_CALN v5.14 | 1224 | 6521 | Generation Constraint in GWh | FALSE | L | Annual | Seasons Included | Seasons | Winter, Summer | Winter, Summer | Winter, Summer | Winter, Summer | Winter, Summer | Winter, Summer | Winter, Summer
Solar Generation Cap 20% - WEC_CALN v5.14 | 1224 | 6521 | Generation Constraint in GWh | FALSE | L | Annual | Standard | GWh | 22802.793 | 23070.5319 | 23369.8482 | 24288.3269 | 25159.0536 | 27299.958 | 29623.0494
Solar Generation Cap 20% - WEC_CALN v5.14 | 1224 | 6521 | Generation Constraint in GWh | FALSE | L | Annual | Emissions at Affected Plants | GWh | 3259.6774 | 3259.6774 | 3259.6774 | 3259.6774 | 3259.6774 | 27299.958 | 29623.0494
Solar Generation Cap 20% - WEC_CALN v5.14 | 1224 | 6521 | Generation Constraint in GWh | FALSE | L | Annual | Allowances Purchased | GWh | 0 | 0 | 0 | 0 | 0 | 0 | 0
Solar Generation Cap 20% - WEC_CALN v5.14 | 1224 | 6521 | Generation Constraint in GWh | FALSE | L | Annual | Allowances Sold | GWh | 0 | 0 | 0 | 0 | 0 | 0 | 0
Solar Generation Cap 20% - WEC_CALN v5.14 | 1224 | 6521 | Generation Constraint in GWh | FALSE | L | Annual | Allowances Banked | GWh | 0 | 0 | 0 | 0 | 0 | 0 | 0
Solar Generation Cap 20% - WEC_CALN v5.14 | 1224 | 6521 | Generation Constraint in GWh | FALSE | L | Annual | Allowances Withdrawn (1:1) | GWh | 0 | 0 | 0 | 0 | 0 | 0 | 0
Solar Generation Cap 20% - WEC_CALN v5.14 | 1224 | 6521 | Generation Constraint in GWh | FALSE | L | Annual | Allowances Withdrawn (n:1) | GWh | 0 | 0 | 0 | 0 | 0 | 0 | 0
Solar Generation Cap 20% - WEC_CALN v5.14 | 1224 | 6521 | Generation Constraint in GWh | FALSE | L | Annual | Net Emissions Allowance Position | GWh | 3259.6774 | 3259.6774 | 3259.6774 | 3259.6774 | 3259.6774 | 27299.958 | 29623.0494
Solar Generation Cap 20% - WEC_CALN v5.14 | 1224 | 6521 | Generation Constraint in GWh | FALSE | L | Annual | Fuel Consumed | TBtu | 0 | 0 | 0 | 0 | 0 | 0 | 0
Solar Generation Cap 20% - WEC_CALN v5.14 | 1224 | 6521 | Generation Constraint in GWh | FALSE | L | Annual | Heat Rate | MMBtu/MWh | 0 | 0 | 0 | 0 | 0 | 0 | 0
Solar Generation Cap 20% - WEC_CALN v5.14 | 1224 | 6521 | Generation Constraint in GWh | FALSE | L | Annual | Generation | TWh | 3.2597 | 3.2597 | 3.2597 | 3.2597 | 3.2597 | 27.3 | 29.623
Solar Generation Cap 20% - WEC_CALN v5.14 | 1224 | 6521 | Generation Constraint in GWh | FALSE | L | Annual | Qualifying Generation | TWh | 3.2597 | 3.2597 | 3.2597 | 3.2597 | 3.2597 | 27.3 | 29.623
Solar Generation Cap 20% - WEC_CALN v5.14 | 1224 | 6521 | Generation Constraint in GWh | FALSE | L | Annual | Rate | lb/MWh | 0 | 0 | 0 | 0 | 0 | 0 | 0
Solar Generation Cap 20% - WEC_CALN v5.14 | 1224 | 6521 | Generation Constraint in GWh | FALSE | L | Annual | Constraint Shadow Price | US2011$/MWh | 0 | 0 | 0 | 0 | 0 | 3.5618 | 29.0303
Solar Generation Cap 20% - WEC_LADW v5.14 | 1225 | 6522 | Generation Constraint in GWh | FALSE | L | Annual | Seasons Included | Seasons | Winter, Summer | Winter, Summer | Winter, Summer | Winter, Summer | Winter, Summer | Winter, Summer | Winter, Summer
Solar Generation Cap 20% - WEC_LADW v5.14 | 1225 | 6522 | Generation Constraint in GWh | FALSE | L | Annual | Standard | GWh | 5249.4004 | 5311.0271 | 5379.9223 | 5591.333 | 5791.7524 | 6284.5349 | 6819.2522
Solar Generation Cap 20% - WEC_LADW v5.14 | 1225 | 6522 | Generation Constraint in GWh | FALSE | L | Annual | Emissions at Affected Plants | GWh | 1142.1405 | 1559.8486 | 1559.8486 | 1559.8486 | 1559.8486 | 6284.5349 | 6819.2522
Solar Generation Cap 20% - WEC_LADW v5.14 | 1225 | 6522 | Generation Constraint in GWh | FALSE | L | Annual | Allowances Purchased | GWh | 0 | 0 | 0 | 0 | 0 | 0 | 0
Solar Generation Cap 20% - WEC_LADW v5.14 | 1225 | 6522 | Generation Constraint in GWh | FALSE | L | Annual | Allowances Sold | GWh | 0 | 0 | 0 | 0 | 0 | 0 | 0
Solar Generation Cap 20% - WEC_LADW v5.14 | 1225 | 6522 | Generation Constraint in GWh | FALSE | L | Annual | Allowances Banked | GWh | 0 | 0 | 0 | 0 | 0 | 0 | 0
Solar Generation Cap 20% - WEC_LADW v5.14 | 1225 | 6522 | Generation Constraint in GWh | FALSE | L | Annual | Allowances Withdrawn (1:1) | GWh | 0 | 0 | 0 | 0 | 0 | 0 | 0
Solar Generation Cap 20% - WEC_LADW v5.14 | 1225 | 6522 | Generation Constraint in GWh | FALSE | L | Annual | Allowances Withdrawn (n:1) | GWh | 0 | 0 | 0 | 0 | 0 | 0 | 0
Solar Generation Cap 20% - WEC_LADW v5.14 | 1225 | 6522 | Generation Constraint in GWh | FALSE | L | Annual | Net Emissions Allowance Position | GWh | 1142.1405 | 1559.8486 | 1559.8486 | 1559.8486 | 1559.8486 | 6284.5349 | 6819.2522
Solar Generation Cap 20% - WEC_LADW v5.14 | 1225 | 6522 | Generation Constraint in GWh | FALSE | L | Annual | Fuel Consumed | TBtu | 0 | 0 | 0 | 0 | 0 | 0 | 0
Solar Generation Cap 20% - WEC_LADW v5.14 | 1225 | 6522 | Generation Constraint in GWh | FALSE | L | Annual | Heat Rate | MMBtu/MWh | 0 | 0 | 0 | 0 | 0 | 0 | 0
Solar Generation Cap 20% - WEC_LADW v5.14 | 1225 | 6522 | Generation Constraint in GWh | FALSE | L | Annual | Generation | TWh | 1.1421 | 1.5598 | 1.5598 | 1.5598 | 1.5598 | 6.2845 | 6.8193
Solar Generation Cap 20% - WEC_LADW v5.14 | 1225 | 6522 | Generation Constraint in GWh | FALSE | L | Annual | Qualifying Generation | TWh | 1.1421 | 1.5598 | 1.5598 | 1.5598 | 1.5598 | 6.2845 | 6.8193
Solar Generation Cap 20% - WEC_LADW v5.14 | 1225 | 6522 | Generation Constraint in GWh | FALSE | L | Annual | Rate | lb/MWh | 0 | 0 | 0 | 0 | 0 | 0 | 0
Solar Generation Cap 20% - WEC_LADW v5.14 | 1225 | 6522 | Generation Constraint in GWh | FALSE | L | Annual | Constraint Shadow Price | US2011$/MWh | 0 | 0 | 0 | 0 | 0 | 10.5008 | 30.6116
Solar Generation Cap 20% - WEC_SDGE v5.14 | 1226 | 6523 | Generation Constraint in GWh | FALSE | L | Annual | Seasons Included | Seasons | Winter, Summer | Winter, Summer | Winter, Summer | Winter, Summer | Winter, Summer | Winter, Summer | Winter, Summer
Solar Generation Cap 20% - WEC_SDGE v5.14 | 1226 | 6523 | Generation Constraint in GWh | FALSE | L | Annual | Standard | GWh | 4113.7195 | 4162.0111 | 4215.9983 | 4381.6627 | 4570.0138 | 4956.1649 | 5375.1769
Solar Generation Cap 20% - WEC_SDGE v5.14 | 1226 | 6523 | Generation Constraint in GWh | FALSE | L | Annual | Emissions at Affected Plants | GWh | 96.4302 | 96.4302 | 96.4302 | 2464.2374 | 4570.0138 | 4956.1649 | 5375.1769
Solar Generation Cap 20% - WEC_SDGE v5.14 | 1226 | 6523 | Generation Constraint in GWh | FALSE | L | Annual | Allowances Purchased | GWh | 0 | 0 | 0 | 0 | 0 | 0 | 0
Solar Generation Cap 20% - WEC_SDGE v5.14 | 1226 | 6523 | Generation Constraint in GWh | FALSE | L | Annual | Allowances Sold | GWh | 0 | 0 | 0 | 0 | 0 | 0 | 0
Solar Generation Cap 20% - WEC_SDGE v5.14 | 1226 | 6523 | Generation Constraint in GWh | FALSE | L | Annual | Allowances Banked | GWh | 0 | 0 | 0 | 0 | 0 | 0 | 0
Solar Generation Cap 20% - WEC_SDGE v5.14 | 1226 | 6523 | Generation Constraint in GWh | FALSE | L | Annual | Allowances Withdrawn (1:1) | GWh | 0 | 0 | 0 | 0 | 0 | 0 | 0
Solar Generation Cap 20% - WEC_SDGE v5.14 | 1226 | 6523 | Generation Constraint in GWh | FALSE | L | Annual | Allowances Withdrawn (n:1) | GWh | 0 | 0 | 0 | 0 | 0 | 0 | 0
Solar Generation Cap 20% - WEC_SDGE v5.14 | 1226 | 6523 | Generation Constraint in GWh | FALSE | L | Annual | Net Emissions Allowance Position | GWh | 96.4302 | 96.4302 | 96.4302 | 2464.2374 | 4570.0138 | 4956.1649 | 5375.1769
Solar Generation Cap 20% - WEC_SDGE v5.14 | 1226 | 6523 | Generation Constraint in GWh | FALSE | L | Annual | Fuel Consumed | TBtu | 0 | 0 | 0 | 0 | 0 | 0 | 0
Solar Generation Cap 20% - WEC_SDGE v5.14 | 1226 | 6523 | Generation Constraint in GWh | FALSE | L | Annual | Heat Rate | MMBtu/MWh | 0 | 0 | 0 | 0 | 0 | 0 | 0
Solar Generation Cap 20% - WEC_SDGE v5.14 | 1226 | 6523 | Generation Constraint in GWh | FALSE | L | Annual | Generation | TWh | 0.09643 | 0.09643 | 0.09643 | 2.4642 | 4.57 | 4.9562 | 5.3752
Solar Generation Cap 20% - WEC_SDGE v5.14 | 1226 | 6523 | Generation Constraint in GWh | FALSE | L | Annual | Qualifying Generation | TWh | 0.09643 | 0.09643 | 0.09643 | 2.4642 | 4.57 | 4.9562 | 5.3752
Solar Generation Cap 20% - WEC_SDGE v5.14 | 1226 | 6523 | Generation Constraint in GWh | FALSE | L | Annual | Rate | lb/MWh | 0 | 0 | 0 | 0 | 0 | 0 | 0
Solar Generation Cap 20% - WEC_SDGE v5.14 | 1226 | 6523 | Generation Constraint in GWh | FALSE | L | Annual | Constraint Shadow Price | US2011$/MWh | 0 | 0 | 0 | 0 | 1.0116 | 14.4406 | 32.5582
Solar Generation Cap 20% - WECC_AZ v5.14 | 1227 | 6524 | Generation Constraint in GWh | FALSE | L | Annual | Seasons Included | Seasons | Winter, Summer | Winter, Summer | Winter, Summer | Winter, Summer | Winter, Summer | Winter, Summer | Winter, Summer
Solar Generation Cap 20% - WECC_AZ v5.14 | 1227 | 6524 | Generation Constraint in GWh | FALSE | L | Annual | Standard | GWh | 18331.9397 | 18774.9441 | 19115.9971 | 20062.393 | 21089.1806 | 23191.269 | 25502.8954
Solar Generation Cap 20% - WECC_AZ v5.14 | 1227 | 6524 | Generation Constraint in GWh | FALSE | L | Annual | Emissions at Affected Plants | GWh | 3533.3022 | 3533.3022 | 3533.3022 | 3533.3022 | 3533.3022 | 23191.269 | 25502.8954
Solar Generation Cap 20% - WECC_AZ v5.14 | 1227 | 6524 | Generation Constraint in GWh | FALSE | L | Annual | Allowances Purchased | GWh | 0 | 0 | 0 | 0 | 0 | 0 | 0
Solar Generation Cap 20% - WECC_AZ v5.14 | 1227 | 6524 | Generation Constraint in GWh | FALSE | L | Annual | Allowances Sold | GWh | 0 | 0 | 0 | 0 | 0 | 0 | 0
Solar Generation Cap 20% - WECC_AZ v5.14 | 1227 | 6524 | Generation Constraint in GWh | FALSE | L | Annual | Allowances Banked | GWh | 0 | 0 | 0 | 0 | 0 | 0 | 0
Solar Generation Cap 20% - WECC_AZ v5.14 | 1227 | 6524 | Generation Constraint in GWh | FALSE | L | Annual | Allowances Withdrawn (1:1) | GWh | 0 | 0 | 0 | 0 | 0 | 0 | 0
Solar Generation Cap 20% - WECC_AZ v5.14 | 1227 | 6524 | Generation Constraint in GWh | FALSE | L | Annual | Allowances Withdrawn (n:1) | GWh | 0 | 0 | 0 | 0 | 0 | 0 | 0
Solar Generation Cap 20% - WECC_AZ v5.14 | 1227 | 6524 | Generation Constraint in GWh | FALSE | L | Annual | Net Emissions Allowance Position | GWh | 3533.3022 | 3533.3022 | 3533.3022 | 3533.3022 | 3533.3022 | 23191.269 | 25502.8954
Solar Generation Cap 20% - WECC_AZ v5.14 | 1227 | 6524 | Generation Constraint in GWh | FALSE | L | Annual | Fuel Consumed | TBtu | 0 | 0 | 0 | 0 | 0 | 0 | 0
Solar Generation Cap 20% - WECC_AZ v5.14 | 1227 | 6524 | Generation Constraint in GWh | FALSE | L | Annual | Heat Rate | MMBtu/MWh | 0 | 0 | 0 | 0 | 0 | 0 | 0
Solar Generation Cap 20% - WECC_AZ v5.14 | 1227 | 6524 | Generation Constraint in GWh | FALSE | L | Annual | Generation | TWh | 3.5333 | 3.5333 | 3.5333 | 3.5333 | 3.5333 | 23.1913 | 25.5029
Solar Generation Cap 20% - WECC_AZ v5.14 | 1227 | 6524 | Generation Constraint in GWh | FALSE | L | Annual | Qualifying Generation | TWh | 3.5333 | 3.5333 | 3.5333 | 3.5333 | 3.5333 | 23.1913 | 25.5029
Solar Generation Cap 20% - WECC_AZ v5.14 | 1227 | 6524 | Generation Constraint in GWh | FALSE | L | Annual | Rate | lb/MWh | 0 | 0 | 0 | 0 | 0 | 0 | 0
Solar Generation Cap 20% - WECC_AZ v5.14 | 1227 | 6524 | Generation Constraint in GWh | FALSE | L | Annual | Constraint Shadow Price | US2011$/MWh | 0 | 0 | 0 | 0 | 0 | 9.9371 | 18.0277
Solar Generation Cap 20% - WECC_CO v5.14 | 1228 | 6525 | Generation Constraint in GWh | FALSE | L | Annual | Seasons Included | Seasons | Winter, Summer | Winter, Summer | Winter, Summer | Winter, Summer | Winter, Summer | Winter, Summer | Winter, Summer
Solar Generation Cap 20% - WECC_CO v5.14 | 1228 | 6525 | Generation Constraint in GWh | FALSE | L | Annual | Standard | GWh | 12586.8485 | 12972.0096 | 13246.4928 | 13946.2821 | 14624.3948 | 15944.9514 | 17384.76
Solar Generation Cap 20% - WECC_CO v5.14 | 1228 | 6525 | Generation Constraint in GWh | FALSE | L | Annual | Emissions at Affected Plants | GWh | 236.3034 | 236.3034 | 426.8937 | 1282.5928 | 2286.5292 | 11732.2098 | 13891.9226
Solar Generation Cap 20% - WECC_CO v5.14 | 1228 | 6525 | Generation Constraint in GWh | FALSE | L | Annual | Allowances Purchased | GWh | 0 | 0 | 0 | 0 | 0 | 0 | 0
Solar Generation Cap 20% - WECC_CO v5.14 | 1228 | 6525 | Generation Constraint in GWh | FALSE | L | Annual | Allowances Sold | GWh | 0 | 0 | 0 | 0 | 0 | 0 | 0
Solar Generation Cap 20% - WECC_CO v5.14 | 1228 | 6525 | Generation Constraint in GWh | FALSE | L | Annual | Allowances Banked | GWh | 0 | 0 | 0 | 0 | 0 | 0 | 0
Solar Generation Cap 20% - WECC_CO v5.14 | 1228 | 6525 | Generation Constraint in GWh | FALSE | L | Annual | Allowances Withdrawn (1:1) | GWh | 0 | 0 | 0 | 0 | 0 | 0 | 0
Solar Generation Cap 20% - WECC_CO v5.14 | 1228 | 6525 | Generation Constraint in GWh | FALSE | L | Annual | Allowances Withdrawn (n:1) | GWh | 0 | 0 | 0 | 0 | 0 | 0 | 0
Solar Generation Cap 20% - WECC_CO v5.14 | 1228 | 6525 | Generation Constraint in GWh | FALSE | L | Annual | Net Emissions Allowance Position | GWh | 236.3034 | 236.3034 | 426.8937 | 1282.5928 | 2286.5292 | 11732.2098 | 13891.9226
Solar Generation Cap 20% - WECC_CO v5.14 | 1228 | 6525 | Generation Constraint in GWh | FALSE | L | Annual | Fuel Consumed | TBtu | 0 | 0 | 0 | 0 | 0 | 0 | 0
Solar Generation Cap 20% - WECC_CO v5.14 | 1228 | 6525 | Generation Constraint in GWh | FALSE | L | Annual | Heat Rate | MMBtu/MWh | 0 | 0 | 0 | 0 | 0 | 0 | 0
Solar Generation Cap 20% - WECC_CO v5.14 | 1228 | 6525 | Generation Constraint in GWh | FALSE | L | Annual | Generation | TWh | 0.2363 | 0.2363 | 0.42689 | 1.2826 | 2.2865 | 11.7322 | 13.8919
Solar Generation Cap 20% - WECC_CO v5.14 | 1228 | 6525 | Generation Constraint in GWh | FALSE | L | Annual | Qualifying Generation | TWh | 0.2363 | 0.2363 | 0.42689 | 1.2826 | 2.2865 | 11.7322 | 13.8919
Solar Generation Cap 20% - WECC_CO v5.14 | 1228 | 6525 | Generation Constraint in GWh | FALSE | L | Annual | Rate | lb/MWh | 0 | 0 | 0 | 0 | 0 | 0 | 0
Solar Generation Cap 20% - WECC_CO v5.14 | 1228 | 6525 | Generation Constraint in GWh | FALSE | L | Annual | Constraint Shadow Price | US2011$/MWh | 0 | 0 | 0 | 0 | 0 | 0 | 0
Solar Generation Cap 20% - WECC_ID v5.14 | 1229 | 6526 | Generation Constraint in GWh | FALSE | L | Annual | Seasons Included | Seasons | Winter, Summer | Winter, Summer | Winter, Summer | Winter, Summer | Winter, Summer | Winter, Summer | Winter, Summer
Solar Generation Cap 20% - WECC_ID v5.14 | 1229 | 6526 | Generation Constraint in GWh | FALSE | L | Annual | Standard | GWh | 4362.649 | 4464.9408 | 4536.4392 | 4724.9772 | 4901.5697 | 5258.1045 | 5640.5785
Solar Generation Cap 20% - WECC_ID v5.14 | 1229 | 6526 | Generation Constraint in GWh | FALSE | L | Annual | Emissions at Affected Plants | GWh | 28.555 | 28.555 | 28.555 | 28.555 | 28.555 | 28.555 | 4169.4779
Solar Generation Cap 20% - WECC_ID v5.14 | 1229 | 6526 | Generation Constraint in GWh | FALSE | L | Annual | Allowances Purchased | GWh | 0 | 0 | 0 | 0 | 0 | 0 | 0
Solar Generation Cap 20% - WECC_ID v5.14 | 1229 | 6526 | Generation Constraint in GWh | FALSE | L | Annual | Allowances Sold | GWh | 0 | 0 | 0 | 0 | 0 | 0 | 0
Solar Generation Cap 20% - WECC_ID v5.14 | 1229 | 6526 | Generation Constraint in GWh | FALSE | L | Annual | Allowances Banked | GWh | 0 | 0 | 0 | 0 | 0 | 0 | 0
Solar Generation Cap 20% - WECC_ID v5.14 | 1229 | 6526 | Generation Constraint in GWh | FALSE | L | Annual | Allowances Withdrawn (1:1) | GWh | 0 | 0 | 0 | 0 | 0 | 0 | 0
Solar Generation Cap 20% - WECC_ID v5.14 | 1229 | 6526 | Generation Constraint in GWh | FALSE | L | Annual | Allowances Withdrawn (n:1) | GWh | 0 | 0 | 0 | 0 | 0 | 0 | 0
Solar Generation Cap 20% - WECC_ID v5.14 | 1229 | 6526 | Generation Constraint in GWh | FALSE | L | Annual | Net Emissions Allowance Position | GWh | 28.555 | 28.555 | 28.555 | 28.555 | 28.555 | 28.555 | 4169.4779
Solar Generation Cap 20% - WECC_ID v5.14 | 1229 | 6526 | Generation Constraint in GWh | FALSE | L | Annual | Fuel Consumed | TBtu | 0 | 0 | 0 | 0 | 0 | 0 | 0
Solar Generation Cap 20% - WECC_ID v5.14 | 1229 | 6526 | Generation Constraint in GWh | FALSE | L | Annual | Heat Rate | MMBtu/MWh | 0 | 0 | 0 | 0 | 0 | 0 | 0
Solar Generation Cap 20% - WECC_ID v5.14 | 1229 | 6526 | Generation Constraint in GWh | FALSE | L | Annual | Generation | TWh | 0.028555 | 0.028555 | 0.028555 | 0.028555 | 0.028555 | 0.028555 | 4.1695
Solar Generation Cap 20% - WECC_ID v5.14 | 1229 | 6526 | Generation Constraint in GWh | FALSE | L | Annual | Qualifying Generation | TWh | 0.028555 | 0.028555 | 0.028555 | 0.028555 | 0.028555 | 0.028555 | 4.1695
Solar Generation Cap 20% - WECC_ID v5.14 | 1229 | 6526 | Generation Constraint in GWh | FALSE | L | Annual | Rate | lb/MWh | 0 | 0 | 0 | 0 | 0 | 0 | 0
Solar Generation Cap 20% - WECC_ID v5.14 | 1229 | 6526 | Generation Constraint in GWh | FALSE | L | Annual | Constraint Shadow Price | US2011$/MWh | 0 | 0 | 0 | 0 | 0 | 0 | 0
Solar Generation Cap 20% - WECC_IID v5.14 | 1230 | 6527 | Generation Constraint in GWh | FALSE | L | Annual | Seasons Included | Seasons | Winter, Summer | Winter, Summer | Winter, Summer | Winter, Summer | Winter, Summer | Winter, Summer | Winter, Summer
Solar Generation Cap 20% - WECC_IID v5.14 | 1230 | 6527 | Generation Constraint in GWh | FALSE | L | Annual | Standard | GWh | 2517.5155 | 2517.5155 | 2517.5155 | 2517.5155 | 2517.5155 | 2517.5155 | 2517.5155
Solar Generation Cap 20% - WECC_IID v5.14 | 1230 | 6527 | Generation Constraint in GWh | FALSE | L | Annual | Emissions at Affected Plants | GWh | 2516.5155 | 2516.5155 | 2516.5155 | 2516.5155 | 2516.5155 | 2516.5155 | 2516.5155
Solar Generation Cap 20% - WECC_IID v5.14 | 1230 | 6527 | Generation Constraint in GWh | FALSE | L | Annual | Allowances Purchased | GWh | 0 | 0 | 0 | 0 | 0 | 0 | 0
Solar Generation Cap 20% - WECC_IID v5.14 | 1230 | 6527 | Generation Constraint in GWh | FALSE | L | Annual | Allowances Sold | GWh | 0 | 0 | 0 | 0 | 0 | 0 | 0
Solar Generation Cap 20% - WECC_IID v5.14 | 1230 | 6527 | Generation Constraint in GWh | FALSE | L | Annual | Allowances Banked | GWh | 0 | 0 | 0 | 0 | 0 | 0 | 0
Solar Generation Cap 20% - WECC_IID v5.14 | 1230 | 6527 | Generation Constraint in GWh | FALSE | L | Annual | Allowances Withdrawn (1:1) | GWh | 0 | 0 | 0 | 0 | 0 | 0 | 0
Solar Generation Cap 20% - WECC_IID v5.14 | 1230 | 6527 | Generation Constraint in GWh | FALSE | L | Annual | Allowances Withdrawn (n:1) | GWh | 0 | 0 | 0 | 0 | 0 | 0 | 0
Solar Generation Cap 20% - WECC_IID v5.14 | 1230 | 6527 | Generation Constraint in GWh | FALSE | L | Annual | Net Emissions Allowance Position | GWh | 2516.5155 | 2516.5155 | 2516.5155 | 2516.5155 | 2516.5155 | 2516.5155 | 2516.5155
Solar Generation Cap 20% - WECC_IID v5.14 | 1230 | 6527 | Generation Constraint in GWh | FALSE | L | Annual | Fuel Consumed | TBtu | 0 | 0 | 0 | 0 | 0 | 0 | 0
Solar Generation Cap 20% - WECC_IID v5.14 | 1230 | 6527 | Generation Constraint in GWh | FALSE | L | Annual | Heat Rate | MMBtu/MWh | 0 | 0 | 0 | 0 | 0 | 0 | 0
Solar Generation Cap 20% - WECC_IID v5.14 | 1230 | 6527 | Generation Constraint in GWh | FALSE | L | Annual | Generation | TWh | 2.5165 | 2.5165 | 2.5165 | 2.5165 | 2.5165 | 2.5165 | 2.5165
Solar Generation Cap 20% - WECC_IID v5.14 | 1230 | 6527 | Generation Constraint in GWh | FALSE | L | Annual | Qualifying Generation | TWh | 2.5165 | 2.5165 | 2.5165 | 2.5165 | 2.5165 | 2.5165 | 2.5165
Solar Generation Cap 20% - WECC_IID v5.14 | 1230 | 6527 | Generation Constraint in GWh | FALSE | L | Annual | Rate | lb/MWh | 0 | 0 | 0 | 0 | 0 | 0 | 0
Solar Generation Cap 20% - WECC_IID v5.14 | 1230 | 6527 | Generation Constraint in GWh | FALSE | L | Annual | Constraint Shadow Price | US2011$/MWh | 0 | 0 | 0 | 0 | 0 | 0 | 0
Solar Generation Cap 20% - WECC_MT v5.14 | 1231 | 6528 | Generation Constraint in GWh | FALSE | L | Annual | Seasons Included | Seasons | Winter, Summer | Winter, Summer | Winter, Summer | Winter, Summer | Winter, Summer | Winter, Summer | Winter, Summer
Solar Generation Cap 20% - WECC_MT v5.14 | 1231 | 6528 | Generation Constraint in GWh | FALSE | L | Annual | Standard | GWh | 2189.9796 | 2241.3168 | 2277.1996 | 2371.8212 | 2460.4476 | 2639.3816 | 2831.3338
Solar Generation Cap 20% - WECC_MT v5.14 | 1231 | 6528 | Generation Constraint in GWh | FALSE | L | Annual | Emissions at Affected Plants | GWh | 0 | 0 | 0 | 0 | 0 | 0 | 0
Solar Generation Cap 20% - WECC_MT v5.14 | 1231 | 6528 | Generation Constraint in GWh | FALSE | L | Annual | Allowances Purchased | GWh | 0 | 0 | 0 | 0 | 0 | 0 | 0
Solar Generation Cap 20% - WECC_MT v5.14 | 1231 | 6528 | Generation Constraint in GWh | FALSE | L | Annual | Allowances Sold | GWh | 0 | 0 | 0 | 0 | 0 | 0 | 0
Solar Generation Cap 20% - WECC_MT v5.14 | 1231 | 6528 | Generation Constraint in GWh | FALSE | L | Annual | Allowances Banked | GWh | 0 | 0 | 0 | 0 | 0 | 0 | 0
Solar Generation Cap 20% - WECC_MT v5.14 | 1231 | 6528 | Generation Constraint in GWh | FALSE | L | Annual | Allowances Withdrawn (1:1) | GWh | 0 | 0 | 0 | 0 | 0 | 0 | 0
Solar Generation Cap 20% - WECC_MT v5.14 | 1231 | 6528 | Generation Constraint in GWh | FALSE | L | Annual | Allowances Withdrawn (n:1) | GWh | 0 | 0 | 0 | 0 | 0 | 0 | 0
Solar Generation Cap 20% - WECC_MT v5.14 | 1231 | 6528 | Generation Constraint in GWh | FALSE | L | Annual | Net Emissions Allowance Position | GWh | 0 | 0 | 0 | 0 | 0 | 0 | 0
Solar Generation Cap 20% - WECC_MT v5.14 | 1231 | 6528 | Generation Constraint in GWh | FALSE | L | Annual | Fuel Consumed | TBtu | 0 | 0 | 0 | 0 | 0 | 0 | 0
Solar Generation Cap 20% - WECC_MT v5.14 | 1231 | 6528 | Generation Constraint in GWh | FALSE | L | Annual | Heat Rate | MMBtu/MWh | 0 | 0 | 0 | 0 | 0 | 0 | 0
Solar Generation Cap 20% - WECC_MT v5.14 | 1231 | 6528 | Generation Constraint in GWh | FALSE | L | Annual | Generation | TWh | 0 | 0 | 0 | 0 | 0 | 0 | 0
Solar Generation Cap 20% - WECC_MT v5.14 | 1231 | 6528 | Generation Constraint in GWh | FALSE | L | Annual | Qualifying Generation | TWh | 0 | 0 | 0 | 0 | 0 | 0 | 0
Solar Generation Cap 20% - WECC_MT v5.14 | 1231 | 6528 | Generation Constraint in GWh | FALSE | L | Annual | Rate | lb/MWh | 0 | 0 | 0 | 0 | 0 | 0 | 0
Solar Generation Cap 20% - WECC_MT v5.14 | 1231 | 6528 | Generation Constraint in GWh | FALSE | L | Annual | Constraint Shadow Price | US2011$/MWh | 0 | 0 | 0 | 0 | 0 | 0 | 0
Solar Generation Cap 20% - WECC_NM v5.14 | 1232 | 6529 | Generation Constraint in GWh | FALSE | L | Annual | Seasons Included | Seasons | Winter, Summer | Winter, Summer | Winter, Summer | Winter, Summer | Winter, Summer | Winter, Summer | Winter, Summer
Solar Generation Cap 20% - WECC_NM v5.14 | 1232 | 6529 | Generation Constraint in GWh | FALSE | L | Annual | Standard | GWh | 4423.7046 | 4530.5883 | 4612.8741 | 4841.211 | 5088.944 | 5596.1147 | 6153.8406
Solar Generation Cap 20% - WECC_NM v5.14 | 1232 | 6529 | Generation Constraint in GWh | FALSE | L | Annual | Emissions at Affected Plants | GWh | 461.698 | 461.698 | 461.698 | 461.698 | 461.698 | 4144.1486 | 4980.7376
Solar Generation Cap 20% - WECC_NM v5.14 | 1232 | 6529 | Generation Constraint in GWh | FALSE | L | Annual | Allowances Purchased | GWh | 0 | 0 | 0 | 0 | 0 | 0 | 0
Solar Generation Cap 20% - WECC_NM v5.14 | 1232 | 6529 | Generation Constraint in GWh | FALSE | L | Annual | Allowances Sold | GWh | 0 | 0 | 0 | 0 | 0 | 0 | 0
Solar Generation Cap 20% - WECC_NM v5.14 | 1232 | 6529 | Generation Constraint in GWh | FALSE | L | Annual | Allowances Banked | GWh | 0 | 0 | 0 | 0 | 0 | 0 | 0
Solar Generation Cap 20% - WECC_NM v5.14 | 1232 | 6529 | Generation Constraint in GWh | FALSE | L | Annual | Allowances Withdrawn (1:1) | GWh | 0 | 0 | 0 | 0 | 0 | 0 | 0
Solar Generation Cap 20% - WECC_NM v5.14 | 1232 | 6529 | Generation Constraint in GWh | FALSE | L | Annual | Allowances Withdrawn (n:1) | GWh | 0 | 0 | 0 | 0 | 0 | 0 | 0
Solar Generation Cap 20% - WECC_NM v5.14 | 1232 | 6529 | Generation Constraint in GWh | FALSE | L | Annual | Net Emissions Allowance Position | GWh | 461.698 | 461.698 | 461.698 | 461.698 | 461.698 | 4144.1486 | 4980.7376
Solar Generation Cap 20% - WECC_NM v5.14 | 1232 | 6529 | Generation Constraint in GWh | FALSE | L | Annual | Fuel Consumed | TBtu | 0 | 0 | 0 | 0 | 0 | 0 | 0
Solar Generation Cap 20% - WECC_NM v5.14 | 1232 | 6529 | Generation Constraint in GWh | FALSE | L | Annual | Heat Rate | MMBtu/MWh | 0 | 0 | 0 | 0 | 0 | 0 | 0
Solar Generation Cap 20% - WECC_NM v5.14 | 1232 | 6529 | Generation Constraint in GWh | FALSE | L | Annual | Generation | TWh | 0.4617 | 0.4617 | 0.4617 | 0.4617 | 0.4617 | 4.1441 | 4.9807
Solar Generation Cap 20% - WECC_NM v5.14 | 1232 | 6529 | Generation Constraint in GWh | FALSE | L | Annual | Qualifying Generation | TWh | 0.4617 | 0.4617 | 0.4617 | 0.4617 | 0.4617 | 4.1441 | 4.9807
Solar Generation Cap 20% - WECC_NM v5.14 | 1232 | 6529 | Generation Constraint in GWh | FALSE | L | Annual | Rate | lb/MWh | 0 | 0 | 0 | 0 | 0 | 0 | 0
Solar Generation Cap 20% - WECC_NM v5.14 | 1232 | 6529 | Generation Constraint in GWh | FALSE | L | Annual | Constraint Shadow Price | US2011$/MWh | 0 | 0 | 0 | 0 | 0 | 0 | 0
Solar Generation Cap 20% - WECC_NNV v5.14 | 1233 | 6530 | Generation Constraint in GWh | FALSE | L | Annual | Seasons Included | Seasons | Winter, Summer | Winter, Summer | Winter, Summer | Winter, Summer | Winter, Summer | Winter, Summer | Winter, Summer
Solar Generation Cap 20% - WECC_NNV v5.14 | 1233 | 6530 | Generation Constraint in GWh | FALSE | L | Annual | Standard | GWh | 2495.0365 | 2553.5281 | 2594.4116 | 2702.2196 | 2803.197 | 3007.0674 | 3225.77
Solar Generation Cap 20% - WECC_NNV v5.14 | 1233 | 6530 | Generation Constraint in GWh | FALSE | L | Annual | Emissions at Affected Plants | GWh | 193.7399 | 193.7399 | 193.7399 | 193.7399 | 193.7399 | 3007.0674 | 3225.77
Solar Generation Cap 20% - WECC_NNV v5.14 | 1233 | 6530 | Generation Constraint in GWh | FALSE | L | Annual | Allowances Purchased | GWh | 0 | 0 | 0 | 0 | 0 | 0 | 0
Solar Generation Cap 20% - WECC_NNV v5.14 | 1233 | 6530 | Generation Constraint in GWh | FALSE | L | Annual | Allowances Sold | GWh | 0 | 0 | 0 | 0 | 0 | 0 | 0
Solar Generation Cap 20% - WECC_NNV v5.14 | 1233 | 6530 | Generation Constraint in GWh | FALSE | L | Annual | Allowances Banked | GWh | 0 | 0 | 0 | 0 | 0 | 0 | 0
Solar Generation Cap 20% - WECC_NNV v5.14 | 1233 | 6530 | Generation Constraint in GWh | FALSE | L | Annual | Allowances Withdrawn (1:1) | GWh | 0 | 0 | 0 | 0 | 0 | 0 | 0
Solar Generation Cap 20% - WECC_NNV v5.14 | 1233 | 6530 | Generation Constraint in GWh | FALSE | L | Annual | Allowances Withdrawn (n:1) | GWh | 0 | 0 | 0 | 0 | 0 | 0 | 0
Solar Generation Cap 20% - WECC_NNV v5.14 | 1233 | 6530 | Generation Constraint in GWh | FALSE | L | Annual | Net Emissions Allowance Position | GWh | 193.7399 | 193.7399 | 193.7399 | 193.7399 | 193.7399 | 3007.0674 | 3225.77
Solar Generation Cap 20% - WECC_NNV v5.14 | 1233 | 6530 | Generation Constraint in GWh | FALSE | L | Annual | Fuel Consumed | TBtu | 0 | 0 | 0 | 0 | 0 | 0 | 0
Solar Generation Cap 20% - WECC_NNV v5.14 | 1233 | 6530 | Generation Constraint in GWh | FALSE | L | Annual | Heat Rate | MMBtu/MWh | 0 | 0 | 0 | 0 | 0 | 0 | 0
Solar Generation Cap 20% - WECC_NNV v5.14 | 1233 | 6530 | Generation Constraint in GWh | FALSE | L | Annual | Generation | TWh | 0.19374 | 0.19374 | 0.19374 | 0.19374 | 0.19374 | 3.0071 | 3.2258
Solar Generation Cap 20% - WECC_NNV v5.14 | 1233 | 6530 | Generation Constraint in GWh | FALSE | L | Annual | Qualifying Generation | TWh | 0.19374 | 0.19374 | 0.19374 | 0.19374 | 0.19374 | 3.0071 | 3.2258
Solar Generation Cap 20% - WECC_NNV v5.14 | 1233 | 6530 | Generation Constraint in GWh | FALSE | L | Annual | Rate | lb/MWh | 0 | 0 | 0 | 0 | 0 | 0 | 0
Solar Generation Cap 20% - WECC_NNV v5.14 | 1233 | 6530 | Generation Constraint in GWh | FALSE | L | Annual | Constraint Shadow Price | US2011$/MWh | 0 | 0 | 0 | 0 | 0 | 6.064 | 10.2329
Solar Generation Cap 20% - WECC_PNW v5.14 | 1234 | 6531 | Generation Constraint in GWh | FALSE | L | Annual | Seasons Included | Seasons | Winter, Summer | Winter, Summer | Winter, Summer | Winter, Summer | Winter, Summer | Winter, Summer | Winter, Summer
Solar Generation Cap 20% - WECC_PNW v5.14 | 1234 | 6531 | Generation Constraint in GWh | FALSE | L | Annual | Standard | GWh | 33495.9083 | 34281.4498 | 34830.5152 | 36278.3769 | 37634.5038 | 40372.482 | 43309.6584
Solar Generation Cap 20% - WECC_PNW v5.14 | 1234 | 6531 | Generation Constraint in GWh | FALSE | L | Annual | Emissions at Affected Plants | GWh | 20.3616 | 20.3616 | 20.3616 | 20.3616 | 20.3616 | 4820.3116 | 43210.6485
Solar Generation Cap 20% - WECC_PNW v5.14 | 1234 | 6531 | Generation Constraint in GWh | FALSE | L | Annual | Allowances Purchased | GWh | 0 | 0 | 0 | 0 | 0 | 0 | 0
Solar Generation Cap 20% - WECC_PNW v5.14 | 1234 | 6531 | Generation Constraint in GWh | FALSE | L | Annual | Allowances Sold | GWh | 0 | 0 | 0 | 0 | 0 | 0 | 0
Solar Generation Cap 20% - WECC_PNW v5.14 | 1234 | 6531 | Generation Constraint in GWh | FALSE | L | Annual | Allowances Banked | GWh | 0 | 0 | 0 | 0 | 0 | 0 | 0
Solar Generation Cap 20% - WECC_PNW v5.14 | 1234 | 6531 | Generation Constraint in GWh | FALSE | L | Annual | Allowances Withdrawn (1:1) | GWh | 0 | 0 | 0 | 0 | 0 | 0 | 0
Solar Generation Cap 20% - WECC_PNW v5.14 | 1234 | 6531 | Generation Constraint in GWh | FALSE | L | Annual | Allowances Withdrawn (n:1) | GWh | 0 | 0 | 0 | 0 | 0 | 0 | 0
Solar Generation Cap 20% - WECC_PNW v5.14 | 1234 | 6531 | Generation Constraint in GWh | FALSE | L | Annual | Net Emissions Allowance Position | GWh | 20.3616 | 20.3616 | 20.3616 | 20.3616 | 20.3616 | 4820.3116 | 43210.6485
Solar Generation Cap 20% - WECC_PNW v5.14 | 1234 | 6531 | Generation Constraint in GWh | FALSE | L | Annual | Fuel Consumed | TBtu | 0 | 0 | 0 | 0 | 0 | 0 | 0
Solar Generation Cap 20% - WECC_PNW v5.14 | 1234 | 6531 | Generation Constraint in GWh | FALSE | L | Annual | Heat Rate | MMBtu/MWh | 0 | 0 | 0 | 0 | 0 | 0 | 0
Solar Generation Cap 20% - WECC_PNW v5.14 | 1234 | 6531 | Generation Constraint in GWh | FALSE | L | Annual | Generation | TWh | 0.020362 | 0.020362 | 0.020362 | 0.020362 | 0.020362 | 4.8203 | 43.2106
Solar Generation Cap 20% - WECC_PNW v5.14 | 1234 | 6531 | Generation Constraint in GWh | FALSE | L | Annual | Qualifying Generation | TWh | 0.020362 | 0.020362 | 0.020362 | 0.020362 | 0.020362 | 4.8203 | 43.2106
Solar Generation Cap 20% - WECC_PNW v5.14 | 1234 | 6531 | Generation Constraint in GWh | FALSE | L | Annual | Rate | lb/MWh | 0 | 0 | 0 | 0 | 0 | 0 | 0
Solar Generation Cap 20% - WECC_PNW v5.14 | 1234 | 6531 | Generation Constraint in GWh | FALSE | L | Annual | Constraint Shadow Price | US2011$/MWh | 0 | 0 | 0 | 0 | 0 | 0 | 0
Solar Generation Cap 20% - WECC_SCE v5.14 | 1235 | 6532 | Generation Constraint in GWh | FALSE | L | Annual | Seasons Included | Seasons | Winter, Summer | Winter, Summer | Winter, Summer | Winter, Summer | Winter, Summer | Winter, Summer | Winter, Summer
Solar Generation Cap 20% - WECC_SCE v5.14 | 1235 | 6532 | Generation Constraint in GWh | FALSE | L | Annual | Standard | GWh | 21748.1951 | 22003.5509 | 22289.0237 | 23165.0221 | 23995.4771 | 26037.3632 | 28253.0101
Solar Generation Cap 20% - WECC_SCE v5.14 | 1235 | 6532 | Generation Constraint in GWh | FALSE | L | Annual | Emissions at Affected Plants | GWh | 9273.3421 | 9448.3369 | 9448.3369 | 12980.3344 | 20049.0558 | 24929.5398 | 28253.0101
Solar Generation Cap 20% - WECC_SCE v5.14 | 1235 | 6532 | Generation Constraint in GWh | FALSE | L | Annual | Allowances Purchased | GWh | 0 | 0 | 0 | 0 | 0 | 0 | 0
Solar Generation Cap 20% - WECC_SCE v5.14 | 1235 | 6532 | Generation Constraint in GWh | FALSE | L | Annual | Allowances Sold | GWh | 0 | 0 | 0 | 0 | 0 | 0 | 0
Solar Generation Cap 20% - WECC_SCE v5.14 | 1235 | 6532 | Generation Constraint in GWh | FALSE | L | Annual | Allowances Banked | GWh | 0 | 0 | 0 | 0 | 0 | 0 | 0
Solar Generation Cap 20% - WECC_SCE v5.14 | 1235 | 6532 | Generation Constraint in GWh | FALSE | L | Annual | Allowances Withdrawn (1:1) | GWh | 0 | 0 | 0 | 0 | 0 | 0 | 0
Solar Generation Cap 20% - WECC_SCE v5.14 | 1235 | 6532 | Generation Constraint in GWh | FALSE | L | Annual | Allowances Withdrawn (n:1) | GWh | 0 | 0 | 0 | 0 | 0 | 0 | 0
Solar Generation Cap 20% - WECC_SCE v5.14 | 1235 | 6532 | Generation Constraint in GWh | FALSE | L | Annual | Net Emissions Allowance Position | GWh | 9273.3421 | 9448.3369 | 9448.3369 | 12980.3344 | 20049.0558 | 24929.5398 | 28253.0101
Solar Generation Cap 20% - WECC_SCE v5.14 | 1235 | 6532 | Generation Constraint in GWh | FALSE | L | Annual | Fuel Consumed | TBtu | 0 | 0 | 0 | 0 | 0 | 0 | 0
Solar Generation Cap 20% - WECC_SCE v5.14 | 1235 | 6532 | Generation Constraint in GWh | FALSE | L | Annual | Heat Rate | MMBtu/MWh | 0 | 0 | 0 | 0 | 0 | 0 | 0
Solar Generation Cap 20% - WECC_SCE v5.14 | 1235 | 6532 | Generation Constraint in GWh | FALSE | L | Annual | Generation | TWh | 9.2733 | 9.4483 | 9.4483 | 12.9803 | 20.0491 | 24.9295 | 28.253
Solar Generation Cap 20% - WECC_SCE v5.14 | 1235 | 6532 | Generation Constraint in GWh | FALSE | L | Annual | Qualifying Generation | TWh | 9.2733 | 9.4483 | 9.4483 | 12.9803 | 20.0491 | 24.9295 | 28.253
Solar Generation Cap 20% - WECC_SCE v5.14 | 1235 | 6532 | Generation Constraint in GWh | FALSE | L | Annual | Rate | lb/MWh | 0 | 0 | 0 | 0 | 0 | 0 | 0
Solar Generation Cap 20% - WECC_SCE v5.14 | 1235 | 6532 | Generation Constraint in GWh | FALSE | L | Annual | Constraint Shadow Price | US2011$/MWh | 0 | 0 | 0 | 0 | 0 | 0 | 26.0833
Solar Generation Cap 20% - WECC_SF v5.14 | 1236 | 6533 | Generation Constraint in GWh | FALSE | L | Annual | Seasons Included | Seasons | Winter, Summer | Winter, Summer | Winter, Summer | Winter, Summer | Winter, Summer | Winter, Summer | Winter, Summer
Solar Generation Cap 20% - WECC_SF v5.14 | 1236 | 6533 | Generation Constraint in GWh | FALSE | L | Annual | Standard | GWh | 1150.8955 | 1164.3976 | 1179.4921 | 1225.8111 | 1269.7218 | 1377.6877 | 1494.8414
Solar Generation Cap 20% - WECC_SF v5.14 | 1236 | 6533 | Generation Constraint in GWh | FALSE | L | Annual | Emissions at Affected Plants | GWh | 78.799 | 78.799 | 78.799 | 78.799 | 78.799 | 886.5395 | 1062.2699
Solar Generation Cap 20% - WECC_SF v5.14 | 1236 | 6533 | Generation Constraint in GWh | FALSE | L | Annual | Allowances Purchased | GWh | 0 | 0 | 0 | 0 | 0 | 0 | 0
Solar Generation Cap 20% - WECC_SF v5.14 | 1236 | 6533 | Generation Constraint in GWh | FALSE | L | Annual | Allowances Sold | GWh | 0 | 0 | 0 | 0 | 0 | 0 | 0
Solar Generation Cap 20% - WECC_SF v5.14 | 1236 | 6533 | Generation Constraint in GWh | FALSE | L | Annual | Allowances Banked | GWh | 0 | 0 | 0 | 0 | 0 | 0 | 0
Solar Generation Cap 20% - WECC_SF v5.14 | 1236 | 6533 | Generation Constraint in GWh | FALSE | L | Annual | Allowances Withdrawn (1:1) | GWh | 0 | 0 | 0 | 0 | 0 | 0 | 0
Solar Generation Cap 20% - WECC_SF v5.14 | 1236 | 6533 | Generation Constraint in GWh | FALSE | L | Annual | Allowances Withdrawn (n:1) | GWh | 0 | 0 | 0 | 0 | 0 | 0 | 0
Solar Generation Cap 20% - WECC_SF v5.14 | 1236 | 6533 | Generation Constraint in GWh | FALSE | L | Annual | Net Emissions Allowance Position | GWh | 78.799 | 78.799 | 78.799 | 78.799 | 78.799 | 886.5395 | 1062.2699
Solar Generation Cap 20% - WECC_SF v5.14 | 1236 | 6533 | Generation Constraint in GWh | FALSE | L | Annual | Fuel Consumed | TBtu | 0 | 0 | 0 | 0 | 0 | 0 | 0
Solar Generation Cap 20% - WECC_SF v5.14 | 1236 | 6533 | Generation Constraint in GWh | FALSE | L | Annual | Heat Rate | MMBtu/MWh | 0 | 0 | 0 | 0 | 0 | 0 | 0
Solar Generation Cap 20% - WECC_SF v5.14 | 1236 | 6533 | Generation Constraint in GWh | FALSE | L | Annual | Generation | TWh | 0.078799 | 0.078799 | 0.078799 | 0.078799 | 0.078799 | 0.88654 | 1.0623
Solar Generation Cap 20% - WECC_SF v5.14 | 1236 | 6533 | Generation Constraint in GWh | FALSE | L | Annual | Qualifying Generation | TWh | 0.078799 | 0.078799 | 0.078799 | 0.078799 | 0.078799 | 0.88654 | 1.0623
Solar Generation Cap 20% - WECC_SF v5.14 | 1236 | 6533 | Generation Constraint in GWh | FALSE | L | Annual | Rate | lb/MWh | 0 | 0 | 0 | 0 | 0 | 0 | 0
Solar Generation Cap 20% - WECC_SF v5.14 | 1236 | 6533 | Generation Constraint in GWh | FALSE | L | Annual | Constraint Shadow Price | US2011$/MWh | 0 | 0 | 0 | 0 | 0 | 0 | 0
Solar Generation Cap 20% - WECC_SNV v5.14 | 1237 | 6534 | Generation Constraint in GWh | FALSE | L | Annual | Seasons Included | Seasons | Winter, Summer | Winter, Summer | Winter, Summer | Winter, Summer | Winter, Summer | Winter, Summer | Winter, Summer
Solar Generation Cap 20% - WECC_SNV v5.14 | 1237 | 6534 | Generation Constraint in GWh | FALSE | L | Annual | Standard | GWh | 4306.2225 | 4410.2669 | 4490.3669 | 4712.6384 | 4953.7907 | 5447.4893 | 5990.4001
Solar Generation Cap 20% - WECC_SNV v5.14 | 1237 | 6534 | Generation Constraint in GWh | FALSE | L | Annual | Emissions at Affected Plants | GWh | 2795.6852 | 2795.6852 | 2795.6852 | 2795.6852 | 2795.6852 | 5447.4893 | 5990.4001
Solar Generation Cap 20% - WECC_SNV v5.14 | 1237 | 6534 | Generation Constraint in GWh | FALSE | L | Annual | Allowances Purchased | GWh | 0 | 0 | 0 | 0 | 0 | 0 | 0
Solar Generation Cap 20% - WECC_SNV v5.14 | 1237 | 6534 | Generation Constraint in GWh | FALSE | L | Annual | Allowances Sold | GWh | 0 | 0 | 0 | 0 | 0 | 0 | 0
Solar Generation Cap 20% - WECC_SNV v5.14 | 1237 | 6534 | Generation Constraint in GWh | FALSE | L | Annual | Allowances Banked | GWh | 0 | 0 | 0 | 0 | 0 | 0 | 0
Solar Generation Cap 20% - WECC_SNV v5.14 | 1237 | 6534 | Generation Constraint in GWh | FALSE | L | Annual | Allowances Withdrawn (1:1) | GWh | 0 | 0 | 0 | 0 | 0 | 0 | 0
Solar Generation Cap 20% - WECC_SNV v5.14 | 1237 | 6534 | Generation Constraint in GWh | FALSE | L | Annual | Allowances Withdrawn (n:1) | GWh | 0 | 0 | 0 | 0 | 0 | 0 | 0
Solar Generation Cap 20% - WECC_SNV v5.14 | 1237 | 6534 | Generation Constraint in GWh | FALSE | L | Annual | Net Emissions Allowance Position | GWh | 2795.6852 | 2795.6852 | 2795.6852 | 2795.6852 | 2795.6852 | 5447.4893 | 5990.4001
Solar Generation Cap 20% - WECC_SNV v5.14 | 1237 | 6534 | Generation Constraint in GWh | FALSE | L | Annual | Fuel Consumed | TBtu | 0 | 0 | 0 | 0 | 0 | 0 | 0
Solar Generation Cap 20% - WECC_SNV v5.14 | 1237 | 6534 | Generation Constraint in GWh | FALSE | L | Annual | Heat Rate | MMBtu/MWh | 0 | 0 | 0 | 0 | 0 | 0 | 0
Solar Generation Cap 20% - WECC_SNV v5.14 | 1237 | 6534 | Generation Constraint in GWh | FALSE | L | Annual | Generation | TWh | 2.7957 | 2.7957 | 2.7957 | 2.7957 | 2.7957 | 5.4475 | 5.9904
Solar Generation Cap 20% - WECC_SNV v5.14 | 1237 | 6534 | Generation Constraint in GWh | FALSE | L | Annual | Qualifying Generation | TWh | 2.7957 | 2.7957 | 2.7957 | 2.7957 | 2.7957 | 5.4475 | 5.9904
Solar Generation Cap 20% - WECC_SNV v5.14 | 1237 | 6534 | Generation Constraint in GWh | FALSE | L | Annual | Rate | lb/MWh | 0 | 0 | 0 | 0 | 0 | 0 | 0
Solar Generation Cap 20% - WECC_SNV v5.14 | 1237 | 6534 | Generation Constraint in GWh | FALSE | L | Annual | Constraint Shadow Price | US2011$/MWh | 0 | 0 | 0 | 0 | 0 | 10.1294 | 17.7695
Solar Generation Cap 20% - WECC_UT v5.14 | 1238 | 6535 | Generation Constraint in GWh | FALSE | L | Annual | Seasons Included | Seasons | Winter, Summer | Winter, Summer | Winter, Summer | Winter, Summer | Winter, Summer | Winter, Summer | Winter, Summer
Solar Generation Cap 20% - WECC_UT v5.14 | 1238 | 6535 | Generation Constraint in GWh | FALSE | L | Annual | Standard | GWh | 7377.1184 | 7550.1073 | 7671.0204 | 7989.8628 | 8288.5038 | 8891.4507 | 9538.2643
Solar Generation Cap 20% - WECC_UT v5.14 | 1238 | 6535 | Generation Constraint in GWh | FALSE | L | Annual | Emissions at Affected Plants | GWh | 3.9613 | 3.9613 | 3.9613 | 3.9613 | 3.9613 | 8891.4507 | 9538.2643
Solar Generation Cap 20% - WECC_UT v5.14 | 1238 | 6535 | Generation Constraint in GWh | FALSE | L | Annual | Allowances Purchased | GWh | 0 | 0 | 0 | 0 | 0 | 0 | 0
Solar Generation Cap 20% - WECC_UT v5.14 | 1238 | 6535 | Generation Constraint in GWh | FALSE | L | Annual | Allowances Sold | GWh | 0 | 0 | 0 | 0 | 0 | 0 | 0
Solar Generation Cap 20% - WECC_UT v5.14 | 1238 | 6535 | Generation Constraint in GWh | FALSE | L | Annual | Allowances Banked | GWh | 0 | 0 | 0 | 0 | 0 | 0 | 0
Solar Generation Cap 20% - WECC_UT v5.14 | 1238 | 6535 | Generation Constraint in GWh | FALSE | L | Annual | Allowances Withdrawn (1:1) | GWh | 0 | 0 | 0 | 0 | 0 | 0 | 0
Solar Generation Cap 20% - WECC_UT v5.14 | 1238 | 6535 | Generation Constraint in GWh | FALSE | L | Annual | Allowances Withdrawn (n:1) | GWh | 0 | 0 | 0 | 0 | 0 | 0 | 0
Solar Generation Cap 20% - WECC_UT v5.14 | 1238 | 6535 | Generation Constraint in GWh | FALSE | L | Annual | Net Emissions Allowance Position | GWh | 3.9613 | 3.9613 | 3.9613 | 3.9613 | 3.9613 | 8891.4507 | 9538.2643
Solar Generation Cap 20% - WECC_UT v5.14 | 1238 | 6535 | Generation Constraint in GWh | FALSE | L | Annual | Fuel Consumed | TBtu | 0 | 0 | 0 | 0 | 0 | 0 | 0
Solar Generation Cap 20% - WECC_UT v5.14 | 1238 | 6535 | Generation Constraint in GWh | FALSE | L | Annual | Heat Rate | MMBtu/MWh | 0 | 0 | 0 | 0 | 0 | 0 | 0
Solar Generation Cap 20% - WECC_UT v5.14 | 1238 | 6535 | Generation Constraint in GWh | FALSE | L | Annual | Generation | TWh | 0.0039613 | 0.0039613 | 0.0039613 | 0.0039613 | 0.0039613 | 8.8915 | 9.5383
Solar Generation Cap 20% - WECC_UT v5.14 | 1238 | 6535 | Generation Constraint in GWh | FALSE | L | Annual | Qualifying Generation | TWh | 0.0039613 | 0.0039613 | 0.0039613 | 0.0039613 | 0.0039613 | 8.8915 | 9.5383
Solar Generation Cap 20% - WECC_UT v5.14 | 1238 | 6535 | Generation Constraint in GWh | FALSE | L | Annual | Rate | lb/MWh | 0 | 0 | 0 | 0 | 0 | 0 | 0
Solar Generation Cap 20% - WECC_UT v5.14 | 1238 | 6535 | Generation Constraint in GWh | FALSE | L | Annual | Constraint Shadow Price | US2011$/MWh | 0 | 0 | 0 | 0 | 0 | 0.84053 | 5.2501
Solar Generation Cap 20% - WECC_WY v5.14 | 1239 | 6536 | Generation Constraint in GWh | FALSE | L | Annual | Seasons Included | Seasons | Winter, Summer | Winter, Summer | Winter, Summer | Winter, Summer | Winter, Summer | Winter, Summer | Winter, Summer
Solar Generation Cap 20% - WECC_WY v5.14 | 1239 | 6536 | Generation Constraint in GWh | FALSE | L | Annual | Standard | GWh | 2369.8607 | 2432.4612 | 2476.6292 | 2591.2186 | 2700.3218 | 2916.7986 | 3150.636
Solar Generation Cap 20% - WECC_WY v5.14 | 1239 | 6536 | Generation Constraint in GWh | FALSE | L | Annual | Emissions at Affected Plants | GWh | 0 | 0 | 0 | 0 | 0 | 0 | 0
Solar Generation Cap 20% - WECC_WY v5.14 | 1239 | 6536 | Generation Constraint in GWh | FALSE | L | Annual | Allowances Purchased | GWh | 0 | 0 | 0 | 0 | 0 | 0 | 0
Solar Generation Cap 20% - WECC_WY v5.14 | 1239 | 6536 | Generation Constraint in GWh | FALSE | L | Annual | Allowances Sold | GWh | 0 | 0 | 0 | 0 | 0 | 0 | 0
Solar Generation Cap 20% - WECC_WY v5.14 | 1239 | 6536 | Generation Constraint in GWh | FALSE | L | Annual | Allowances Banked | GWh | 0 | 0 | 0 | 0 | 0 | 0 | 0
Solar Generation Cap 20% - WECC_WY v5.14 | 1239 | 6536 | Generation Constraint in GWh | FALSE | L | Annual | Allowances Withdrawn (1:1) | GWh | 0 | 0 | 0 | 0 | 0 | 0 | 0
Solar Generation Cap 20% - WECC_WY v5.14 | 1239 | 6536 | Generation Constraint in GWh | FALSE | L | Annual | Allowances Withdrawn (n:1) | GWh | 0 | 0 | 0 | 0 | 0 | 0 | 0
Solar Generation Cap 20% - WECC_WY v5.14 | 1239 | 6536 | Generation Constraint in GWh | FALSE | L | Annual | Net Emissions Allowance Position | GWh | 0 | 0 | 0 | 0 | 0 | 0 | 0
Solar Generation Cap 20% - WECC_WY v5.14 | 1239 | 6536 | Generation Constraint in GWh | FALSE | L | Annual | Fuel Consumed | TBtu | 0 | 0 | 0 | 0 | 0 | 0 | 0
Solar Generation Cap 20% - WECC_WY v5.14 | 1239 | 6536 | Generation Constraint in GWh | FALSE | L | Annual | Heat Rate | MMBtu/MWh | 0 | 0 | 0 | 0 | 0 | 0 | 0
Solar Generation Cap 20% - WECC_WY v5.14 | 1239 | 6536 | Generation Constraint in GWh | FALSE | L | Annual | Generation | TWh | 0 | 0 | 0 | 0 | 0 | 0 | 0
Solar Generation Cap 20% - WECC_WY v5.14 | 1239 | 6536 | Generation Constraint in GWh | FALSE | L | Annual | Qualifying Generation | TWh | 0 | 0 | 0 | 0 | 0 | 0 | 0
Solar Generation Cap 20% - WECC_WY v5.14 | 1239 | 6536 | Generation Constraint in GWh | FALSE | L | Annual | Rate | lb/MWh | 0 | 0 | 0 | 0 | 0 | 0 | 0
Solar Generation Cap 20% - WECC_WY v5.14 | 1239 | 6536 | Generation Constraint in GWh | FALSE | L | Annual | Constraint Shadow Price | US2011$/MWh | 0 | 0 | 0 | 0 | 0 | 0 | 0
State Niagara Mohawk Power - NOX Cap Annual v3.1 | 1240 | 1890 | Rate Constraint in MTons | FALSE | L | Annual | Seasons Included | Seasons | Winter, Summer | Winter, Summer | Winter, Summer | Winter, Summer | Winter, Summer | Winter, Summer | Winter, Summer
State Niagara Mohawk Power - NOX Cap Annual v3.1 | 1240 | 1890 | Rate Constraint in MTons | FALSE | L | Annual | Standard | Thousand Tons | 3.241 | 3.241 | 3.241 | 3.241 | 3.241 | 3.241 | 3.241
State Niagara Mohawk Power - NOX Cap Annual v3.1 | 1240 | 1890 | Rate Constraint in MTons | FALSE | L | Annual | Standard NOX | Thousand Tons | 3.241 | 3.241 | 3.241 | 3.241 | 3.241 | 3.241 | 3.241
State Niagara Mohawk Power - NOX Cap Annual v3.1 | 1240 | 1890 | Rate Constraint in MTons | FALSE | L | Annual | Emissions at Affected Plants NOX | Thousand Tons | 0 | 0 | 0 | 0 | 0 | 0 | 0
State Niagara Mohawk Power - NOX Cap Annual v3.1 | 1240 | 1890 | Rate Constraint in MTons | FALSE | L | Annual | Allowances Purchased NOX | Thousand Tons | 0 | 0 | 0 | 0 | 0 | 0 | 0
State Niagara Mohawk Power - NOX Cap Annual v3.1 | 1240 | 1890 | Rate Constraint in MTons | FALSE | L | Annual | Allowances Sold NOX | Thousand Tons | 0 | 0 | 0 | 0 | 0 | 0 | 0
State Niagara Mohawk Power - NOX Cap Annual v3.1 | 1240 | 1890 | Rate Constraint in MTons | FALSE | L | Annual | Allowances Banked | Thousand Tons | 0 | 0 | 0 | 0 | 0 | 0 | 0
State Niagara Mohawk Power - NOX Cap Annual v3.1 | 1240 | 1890 | Rate Constraint in MTons | FALSE | L | Annual | Allowances Withdrawn (1:1) | Thousand Tons | 0 | 0 | 0 | 0 | 0 | 0 | 0
State Niagara Mohawk Power - NOX Cap Annual v3.1 | 1240 | 1890 | Rate Constraint in MTons | FALSE | L | Annual | Allowances Withdrawn (n:1) | Thousand Tons | 0 | 0 | 0 | 0 | 0 | 0 | 0
State Niagara Mohawk Power - NOX Cap Annual v3.1 | 1240 | 1890 | Rate Constraint in MTons | FALSE | L | Annual | Net Emissions Allowance Position | Thousand Tons | 0 | 0 | 0 | 0 | 0 | 0 | 0
State Niagara Mohawk Power - NOX Cap Annual v3.1 | 1240 | 1890 | Rate Constraint in MTons | FALSE | L | Annual | Fuel Consumed | TBtu | 0 | 0 | 0 | 0 | 0 | 0 | 0
State Niagara Mohawk Power - NOX Cap Annual v3.1 | 1240 | 1890 | Rate Constraint in MTons | FALSE | L | Annual | Rate | lb/MMBtu | 0 | 0 | 0 | 0 | 0 | 0 | 0
State Niagara Mohawk Power - NOX Cap Annual v3.1 | 1240 | 1890 | Rate Constraint in MTons | FALSE | L | Annual | Generation | TWh | 0 | 0 | 0 | 0 | 0 | 0 | 0
State Niagara Mohawk Power - NOX Cap Annual v3.1 | 1240 | 1890 | Rate Constraint in MTons | FALSE | L | Annual | Qualifying Generation | TWh | 0 | 0 | 0 | 0 | 0 | 0 | 0
State Niagara Mohawk Power - NOX Cap Annual v3.1 | 1240 | 1890 | Rate Constraint in MTons | FALSE | L | Annual | Rate | lb/MWh | 0 | 0 | 0 | 0 | 0 | 0 | 0
State Niagara Mohawk Power - NOX Cap Annual v3.1 | 1240 | 1890 | Rate Constraint in MTons | FALSE | L | Annual | Constraint Shadow Price | US2011$/Ton | 0 | 0 | 0 | 0 | 0 | 0 | 0
State Niagara Mohawk Power - SO2 Cap Annual v3.1 | 1241 | 1891 | Rate Constraint in MTons | FALSE | L | Annual | Seasons Included | Seasons | Winter, Summer | Winter, Summer | Winter, Summer | Winter, Summer | Winter, Summer | Winter, Summer | Winter, Summer
State Niagara Mohawk Power - SO2 Cap Annual v3.1 | 1241 | 1891 | Rate Constraint in MTons | FALSE | L | Annual | Standard | Thousand Tons | 14.169 | 14.169 | 14.169 | 14.169 | 14.169 | 14.169 | 14.169
State Niagara Mohawk Power - SO2 Cap Annual v3.1 | 1241 | 1891 | Rate Constraint in MTons | FALSE | L | Annual | Standard SO2 | Thousand Tons | 14.169 | 14.169 | 14.169 | 14.169 | 14.169 | 14.169 | 14.169
State Niagara Mohawk Power - SO2 Cap Annual v3.1 | 1241 | 1891 | Rate Constraint in MTons | FALSE | L | Annual | Emissions at Affected Plants SO2 | Thousand Tons | 0 | 0 | 0 | 0 | 0 | 0 | 0
State Niagara Mohawk Power - SO2 Cap Annual v3.1 | 1241 | 1891 | Rate Constraint in MTons | FALSE | L | Annual | Allowances Purchased SO2 | Thousand Tons | 0 | 0 | 0 | 0 | 0 | 0 | 0
State Niagara Mohawk Power - SO2 Cap Annual v3.1 | 1241 | 1891 | Rate Constraint in MTons | FALSE | L | Annual | Allowances Sold SO2 | Thousand Tons | 0 | 0 | 0 | 0 | 0 | 0 | 0
State Niagara Mohawk Power - SO2 Cap Annual v3.1 | 1241 | 1891 | Rate Constraint in MTons | FALSE | L | Annual | Allowances Banked | Thousand Tons | 0 | 0 | 0 | 0 | 0 | 0 | 0
State Niagara Mohawk Power - SO2 Cap Annual v3.1 | 1241 | 1891 | Rate Constraint in MTons | FALSE | L | Annual | Allowances Withdrawn (1:1) | Thousand Tons | 0 | 0 | 0 | 0 | 0 | 0 | 0
State Niagara Mohawk Power - SO2 Cap Annual v3.1 | 1241 | 1891 | Rate Constraint in MTons | FALSE | L | Annual | Allowances Withdrawn (n:1) | Thousand Tons | 0 | 0 | 0 | 0 | 0 | 0 | 0
State Niagara Mohawk Power - SO2 Cap Annual v3.1 | 1241 | 1891 | Rate Constraint in MTons | FALSE | L | Annual | Net Emissions Allowance Position | Thousand Tons | 0 | 0 | 0 | 0 | 0 | 0 | 0
State Niagara Mohawk Power - SO2 Cap Annual v3.1 | 1241 | 1891 | Rate Constraint in MTons | FALSE | L | Annual | Fuel Consumed | TBtu | 0 | 0 | 0 | 0 | 0 | 0 | 0
State Niagara Mohawk Power - SO2 Cap Annual v3.1 | 1241 | 1891 | Rate Constraint in MTons | FALSE | L | Annual | Rate | lb/MMBtu | 0 | 0 | 0 | 0 | 0 | 0 | 0
State Niagara Mohawk Power - SO2 Cap Annual v3.1 | 1241 | 1891 | Rate Constraint in MTons | FALSE | L | Annual | Generation | TWh | 0 | 0 | 0 | 0 | 0 | 0 | 0
State Niagara Mohawk Power - SO2 Cap Annual v3.1 | 1241 | 1891 | Rate Constraint in MTons | FALSE | L | Annual | Qualifying Generation | TWh | 0 | 0 | 0 | 0 | 0 | 0 | 0
State Niagara Mohawk Power - SO2 Cap Annual v3.1 | 1241 | 1891 | Rate Constraint in MTons | FALSE | L | Annual | Rate | lb/MWh | 0 | 0 | 0 | 0 | 0 | 0 | 0
State Niagara Mohawk Power - SO2 Cap Annual v3.1 | 1241 | 1891 | Rate Constraint in MTons | FALSE | L | Annual | Constraint Shadow Price | US2011$/Ton | 0 | 0 | 0 | 0 | 0 | 0 | 0
Texas East - NOX Cap Annual v3.1 | 1242 | 1901 | Rate Constraint in MTons | FALSE | L | Annual | Seasons Included | Seasons | Winter, Summer | Winter, Summer | Winter, Summer | Winter, Summer | Winter, Summer | Winter, Summer | Winter, Summer
Texas East - NOX Cap Annual v3.1 | 1242 | 1901 | Rate Constraint in MTons | FALSE | L | Annual | Standard | Thousand Tons | 84.484 | 84.484 | 84.484 | 84.484 | 84.484 | 84.484 | 84.484
Texas East - NOX Cap Annual v3.1 | 1242 | 1901 | Rate Constraint in MTons | FALSE | L | Annual | Standard NOX | Thousand Tons | 84.484 | 84.484 | 84.484 | 84.484 | 84.484 | 84.484 | 84.484
Texas East - NOX Cap Annual v3.1 | 1242 | 1901 | Rate Constraint in MTons | FALSE | L | Annual | Emissions at Affected Plants NOX | Thousand Tons | 10.938 | 11.5489 | 11.5111 | 9.5704 | 7.7247 | 4.0928 | 4.09
Texas East - NOX Cap Annual v3.1 | 1242 | 1901 | Rate Constraint in MTons | FALSE | L | Annual | Allowances Purchased NOX | Thousand Tons | 0 | 0 | 0 | 0 | 0 | 0 | 0
Texas East - NOX Cap Annual v3.1 | 1242 | 1901 | Rate Constraint in MTons | FALSE | L | Annual | Allowances Sold NOX | Thousand Tons | 0 | 0 | 0 | 0 | 0 | 0 | 0
Texas East - NOX Cap Annual v3.1 | 1242 | 1901 | Rate Constraint in MTons | FALSE | L | Annual | Allowances Banked | Thousand Tons | 0 | 72.9351 | 0 | 89.5006 | 76.7593 | 80.3912 | 0
Texas East - NOX Cap Annual v3.1 | 1242 | 1901 | Rate Constraint in MTons | FALSE | L | Annual | Allowances Withdrawn (1:1) | Thousand Tons | 0 | 0 | 0 | 0 | 0 | 0 | 0
Texas East - NOX Cap Annual v3.1 | 1242 | 1901 | Rate Constraint in MTons | FALSE | L | Annual | Allowances Withdrawn (n:1) | Thousand Tons | 0 | 0 | 0 | -14587.0211 | 0 | 0 | 0
Texas East - NOX Cap Annual v3.1 | 1242 | 1901 | Rate Constraint in MTons | FALSE | L | Annual | Net Emissions Allowance Position | Thousand Tons | 10.938 | 84.484 | 11.5111 | -14487.9501 | 84.484 | 84.484 | 4.09
Texas East - NOX Cap Annual v3.1 | 1242 | 1901 | Rate Constraint in MTons | FALSE | L | Annual | Fuel Consumed | TBtu | 183.2004 | 193.9251 | 200.193 | 177.4255 | 144.0179 | 59.579 | 59.4024
Texas East - NOX Cap Annual v3.1 | 1242 | 1901 | Rate Constraint in MTons | FALSE | L | Annual | Rate | lb/MMBtu | 0.11941 | 0.11911 | 0.115 | 0.10788 | 0.10727 | 0.13739 | 0.13771
Texas East - NOX Cap Annual v3.1 | 1242 | 1901 | Rate Constraint in MTons | FALSE | L | Annual | Generation | TWh | 16.1449 | 17.158 | 17.7011 | 15.7009 | 12.7769 | 5.362 | 5.3493
Texas East - NOX Cap Annual v3.1 | 1242 | 1901 | Rate Constraint in MTons | FALSE | L | Annual | Qualifying Generation | TWh | 16.1449 | 17.158 | 17.7011 | 15.7009 | 12.7769 | 5.362 | 5.3493
Texas East - NOX Cap Annual v3.1 | 1242 | 1901 | Rate Constraint in MTons | FALSE | L | Annual | Rate | lb/MWh | 0.67749 | 0.67309 | 0.6503 | 0.60954 | 0.60458 | 0.7633 | 0.7646
Texas East - NOX Cap Annual v3.1 | 1242 | 1901 | Rate Constraint in MTons | FALSE | L | Annual | Constraint Shadow Price | US2011$/Ton | 0 | 0 | 0 | 0 | 0 | 0 | 0
Texas East - SO2 Cap Annual v3.1 | 1243 | 1902 | Rate Constraint in MTons | FALSE | L | Annual | Seasons Included | Seasons | Winter, Summer | Winter, Summer | Winter, Summer | Winter, Summer | Winter, Summer | Winter, Summer | Winter, Summer
Texas East - SO2 Cap Annual v3.1 | 1243 | 1902 | Rate Constraint in MTons | FALSE | L | Annual | Standard | Thousand Tons | 273.95 | 273.95 | 273.95 | 273.95 | 273.95 | 273.95 | 273.95
Texas East - SO2 Cap Annual v3.1 | 1243 | 1902 | Rate Constraint in MTons | FALSE | L | Annual | Standard SO2 | Thousand Tons | 273.95 | 273.95 | 273.95 | 273.95 | 273.95 | 273.95 | 273.95
Texas East - SO2 Cap Annual v3.1 | 1243 | 1902 | Rate Constraint in MTons | FALSE | L | Annual | Emissions at Affected Plants SO2 | Thousand Tons | 0 | 0 | 0 | 0 | 0 | 0 | 0
Texas East - SO2 Cap Annual v3.1 | 1243 | 1902 | Rate Constraint in MTons | FALSE | L | Annual | Allowances Purchased SO2 | Thousand Tons | 0 | 0 | 0 | 0 | 0 | 0 | 0
Texas East - SO2 Cap Annual v3.1 | 1243 | 1902 | Rate Constraint in MTons | FALSE | L | Annual | Allowances Sold SO2 | Thousand Tons | 0 | 0 | 0 | 0 | 0 | 0 | 0
Texas East - SO2 Cap Annual v3.1 | 1243 | 1902 | Rate Constraint in MTons | FALSE | L | Annual | Allowances Banked | Thousand Tons | 273.95 | 273.95 | 479.4125 | 657.48 | 821.85 | 684.875 | 0
Texas East - SO2 Cap Annual v3.1 | 1243 | 1902 | Rate Constraint in MTons | FALSE | L | Annual | Allowances Withdrawn (1:1) | Thousand Tons | 0 | 0 | -205.4625 | 0 | 0 | 0 | 0
Texas East - SO2 Cap Annual v3.1 | 1243 | 1902 | Rate Constraint in MTons | FALSE | L | Annual | Allowances Withdrawn (n:1) | Thousand Tons | 0 | 0 | 0 | -383530.0057 | -547900.0163 | -410925.0122 | 0
Texas East - SO2 Cap Annual v3.1 | 1243 | 1902 | Rate Constraint in MTons | FALSE | L | Annual | Net Emissions Allowance Position | Thousand Tons | 273.95 | 273.95 | 273.95 | -382872.5257 | -547078.1663 | -410240.1372 | 0
Texas East - SO2 Cap Annual v3.1 | 1243 | 1902 | Rate Constraint in MTons | FALSE | L | Annual | Fuel Consumed | TBtu | 82.5238 | 72.808 | 66.0895 | 56.1717 | 33.0687 | 0 | 0
Texas East - SO2 Cap Annual v3.1 | 1243 | 1902 | Rate Constraint in MTons | FALSE | L | Annual | Rate | lb/MMBtu | 0 | 0 | 0 | 0 | 0 | 0 | 0
Texas East - SO2 Cap Annual v3.1 | 1243 | 1902 | Rate Constraint in MTons | FALSE | L | Annual | Generation | TWh | 7.2274 | 6.3792 | 5.7843 | 4.8713 | 2.8377 | 0 | 0
Texas East - SO2 Cap Annual v3.1 | 1243 | 1902 | Rate Constraint in MTons | FALSE | L | Annual | Qualifying Generation | TWh | 7.2274 | 6.3792 | 5.7843 | 4.8713 | 2.8377 | 0 | 0
Texas East - SO2 Cap Annual v3.1 | 1243 | 1902 | Rate Constraint in MTons | FALSE | L | Annual | Rate | lb/MWh | 0 | 0 | 0 | 0 | 0 | 0 | 0
Texas East - SO2 Cap Annual v3.1 | 1243 | 1902 | Rate Constraint in MTons | FALSE | L | Annual | Constraint Shadow Price | US2011$/Ton | 0 | 0 | 0 | 0 | 0 | 0 | 0
Texas El Paso - NOX Cap Annual v3.1 | 1244 | 1904 | Rate Constraint in MTons | FALSE | L | Annual | Seasons Included | Seasons | Winter, Summer | Winter, Summer | Winter, Summer | Winter, Summer | Winter, Summer | Winter, Summer | Winter, Summer
Texas El Paso - NOX Cap Annual v3.1 | 1244 | 1904 | Rate Constraint in MTons | FALSE | L | Annual | Standard | Thousand Tons | 1.06 | 1.06 | 1.06 | 1.06 | 1.06 | 1.06 | 1.06
Texas El Paso - NOX Cap Annual v3.1 | 1244 | 1904 | Rate Constraint in MTons | FALSE | L | Annual | Standard NOX | Thousand Tons | 1.06 | 1.06 | 1.06 | 1.06 | 1.06 | 1.06 | 1.06
Texas El Paso - NOX Cap Annual v3.1 | 1244 | 1904 | Rate Constraint in MTons | FALSE | L | Annual | Emissions at Affected Plants NOX | Thousand Tons | 0.4834 | 0.4834 | 0 | 0 | 0 | 0 | 0
Texas El Paso - NOX Cap Annual v3.1 | 1244 | 1904 | Rate Constraint in MTons | FALSE | L | Annual | Allowances Purchased NOX | Thousand Tons | 0 | 0 | 0 | 0 | 0 | 0 | 0
Texas El Paso - NOX Cap Annual v3.1 | 1244 | 1904 | Rate Constraint in MTons | FALSE | L | Annual | Allowances Sold NOX | Thousand Tons | 0 | 0 | 0 | 0 | 0 | 0 | 0
Texas El Paso - NOX Cap Annual v3.1 | 1244 | 1904 | Rate Constraint in MTons | FALSE | L | Annual | Allowances Banked | Thousand Tons | 0 | 0.5766 | 0 | 0 | 0 | 0 | 0
Texas El Paso - NOX Cap Annual v3.1 | 1244 | 1904 | Rate Constraint in MTons | FALSE | L | Annual | Allowances Withdrawn (1:1) | Thousand Tons | 0 | 0 | 0 | 0 | 0 | 0 | 0
Texas El Paso - NOX Cap Annual v3.1 | 1244 | 1904 | Rate Constraint in MTons | FALSE | L | Annual | Allowances Withdrawn (n:1) | Thousand Tons | 0 | 0 | 0 | 0 | 0 | 0 | 0
Texas El Paso - NOX Cap Annual v3.1 | 1244 | 1904 | Rate Constraint in MTons | FALSE | L | Annual | Net Emissions Allowance Position | Thousand Tons | 0.4834 | 1.06 | 0 | 0 | 0 | 0 | 0
Texas El Paso - NOX Cap Annual v3.1 | 1244 | 1904 | Rate Constraint in MTons | FALSE | L | Annual | Fuel Consumed | TBtu | 5.8036 | 5.8036 | 0 | 0 | 0 | 0 | 0
Texas El Paso - NOX Cap Annual v3.1 | 1244 | 1904 | Rate Constraint in MTons | FALSE | L | Annual | Rate | lb/MMBtu | 0.16659 | 0.16659 | 0 | 0 | 0 | 0 | 0
Texas El Paso - NOX Cap Annual v3.1 | 1244 | 1904 | Rate Constraint in MTons | FALSE | L | Annual | Generation | TWh | 0.50925 | 0.50925 | 0 | 0 | 0 | 0 | 0
Texas El Paso - NOX Cap Annual v3.1 | 1244 | 1904 | Rate Constraint in MTons | FALSE | L | Annual | Qualifying Generation | TWh | 0.50925 | 0.50925 | 0 | 0 | 0 | 0 | 0
Texas El Paso - NOX Cap Annual v3.1 | 1244 | 1904 | Rate Constraint in MTons | FALSE | L | Annual | Rate | lb/MWh | 0.94924 | 0.94924 | 0 | 0 | 0 | 0 | 0
Texas El Paso - NOX Cap Annual v3.1 | 1244 | 1904 | Rate Constraint in MTons | FALSE | L | Annual | Constraint Shadow Price | US2011$/Ton | 0 | 0 | 0 | 0 | 0 | 0 | 0
Texas Houston - NOX Cap Annual v3.1 | 1245 | 1905 | Rate Constraint in MTons | FALSE | L | Annual | Seasons Included | Seasons | Winter, Summer | Winter, Summer | Winter, Summer | Winter, Summer | Winter, Summer | Winter, Summer | Winter, Summer
Texas Houston - NOX Cap Annual v3.1 | 1245 | 1905 | Rate Constraint in MTons | FALSE | L | Annual | Standard | Thousand Tons | 17.57 | 17.57 | 17.57 | 17.57 | 17.57 | 17.57 | 17.57
Texas Houston - NOX Cap Annual v3.1 | 1245 | 1905 | Rate Constraint in MTons | FALSE | L | Annual | Standard NOX | Thousand Tons | 17.57 | 17.57 | 17.57 | 17.57 | 17.57 | 17.57 | 17.57
Texas Houston - NOX Cap Annual v3.1 | 1245 | 1905 | Rate Constraint in MTons | FALSE | L | Annual | Emissions at Affected Plants NOX | Thousand Tons | 8.9814 | 8.4082 | 9.8515 | 9.4439 | 9.4066 | 6.5226 | 6.5872
Texas Houston - NOX Cap Annual v3.1 | 1245 | 1905 | Rate Constraint in MTons | FALSE | L | Annual | Allowances Purchased NOX | Thousand Tons | 0 | 0 | 0 | 0 | 0 | 0 | 0
Texas Houston - NOX Cap Annual v3.1 | 1245 | 1905 | Rate Constraint in MTons | FALSE | L | Annual | Allowances Sold NOX | Thousand Tons | 0 | 0 | 0 | 0 | 0 | 0 | 0
Texas Houston - NOX Cap Annual v3.1 | 1245 | 1905 | Rate Constraint in MTons | FALSE | L | Annual | Allowances Banked | Thousand Tons | 0 | 9.1618 | 7.7185 | 0 | 0 | 0 | 0
Texas Houston - NOX Cap Annual v3.1 | 1245 | 1905 | Rate Constraint in MTons | FALSE | L | Annual | Allowances Withdrawn (1:1) | Thousand Tons | 0 | 0 | 0 | 0 | 0 | 0 | 0
Texas Houston - NOX Cap Annual v3.1 | 1245 | 1905 | Rate Constraint in MTons | FALSE | L | Annual | Allowances Withdrawn (n:1) | Thousand Tons | 0 | 0 | 0 | 0 | 0 | 0 | 0
Texas Houston - NOX Cap Annual v3.1 | 1245 | 1905 | Rate Constraint in MTons | FALSE | L | Annual | Net Emissions Allowance Position | Thousand Tons | 8.9814 | 17.57 | 17.57 | 9.4439 | 9.4066 | 6.5226 | 6.5872
Texas Houston - NOX Cap Annual v3.1 | 1245 | 1905 | Rate Constraint in MTons | FALSE | L | Annual | Fuel Consumed | TBtu | 389.9351 | 385.4224 | 442.8238 | 431.6916 | 431.6474 | 314.8473 | 314.4571
Texas Houston - NOX Cap Annual v3.1 | 1245 | 1905 | Rate Constraint in MTons | FALSE | L | Annual | Rate | lb/MMBtu | 0.046066 | 0.043631 | 0.044494 | 0.043753 | 0.043584 | 0.041433 | 0.041896
Texas Houston - NOX Cap Annual v3.1 | 1245 | 1905 | Rate Constraint in MTons | FALSE | L | Annual | Generation | TWh | 54.3153 | 53.3504 | 58.3027 | 57.2702 | 56.7848 | 45.8635 | 45.77
Texas Houston - NOX Cap Annual v3.1 | 1245 | 1905 | Rate Constraint in MTons | FALSE | L | Annual | Qualifying Generation | TWh | 54.3153 | 53.3504 | 58.3027 | 57.2702 | 56.7848 | 45.8635 | 45.77
Texas Houston - NOX Cap Annual v3.1 | 1245 | 1905 | Rate Constraint in MTons | FALSE | L | Annual | Rate | lb/MWh | 0.16536 | 0.1576 | 0.16897 | 0.1649 | 0.16565 | 0.14222 | 0.14392
Texas Houston - NOX Cap Annual v3.1 | 1245 | 1905 | Rate Constraint in MTons | FALSE | L | Annual | Constraint Shadow Price | US2011$/Ton | 0 | 0 | 0 | 0 | 0 | 0 | 0
Texas West - NOX Cap Annual v3.1 | 1246 | 1906 | Rate Constraint in MTons | FALSE | L | Annual | Seasons Included | Seasons | Winter, Summer | Winter, Summer | Winter, Summer | Winter, Summer | Winter, Summer | Winter, Summer | Winter, Summer
Texas West - NOX Cap Annual v3.1 | 1246 | 1906 | Rate Constraint in MTons | FALSE | L | Annual | Standard | Thousand Tons | 18.1 | 18.1 | 18.1 | 18.1 | 18.1 | 18.1 | 18.1
Texas West - NOX Cap Annual v3.1 | 1246 | 1906 | Rate Constraint in MTons | FALSE | L | Annual | Standard NOX | Thousand Tons | 18.1 | 18.1 | 18.1 | 18.1 | 18.1 | 18.1 | 18.1
Texas West - NOX Cap Annual v3.1 | 1246 | 1906 | Rate Constraint in MTons | FALSE | L | Annual | Emissions at Affected Plants NOX | Thousand Tons | 2.4642 | 2.3518 | 1.7224 | 0.78804 | 0.78699 | 0.021643 | 0
Texas West - NOX Cap Annual v3.1 | 1246 | 1906 | Rate Constraint in MTons | FALSE | L | Annual | Allowances Purchased NOX | Thousand Tons | 0 | 0 | 0 | 0 | 0 | 0 | 0
Texas West - NOX Cap Annual v3.1 | 1246 | 1906 | Rate Constraint in MTons | FALSE | L | Annual | Allowances Sold NOX | Thousand Tons | 0 | 0 | 0 | 0 | 0 | 0 | 0
Texas West - NOX Cap Annual v3.1 | 1246 | 1906 | Rate Constraint in MTons | FALSE | L | Annual | Allowances Banked | Thousand Tons | 0 | 15.7482 | 16.3776 | 0 | 0 | 0 | 0
Texas West - NOX Cap Annual v3.1 | 1246 | 1906 | Rate Constraint in MTons | FALSE | L | Annual | Allowances Withdrawn (1:1) | Thousand Tons | 0 | 0 | 0 | 0 | 0 | 0 | 0
Texas West - NOX Cap Annual v3.1 | 1246 | 1906 | Rate Constraint in MTons | FALSE | L | Annual | Allowances Withdrawn (n:1) | Thousand Tons | 0 | 0 | 0 | 0 | 0 | 0 | 0
Texas West - NOX Cap Annual v3.1 | 1246 | 1906 | Rate Constraint in MTons | FALSE | L | Annual | Net Emissions Allowance Position | Thousand Tons | 2.4642 | 18.1 | 18.1 | 0.78804 | 0.78699 | 0.021643 | 0
Texas West - NOX Cap Annual v3.1 | 1246 | 1906 | Rate Constraint in MTons | FALSE | L | Annual | Fuel Consumed | TBtu | 32.3989 | 31.475 | 22.5135 | 7.5935 | 7.5617 | 0.49019 | 0
Texas West - NOX Cap Annual v3.1 | 1246 | 1906 | Rate Constraint in MTons | FALSE | L | Annual | Rate | lb/MMBtu | 0.15212 | 0.14944 | 0.15301 | 0.20756 | 0.20815 | 0.088303 | 0
Texas West - NOX Cap Annual v3.1 | 1246 | 1906 | Rate Constraint in MTons | FALSE | L | Annual | Generation | TWh | 3.0305 | 2.9549 | 2.0719 | 0.62635 | 0.62443 | 0.035248 | 0
Texas West - NOX Cap Annual v3.1 | 1246 | 1906 | Rate Constraint in MTons | FALSE | L | Annual | Qualifying Generation | TWh | 3.0305 | 2.9549 | 2.0719 | 0.62635 | 0.62443 | 0.035248 | 0
Texas West - NOX Cap Annual v3.1 | 1246 | 1906 | Rate Constraint in MTons | FALSE | L | Annual | Rate | lb/MWh | 0.81314 | 0.79588 | 0.83131 | 1.2581 | 1.2603 | 0.61402 | 0
Texas West - NOX Cap Annual v3.1 | 1246 | 1906 | Rate Constraint in MTons | FALSE | L | Annual | Constraint Shadow Price | US2011$/Ton | 0 | 0 | 0 | 0 | 0 | 0 | 0
Unit Bridgeport Station 3 - SO2 Rate Annual v4.10, Unit 4317 and retrofits | 1247 | 2243 | Rate Constraint in lbs/MMBtu | FALSE | L | Annual | Seasons Included | Seasons | Winter, Summer | Winter, Summer | Winter, Summer | Winter, Summer | Winter, Summer | Winter, Summer | Winter, Summer
Unit Bridgeport Station 3 - SO2 Rate Annual v4.10, Unit 4317 and retrofits | 1247 | 2243 | Rate Constraint in lbs/MMBtu | FALSE | L | Annual | Standard | lb/MMBtu | 0.13226 | 0.13226 | 0.13226 | 0.13226 | 0.13226 | 0.13226 | 0.13226
Unit Bridgeport Station 3 - SO2 Rate Annual v4.10, Unit 4317 and retrofits | 1247 | 2243 | Rate Constraint in lbs/MMBtu | FALSE | L | Annual | Emissions at Affected Plants SO2 | Thousand Tons | 0 | 0 | 0 | 0 | 0 | 0 | 0
Unit Bridgeport Station 3 - SO2 Rate Annual v4.10, Unit 4317 and retrofits | 1247 | 2243 | Rate Constraint in lbs/MMBtu | FALSE | L | Annual | Allowances Purchased SO2 | Thousand Tons | 0 | 0 | 0 | 0 | 0 | 0 | 0
Unit Bridgeport Station 3 - SO2 Rate Annual v4.10, Unit 4317 and retrofits | 1247 | 2243 | Rate Constraint in lbs/MMBtu | FALSE | L | Annual | Allowances Sold SO2 | Thousand Tons | 0 | 0 | 0 | 0 | 0 | 0 | 0
Unit Bridgeport Station 3 - SO2 Rate Annual v4.10, Unit 4317 and retrofits | 1247 | 2243 | Rate Constraint in lbs/MMBtu | FALSE | L | Annual | Allowances Banked | Thousand Tons | 0 | 0 | 0 | 0 | 0 | 0 | 0
Unit Bridgeport Station 3 - SO2 Rate Annual v4.10, Unit 4317 and retrofits | 1247 | 2243 | Rate Constraint in lbs/MMBtu | FALSE | L | Annual | Allowances Withdrawn (1:1) | Thousand Tons | 0 | 0 | 0 | 0 | 0 | 0 | 0
Unit Bridgeport Station 3 - SO2 Rate Annual v4.10, Unit 4317 and retrofits | 1247 | 2243 | Rate Constraint in lbs/MMBtu | FALSE | L | Annual | Allowances Withdrawn (n:1) | Thousand Tons | 0 | 0 | 0 | 0 | 0 | 0 | 0
Unit Bridgeport Station 3 - SO2 Rate Annual v4.10, Unit 4317 and retrofits | 1247 | 2243 | Rate Constraint in lbs/MMBtu | FALSE | L | Annual | Net Emissions Allowance Position | Thousand Tons | 0 | 0 | 0 | 0 | 0 | 0 | 0
Unit Bridgeport Station 3 - SO2 Rate Annual v4.10, Unit 4317 and retrofits | 1247 | 2243 | Rate Constraint in lbs/MMBtu | FALSE | L | Annual | Fuel Consumed | TBtu | 0 | 0 | 0 | 0 | 0 | 0 | 0
Unit Bridgeport Station 3 - SO2 Rate Annual v4.10, Unit 4317 and retrofits | 1247 | 2243 | Rate Constraint in lbs/MMBtu | FALSE | L | Annual | Rate | lb/MMBtu | 0 | 0 | 0 | 0 | 0 | 0 | 0
Unit Bridgeport Station 3 - SO2 Rate Annual v4.10, Unit 4317 and retrofits | 1247 | 2243 | Rate Constraint in lbs/MMBtu | FALSE | L | Annual | Generation | TWh | 0 | 0 | 0 | 0 | 0 | 0 | 0
Unit Bridgeport Station 3 - SO2 Rate Annual v4.10, Unit 4317 and retrofits | 1247 | 2243 | Rate Constraint in lbs/MMBtu | FALSE | L | Annual | Qualifying Generation | TWh | 0 | 0 | 0 | 0 | 0 | 0 | 0
Unit Bridgeport Station 3 - SO2 Rate Annual v4.10, Unit 4317 and retrofits | 1247 | 2243 | Rate Constraint in lbs/MMBtu | FALSE | L | Annual | Rate | lb/MWh | 0 | 0 | 0 | 0 | 0 | 0 | 0
Unit Bridgeport Station 3 - SO2 Rate Annual v4.10, Unit 4317 and retrofits | 1247 | 2243 | Rate Constraint in lbs/MMBtu | FALSE | L | Annual | Constraint Shadow Price | US2011$/Ton | 404.3292 | 0 | 0 | 0.57886 | 1.1108 | 0 | 1.846
Unit Comanche 1,2 - NOX Rate Annual v3.1, Unit 4282 and retrofits | 1248 | 1892 | Rate Constraint in lbs/MMBtu | FALSE | L | Annual | Seasons Included | Seasons | Winter, Summer | Winter, Summer | Winter, Summer | Winter, Summer | Winter, Summer | Winter, Summer | Winter, Summer
Unit Comanche 1,2 - NOX Rate Annual v3.1, Unit 4282 and retrofits | 1248 | 1892 | Rate Constraint in lbs/MMBtu | FALSE | L | Annual | Standard | lb/MMBtu | 0.15 | 0.15 | 0.15 | 0.15 | 0.15 | 0.15 | 0.15
Unit Comanche 1,2 - NOX Rate Annual v3.1, Unit 4282 and retrofits | 1248 | 1892 | Rate Constraint in lbs/MMBtu | FALSE | L | Annual | Emissions at Affected Plants NOX | Thousand Tons | 1.3739 | 1.5425 | 1.5425 | 1.5425 | 1.5425 | 1.5425 | 1.5425
Unit Comanche 1,2 - NOX Rate Annual v3.1, Unit 4282 and retrofits | 1248 | 1892 | Rate Constraint in lbs/MMBtu | FALSE | L | Annual | Allowances Purchased NOX | Thousand Tons | 0 | 0 | 0 | 0 | 0 | 0 | 0
Unit Comanche 1,2 - NOX Rate Annual v3.1, Unit 4282 and retrofits | 1248 | 1892 | Rate Constraint in lbs/MMBtu | FALSE | L | Annual | Allowances Sold NOX | Thousand Tons | 0 | 0 | 0 | 0 | 0 | 0 | 0
Unit Comanche 1,2 - NOX Rate Annual v3.1, Unit 4282 and retrofits | 1248 | 1892 | Rate Constraint in lbs/MMBtu | FALSE | L | Annual | Allowances Banked | Thousand Tons | 0 | 0 | 0 | 0 | 0 | 0 | 0
Unit Comanche 1,2 - NOX Rate Annual v3.1, Unit 4282 and retrofits | 1248 | 1892 | Rate Constraint in lbs/MMBtu | FALSE | L | Annual | Allowances Withdrawn (1:1) | Thousand Tons | 0 | 0 | 0 | 0 | 0 | 0 | 0
Unit Comanche 1,2 - NOX Rate Annual v3.1, Unit 4282 and retrofits | 1248 | 1892 | Rate Constraint in lbs/MMBtu | FALSE | L | Annual | Allowances Withdrawn (n:1) | Thousand Tons | 0 | 0 | 0 | 0 | 0 | 0 | 0
Unit Comanche 1,2 - NOX Rate Annual v3.1, Unit 4282 and retrofits | 1248 | 1892 | Rate Constraint in lbs/MMBtu | FALSE | L | Annual | Net Emissions Allowance Position | Thousand Tons | 1.3739 | 1.5425 | 1.5425 | 1.5425 | 1.5425 | 1.5425 | 1.5425
Unit Comanche 1,2 - NOX Rate Annual v3.1, Unit 4282 and retrofits | 1248 | 1892 | Rate Constraint in lbs/MMBtu | FALSE | L | Annual | Fuel Consumed | TBtu | 22.3534 | 25.0972 | 25.0972 | 25.0972 | 25.0972 | 25.0972 | 25.0972
Unit Comanche 1,2 - NOX Rate Annual v3.1, Unit 4282 and retrofits | 1248 | 1892 | Rate Constraint in lbs/MMBtu | FALSE | L | Annual | Rate | lb/MMBtu | 0.12292 | 0.12292 | 0.12292 | 0.12292 | 0.12292 | 0.12292 | 0.12292
Unit Comanche 1,2 - NOX Rate Annual v3.1, Unit 4282 and retrofits | 1248 | 1892 | Rate Constraint in lbs/MMBtu | FALSE | L | Annual | Generation | TWh | 2.1405 | 2.4033 | 2.4033 | 2.4033 | 2.4033 | 2.4033 | 2.4033
Unit Comanche 1,2 - NOX Rate Annual v3.1, Unit 4282 and retrofits | 1248 | 1892 | Rate Constraint in lbs/MMBtu | FALSE | L | Annual | Qualifying Generation | TWh | 2.1405 | 2.4033 | 2.4033 | 2.4033 | 2.4033 | 2.4033 | 2.4033
Unit Comanche 1,2 - NOX Rate Annual v3.1, Unit 4282 and retrofits | 1248 | 1892 | Rate Constraint in lbs/MMBtu | FALSE | L | Annual | Rate | lb/MWh | 0.64184 | 0.64184 | 0.64184 | 0.64184 | 0.64184 | 0.64184 | 0.64184
Unit Comanche 1,2 - NOX Rate Annual v3.1, Unit 4282 and retrofits | 1248 | 1892 | Rate Constraint in lbs/MMBtu | FALSE | L | Annual | Constraint Shadow Price | US2011$/Ton | 0 | 0 | 0 | 0 | 0 | 0 | 0
Unit Comanche 1,2 - NOX Rate Annual v3.1, Unit 4283 and retrofits | 1249 | 1892 | Rate Constraint in lbs/MMBtu | FALSE | L | Annual | Seasons Included | Seasons | Winter, Summer | Winter, Summer | Winter, Summer | Winter, Summer | Winter, Summer | Winter, Summer | Winter, Summer
Unit Comanche 1,2 - NOX Rate Annual v3.1, Unit 4283 and retrofits | 1249 | 1892 | Rate Constraint in lbs/MMBtu | FALSE | L | Annual | Standard | lb/MMBtu | 0.15 | 0.15 | 0.15 | 0.15 | 0.15 | 0.15 | 0.15
Unit Comanche 1,2 - NOX Rate Annual v3.1, Unit 4283 and retrofits | 1249 | 1892 | Rate Constraint in lbs/MMBtu | FALSE | L | Annual | Emissions at Affected Plants NOX | Thousand Tons | 1.7675 | 1.9946 | 1.9946 | 1.9946 | 1.9946 | 1.9946 | 1.9946
Unit Comanche 1,2 - NOX Rate Annual v3.1, Unit 4283 and retrofits | 1249 | 1892 | Rate Constraint in lbs/MMBtu | FALSE | L | Annual | Allowances Purchased NOX | Thousand Tons | 0 | 0 | 0 | 0 | 0 | 0 | 0
Unit Comanche 1,2 - NOX Rate Annual v3.1, Unit 4283 and retrofits | 1249 | 1892 | Rate Constraint in lbs/MMBtu | FALSE | L | Annual | Allowances Sold NOX | Thousand Tons | 0 | 0 | 0 | 0 | 0 | 0 | 0
Unit Comanche 1,2 - NOX Rate Annual v3.1, Unit 4283 and retrofits | 1249 | 1892 | Rate Constraint in lbs/MMBtu | FALSE | L | Annual | Allowances Banked | Thousand Tons | 0 | 0 | 0 | 0 | 0 | 0 | 0
Unit Comanche 1,2 - NOX Rate Annual v3.1, Unit 4283 and retrofits | 1249 | 1892 | Rate Constraint in lbs/MMBtu | FALSE | L | Annual | Allowances Withdrawn (1:1) | Thousand Tons | 0 | 0 | 0 | 0 | 0 | 0 | 0
Unit Comanche 1,2 - NOX Rate Annual v3.1, Unit 4283 and retrofits | 1249 | 1892 | Rate Constraint in lbs/MMBtu | FALSE | L | Annual | Allowances Withdrawn (n:1) | Thousand Tons | 0 | 0 | 0 | 0 | 0 | 0 | 0
Unit Comanche 1,2 - NOX Rate Annual v3.1, Unit 4283 and retrofits | 1249 | 1892 | Rate Constraint in lbs/MMBtu | FALSE | L | Annual | Net Emissions Allowance Position | Thousand Tons | 1.7675 | 1.9946 | 1.9946 | 1.9946 | 1.9946 | 1.9946 | 1.9946
Unit Comanche 1,2 - NOX Rate Annual v3.1, Unit 4283 and retrofits | 1249 | 1892 | Rate Constraint in lbs/MMBtu | FALSE | L | Annual | Fuel Consumed | TBtu | 23.5661 | 26.5953 | 26.5953 | 26.5953 | 26.5953 | 26.5953 | 26.5953
Unit Comanche 1,2 - NOX Rate Annual v3.1, Unit 4283 and retrofits | 1249 | 1892 | Rate Constraint in lbs/MMBtu | FALSE | L | Annual | Rate | lb/MMBtu | 0.15 | 0.15 | 0.15 | 0.15 | 0.15 | 0.15 | 0.15
Unit Comanche 1,2 - NOX Rate Annual v3.1, Unit 4283 and retrofits | 1249 | 1892 | Rate Constraint in lbs/MMBtu | FALSE | L | Annual | Generation | TWh | 2.1936 | 2.4756 | 2.4756 | 2.4756 | 2.4756 | 2.4756 | 2.4756
Unit Comanche 1,2 - NOX Rate Annual v3.1, Unit 4283 and retrofits | 1249 | 1892 | Rate Constraint in lbs/MMBtu | FALSE | L | Annual | Qualifying Generation | TWh | 2.1936 | 2.4756 | 2.4756 | 2.4756 | 2.4756 | 2.4756 | 2.4756
Unit Comanche 1,2 - NOX Rate Annual v3.1, Unit 4283 and retrofits | 1249 | 1892 | Rate Constraint in lbs/MMBtu | FALSE | L | Annual | Rate | lb/MWh | 0.80573 | 0.80573 | 0.80573 | 0.80573 | 0.80573 | 0.80573 | 0.80573
Unit Comanche 1,2 - NOX Rate Annual v3.1, Unit 4283 and retrofits | 1249 | 1892 | Rate Constraint in lbs/MMBtu | FALSE | L | Annual | Constraint Shadow Price | US2011$/Ton | 5642.0628 | 1708.6677 | 9848.4397 | 12280.941 | 4737.1671 | 4542.8235 | 0
Unit Comanche 1,2 - SO2 Rate Annual v3.1, Unit 4282 and retrofits | 1250 | 1893 | Rate Constraint in lbs/MMBtu | FALSE | L | Annual | Seasons Included | Seasons | Winter, Summer | Winter, Summer | Winter, Summer | Winter, Summer | Winter, Summer | Winter, Summer | Winter, Summer
Unit Comanche 1,2 - SO2 Rate Annual v3.1, Unit 4282 and retrofits | 1250 | 1893 | Rate Constraint in lbs/MMBtu | FALSE | L | Annual | Standard | lb/MMBtu | 0.1 | 0.1 | 0.1 | 0.1 | 0.1 | 0.1 | 0.1
Unit Comanche 1,2 - SO2 Rate Annual v3.1, Unit 4282 and retrofits | 1250 | 1893 | Rate Constraint in lbs/MMBtu | FALSE | L | Annual | Emissions at Affected Plants SO2 | Thousand Tons | 0.89414 | 1.0039 | 1.0039 | 1.0039 | 1.0039 | 1.0039 | 1.0039
Unit Comanche 1,2 - SO2 Rate Annual v3.1, Unit 4282 and retrofits | 1250 | 1893 | Rate Constraint in lbs/MMBtu | FALSE | L | Annual | Allowances Purchased SO2 | Thousand Tons | 0 | 0 | 0 | 0 | 0 | 0 | 0
Unit Comanche 1,2 - SO2 Rate Annual v3.1, Unit 4282 and retrofits | 1250 | 1893 | Rate Constraint in lbs/MMBtu | FALSE | L | Annual | Allowances Sold SO2 | Thousand Tons | 0 | 0 | 0 | 0 | 0 | 0 | 0
Unit Comanche 1,2 - SO2 Rate Annual v3.1, Unit 4282 and retrofits | 1250 | 1893 | Rate Constraint in lbs/MMBtu | FALSE | L | Annual | Allowances Banked | Thousand Tons | 0 | 0 | 0 | 0 | 0 | 0 | 0
Unit Comanche 1,2 - SO2 Rate Annual v3.1, Unit 4282 and retrofits | 1250 | 1893 | Rate Constraint in lbs/MMBtu | FALSE | L | Annual | Allowances Withdrawn (1:1) | Thousand Tons | 0 | 0 | 0 | 0 | 0 | 0 | 0
Unit Comanche 1,2 - SO2 Rate Annual v3.1, Unit 4282 and retrofits | 1250 | 1893 | Rate Constraint in lbs/MMBtu | FALSE | L | Annual | Allowances Withdrawn (n:1) | Thousand Tons | 0 | 0 | 0 | 0 | 0 | 0 | 0
Unit Comanche 1,2 - SO2 Rate Annual v3.1, Unit 4282 and retrofits | 1250 | 1893 | Rate Constraint in lbs/MMBtu | FALSE | L | Annual | Net Emissions Allowance Position | Thousand Tons | 0.89414 | 1.0039 | 1.0039 | 1.0039 | 1.0039 | 1.0039 | 1.0039
Unit Comanche 1,2 - SO2 Rate Annual v3.1, Unit 4282 and retrofits | 1250 | 1893 | Rate Constraint in lbs/MMBtu | FALSE | L | Annual | Fuel Consumed | TBtu | 22.3534 | 25.0972 | 25.0972 | 25.0972 | 25.0972 | 25.0972 | 25.0972
Unit Comanche 1,2 - SO2 Rate Annual v3.1, Unit 4282 and retrofits | 1250 | 1893 | Rate Constraint in lbs/MMBtu | FALSE | L | Annual | Rate | lb/MMBtu | 0.08 | 0.08 | 0.08 | 0.08 | 0.08 | 0.08 | 0.08
Unit Comanche 1,2 - SO2 Rate Annual v3.1, Unit 4282 and retrofits | 1250 | 1893 | Rate Constraint in lbs/MMBtu | FALSE | L | Annual | Generation | TWh | 2.1405 | 2.4033 | 2.4033 | 2.4033 | 2.4033 | 2.4033 | 2.4033
Unit Comanche 1,2 - SO2 Rate Annual v3.1, Unit 4282 and retrofits | 1250 | 1893 | Rate Constraint in lbs/MMBtu | FALSE | L | Annual | Qualifying Generation | TWh | 2.1405 | 2.4033 | 2.4033 | 2.4033 | 2.4033 | 2.4033 | 2.4033
Unit Comanche 1,2 - SO2 Rate Annual v3.1, Unit 4282 and retrofits | 1250 | 1893 | Rate Constraint in lbs/MMBtu | FALSE | L | Annual | Rate | lb/MWh | 0.41772 | 0.41772 | 0.41772 | 0.41772 | 0.41772 | 0.41772 | 0.41772
Unit Comanche 1,2 - SO2 Rate Annual v3.1, Unit 4282 and retrofits | 1250 | 1893 | Rate Constraint in lbs/MMBtu | FALSE | L | Annual | Constraint Shadow Price | US2011$/Ton | 0 | 0 | 0 | 0 | 0 | 0 | 0
Unit Comanche 1,2 - SO2 Rate Annual v3.1, Unit 4283 and retrofits | 1251 | 1893 | Rate Constraint in lbs/MMBtu | FALSE | L | Annual | Seasons Included | Seasons | Winter, Summer | Winter, Summer | Winter, Summer | Winter, Summer | Winter, Summer | Winter, Summer | Winter, Summer
Unit Comanche 1,2 - SO2 Rate Annual v3.1, Unit 4283 and retrofits | 1251 | 1893 | Rate Constraint in lbs/MMBtu | FALSE | L | Annual | Standard | lb/MMBtu | 0.1 | 0.1 | 0.1 | 0.1 | 0.1 | 0.1 | 0.1
Unit Comanche 1,2 - SO2 Rate Annual v3.1, Unit 4283 and retrofits | 1251 | 1893 | Rate Constraint in lbs/MMBtu | FALSE | L | Annual | Emissions at Affected Plants SO2 | Thousand Tons | 0.94264 | 1.0638 | 1.0638 | 1.0638 | 1.0638 | 1.0638 | 1.0638
Unit Comanche 1,2 - SO2 Rate Annual v3.1, Unit 4283 and retrofits | 1251 | 1893 | Rate Constraint in lbs/MMBtu | FALSE | L | Annual | Allowances Purchased SO2 | Thousand Tons | 0 | 0 | 0 | 0 | 0 | 0 | 0
Unit Comanche 1,2 - SO2 Rate Annual v3.1, Unit 4283 and retrofits | 1251 | 1893 | Rate Constraint in lbs/MMBtu | FALSE | L | Annual | Allowances Sold SO2 | Thousand Tons | 0 | 0 | 0 | 0 | 0 | 0 | 0
Unit Comanche 1,2 - SO2 Rate Annual v3.1, Unit 4283 and retrofits | 1251 | 1893 | Rate Constraint in lbs/MMBtu | FALSE | L | Annual | Allowances Banked | Thousand Tons | 0 | 0 | 0 | 0 | 0 | 0 | 0
Unit Comanche 1,2 - SO2 Rate Annual v3.1, Unit 4283 and retrofits | 1251 | 1893 | Rate Constraint in lbs/MMBtu | FALSE | L | Annual | Allowances Withdrawn (1:1) | Thousand Tons | 0 | 0 | 0 | 0 | 0 | 0 | 0
Unit Comanche 1,2 - SO2 Rate Annual v3.1, Unit 4283 and retrofits | 1251 | 1893 | Rate Constraint in lbs/MMBtu | FALSE | L | Annual | Allowances Withdrawn (n:1) | Thousand Tons | 0 | 0 | 0 | 0 | 0 | 0 | 0
Unit Comanche 1,2 - SO2 Rate Annual v3.1, Unit 4283 and retrofits | 1251 | 1893 | Rate Constraint in lbs/MMBtu | FALSE | L | Annual | Net Emissions Allowance Position | Thousand Tons | 0.94264 | 1.0638 | 1.0638 | 1.0638 | 1.0638 | 1.0638 | 1.0638
Unit Comanche 1,2 - SO2 Rate Annual v3.1, Unit 4283 and retrofits | 1251 | 1893 | Rate Constraint in lbs/MMBtu | FALSE | L | Annual | Fuel Consumed | TBtu | 23.5661 | 26.5953 | 26.5953 | 26.5953 | 26.5953 | 26.5953 | 26.5953
Unit Comanche 1,2 - SO2 Rate Annual v3.1, Unit 4283 and retrofits | 1251 | 1893 | Rate Constraint in lbs/MMBtu | FALSE | L | Annual | Rate | lb/MMBtu | 0.08 | 0.08 | 0.08 | 0.08 | 0.08 | 0.08 | 0.08
Unit Comanche 1,2 - SO2 Rate Annual v3.1, Unit 4283 and retrofits | 1251 | 1893 | Rate Constraint in lbs/MMBtu | FALSE | L | Annual | Generation | TWh | 2.1936 | 2.4756 | 2.4756 | 2.4756 | 2.4756 | 2.4756 | 2.4756
Unit Comanche 1,2 - SO2 Rate Annual v3.1, Unit 4283 and retrofits | 1251 | 1893 | Rate Constraint in lbs/MMBtu | FALSE | L | Annual | Qualifying Generation | TWh | 2.1936 | 2.4756 | 2.4756 | 2.4756 | 2.4756 | 2.4756 | 2.4756
Unit Comanche 1,2 - SO2 Rate Annual v3.1, Unit 4283 and retrofits | 1251 | 1893 | Rate Constraint in lbs/MMBtu | FALSE | L | Annual | Rate | lb/MWh | 0.42972 | 0.42972 | 0.42972 | 0.42972 | 0.42972 | 0.42972 | 0.42972
Unit Comanche 1,2 - SO2 Rate Annual v3.1, Unit 4283 and retrofits | 1251 | 1893 | Rate Constraint in lbs/MMBtu | FALSE | L | Annual | Constraint Shadow Price | US2011$/Ton | 0 | 0 | 0 | 0 | 0 | 0 | 0
Unit Comanche 3 - NOX Rate Annual v3.1, Unit 4253 and retrofits | 1252 | 1894 | Rate Constraint in lbs/MMBtu | FALSE | L | Annual | Seasons Included | Seasons | Winter, Summer | Winter, Summer | Winter, Summer | Winter, Summer | Winter, Summer | Winter, Summer | Winter, Summer
Unit Comanche 3 - NOX Rate Annual v3.1, Unit 4253 and retrofits | 1252 | 1894 | Rate Constraint in lbs/MMBtu | FALSE | L | Annual | Standard | lb/MMBtu | 0.08 | 0.08 | 0.08 | 0.08 | 0.08 | 0.08 | 0.08
Unit Comanche 3 - NOX Rate Annual v3.1, Unit 4253 and retrofits | 1252 | 1894 | Rate Constraint in lbs/MMBtu | FALSE | L | Annual | Emissions at Affected Plants NOX | Thousand Tons | 1.6783 | 1.6783 | 1.6783 | 1.6783 | 1.6783 | 1.6783 | 1.6783
Unit Comanche 3 - NOX Rate Annual v3.1, Unit 4253 and retrofits | 1252 | 1894 | Rate Constraint in lbs/MMBtu | FALSE | L | Annual | Allowances Purchased NOX | Thousand Tons | 0 | 0 | 0 | 0 | 0 | 0 | 0
Unit Comanche 3 - NOX Rate Annual v3.1, Unit 4253 and retrofits | 1252 | 1894 | Rate Constraint in lbs/MMBtu | FALSE | L | Annual | Allowances Sold NOX | Thousand Tons | 0 | 0 | 0 | 0 | 0 | 0 | 0
Unit Comanche 3 - NOX Rate Annual v3.1, Unit 4253 and retrofits | 1252 | 1894 | Rate Constraint in lbs/MMBtu | FALSE | L | Annual | Allowances Banked | Thousand Tons | 0 | 0 | 0 | 0 | 0 | 0 | 0
Unit Comanche 3 - NOX Rate Annual v3.1, Unit 4253 and retrofits | 1252 | 1894 | Rate Constraint in lbs/MMBtu | FALSE | L | Annual | Allowances Withdrawn (1:1) | Thousand Tons | 0 | 0 | 0 | 0 | 0 | 0 | 0
Unit Comanche 3 - NOX Rate Annual v3.1, Unit 4253 and retrofits | 1252 | 1894 | Rate Constraint in lbs/MMBtu | FALSE | L | Annual | Allowances Withdrawn (n:1) | Thousand Tons | 0 | 0 | 0 | 0 | 0 | 0 | 0
Unit Comanche 3 - NOX Rate Annual v3.1, Unit 4253 and retrofits | 1252 | 1894 | Rate Constraint in lbs/MMBtu | FALSE | L | Annual | Net Emissions Allowance Position | Thousand Tons | 1.6783 | 1.6783 | 1.6783 | 1.6783 | 1.6783 | 1.6783 | 1.6783
Unit Comanche 3 - NOX Rate Annual v3.1, Unit 4253 and retrofits | 1252 | 1894 | Rate Constraint in lbs/MMBtu | FALSE | L | Annual | Fuel Consumed | TBtu | 52.4542 | 52.4542 | 52.4542 | 52.4664 | 52.4542 | 52.4542 | 52.4542
Unit Comanche 3 - NOX Rate Annual v3.1, Unit 4253 and retrofits | 1252 | 1894 | Rate Constraint in lbs/MMBtu | FALSE | L | Annual | Rate | lb/MMBtu | 0.06399 | 0.06399 | 0.06399 | 0.063976 | 0.06399 | 0.06399 | 0.06399
Unit Comanche 3 - NOX Rate Annual v3.1, Unit 4253 and retrofits | 1252 | 1894 | Rate Constraint in lbs/MMBtu | FALSE | L | Annual | Generation | TWh | 5.585 | 5.585 | 5.585 | 5.585 | 5.585 | 5.585 | 5.585
Unit Comanche 3 - NOX Rate Annual v3.1, Unit 4253 and retrofits | 1252 | 1894 | Rate Constraint in lbs/MMBtu | FALSE | L | Annual | Qualifying Generation | TWh | 5.585 | 5.585 | 5.585 | 5.585 | 5.585 | 5.585 | 5.585
Unit Comanche 3 - NOX Rate Annual v3.1, Unit 4253 and retrofits | 1252 | 1894 | Rate Constraint in lbs/MMBtu | FALSE | L | Annual | Rate | lb/MWh | 0.3005 | 0.3005 | 0.3005 | 0.3005 | 0.3005 | 0.3005 | 0.3005
Unit Comanche 3 - NOX Rate Annual v3.1, Unit 4253 and retrofits | 1252 | 1894 | Rate Constraint in lbs/MMBtu | FALSE | L | Annual | Constraint Shadow Price | US2011$/Ton | 0 | 0 | 0 | 0 | 0 | 0 | 0
Unit Comanche 3 - SO2 Rate Annual v3.1, Unit 4253 and retrofits | 1253 | 1895 | Rate Constraint in lbs/MMBtu | FALSE | L | Annual | Seasons Included | Seasons | Winter, Summer | Winter, Summer | Winter, Summer | Winter, Summer | Winter, Summer | Winter, Summer | Winter, Summer
Unit Comanche 3 - SO2 Rate Annual v3.1, Unit 4253 and retrofits | 1253 | 1895 | Rate Constraint in lbs/MMBtu | FALSE | L | Annual | Standard | lb/MMBtu | 0.1 | 0.1 | 0.1 | 0.1 | 0.1 | 0.1 | 0.1
Unit Comanche 3 - SO2 Rate Annual v3.1, Unit 4253 and retrofits | 1253 | 1895 | Rate Constraint in lbs/MMBtu | FALSE | L | Annual | Emissions at Affected Plants SO2 | Thousand Tons | 2.0982 | 2.0982 | 2.0982 | 2.0982 | 2.0982 | 2.0982 | 2.0982
Unit Comanche 3 - SO2 Rate Annual v3.1, Unit 4253 and retrofits | 1253 | 1895 | Rate Constraint in lbs/MMBtu | FALSE | L | Annual | Allowances Purchased SO2 | Thousand Tons | 0 | 0 | 0 | 0 | 0 | 0 | 0
Unit Comanche 3 - SO2 Rate Annual v3.1, Unit 4253 and retrofits | 1253 | 1895 | Rate Constraint in lbs/MMBtu | FALSE | L | Annual | Allowances Sold SO2 | Thousand Tons | 0 | 0 | 0 | 0 | 0 | 0 | 0
Unit Comanche 3 - SO2 Rate Annual v3.1, Unit 4253 and retrofits | 1253 | 1895 | Rate Constraint in lbs/MMBtu | FALSE | L | Annual | Allowances Banked | Thousand Tons | 0 | 0 | 0 | 0 | 0 | 0 | 0
Unit Comanche 3 - SO2 Rate Annual v3.1, Unit 4253 and retrofits | 1253 | 1895 | Rate Constraint in lbs/MMBtu | FALSE | L | Annual | Allowances Withdrawn (1:1) | Thousand Tons | 0 | 0 | 0 | 0 | 0 | 0 | 0
Unit Comanche 3 - SO2 Rate Annual v3.1, Unit 4253 and retrofits | 1253 | 1895 | Rate Constraint in lbs/MMBtu | FALSE | L | Annual | Allowances Withdrawn (n:1) | Thousand Tons | 0 | 0 | 0 | 0 | 0 | 0 | 0
Unit Comanche 3 - SO2 Rate Annual v3.1, Unit 4253 and retrofits | 1253 | 1895 | Rate Constraint in lbs/MMBtu | FALSE | L | Annual | Net Emissions Allowance Position | Thousand Tons | 2.0982 | 2.0982 | 2.0982 | 2.0982 | 2.0982 | 2.0982 | 2.0982
Unit Comanche 3 - SO2 Rate Annual v3.1, Unit 4253 and retrofits | 1253 | 1895 | Rate Constraint in lbs/MMBtu | FALSE | L | Annual | Fuel Consumed | TBtu | 52.4542 | 52.4542 | 52.4542 | 52.4664 | 52.4542 | 52.4542 | 52.4542
Unit Comanche 3 - SO2 Rate Annual v3.1, Unit 4253 and retrofits | 1253 | 1895 | Rate Constraint in lbs/MMBtu | FALSE | L | Annual | Rate | lb/MMBtu | 0.08 | 0.08 | 0.08 | 0.079981 | 0.08 | 0.08 | 0.08
Unit Comanche 3 - SO2 Rate Annual v3.1, Unit 4253 and retrofits | 1253 | 1895 | Rate Constraint in lbs/MMBtu | FALSE | L | Annual | Generation | TWh | 5.585 | 5.585 | 5.585 | 5.585 | 5.585 | 5.585 | 5.585
Unit Comanche 3 - SO2 Rate Annual v3.1, Unit 4253 and retrofits | 1253 | 1895 | Rate Constraint in lbs/MMBtu | FALSE | L | Annual | Qualifying Generation | TWh | 5.585 | 5.585 | 5.585 | 5.585 | 5.585 | 5.585 | 5.585
Unit Comanche 3 - SO2 Rate Annual v3.1, Unit 4253 and retrofits | 1253 | 1895 | Rate Constraint in lbs/MMBtu | FALSE | L | Annual | Rate | lb/MWh | 0.37568 | 0.37568 | 0.37568 | 0.37568 | 0.37568 | 0.37568 | 0.37568
Unit Comanche 3 - SO2 Rate Annual v3.1, Unit 4253 and retrofits | 1253 | 1895 | Rate Constraint in lbs/MMBtu | FALSE | L | Annual | Constraint Shadow Price | US2011$/Ton | 0 | 0 | 0 | 0 | 0 | 0 | 0
Unit E D Edwards 1 - SO2 Rate Annual v4.10, Unit 4311 and retrofits | 1254 | 2241 | Rate Constraint in lbs/MMBtu | FALSE | L | Annual | Seasons Included | Seasons | Winter, Summer | Winter, Summer | Winter, Summer | Winter, Summer | Winter, Summer | Winter, Summer | Winter, Summer
Unit E D Edwards 1 - SO2 Rate Annual v4.10, Unit 4311 and retrofits | 1254 | 2241 | Rate Constraint in lbs/MMBtu | FALSE | L | Annual | Standard | lb/MMBtu | 0.4578 | 0.4578 | 0.4578 | 0.4578 | 0.4578 | 0.4578 | 0.4578
Unit E D Edwards 1 - SO2 Rate Annual v4.10, Unit 4311 and retrofits | 1254 | 2241 | Rate Constraint in lbs/MMBtu | FALSE | L | Annual | Emissions at Affected Plants SO2 | Thousand Tons | 0 | 0 | 0 | 0 | 0 | 0 | 0
Unit E D Edwards 1 - SO2 Rate Annual v4.10, Unit 4311 and retrofits | 1254 | 2241 | Rate Constraint in lbs/MMBtu | FALSE | L | Annual | Allowances Purchased SO2 | Thousand Tons | 0 | 0 | 0 | 0 | 0 | 0 | 0
Unit E D Edwards 1 - SO2 Rate Annual v4.10, Unit 4311 and retrofits | 1254 | 2241 | Rate Constraint in lbs/MMBtu | FALSE | L | Annual | Allowances Sold SO2 | Thousand Tons | 0 | 0 | 0 | 0 | 0 | 0 | 0
Unit E D Edwards 1 - SO2 Rate Annual v4.10, Unit 4311 and retrofits | 1254 | 2241 | Rate Constraint in lbs/MMBtu | FALSE | L | Annual | Allowances Banked | Thousand Tons | 0 | 0 | 0 | 0 | 0 | 0 | 0
Unit E D Edwards 1 - SO2 Rate Annual v4.10, Unit 4311 and retrofits | 1254 | 2241 | Rate Constraint in lbs/MMBtu | FALSE | L | Annual | Allowances Withdrawn (1:1) | Thousand Tons | 0 | 0 | 0 | 0 | 0 | 0 | 0
Unit E D Edwards 1 - SO2 Rate Annual v4.10, Unit 4311 and retrofits | 1254 | 2241 | Rate Constraint in lbs/MMBtu | FALSE | L | Annual | Allowances Withdrawn (n:1) | Thousand Tons | 0 | 0 | 0 | 0 | 0 | 0 | 0
Unit E D Edwards 1 - SO2 Rate Annual v4.10, Unit 4311 and retrofits | 1254 | 2241 | Rate Constraint in lbs/MMBtu | FALSE | L | Annual | Net Emissions Allowance Position | Thousand Tons | 0 | 0 | 0 | 0 | 0 | 0 | 0
Unit E D Edwards 1 - SO2 Rate Annual v4.10, Unit 4311 and retrofits | 1254 | 2241 | Rate Constraint in lbs/MMBtu | FALSE | L | Annual | Fuel Consumed | TBtu | 0 | 0 | 0 | 0 | 0 | 0 | 0
Unit E D Edwards 1 - SO2 Rate Annual v4.10, Unit 4311 and retrofits | 1254 | 2241 | Rate Constraint in lbs/MMBtu | FALSE | L | Annual | Rate | lb/MMBtu | 0 | 0 | 0 | 0 | 0 | 0 | 0
Unit E D Edwards 1 - SO2 Rate Annual v4.10, Unit 4311 and retrofits | 1254 | 2241 | Rate Constraint in lbs/MMBtu | FALSE | L | Annual | Generation | TWh | 0 | 0 | 0 | 0 | 0 | 0 | 0
Unit E D Edwards 1 - SO2 Rate Annual v4.10, Unit 4311 and retrofits | 1254 | 2241 | Rate Constraint in lbs/MMBtu | FALSE | L | Annual | Qualifying Generation | TWh | 0 | 0 | 0 | 0 | 0 | 0 | 0
Unit E D Edwards 1 - SO2 Rate Annual v4.10, Unit 4311 and retrofits | 1254 | 2241 | Rate Constraint in lbs/MMBtu | FALSE | L | Annual | Rate | lb/MWh | 0 | 0 | 0 | 0 | 0 | 0 | 0
Unit E D Edwards 1 - SO2 Rate Annual v4.10, Unit 4311 and retrofits | 1254 | 2241 | Rate Constraint in lbs/MMBtu | FALSE | L | Annual | Constraint Shadow Price | US2011$/Ton | 0 | 0 | 0 | 0 | 0 | 0 | 0
Unit E D Edwards 2 - SO2 Rate Annual v4.10, Unit 4310 and retrofits | 1255 | 2242 | Rate Constraint in lbs/MMBtu | FALSE | L | Annual | Seasons Included | Seasons | Winter, Summer | Winter, Summer | Winter, Summer | Winter, Summer | Winter, Summer | Winter, Summer | Winter, Summer
Unit E D Edwards 2 - SO2 Rate Annual v4.10, Unit 4310 and retrofits | 1255 | 2242 | Rate Constraint in lbs/MMBtu | FALSE | L | Annual | Standard | lb/MMBtu | 0.45782 | 0.45782 | 0.45782 | 0.45782 | 0.45782 | 0.45782 | 0.45782
Unit E D Edwards 2 - SO2 Rate Annual v4.10, Unit 4310 and retrofits | 1255 | 2242 | Rate Constraint in lbs/MMBtu | FALSE | L | Annual | Emissions at Affected Plants SO2 | Thousand Tons | 0.0057984 | 0.0061669 | 0.0057984 | 0.0057984 | 0.0057984 | 0.0057984 | 0.0057984
Unit E D Edwards 2 - SO2 Rate Annual v4.10, Unit 4310 and retrofits | 1255 | 2242 | Rate Constraint in lbs/MMBtu | FALSE | L | Annual | Allowances Purchased SO2 | Thousand Tons | 0 | 0 | 0 | 0 | 0 | 0 | 0
Unit E D Edwards 2 - SO2 Rate Annual v4.10, Unit 4310 and retrofits | 1255 | 2242 | Rate Constraint in lbs/MMBtu | FALSE | L | Annual | Allowances Sold SO2 | Thousand Tons | 0 | 0 | 0 | 0 | 0 | 0 | 0
Unit E D Edwards 2 - SO2 Rate Annual v4.10, Unit 4310 and retrofits | 1255 | 2242 | Rate Constraint in lbs/MMBtu | FALSE | L | Annual | Allowances Banked | Thousand Tons | 0 | 0 | 0 | 0 | 0 | 0 | 0
Unit E D Edwards 2 - SO2 Rate Annual v4.10, Unit 4310 and retrofits | 1255 | 2242 | Rate Constraint in lbs/MMBtu | FALSE | L | Annual | Allowances Withdrawn (1:1) | Thousand Tons | 0 | 0 | 0 | 0 | 0 | 0 | 0
Unit E D Edwards 2 - SO2 Rate Annual v4.10, Unit 4310 and retrofits | 1255 | 2242 | Rate Constraint in lbs/MMBtu | FALSE | L | Annual | Allowances Withdrawn (n:1) | Thousand Tons | 0 | 0 | 0 | 0 | 0 | 0 | 0
Unit E D Edwards 2 - SO2 Rate Annual v4.10, Unit 4310 and retrofits | 1255 | 2242 | Rate Constraint in lbs/MMBtu | FALSE | L | Annual | Net Emissions Allowance Position | Thousand Tons | 0.0057984 | 0.0061669 | 0.0057984 | 0.0057984 | 0.0057984 | 0.0057984 | 0.0057984
Unit E D Edwards 2 - SO2 Rate Annual v4.10, Unit 4310 and retrofits | 1255 | 2242 | Rate Constraint in lbs/MMBtu | FALSE | L | Annual | Fuel Consumed | TBtu | 0.074478 | 0.074429 | 0.074478 | 0.074478 | 0.074478 | 0.074478 | 0.074478
Unit E D Edwards 2 - SO2 Rate Annual v4.10, Unit 4310 and retrofits | 1255 | 2242 | Rate Constraint in lbs/MMBtu | FALSE | L | Annual | Rate | lb/MMBtu | 0.15571 | 0.16571 | 0.15571 | 0.15571 | 0.15571 | 0.15571 | 0.15571
Unit E D Edwards 2 - SO2 Rate Annual v4.10, Unit 4310 and retrofits | 1255 | 2242 | Rate Constraint in lbs/MMBtu | FALSE | L | Annual | Generation | TWh | 0.0072095 | 0.0072095 | 0.0072095 | 0.0072095 | 0.0072095 | 0.0072095 | 0.0072095
Unit E D Edwards 2 - SO2 Rate Annual v4.10, Unit 4310 and retrofits | 1255 | 2242 | Rate Constraint in lbs/MMBtu | FALSE | L | Annual | Qualifying Generation | TWh | 0.0072095 | 0.0072095 | 0.0072095 | 0.0072095 | 0.0072095 | 0.0072095 | 0.0072095
Unit E D Edwards 2 - SO2 Rate Annual v4.10, Unit 4310 and retrofits | 1255 | 2242 | Rate Constraint in lbs/MMBtu | FALSE | L | Annual | Rate | lb/MWh | 0.80428 | 0.8554 | 0.80428 | 0.80428 | 0.80428 | 0.80428 | 0.80428
Unit E D Edwards 2 - SO2 Rate Annual v4.10, Unit 4310 and retrofits | 1255 | 2242 | Rate Constraint in lbs/MMBtu | FALSE | L | Annual | Constraint Shadow Price | US2011$/Ton | 0 | 0 | 0 | 0 | 0 | 0 | 0
Unit E D Edwards 3 - SO2 Rate Annual v4.10, Unit 4293 and retrofits | 1256 | 2240 | Rate Constraint in lbs/MMBtu | FALSE | L | Annual | Seasons Included | Seasons | Winter, Summer | Winter, Summer | Winter, Summer | Winter, Summer | Winter, Summer | Winter, Summer | Winter, Summer
Unit E D Edwards 3 - SO2 Rate Annual v4.10, Unit 4293 and retrofits | 1256 | 2240 | Rate Constraint in lbs/MMBtu | FALSE | L | Annual | Standard | lb/MMBtu | 0.42492 | 0.42492 | 0.42492 | 0.42492 | 0.42492 | 0.42492 | 0.42492
Unit E D Edwards 3 - SO2 Rate Annual v4.10, Unit 4293 and retrofits | 1256 | 2240 | Rate Constraint in lbs/MMBtu | FALSE | L | Annual | Emissions at Affected Plants SO2 | Thousand Tons | 0 | 0 | 0 | 0 | 0 | 0 | 0
Unit E D Edwards 3 - SO2 Rate Annual v4.10, Unit 4293 and retrofits | 1256 | 2240 | Rate Constraint in lbs/MMBtu | FALSE | L | Annual | Allowances Purchased SO2 | Thousand Tons | 0 | 0 | 0 | 0 | 0 | 0 | 0
Unit E D Edwards 3 - SO2 Rate Annual v4.10, Unit 4293 and retrofits | 1256 | 2240 | Rate Constraint in lbs/MMBtu | FALSE | L | Annual | Allowances Sold SO2 | Thousand Tons | 0 | 0 | 0 | 0 | 0 | 0 | 0
Unit E D Edwards 3 - SO2 Rate Annual v4.10, Unit 4293 and retrofits | 1256 | 2240 | Rate Constraint in lbs/MMBtu | FALSE | L | Annual | Allowances Banked | Thousand Tons | 0 | 0 | 0 | 0 | 0 | 0 | 0
Unit E D Edwards 3 - SO2 Rate Annual v4.10, Unit 4293 and retrofits | 1256 | 2240 | Rate Constraint in lbs/MMBtu | FALSE | L | Annual | Allowances Withdrawn (1:1) | Thousand Tons | 0 | 0 | 0 | 0 | 0 | 0 | 0
Unit E D Edwards 3 - SO2 Rate Annual v4.10, Unit 4293 and retrofits | 1256 | 2240 | Rate Constraint in lbs/MMBtu | FALSE | L | Annual | Allowances Withdrawn (n:1) | Thousand Tons | 0 | 0 | 0 | 0 | 0 | 0 | 0
Unit E D Edwards 3 - SO2 Rate Annual v4.10, Unit 4293 and retrofits | 1256 | 2240 | Rate Constraint in lbs/MMBtu | FALSE | L | Annual | Net Emissions Allowance Position | Thousand Tons | 0 | 0 | 0 | 0 | 0 | 0 | 0
Unit E D Edwards 3 - SO2 Rate Annual v4.10, Unit 4293 and retrofits | 1256 | 2240 | Rate Constraint in lbs/MMBtu | FALSE | L | Annual | Fuel Consumed | TBtu | 0 | 0 | 0 | 0 | 0 | 0 | 0
Unit E D Edwards 3 - SO2 Rate Annual v4.10, Unit 4293 and retrofits | 1256 | 2240 | Rate Constraint in lbs/MMBtu | FALSE | L | Annual | Rate | lb/MMBtu | 0 | 0 | 0 | 0 | 0 | 0 | 0
Unit E D Edwards 3 - SO2 Rate Annual v4.10, Unit 4293 and retrofits | 1256 | 2240 | Rate Constraint in lbs/MMBtu | FALSE | L | Annual | Generation | TWh | 0 | 0 | 0 | 0 | 0 | 0 | 0
Unit E D Edwards 3 - SO2 Rate Annual v4.10, Unit 4293 and retrofits | 1256 | 2240 | Rate Constraint in lbs/MMBtu | FALSE | L | Annual | Qualifying Generation | TWh | 0 | 0 | 0 | 0 | 0 | 0 | 0
Unit E D Edwards 3 - SO2 Rate Annual v4.10, Unit 4293 and retrofits | 1256 | 2240 | Rate Constraint in lbs/MMBtu | FALSE | L | Annual | Rate | lb/MWh | 0 | 0 | 0 | 0 | 0 | 0 | 0
Unit E D Edwards 3 - SO2 Rate Annual v4.10, Unit 4293 and retrofits | 1256 | 2240 | Rate Constraint in lbs/MMBtu | FALSE | L | Annual | Constraint Shadow Price | US2011$/Ton | 0 | 0 | 0 | 0 | 0 | 0 | 0
Unit Gerald Gentleman 1 - SO2 Rate Annual v4.10, Unit 3690 and retrofits | 1257 | 2227 | Rate Constraint in lbs/MMBtu | FALSE | L | Annual | Seasons Included | Seasons | Winter, Summer | Winter, Summer | Winter, Summer | Winter, Summer | Winter, Summer | Winter, Summer | Winter, Summer
Unit Gerald Gentleman 1 - SO2 Rate Annual v4.10, Unit 3690 and retrofits | 1257 | 2227 | Rate Constraint in lbs/MMBtu | FALSE | L | Annual | Standard | lb/MMBtu | 0.60552 | 0.60552 | 0.60552 | 0.60552 | 0.60552 | 0.60552 | 0.60552
Unit Gerald Gentleman 1 - SO2 Rate Annual v4.10, Unit 3690 and retrofits | 1257 | 2227 | Rate Constraint in lbs/MMBtu | FALSE | L | Annual | Emissions at Affected Plants SO2 | Thousand Tons | 4.3242 | 4.3242 | 4.3167 | 4.3242 | 4.3242 | 7.0081 | 7.0081
Unit Gerald Gentleman 1 - SO2 Rate Annual v4.10, Unit 3690 and retrofits | 1257 | 2227 | Rate Constraint in lbs/MMBtu | FALSE | L | Annual | Allowances Purchased SO2 | Thousand Tons | 0 | 0 | 0 | 0 | 0 | 0 | 0
Unit Gerald Gentleman 1 - SO2 Rate Annual v4.10, Unit 3690 and retrofits | 1257 | 2227 | Rate Constraint in lbs/MMBtu | FALSE | L | Annual | Allowances Sold SO2 | Thousand Tons | 0 | 0 | 0 | 0 | 0 | 0 | 0
Unit Gerald Gentleman 1 - SO2 Rate Annual v4.10, Unit 3690 and retrofits | 1257 | 2227 | Rate Constraint in lbs/MMBtu | FALSE | L | Annual | Allowances Banked | Thousand Tons | 0 | 0 | 0 | 0 | 0 | 0 | 0
Unit Gerald Gentleman 1 - SO2 Rate Annual v4.10, Unit 3690 and retrofits | 1257 | 2227 | Rate Constraint in lbs/MMBtu | FALSE | L | Annual | Allowances Withdrawn (1:1) | Thousand Tons | 0 | 0 | 0 | 0 | 0 | 0 | 0
Unit Gerald Gentleman 1 - SO2 Rate Annual v4.10, Unit 3690 and retrofits | 1257 | 2227 | Rate Constraint in lbs/MMBtu | FALSE | L | Annual | Allowances Withdrawn (n:1) | Thousand Tons | 0 | 0 | 0 | 0 | 0 | 0 | 0
Unit Gerald Gentleman 1 - SO2 Rate Annual v4.10, Unit 3690 and retrofits | 1257 | 2227 | Rate Constraint in lbs/MMBtu | FALSE | L | Annual | Net Emissions Allowance Position | Thousand Tons | 4.3242 | 4.3242 | 4.3167 | 4.3242 | 4.3242 | 7.0081 | 7.0081
Unit Gerald Gentleman 1 - SO2 Rate Annual v4.10, Unit 3690 and retrofits | 1257 | 2227 | Rate Constraint in lbs/MMBtu | FALSE | L | Annual | Fuel Consumed | TBtu | 49.7029 | 49.7029 | 49.617 | 49.7029 | 49.7029 | 49.7029 | 49.7029
Unit Gerald Gentleman 1 - SO2 Rate Annual v4.10, Unit 3690 and retrofits | 1257 | 2227 | Rate Constraint in lbs/MMBtu | FALSE | L | Annual | Rate | lb/MMBtu | 0.174 | 0.174 | 0.174 | 0.174 | 0.174 | 0.282 | 0.282
Unit Gerald Gentleman 1 - SO2 Rate Annual v4.10, Unit 3690 and retrofits | 1257 | 2227 | Rate Constraint in lbs/MMBtu | FALSE | L | Annual | Generation | TWh | 4.8295 | 4.8295 | 4.8212 | 4.8295 | 4.8295 | 4.8295 | 4.8295
Unit Gerald Gentleman 1 - SO2 Rate Annual v4.10, Unit 3690 and retrofits | 1257 | 2227 | Rate Constraint in lbs/MMBtu | FALSE | L | Annual | Qualifying Generation | TWh | 4.8295 | 4.8295 | 4.8212 | 4.8295 | 4.8295 | 4.8295 | 4.8295
Unit Gerald Gentleman 1 - SO2 Rate Annual v4.10, Unit 3690 and retrofits | 1257 | 2227 | Rate Constraint in lbs/MMBtu | FALSE | L | Annual | Rate | lb/MWh | 0.89536 | 0.89536 | 0.89536 | 0.89536 | 0.89536 | 1.4511 | 1.4511
Unit Gerald Gentleman 1 - SO2 Rate Annual v4.10, Unit 3690 and retrofits | 1257 | 2227 | Rate Constraint in lbs/MMBtu | FALSE | L | Annual | Constraint Shadow Price | US2011$/Ton | 0 | 0 | 0 | 0 | 0 | 0 | 0
Unit Gerald Gentleman 2 - SO2 Rate Annual v4.10, Unit 3689 and retrofits | 1258 | 2226 | Rate Constraint in lbs/MMBtu | FALSE | L | Annual | Seasons Included | Seasons | Winter, Summer | Winter, Summer | Winter, Summer | Winter, Summer | Winter, Summer | Winter, Summer | Winter, Summer
Unit Gerald Gentleman 2 - SO2 Rate Annual v4.10, Unit 3689 and retrofits | 1258 | 2226 | Rate Constraint in lbs/MMBtu | FALSE | L | Annual | Standard | lb/MMBtu | 0.59507 | 0.59507 | 0.59507 | 0.59507 | 0.59507 | 0.59507 | 0.59507
Unit Gerald Gentleman 2 - SO2 Rate Annual v4.10, Unit 3689 and retrofits | 1258 | 2226 | Rate Constraint in lbs/MMBtu | FALSE | L | Annual | Emissions at Affected Plants SO2 | Thousand Tons | 4.5784 | 4.5784 | 4.5705 | 4.5784 | 4.5784 | 7.4201 | 7.4201
Unit Gerald Gentleman 2 - SO2 Rate Annual v4.10, Unit 3689 and retrofits | 1258 | 2226 | Rate Constraint in lbs/MMBtu | FALSE | L | Annual | Allowances Purchased SO2 | Thousand Tons | 0 | 0 | 0 | 0 | 0 | 0 | 0
Unit Gerald Gentleman 2 - SO2 Rate Annual v4.10, Unit 3689 and retrofits | 1258 | 2226 | Rate Constraint in lbs/MMBtu | FALSE | L | Annual | Allowances Sold SO2 | Thousand Tons | 0 | 0 | 0 | 0 | 0 | 0 | 0
Unit Gerald Gentleman 2 - SO2 Rate Annual v4.10, Unit 3689 and retrofits | 1258 | 2226 | Rate Constraint in lbs/MMBtu | FALSE | L | Annual | Allowances Banked | Thousand Tons | 0 | 0 | 0 | 0 | 0 | 0 | 0
Unit Gerald Gentleman 2 - SO2 Rate Annual v4.10, Unit 3689 and retrofits | 1258 | 2226 | Rate Constraint in lbs/MMBtu | FALSE | L | Annual | Allowances Withdrawn (1:1) | Thousand Tons | 0 | 0 | 0 | 0 | 0 | 0 | 0
Unit Gerald Gentleman 2 - SO2 Rate Annual v4.10, Unit 3689 and retrofits | 1258 | 2226 | Rate Constraint in lbs/MMBtu | FALSE | L | Annual | Allowances Withdrawn (n:1) | Thousand Tons | 0 | 0 | 0 | 0 | 0 | 0 | 0
Unit Gerald Gentleman 2 - SO2 Rate Annual v4.10, Unit 3689 and retrofits | 1258 | 2226 | Rate Constraint in lbs/MMBtu | FALSE | L | Annual | Net Emissions Allowance Position | Thousand Tons | 4.5784 | 4.5784 | 4.5705 | 4.5784 | 4.5784 | 7.4201 | 7.4201
Unit Gerald Gentleman 2 - SO2 Rate Annual v4.10, Unit 3689 and retrofits | 1258 | 2226 | Rate Constraint in lbs/MMBtu | FALSE | L | Annual | Fuel Consumed | TBtu | 52.625 | 52.625 | 52.5341 | 52.625 | 52.625 | 52.625 | 52.625
Unit Gerald Gentleman 2 - SO2 Rate Annual v4.10, Unit 3689 and retrofits | 1258 | 2226 | Rate Constraint in lbs/MMBtu | FALSE | L | Annual | Rate | lb/MMBtu | 0.174 | 0.174 | 0.174 | 0.174 | 0.174 | 0.282 | 0.282
Unit Gerald Gentleman 2 - SO2 Rate Annual v4.10, Unit 3689 and retrofits | 1258 | 2226 | Rate Constraint in lbs/MMBtu | FALSE | L | Annual | Generation | TWh | 5.0836 | 5.0836 | 5.0748 | 5.0836 | 5.0836 | 5.0836 | 5.0836
Unit Gerald Gentleman 2 - SO2 Rate Annual v4.10, Unit 3689 and retrofits | 1258 | 2226 | Rate Constraint in lbs/MMBtu | FALSE | L | Annual | Qualifying Generation | TWh | 5.0836 | 5.0836 | 5.0748 | 5.0836 | 5.0836 | 5.0836 | 5.0836
Unit Gerald Gentleman 2 - SO2 Rate Annual v4.10, Unit 3689 and retrofits | 1258 | 2226 | Rate Constraint in lbs/MMBtu | FALSE | L | Annual | Rate | lb/MWh | 0.90062 | 0.90062 | 0.90062 | 0.90062 | 0.90062 | 1.4596 | 1.4596
Unit Gerald Gentleman 2 - SO2 Rate Annual v4.10, Unit 3689 and retrofits | 1258 | 2226 | Rate Constraint in lbs/MMBtu | FALSE | L | Annual | Constraint Shadow Price | US2011$/Ton | 0 | 0 | 0 | 0 | 0 | 0 | 0
Unit Lon Wright 8 - SO2 Rate Annual v4.10, Unit 3693 and retrofits | 1259 | 2222 | Rate Constraint in lbs/MMBtu | FALSE | L | Annual | Seasons Included | Seasons | Winter, Summer | Winter, Summer | Winter, Summer | Winter, Summer | Winter, Summer | Winter, Summer | Winter, Summer
Unit Lon Wright 8 - SO2 Rate Annual v4.10, Unit 3693 and retrofits | 1259 | 2222 | Rate Constraint in lbs/MMBtu | FALSE | L | Annual | Standard | lb/MMBtu | 0.64321 | 0.64321 | 0.64321 | 0.64321 | 0.64321 | 0.64321 | 0.64321
Unit Lon Wright 8 - SO2 Rate Annual v4.10, Unit 3693 and retrofits | 1259 | 2222 | Rate Constraint in lbs/MMBtu | FALSE | L | Annual | Emissions at Affected Plants SO2 | Thousand Tons | 0.63161 | 0.66802 | 0.66802 | 0.66802 | 0.66802 | 0.66802 | 0.66802
Unit Lon Wright 8 - SO2 Rate Annual v4.10, Unit 3693 and retrofits | 1259 | 2222 | Rate Constraint in lbs/MMBtu | FALSE | L | Annual | Allowances Purchased SO2 | Thousand Tons | 0 | 0 | 0 | 0 | 0 | 0 | 0
Unit Lon Wright 8 - SO2 Rate Annual v4.10, Unit 3693 and retrofits | 1259 | 2222 | Rate Constraint in lbs/MMBtu | FALSE | L | Annual | Allowances Sold SO2 | Thousand Tons | 0 | 0 | 0 | 0 | 0 | 0 | 0
Unit Lon Wright 8 - SO2 Rate Annual v4.10, Unit 3693 and retrofits | 1259 | 2222 | Rate Constraint in lbs/MMBtu | FALSE | L | Annual | Allowances Banked | Thousand Tons | 0 | 0 | 0 | 0 | 0 | 0 | 0
Unit Lon Wright 8 - SO2 Rate Annual v4.10, Unit 3693 and retrofits | 1259 | 2222 | Rate Constraint in lbs/MMBtu | FALSE | L | Annual | Allowances Withdrawn (1:1) | Thousand Tons | 0 | 0 | 0 | 0 | 0 | 0 | 0
Unit Lon Wright 8 - SO2 Rate Annual v4.10, Unit 3693 and retrofits | 1259 | 2222 | Rate Constraint in lbs/MMBtu | FALSE | L | Annual | Allowances Withdrawn (n:1) | Thousand Tons | 0 | 0 | 0 | 0 | 0 | 0 | 0
Unit Lon Wright 8 - SO2 Rate Annual v4.10, Unit 3693 and retrofits | 1259 | 2222 | Rate Constraint in lbs/MMBtu | FALSE | L | Annual | Net Emissions Allowance Position | Thousand Tons | 0.63161 | 0.66802 | 0.66802 | 0.66802 | 0.66802 | 0.66802 | 0.66802
Unit Lon Wright 8 - SO2 Rate Annual v4.10, Unit 3693 and retrofits | 1259 | 2222 | Rate Constraint in lbs/MMBtu | FALSE | L | Annual | Fuel Consumed | TBtu | 7.2599 | 7.6784 | 7.6784 | 7.6784 | 7.6784 | 7.6784 | 7.6784
Unit Lon Wright 8 - SO2 Rate Annual v4.10, Unit 3693 and retrofits | 1259 | 2222 | Rate Constraint in lbs/MMBtu | FALSE | L | Annual | Rate | lb/MMBtu | 0.174 | 0.174 | 0.174 | 0.174 | 0.174 | 0.174 | 0.174
Unit Lon Wright 8 - SO2 Rate Annual v4.10, Unit 3693 and retrofits | 1259 | 2222 | Rate Constraint in lbs/MMBtu | FALSE | L | Annual | Generation | TWh | 0.5888 | 0.62274 | 0.62274 | 0.62274 | 0.62274 | 0.62274 | 0.62274
Unit Lon Wright 8 - SO2 Rate Annual v4.10, Unit 3693 and retrofits | 1259 | 2222 | Rate Constraint in lbs/MMBtu | FALSE | L | Annual | Qualifying Generation | TWh | 0.5888 | 0.62274 | 0.62274 | 0.62274 | 0.62274 | 0.62274 | 0.62274
Unit Lon Wright 8 - SO2 Rate Annual v4.10, Unit 3693 and retrofits | 1259 | 2222 | Rate Constraint in lbs/MMBtu | FALSE | L | Annual | Rate | lb/MWh | 1.0727 | 1.0727 | 1.0727 | 1.0727 | 1.0727 | 1.0727 | 1.0727
Unit Lon Wright 8 - SO2 Rate Annual v4.10, Unit 3693 and retrofits | 1259 | 2222 | Rate Constraint in lbs/MMBtu | FALSE | L | Annual | Constraint Shadow Price | US2011$/Ton | 0 | 0 | 0 | 0 | 0 | 0 | 0
Unit Nebraska City 1 - SO2 Rate Annual v4.10, Unit 3694 and retrofits | 1260 | 2231 | Rate Constraint in lbs/MMBtu | FALSE | L | Annual | Seasons Included | Seasons | Winter, Summer | Winter, Summer | Winter, Summer | Winter, Summer | Winter, Summer | Winter, Summer | Winter, Summer
Unit Nebraska City 1 - SO2 Rate Annual v4.10, Unit 3694 and retrofits | 1260 | 2231 | Rate Constraint in lbs/MMBtu | FALSE | L | Annual | Standard | lb/MMBtu | 0.70894 | 0.70894 | 0.70894 | 0.70894 | 0.70894 | 0.70894 | 0.70894
Unit Nebraska City 1 - SO2 Rate Annual v4.10, Unit 3694 and retrofits | 1260 | 2231 | Rate Constraint in lbs/MMBtu | FALSE | L | Annual | Emissions at Affected Plants SO2 | Thousand Tons | 4.1215 | 4.1215 | 4.1144 | 4.1215 | 4.1215 | 4.1158 | 4.1158
Unit Nebraska City 1 - SO2 Rate Annual v4.10, Unit 3694 and retrofits | 1260 | 2231 | Rate Constraint in lbs/MMBtu | FALSE | L | Annual | Allowances Purchased SO2 | Thousand Tons | 0 | 0 | 0 | 0 | 0 | 0 | 0
Unit Nebraska City 1 - SO2 Rate Annual v4.10, Unit 3694 and retrofits | 1260 | 2231 | Rate Constraint in lbs/MMBtu | FALSE | L | Annual | Allowances Sold SO2 | Thousand Tons | 0 | 0 | 0 | 0 | 0 | 0 | 0
Unit Nebraska City 1 - SO2 Rate Annual v4.10, Unit 3694 and retrofits | 1260 | 2231 | Rate Constraint in lbs/MMBtu | FALSE | L | Annual | Allowances Banked | Thousand Tons | 0 | 0 | 0 | 0 | 0 | 0 | 0
Unit Nebraska City 1 - SO2 Rate Annual v4.10, Unit 3694 and retrofits | 1260 | 2231 | Rate Constraint in lbs/MMBtu | FALSE | L | Annual | Allowances Withdrawn (1:1) | Thousand Tons | 0 | 0 | 0 | 0 | 0 | 0 | 0
Unit Nebraska City 1 - SO2 Rate Annual v4.10, Unit 3694 and retrofits | 1260 | 2231 | Rate Constraint in lbs/MMBtu | FALSE | L | Annual | Allowances Withdrawn (n:1) | Thousand Tons | 0 | 0 | 0 | 0 | 0 | 0 | 0
Unit Nebraska City 1 - SO2 Rate Annual v4.10, Unit 3694 and retrofits | 1260 | 2231 | Rate Constraint in lbs/MMBtu | FALSE | L | Annual | Net Emissions Allowance Position | Thousand Tons | 4.1215 | 4.1215 | 4.1144 | 4.1215 | 4.1215 | 4.1158 | 4.1158
Unit Nebraska City 1 - SO2 Rate Annual v4.10, Unit 3694 and retrofits | 1260 | 2231 | Rate Constraint in lbs/MMBtu | FALSE | L | Annual | Fuel Consumed | TBtu | 47.374 | 47.374 | 47.2921 | 47.374 | 47.374 | 47.3785 | 47.3785
Unit Nebraska City 1 - SO2 Rate Annual v4.10, Unit 3694 and retrofits | 1260 | 2231 | Rate Constraint in lbs/MMBtu | FALSE | L | Annual | Rate | lb/MMBtu | 0.174 | 0.174 | 0.174 | 0.174 | 0.174 | 0.17374 | 0.17374
Unit Nebraska City 1 - SO2 Rate Annual v4.10, Unit 3694 and retrofits | 1260 | 2231 | Rate Constraint in lbs/MMBtu | FALSE | L | Annual | Generation | TWh | 4.6782 | 4.6782 | 4.6701 | 4.6782 | 4.6782 | 4.6782 | 4.6782
Unit Nebraska City 1 - SO2 Rate Annual v4.10, Unit 3694 and retrofits | 1260 | 2231 | Rate Constraint in lbs/MMBtu | FALSE | L | Annual | Qualifying Generation | TWh | 4.6782 | 4.6782 | 4.6701 | 4.6782 | 4.6782 | 4.6782 | 4.6782
Unit Nebraska City 1 - SO2 Rate Annual v4.10, Unit 3694 and retrofits | 1260 | 2231 | Rate Constraint in lbs/MMBtu | FALSE | L | Annual | Rate | lb/MWh | 0.881 | 0.881 | 0.881 | 0.881 | 0.881 | 0.87978 | 0.87978
Unit Nebraska City 1 - SO2 Rate Annual v4.10, Unit 3694 and retrofits | 1260 | 2231 | Rate Constraint in lbs/MMBtu | FALSE | L | Annual | Constraint Shadow Price | US2011$/Ton | 0 | 0 | 0 | 0 | 0 | 0 | 0
Unit North Omaha 1 - SO2 Rate Annual v4.10, Unit 3695 and retrofits | 1261 | 2228 | Rate Constraint in lbs/MMBtu | FALSE | L | Annual | Seasons Included | Seasons | Winter, Summer | Winter, Summer | Winter, Summer | Winter, Summer | Winter, Summer | Winter, Summer | Winter, Summer
Unit North Omaha 1 - SO2 Rate Annual v4.10, Unit 3695 and retrofits | 1261 | 2228 | Rate Constraint in lbs/MMBtu | FALSE | L | Annual | Standard | lb/MMBtu | 0.7567 | 0.7567 | 0.7567 | 0.7567 | 0.7567 | 0.7567 | 0.7567
Unit North Omaha 1 - SO2 Rate Annual v4.10, Unit 3695 and retrofits | 1261 | 2228 | Rate Constraint in lbs/MMBtu | FALSE | L | Annual | Emissions at Affected Plants SO2 | Thousand Tons | 0.53892 | 0.53892 | 0.538 | 0.53892 | 0.53892 | 0.53892 | 0.53892
Unit North Omaha 1 - SO2 Rate Annual v4.10, Unit 3695 and retrofits | 1261 | 2228 | Rate Constraint in lbs/MMBtu | FALSE | L | Annual | Allowances Purchased SO2 | Thousand Tons | 0 | 0 | 0 | 0 | 0 | 0 | 0
Unit North Omaha 1 - SO2 Rate Annual v4.10, Unit 3695 and retrofits | 1261 | 2228 | Rate Constraint in lbs/MMBtu | FALSE | L | Annual | Allowances Sold SO2 | Thousand Tons | 0 | 0 | 0 | 0 | 0 | 0 | 0
Unit North Omaha 1 - SO2 Rate Annual v4.10, Unit 3695 and retrofits | 1261 | 2228 | Rate Constraint in lbs/MMBtu | FALSE | L | Annual | Allowances Banked | Thousand Tons | 0 | 0 | 0 | 0 | 0 | 0 | 0
Unit North Omaha 1 - SO2 Rate Annual v4.10, Unit 3695 and retrofits | 1261 | 2228 | Rate Constraint in lbs/MMBtu | FALSE | L | Annual | Allowances Withdrawn (1:1) | Thousand Tons | 0 | 0 | 0 | 0 | 0 | 0 | 0
Unit North Omaha 1 - SO2 Rate Annual v4.10, Unit 3695 and retrofits | 1261 | 2228 | Rate Constraint in lbs/MMBtu | FALSE | L | Annual | Allowances Withdrawn (n:1) | Thousand Tons | 0 | 0 | 0 | 0 | 0 | 0 | 0
Unit North Omaha 1 - SO2 Rate Annual v4.10, Unit 3695 and retrofits | 1261 | 2228 | Rate Constraint in lbs/MMBtu | FALSE | L | Annual | Net Emissions Allowance Position | Thousand Tons | 0.53892 | 0.53892 | 0.538 | 0.53892 | 0.53892 | 0.53892 | 0.53892
Unit North Omaha 1 - SO2 Rate Annual v4.10, Unit 3695 and retrofits | 1261 | 2228 | Rate Constraint in lbs/MMBtu | FALSE | L | Annual | Fuel Consumed | TBtu | 6.1945 | 6.1945 | 6.1839 | 6.1945 | 6.1945 | 6.1945 | 6.1945
Unit North Omaha 1 - SO2 Rate Annual v4.10, Unit 3695 and retrofits | 1261 | 2228 | Rate Constraint in lbs/MMBtu | FALSE | L | Annual | Rate | lb/MMBtu | 0.174 | 0.174 | 0.174 | 0.174 | 0.174 | 0.174 | 0.174
Unit North Omaha 1 - SO2 Rate Annual v4.10, Unit 3695 and retrofits | 1261 | 2228 | Rate Constraint in lbs/MMBtu | FALSE | L | Annual | Generation | TWh | 0.56103 | 0.56103 | 0.56007 | 0.56103 | 0.56103 | 0.56103 | 0.56103
Unit North Omaha 1 - SO2 Rate Annual v4.10, Unit 3695 and retrofits | 1261 | 2228 | Rate Constraint in lbs/MMBtu | FALSE | L | Annual | Qualifying Generation | TWh | 0.56103 | 0.56103 | 0.56007 | 0.56103 | 0.56103 | 0.56103 | 0.56103
Unit North Omaha 1 - SO2 Rate Annual v4.10, Unit 3695 and retrofits | 1261 | 2228 | Rate Constraint in lbs/MMBtu | FALSE | L | Annual | Rate | lb/MWh | 0.96059 | 0.96059 | 0.96059 | 0.96059 | 0.96059 | 0.96059 | 0.96059
Unit North Omaha 1 - SO2 Rate Annual v4.10, Unit 3695 and retrofits | 1261 | 2228 | Rate Constraint in lbs/MMBtu | FALSE | L | Annual | Constraint Shadow Price | US2011$/Ton | 0 | 0 | 0 | 0 | 0 | 0 | 0
Unit North Omaha 5 - SO2 Rate Annual v4.10, Unit 3698 and retrofits | 1262 | 2230 | Rate Constraint in lbs/MMBtu | FALSE | L | Annual | Seasons Included | Seasons | Winter, Summer | Winter, Summer | Winter, Summer | Winter, Summer | Winter, Summer | Winter, Summer | Winter, Summer
Unit North Omaha 5 - SO2 Rate Annual v4.10, Unit 3698 and retrofits | 1262 | 2230 | Rate Constraint in lbs/MMBtu | FALSE | L | Annual | Standard | lb/MMBtu | 0.73382 | 0.73382 | 0.73382 | 0.73382 | 0.73382 | 0.73382 | 0.73382
Unit North Omaha 5 - SO2 Rate Annual v4.10, Unit 3698 and retrofits | 1262 | 2230 | Rate Constraint in lbs/MMBtu | FALSE | L | Annual | Emissions at Affected Plants SO2 | Thousand Tons | 1.4571 | 1.4759 | 1.4733 | 1.4759 | 1.4759 | 1.4759 | 1.4759
Unit North Omaha 5 - SO2 Rate Annual v4.10, Unit 3698 and retrofits | 1262 | 2230 | Rate Constraint in lbs/MMBtu | FALSE | L | Annual | Allowances Purchased SO2 | Thousand Tons | 0 | 0 | 0 | 0 | 0 | 0 | 0
Unit North Omaha 5 - SO2 Rate Annual v4.10, Unit 3698 and retrofits | 1262 | 2230 | Rate Constraint in lbs/MMBtu | FALSE | L | Annual | Allowances Sold SO2 | Thousand Tons | 0 | 0 | 0 | 0 | 0 | 0 | 0
Unit North Omaha 5 - SO2 Rate Annual v4.10, Unit 3698 and retrofits | 1262 | 2230 | Rate Constraint in lbs/MMBtu | FALSE | L | Annual | Allowances Banked | Thousand Tons | 0 | 0 | 0 | 0 | 0 | 0 | 0
Unit North Omaha 5 - SO2 Rate Annual v4.10, Unit 3698 and retrofits | 1262 | 2230 | Rate Constraint in lbs/MMBtu | FALSE | L | Annual | Allowances Withdrawn (1:1) | Thousand Tons | 0 | 0 | 0 | 0 | 0 | 0 | 0
Unit North Omaha 5 - SO2 Rate Annual v4.10, Unit 3698 and retrofits | 1262 | 2230 | Rate Constraint in lbs/MMBtu | FALSE | L | Annual | Allowances Withdrawn (n:1) | Thousand Tons | 0 | 0 | 0 | 0 | 0 | 0 | 0
Unit North Omaha 5 - SO2 Rate Annual v4.10, Unit 3698 and retrofits | 1262 | 2230 | Rate Constraint in lbs/MMBtu | FALSE | L | Annual | Net Emissions Allowance Position | Thousand Tons | 1.4571 | 1.4759 | 1.4733 | 1.4759 | 1.4759 | 1.4759 | 1.4759
Unit North Omaha 5 - SO2 Rate Annual v4.10, Unit 3698 and retrofits | 1262 | 2230 | Rate Constraint in lbs/MMBtu | FALSE | L | Annual | Fuel Consumed | TBtu | 16.7481 | 16.9645 | 16.935 | 16.9645 | 16.9645 | 16.9645 | 16.9645
Unit North Omaha 5 - SO2 Rate Annual v4.10, Unit 3698 and retrofits | 1262 | 2230 | Rate Constraint in lbs/MMBtu | FALSE | L | Annual | Rate | lb/MMBtu | 0.174 | 0.174 | 0.174 | 0.174 | 0.174 | 0.174 | 0.174
Unit North Omaha 5 - SO2 Rate Annual v4.10, Unit 3698 and retrofits | 1262 | 2230 | Rate Constraint in lbs/MMBtu | FALSE | L | Annual | Generation | TWh | 1.5061 | 1.5255 | 1.5229 | 1.5255 | 1.5255 | 1.5255 | 1.5255
Unit North Omaha 5 - SO2 Rate Annual v4.10, Unit 3698 and retrofits | 1262 | 2230 | Rate Constraint in lbs/MMBtu | FALSE | L | Annual | Qualifying Generation | TWh | 1.5061 | 1.5255 | 1.5229 | 1.5255 | 1.5255 | 1.5255 | 1.5255
Unit North Omaha 5 - SO2 Rate Annual v4.10, Unit 3698 and retrofits | 1262 | 2230 | Rate Constraint in lbs/MMBtu | FALSE | L | Annual | Rate | lb/MWh | 0.96747 | 0.96747 | 0.96747 | 0.96747 | 0.96747 | 0.96747 | 0.96747
Unit North Omaha 5 - SO2 Rate Annual v4.10, Unit 3698 and retrofits | 1262 | 2230 | Rate Constraint in lbs/MMBtu | FALSE | L | Annual | Constraint Shadow Price | US2011$/Ton | 0 | 0 | 0 | 0 | 0 | 0 | 0
Unit Northport 1 - SO2 Rate Annual v4.10, Unit 3930 and retrofits | 1263 | 2237 | Rate Constraint in lbs/MMBtu | FALSE | L | Annual | Seasons Included | Seasons | Winter, Summer | Winter, Summer | Winter, Summer | Winter, Summer | Winter, Summer | Winter, Summer | Winter, Summer
Unit Northport 1 - SO2 Rate Annual v4.10, Unit 3930 and retrofits | 1263 | 2237 | Rate Constraint in lbs/MMBtu | FALSE | L | Annual | Standard | lb/MMBtu | 0.067089 | 0.067089 | 0.067089 | 0.067089 | 0.067089 | 0.067089 | 0.067089
Unit Northport 1 - SO2 Rate Annual v4.10, Unit 3930 and retrofits | 1263 | 2237 | Rate Constraint in lbs/MMBtu | FALSE | L | Annual | Emissions at Affected Plants SO2 | Thousand Tons | 0 | 0 | 0 | 0 | 0 | 0 | 0
Unit Northport 1 - SO2 Rate Annual v4.10, Unit 3930 and retrofits | 1263 | 2237 | Rate Constraint in lbs/MMBtu | FALSE | L | Annual | Allowances Purchased SO2 | Thousand Tons | 0 | 0 | 0 | 0 | 0 | 0 | 0
Unit Northport 1 - SO2 Rate Annual v4.10, Unit 3930 and retrofits | 1263 | 2237 | Rate Constraint in lbs/MMBtu | FALSE | L | Annual | Allowances Sold SO2 | Thousand Tons | 0 | 0 | 0 | 0 | 0 | 0 | 0
Unit Northport 1 - SO2 Rate Annual v4.10, Unit 3930 and retrofits | 1263 | 2237 | Rate Constraint in lbs/MMBtu | FALSE | L | Annual | Allowances Banked | Thousand Tons | 0 | 0 | 0 | 0 | 0 | 0 | 0
Unit Northport 1 - SO2 Rate Annual v4.10, Unit 3930 and retrofits | 1263 | 2237 | Rate Constraint in lbs/MMBtu | FALSE | L | Annual | Allowances Withdrawn (1:1) | Thousand Tons | 0 | 0 | 0 | 0 | 0 | 0 | 0
Unit Northport 1 - SO2 Rate Annual v4.10, Unit 3930 and retrofits | 1263 | 2237 | Rate Constraint in lbs/MMBtu | FALSE | L | Annual | Allowances Withdrawn (n:1) | Thousand Tons | 0 | 0 | 0 | 0 | 0 | 0 | 0
Unit Northport 1 - SO2 Rate Annual v4.10, Unit 3930 and retrofits | 1263 | 2237 | Rate Constraint in lbs/MMBtu | FALSE | L | Annual | Net Emissions Allowance Position | Thousand Tons | 0 | 0 | 0 | 0 | 0 | 0 | 0
Unit Northport 1 - SO2 Rate Annual v4.10, Unit 3930 and retrofits | 1263 | 2237 | Rate Constraint in lbs/MMBtu | FALSE | L | Annual | Fuel Consumed | TBtu | 10.8598 | 7.8646 | 7.8646 | 4.8217 | 4.8217 | 3.8242 | 0
Unit Northport 1 - SO2 Rate Annual v4.10, Unit 3930 and retrofits | 1263 | 2237 | Rate Constraint in lbs/MMBtu | FALSE | L | Annual | Rate | lb/MMBtu | 0 | 0 | 0 | 0 | 0 | 0 | 0
Unit Northport 1 - SO2 Rate Annual v4.10, Unit 3930 and retrofits | 1263 | 2237 | Rate Constraint in lbs/MMBtu | FALSE | L | Annual | Generation | TWh | 1.0035 | 0.72672 | 0.72672 | 0.44555 | 0.44555 | 0.35338 | 0
Unit Northport 1 - SO2 Rate Annual v4.10, Unit 3930 and retrofits | 1263 | 2237 | Rate Constraint in lbs/MMBtu | FALSE | L | Annual | Qualifying Generation | TWh | 1.0035 | 0.72672 | 0.72672 | 0.44555 | 0.44555 | 0.35338 | 0
Unit Northport 1 - SO2 Rate Annual v4.10, Unit 3930 and retrofits | 1263 | 2237 | Rate Constraint in lbs/MMBtu | FALSE | L | Annual | Rate | lb/MWh | 0 | 0 | 0 | 0 | 0 | 0 | 0
Unit Northport 1 - SO2 Rate Annual v4.10, Unit 3930 and retrofits | 1263 | 2237 | Rate Constraint in lbs/MMBtu | FALSE | L | Annual | Constraint Shadow Price | US2011$/Ton | 0 | 0 | 0 | 0 | 0 | 0 | 0
Unit Northport 2 - SO2 Rate Annual v4.10, Unit 3934 and retrofits | 1264 | 2236 | Rate Constraint in lbs/MMBtu | FALSE | L | Annual | Seasons Included | Seasons | Winter, Summer | Winter, Summer | Winter, Summer | Winter, Summer | Winter, Summer | Winter, Summer | Winter, Summer
Unit Northport 2 - SO2 Rate Annual v4.10, Unit 3934 and retrofits | 1264 | 2236 | Rate Constraint in lbs/MMBtu | FALSE | L | Annual | Standard | lb/MMBtu | 0.22071 | 0.22071 | 0.22071 | 0.22071 | 0.22071 | 0.22071 | 0.22071
Unit Northport 2 - SO2 Rate Annual v4.10, Unit 3934 and retrofits | 1264 | 2236 | Rate Constraint in lbs/MMBtu | FALSE | L | Annual | Emissions at Affected Plants SO2 | Thousand Tons | 0 | 0 | 0 | 0 | 0 | 0 | 0
Unit Northport 2 - SO2 Rate Annual v4.10, Unit 3934 and retrofits | 1264 | 2236 | Rate Constraint in lbs/MMBtu | FALSE | L | Annual | Allowances Purchased SO2 | Thousand Tons | 0 | 0 | 0 | 0 | 0 | 0 | 0
Unit Northport 2 - SO2 Rate Annual v4.10, Unit 3934 and retrofits | 1264 | 2236 | Rate Constraint in lbs/MMBtu | FALSE | L | Annual | Allowances Sold SO2 | Thousand Tons | 0 | 0 | 0 | 0 | 0 | 0 | 0
Unit Northport 2 - SO2 Rate Annual v4.10, Unit 3934 and retrofits | 1264 | 2236 | Rate Constraint in lbs/MMBtu | FALSE | L | Annual | Allowances Banked | Thousand Tons | 0 | 0 | 0 | 0 | 0 | 0 | 0
Unit Northport 2 - SO2 Rate Annual v4.10, Unit 3934 and retrofits | 1264 | 2236 | Rate Constraint in lbs/MMBtu | FALSE | L | Annual | Allowances Withdrawn (1:1) | Thousand Tons | 0 | 0 | 0 | 0 | 0 | 0 | 0
Unit Northport 2 - SO2 Rate Annual v4.10, Unit 3934 and retrofits | 1264 | 2236 | Rate Constraint in lbs/MMBtu | FALSE | L | Annual | Allowances Withdrawn (n:1) | Thousand Tons | 0 | 0 | 0 | 0 | 0 | 0 | 0
Unit Northport 2 - SO2 Rate Annual v4.10, Unit 3934 and retrofits | 1264 | 2236 | Rate Constraint in lbs/MMBtu | FALSE | L | Annual | Net Emissions Allowance Position | Thousand Tons | 0 | 0 | 0 | 0 | 0 | 0 | 0
Unit Northport 2 - SO2 Rate Annual v4.10, Unit 3934 and retrofits | 1264 | 2236 | Rate Constraint in lbs/MMBtu | FALSE | L | Annual | Fuel Consumed | TBtu | 12.2615 | 11.9872 | 9.0859 | 9.0859 | 5.1121 | 4.0545 | 3.2959
Unit Northport 2 - SO2 Rate Annual v4.10, Unit 3934 and retrofits | 1264 | 2236 | Rate Constraint in lbs/MMBtu | FALSE | L | Annual | Rate | lb/MMBtu | 0 | 0 | 0 | 0 | 0 | 0 | 0
Unit Northport 2 - SO2 Rate Annual v4.10, Unit 3934 and retrofits | 1264 | 2236 | Rate Constraint in lbs/MMBtu | FALSE | L | Annual | Generation | TWh | 1.1344 | 1.109 | 0.84059 | 0.84059 | 0.47295 | 0.37511 | 0.30492
Unit Northport 2 - SO2 Rate Annual v4.10, Unit 3934 and retrofits | 1264 | 2236 | Rate Constraint in lbs/MMBtu | FALSE | L | Annual | Qualifying Generation | TWh | 1.1344 | 1.109 | 0.84059 | 0.84059 | 0.47295 | 0.37511 | 0.30492
Unit Northport 2 - SO2 Rate Annual v4.10, Unit 3934 and retrofits | 1264 | 2236 | Rate Constraint in lbs/MMBtu | FALSE | L | Annual | Rate | lb/MWh | 0 | 0 | 0 | 0 | 0 | 0 | 0
Unit Northport 2 - SO2 Rate Annual v4.10, Unit 3934 and retrofits | 1264 | 2236 | Rate Constraint in lbs/MMBtu | FALSE | L | Annual | Constraint Shadow Price | US2011$/Ton | 0 | 0 | 0 | 0 | 0 | 0 | 0
Unit Northport 3 - SO2 Rate Annual v4.10, Unit 3931 and retrofits | 1265 | 2235 | Rate Constraint in lbs/MMBtu | FALSE | L | Annual | Seasons Included | Seasons | Winter, Summer | Winter, Summer | Winter, Summer | Winter, Summer | Winter, Summer | Winter, Summer | Winter, Summer
Unit Northport 3 - SO2 Rate Annual v4.10, Unit 3931 and retrofits | 1265 | 2235 | Rate Constraint in lbs/MMBtu | FALSE | L | Annual | Standard | lb/MMBtu | 0.22456 | 0.22456 | 0.22456 | 0.22456 | 0.22456 | 0.22456 | 0.22456
Unit Northport 3 - SO2 Rate Annual v4.10, Unit 3931 and retrofits | 1265 | 2235 | Rate Constraint in lbs/MMBtu | FALSE | L | Annual | Emissions at Affected Plants SO2 | Thousand Tons | 0 | 0 | 0 | 0 | 0 | 0 | 0
Unit Northport 3 - SO2 Rate Annual v4.10, Unit 3931 and retrofits | 1265 | 2235 | Rate Constraint in lbs/MMBtu | FALSE | L | Annual | Allowances Purchased SO2 | Thousand Tons | 0 | 0 | 0 | 0 | 0 | 0 | 0
Unit Northport 3 - SO2 Rate Annual v4.10, Unit 3931 and retrofits | 1265 | 2235 | Rate Constraint in lbs/MMBtu | FALSE | L | Annual | Allowances Sold SO2 | Thousand Tons | 0 | 0 | 0 | 0 | 0 | 0 | 0
Unit Northport 3 - SO2 Rate Annual v4.10, Unit 3931 and retrofits | 1265 | 2235 | Rate Constraint in lbs/MMBtu | FALSE | L | Annual | Allowances Banked | Thousand Tons | 0 | 0 | 0 | 0 | 0 | 0 | 0
Unit Northport 3 - SO2 Rate Annual v4.10, Unit 3931 and retrofits | 1265 | 2235 | Rate Constraint in lbs/MMBtu | FALSE | L | Annual | Allowances Withdrawn (1:1) | Thousand Tons | 0 | 0 | 0 | 0 | 0 | 0 | 0
Unit Northport 3 - SO2 Rate Annual v4.10, Unit 3931 and retrofits | 1265 | 2235 | Rate Constraint in lbs/MMBtu | FALSE | L | Annual | Allowances Withdrawn (n:1) | Thousand Tons | 0 | 0 | 0 | 0 | 0 | 0 | 0
Unit Northport 3 - SO2 Rate Annual v4.10, Unit 3931 and retrofits | 1265 | 2235 | Rate Constraint in lbs/MMBtu | FALSE | L | Annual | Net Emissions Allowance Position | Thousand Tons | 0 | 0 | 0 | 0 | 0 | 0 | 0
Unit Northport 3 - SO2 Rate Annual v4.10, Unit 3931 and retrofits | 1265 | 2235 | Rate Constraint in lbs/MMBtu | FALSE | L | Annual | Fuel Consumed | TBtu | 11.2442 | 11.2442 | 11.2062 | 8.1676 | 4.9527 | 3.9281 | 3.9281
Unit Northport 3 - SO2 Rate Annual v4.10, Unit 3931 and retrofits | 1265 | 2235 | Rate Constraint in lbs/MMBtu | FALSE | L | Annual | Rate | lb/MMBtu | 0 | 0 | 0 | 0 | 0 | 0 | 0
Unit Northport 3 - SO2 Rate Annual v4.10, Unit 3931 and retrofits | 1265 | 2235 | Rate Constraint in lbs/MMBtu | FALSE | L | Annual | Generation | TWh | 1.0548 | 1.0548 | 1.0512 | 0.76619 | 0.46461 | 0.36849 | 0.36849
Unit Northport 3 - SO2 Rate Annual v4.10, Unit 3931 and retrofits | 1265 | 2235 | Rate Constraint in lbs/MMBtu | FALSE | L | Annual | Qualifying Generation | TWh | 1.0548 | 1.0548 | 1.0512 | 0.76619 | 0.46461 | 0.36849 | 0.36849
Unit Northport 3 - SO2 Rate Annual v4.10, Unit 3931 and retrofits | 1265 | 2235 | Rate Constraint in lbs/MMBtu | FALSE | L | Annual | Rate | lb/MWh | 0 | 0 | 0 | 0 | 0 | 0 | 0
Unit Northport 3 - SO2 Rate Annual v4.10, Unit 3931 and retrofits | 1265 | 2235 | Rate Constraint in lbs/MMBtu | FALSE | L | Annual | Constraint Shadow Price | US2011$/Ton | 0 | 0 | 0 | 0 | 0 | 0 | 0
Unit Northport 4 - SO2 Rate Annual v4.10, Unit 3932 and retrofits | 1266 | 2234 | Rate Constraint in lbs/MMBtu | FALSE | L | Annual | Seasons Included | Seasons | Winter, Summer | Winter, Summer | Winter, Summer | Winter, Summer | Winter, Summer | Winter, Summer | Winter, Summer
Unit Northport 4 - SO2 Rate Annual v4.10, Unit 3932 and retrofits | 1266 | 2234 | Rate Constraint in lbs/MMBtu | FALSE | L | Annual | Standard | lb/MMBtu | 0.15763 | 0.15763 | 0.15763 | 0.15763 | 0.15763 | 0.15763 | 0.15763
Unit Northport 4 - SO2 Rate Annual v4.10, Unit 3932 and retrofits | 1266 | 2234 | Rate Constraint in lbs/MMBtu | FALSE | L | Annual | Emissions at Affected Plants SO2 | Thousand Tons | 0 | 0 | 0 | 0 | 0 | 0 | 0
Unit Northport 4 - SO2 Rate Annual v4.10, Unit 3932 and retrofits | 1266 | 2234 | Rate Constraint in lbs/MMBtu | FALSE | L | Annual | Allowances Purchased SO2 | Thousand Tons | 0 | 0 | 0 | 0 | 0 | 0 | 0
Unit Northport 4 - SO2 Rate Annual v4.10, Unit 3932 and retrofits | 1266 | 2234 | Rate Constraint in lbs/MMBtu | FALSE | L | Annual | Allowances Sold SO2 | Thousand Tons | 0 | 0 | 0 | 0 | 0 | 0 | 0
Unit Northport 4 - SO2 Rate Annual v4.10, Unit 3932 and retrofits | 1266 | 2234 | Rate Constraint in lbs/MMBtu | FALSE | L | Annual | Allowances Banked | Thousand Tons | 0 | 0 | 0 | 0 | 0 | 0 | 0
Unit Northport 4 - SO2 Rate Annual v4.10, Unit 3932 and retrofits | 1266 | 2234 | Rate Constraint in lbs/MMBtu | FALSE | L | Annual | Allowances Withdrawn (1:1) | Thousand Tons | 0 | 0 | 0 | 0 | 0 | 0 | 0
Unit Northport 4 - SO2 Rate Annual v4.10, Unit 3932 and retrofits | 1266 | 2234 | Rate Constraint in lbs/MMBtu | FALSE | L | Annual | Allowances Withdrawn (n:1) | Thousand Tons | 0 | 0 | 0 | 0 | 0 | 0 | 0
Unit Northport 4 - SO2 Rate Annual v4.10, Unit 3932 and retrofits | 1266 | 2234 | Rate Constraint in lbs/MMBtu | FALSE | L | Annual | Net Emissions Allowance Position | Thousand Tons | 0 | 0 | 0 | 0 | 0 | 0 | 0
Unit Northport 4 - SO2 Rate Annual v4.10, Unit 3932 and retrofits | 1266 | 2234 | Rate Constraint in lbs/MMBtu | FALSE | L | Annual | Fuel Consumed | TBtu | 11.5036 | 11.5036 | 11.5036 | 10.297 | 5.292 | 4.0042 | 4.0042
Unit Northport 4 - SO2 Rate Annual v4.10, Unit 3932 and retrofits | 1266 | 2234 | Rate Constraint in lbs/MMBtu | FALSE | L | Annual | Rate | lb/MMBtu | 0 | 0 | 0 | 0 | 0 | 0 | 0
Unit Northport 4 - SO2 Rate Annual v4.10, Unit 3932 and retrofits | 1266 | 2234 | Rate Constraint in lbs/MMBtu | FALSE | L | Annual | Generation | TWh | 1.0804 | 1.0804 | 1.0804 | 0.96703 | 0.49699 | 0.37605 | 0.37605
Unit Northport 4 - SO2 Rate Annual v4.10, Unit 3932 and retrofits | 1266 | 2234 | Rate Constraint in lbs/MMBtu | FALSE | L | Annual | Qualifying Generation | TWh | 1.0804 | 1.0804 | 1.0804 | 0.96703 | 0.49699 | 0.37605 | 0.37605
Unit Northport 4 - SO2 Rate Annual v4.10, Unit 3932 and retrofits | 1266 | 2234 | Rate Constraint in lbs/MMBtu | FALSE | L | Annual | Rate | lb/MWh | 0 | 0 | 0 | 0 | 0 | 0 | 0
Unit Northport 4 - SO2 Rate Annual v4.10, Unit 3932 and retrofits | 1266 | 2234 | Rate Constraint in lbs/MMBtu | FALSE | L | Annual | Constraint Shadow Price | US2011$/Ton | 0 | 0 | 0 | 0 | 0 | 0 | 0
Unit Platte 1 - SO2 Rate Annual v4.10, Unit 4232 and retrofits | 1267 | 2225 | Rate Constraint in lbs/MMBtu | FALSE | L | Annual | Seasons Included | Seasons | Winter, Summer | Winter, Summer | Winter, Summer | Winter, Summer | Winter, Summer | Winter, Summer | Winter, Summer
Unit Platte 1 - SO2 Rate Annual v4.10, Unit 4232 and retrofits | 1267 | 2225 | Rate Constraint in lbs/MMBtu | FALSE | L | Annual | Standard | lb/MMBtu | 0.73393 | 0.73393 | 0.73393 | 0.73393 | 0.73393 | 0.73393 | 0.73393
Unit Platte 1 - SO2 Rate Annual v4.10, Unit 4232 and retrofits | 1267 | 2225 | Rate Constraint in lbs/MMBtu | FALSE | L | Annual | Emissions at Affected Plants SO2 | Thousand Tons | 0.24686 | 0.24686 | 0.24686 | 0.24686 | 0.24686 | 0.24686 | 0.24686
Unit Platte 1 - SO2 Rate Annual v4.10, Unit 4232 and retrofits | 1267 | 2225 | Rate Constraint in lbs/MMBtu | FALSE | L | Annual | Allowances Purchased SO2 | Thousand Tons | 0 | 0 | 0 | 0 | 0 | 0 | 0
Unit Platte 1 - SO2 Rate Annual v4.10, Unit 4232 and retrofits | 1267 | 2225 | Rate Constraint in lbs/MMBtu | FALSE | L | Annual | Allowances Sold SO2 | Thousand Tons | 0 | 0 | 0 | 0 | 0 | 0 | 0
Unit Platte 1 - SO2 Rate Annual v4.10, Unit 4232 and retrofits | 1267 | 2225 | Rate Constraint in lbs/MMBtu | FALSE | L | Annual | Allowances Banked | Thousand Tons | 0 | 0 | 0 | 0 | 0 | 0 | 0
Unit Platte 1 - SO2 Rate Annual v4.10, Unit 4232 and retrofits | 1267 | 2225 | Rate Constraint in lbs/MMBtu | FALSE | L | Annual | Allowances Withdrawn (1:1) | Thousand Tons | 0 | 0 | 0 | 0 | 0 | 0 | 0
Unit Platte 1 - SO2 Rate Annual v4.10, Unit 4232 and retrofits | 1267 | 2225 | Rate Constraint in lbs/MMBtu | FALSE | L | Annual | Allowances Withdrawn (n:1) | Thousand Tons | 0 | 0 | 0 | 0 | 0 | 0 | 0
Unit Platte 1 - SO2 Rate Annual v4.10, Unit 4232 and retrofits | 1267 | 2225 | Rate Constraint in lbs/MMBtu | FALSE | L | Annual | Net Emissions Allowance Position | Thousand Tons | 0.24686 | 0.24686 | 0.24686 | 0.24686 | 0.24686 | 0.24686 | 0.24686
Unit Platte 1 - SO2 Rate Annual v4.10, Unit 4232 and retrofits | 1267 | 2225 | Rate Constraint in lbs/MMBtu | FALSE | L | Annual | Fuel Consumed | TBtu | 8.2287 | 8.2287 | 8.2287 | 8.2287 | 8.2287 | 8.2287 | 8.2287
Unit Platte 1 - SO2 Rate Annual v4.10, Unit 4232 and retrofits | 1267 | 2225 | Rate Constraint in lbs/MMBtu | FALSE | L | Annual | Rate | lb/MMBtu | 0.06 | 0.06 | 0.06 | 0.06 | 0.06 | 0.06 | 0.06
Unit Platte 1 - SO2 Rate Annual v4.10, Unit 4232 and retrofits | 1267 | 2225 | Rate Constraint in lbs/MMBtu | FALSE | L | Annual | Generation | TWh | 0.74448 | 0.74448 | 0.74448 | 0.74448 | 0.74448 | 0.74448 | 0.74448
Unit Platte 1 - SO2 Rate Annual v4.10, Unit 4232 and retrofits | 1267 | 2225 | Rate Constraint in lbs/MMBtu | FALSE | L | Annual | Qualifying Generation | TWh | 0.74448 | 0.74448 | 0.74448 | 0.74448 | 0.74448 | 0.74448 | 0.74448
Unit Platte 1 - SO2 Rate Annual v4.10, Unit 4232 and retrofits | 1267 | 2225 | Rate Constraint in lbs/MMBtu | FALSE | L | Annual | Rate | lb/MWh | 0.33159 | 0.33159 | 0.33159 | 0.33159 | 0.33159 | 0.33159 | 0.33159
Unit Platte 1 - SO2 Rate Annual v4.10, Unit 4232 and retrofits | 1267 | 2225 | Rate Constraint in lbs/MMBtu | FALSE | L | Annual | Constraint Shadow Price | US2011$/Ton | 0 | 0 | 0 | 0 | 0 | 0 | 0
Unit Port Jefferson 3 - SO2 Rate Annual v4.10, Unit 3933 and retrofits | 1268 | 2238 | Rate Constraint in lbs/MMBtu | FALSE | L | Annual | Seasons Included | Seasons | Winter, Summer | Winter, Summer | Winter, Summer | Winter, Summer | Winter, Summer | Winter, Summer | Winter, Summer
Unit Port Jefferson 3 - SO2 Rate Annual v4.10, Unit 3933 and retrofits | 1268 | 2238 | Rate Constraint in lbs/MMBtu | FALSE | L | Annual | Standard | lb/MMBtu | 0.19639 | 0.19639 | 0.19639 | 0.19639 | 0.19639 | 0.19639 | 0.19639
Unit Port Jefferson 3 - SO2 Rate Annual v4.10, Unit 3933 and retrofits | 1268 | 2238 | Rate Constraint in lbs/MMBtu | FALSE | L | Annual | Emissions at Affected Plants SO2 | Thousand Tons | 0 | 0 | 0 | 0 | 0 | 0 | 0
Unit Port Jefferson 3 - SO2 Rate Annual v4.10, Unit 3933 and retrofits | 1268 | 2238 | Rate Constraint in lbs/MMBtu | FALSE | L | Annual | Allowances Purchased SO2 | Thousand Tons | 0 | 0 | 0 | 0 | 0 | 0 | 0
Unit Port Jefferson 3 - SO2 Rate Annual v4.10, Unit 3933 and retrofits | 1268 | 2238 | Rate Constraint in lbs/MMBtu | FALSE | L | Annual | Allowances Sold SO2 | Thousand Tons | 0 | 0 | 0 | 0 | 0 | 0 | 0
Unit Port Jefferson 3 - SO2 Rate Annual v4.10, Unit 3933 and retrofits | 1268 | 2238 | Rate Constraint in lbs/MMBtu | FALSE | L | Annual | Allowances Banked | Thousand Tons | 0 | 0 | 0 | 0 | 0 | 0 | 0
Unit Port Jefferson 3 - SO2 Rate Annual v4.10, Unit 3933 and retrofits | 1268 | 2238 | Rate Constraint in lbs/MMBtu | FALSE | L | Annual | Allowances Withdrawn (1:1) | Thousand Tons | 0 | 0 | 0 | 0 | 0 | 0 | 0
Unit Port Jefferson 3 - SO2 Rate Annual v4.10, Unit 3933 and retrofits | 1268 | 2238 | Rate Constraint in lbs/MMBtu | FALSE | L | Annual | Allowances Withdrawn (n:1) | Thousand Tons | 0 | 0 | 0 | 0 | 0 | 0 | 0
Unit Port Jefferson 3 - SO2 Rate Annual v4.10, Unit 3933 and retrofits | 1268 | 2238 | Rate Constraint in lbs/MMBtu | FALSE | L | Annual | Net Emissions Allowance Position | Thousand Tons | 0 | 0 | 0 | 0 | 0 | 0 | 0
Unit Port Jefferson 3 - SO2 Rate Annual v4.10, Unit 3933 and retrofits | 1268 | 2238 | Rate Constraint in lbs/MMBtu | FALSE | L | Annual | Fuel Consumed | TBtu | 1.6133 | 1.5269 | 0 | 0 | 0 | 0 | 0
Unit Port Jefferson 3 - SO2 Rate Annual v4.10, Unit 3933 and retrofits | 1268 | 2238 | Rate Constraint in lbs/MMBtu | FALSE | L | Annual | Rate | lb/MMBtu | 0 | 0 | 0 | 0 | 0 | 0 | 0
Unit Port Jefferson 3 - SO2 Rate Annual v4.10, Unit 3933 and retrofits | 1268 | 2238 | Rate Constraint in lbs/MMBtu | FALSE | L | Annual | Generation | TWh | 0.14185 | 0.13425 | 0 | 0 | 0 | 0 | 0
Unit Port Jefferson 3 - SO2 Rate Annual v4.10, Unit 3933 and retrofits | 1268 | 2238 | Rate Constraint in lbs/MMBtu | FALSE | L | Annual | Qualifying Generation | TWh | 0.14185 | 0.13425 | 0 | 0 | 0 | 0 | 0
Unit Port Jefferson 3 - SO2 Rate Annual v4.10, Unit 3933 and retrofits | 1268 | 2238 | Rate Constraint in lbs/MMBtu | FALSE | L | Annual | Rate | lb/MWh | 0 | 0 | 0 | 0 | 0 | 0 | 0
Unit Port Jefferson 3 - SO2 Rate Annual v4.10, Unit 3933 and retrofits | 1268 | 2238 | Rate Constraint in lbs/MMBtu | FALSE | L | Annual | Constraint Shadow Price | US2011$/Ton | 0 | 0 | 0 | 0 | 0 | 0 | 0
Unit Port Jefferson 4 - SO2 Rate Annual v4.10, Unit 3935 and retrofits | 1269 | 2239 | Rate Constraint in lbs/MMBtu | FALSE | L | Annual | Seasons Included | Seasons | Winter, Summer | Winter, Summer | Winter, Summer | Winter, Summer | Winter, Summer | Winter, Summer | Winter, Summer
Unit Port Jefferson 4 - SO2 Rate Annual v4.10, Unit 3935 and retrofits | 1269 | 2239 | Rate Constraint in lbs/MMBtu | FALSE | L | Annual | Standard | lb/MMBtu | 0.25483 | 0.25483 | 0.25483 | 0.25483 | 0.25483 | 0.25483 | 0.25483
Unit Port Jefferson 4 - SO2 Rate Annual v4.10, Unit 3935 and retrofits | 1269 | 2239 | Rate Constraint in lbs/MMBtu | FALSE | L | Annual | Emissions at Affected Plants SO2 | Thousand Tons | 0 | 0 | 0 | 0 | 0 | 0 | 0
Unit Port Jefferson 4 - SO2 Rate Annual v4.10, Unit 3935 and retrofits | 1269 | 2239 | Rate Constraint in lbs/MMBtu | FALSE | L | Annual | Allowances Purchased SO2 | Thousand Tons | 0 | 0 | 0 | 0 | 0 | 0 | 0
Unit Port Jefferson 4 - SO2 Rate Annual v4.10, Unit 3935 and retrofits | 1269 | 2239 | Rate Constraint in lbs/MMBtu | FALSE | L | Annual | Allowances Sold SO2 | Thousand Tons | 0 | 0 | 0 | 0 | 0 | 0 | 0
Unit Port Jefferson 4 - SO2 Rate Annual v4.10, Unit 3935 and retrofits | 1269 | 2239 | Rate Constraint in lbs/MMBtu | FALSE | L | Annual | Allowances Banked | Thousand Tons | 0 | 0 | 0 | 0 | 0 | 0 | 0
Unit Port Jefferson 4 - SO2 Rate Annual v4.10, Unit 3935 and retrofits | 1269 | 2239 | Rate Constraint in lbs/MMBtu | FALSE | L | Annual | Allowances Withdrawn (1:1) | Thousand Tons | 0 | 0 | 0 | 0 | 0 | 0 | 0
Unit Port Jefferson 4 - SO2 Rate Annual v4.10, Unit 3935 and retrofits | 1269 | 2239 | Rate Constraint in lbs/MMBtu | FALSE | L | Annual | Allowances Withdrawn (n:1) | Thousand Tons | 0 | 0 | 0 | 0 | 0 | 0 | 0
Unit Port Jefferson 4 - SO2 Rate Annual v4.10, Unit 3935 and retrofits | 1269 | 2239 | Rate Constraint in lbs/MMBtu | FALSE | L | Annual | Net Emissions Allowance Position | Thousand Tons | 0 | 0 | 0 | 0 | 0 | 0 | 0
Unit Port Jefferson 4 - SO2 Rate Annual v4.10, Unit 3935 and retrofits | 1269 | 2239 | Rate Constraint in lbs/MMBtu | FALSE | L | Annual | Fuel Consumed | TBtu | 1.7559 | 1.1957 | 0.88705 | 0 | 0 | 0 | 0
Unit Port Jefferson 4 - SO2 Rate Annual v4.10, Unit 3935 and retrofits | 1269 | 2239 | Rate Constraint in lbs/MMBtu | FALSE | L | Annual | Rate | lb/MMBtu | 0 | 0 | 0 | 0 | 0 | 0 | 0
Unit Port Jefferson 4 - SO2 Rate Annual v4.10, Unit 3935 and retrofits | 1269 | 2239 | Rate Constraint in lbs/MMBtu | FALSE | L | Annual | Generation | TWh | 0.15463 | 0.10529 | 0.078113 | 0 | 0 | 0 | 0
Unit Port Jefferson 4 - SO2 Rate Annual v4.10, Unit 3935 and retrofits | 1269 | 2239 | Rate Constraint in lbs/MMBtu | FALSE | L | Annual | Qualifying Generation | TWh | 0.15463 | 0.10529 | 0.078113 | 0 | 0 | 0 | 0
Unit Port Jefferson 4 - SO2 Rate Annual v4.10, Unit 3935 and retrofits | 1269 | 2239 | Rate Constraint in lbs/MMBtu | FALSE | L | Annual | Rate | lb/MWh | 0 | 0 | 0 | 0 | 0 | 0 | 0
Unit Port Jefferson 4 - SO2 Rate Annual v4.10, Unit 3935 and retrofits | 1269 | 2239 | Rate Constraint in lbs/MMBtu | FALSE | L | Annual | Constraint Shadow Price | US2011$/Ton | 0 | 0 | 0 | 0 | 0 | 0 | 0
Unit San Juan 1-4 - NOX Rate Annual v3.1, Unit 4226 and retrofits | 1270 | 1896 | Rate Constraint in lbs/MMBtu | FALSE | L | Annual | Seasons Included | Seasons | Winter, Summer | Winter, Summer | Winter, Summer | Winter, Summer | Winter, Summer | Winter, Summer | Winter, Summer
Unit San Juan 1-4 - NOX Rate Annual v3.1, Unit 4226 and retrofits | 1270 | 1896 | Rate Constraint in lbs/MMBtu | FALSE | L | Annual | Standard | lb/MMBtu | 0.3 | 0.3 | 0.3 | 0.3 | 0.3 | 0.3 | 0.3
Unit San Juan 1-4 - NOX Rate Annual v3.1, Unit 4226 and retrofits | 1270 | 1896 | Rate Constraint in lbs/MMBtu | FALSE | L | Annual | Emissions at Affected Plants NOX | Thousand Tons | 3.232 | 3.232 | 3.7 | 3.6999 | 3.7 | 2.7712 | 2.7712
Unit San Juan 1-4 - NOX Rate Annual v3.1, Unit 4226 and retrofits | 1270 | 1896 | Rate Constraint in lbs/MMBtu | FALSE | L | Annual | Allowances Purchased NOX | Thousand Tons | 0 | 0 | 0 | 0 | 0 | 0 | 0
Unit San Juan 1-4 - NOX Rate Annual v3.1, Unit 4226 and retrofits | 1270 | 1896 | Rate Constraint in lbs/MMBtu | FALSE | L | Annual | Allowances Sold NOX | Thousand Tons | 0 | 0 | 0 | 0 | 0 | 0 | 0
Unit San Juan 1-4 - NOX Rate Annual v3.1, Unit 4226 and retrofits | 1270 | 1896 | Rate Constraint in lbs/MMBtu | FALSE | L | Annual | Allowances Banked | Thousand Tons | 0 | 0 | 0 | 0 | 0 | 0 | 0
Unit San Juan 1-4 - NOX Rate Annual v3.1, Unit 4226 and retrofits | 1270 | 1896 | Rate Constraint in lbs/MMBtu | FALSE | L | Annual | Allowances Withdrawn (1:1) | Thousand Tons | 0 | 0 | 0 | 0 | 0 | 0 | 0
Unit San Juan 1-4 - NOX Rate Annual v3.1, Unit 4226 and retrofits | 1270 | 1896 | Rate Constraint in lbs/MMBtu | FALSE | L | Annual | Allowances Withdrawn (n:1) | Thousand Tons | 0 | 0 | 0 | 0 | 0 | 0 | 0
Unit San Juan 1-4 - NOX Rate Annual v3.1, Unit 4226 and retrofits | 1270 | 1896 | Rate Constraint in lbs/MMBtu | FALSE | L | Annual | Net Emissions Allowance Position | Thousand Tons | 3.232 | 3.232 | 3.7 | 3.6999 | 3.7 | 2.7712 | 2.7712
Unit San Juan 1-4 - NOX Rate Annual v3.1, Unit 4226 and retrofits | 1270 | 1896 | Rate Constraint in lbs/MMBtu | FALSE | L | Annual | Fuel Consumed | TBtu | 31.0468 | 31.0468 | 35.5429 | 35.542 | 35.6043 | 26.666 | 26.666
Unit San Juan 1-4 - NOX Rate Annual v3.1, Unit 4226 and retrofits | 1270 | 1896 | Rate Constraint in lbs/MMBtu | FALSE | L | Annual | Rate | lb/MMBtu | 0.2082 | 0.2082 | 0.2082 | 0.2082 | 0.20784 | 0.20784 | 0.20784
Unit San Juan 1-4 - NOX Rate Annual v3.1, Unit 4226 and retrofits | 1270 | 1896 | Rate Constraint in lbs/MMBtu | FALSE | L | Annual | Generation | TWh | 2.8795 | 2.8795 | 3.2965 | 3.2964 | 3.2965 | 2.4689 | 2.4689
Unit San Juan 1-4 - NOX Rate Annual v3.1, Unit 4226 and retrofits | 1270 | 1896 | Rate Constraint in lbs/MMBtu | FALSE | L | Annual | Qualifying Generation | TWh | 2.8795 | 2.8795 | 3.2965 | 3.2964 | 3.2965 | 2.4689 | 2.4689
Unit San Juan 1-4 - NOX Rate Annual v3.1, Unit 4226 and retrofits | 1270 | 1896 | Rate Constraint in lbs/MMBtu | FALSE | L | Annual | Rate | lb/MWh | 1.1224 | 1.1224 | 1.1224 | 1.1224 | 1.1224 | 1.1224 | 1.1224
Unit San Juan 1-4 - NOX Rate Annual v3.1, Unit 4226 and retrofits | 1270 | 1896 | Rate Constraint in lbs/MMBtu | FALSE | L | Annual | Constraint Shadow Price | US2011$/Ton | 0 | 0 | 0 | 0 | 0 | 0 | 0
Unit San Juan 1-4 - NOX Rate Annual v3.1, Unit 4227 and retrofits | 1271 | 1896 | Rate Constraint in lbs/MMBtu | FALSE | L | Annual | Seasons Included | Seasons | Winter, Summer | Winter, Summer | Winter, Summer | Winter, Summer | Winter, Summer | Winter, Summer | Winter, Summer
Unit San Juan 1-4 - NOX Rate Annual v3.1, Unit 4227 and retrofits | 1271 | 1896 | Rate Constraint in lbs/MMBtu | FALSE | L | Annual | Standard | lb/MMBtu | 0.3 | 0.3 | 0.3 | 0.3 | 0.3 | 0.3 | 0.3
Unit San Juan 1-4 - NOX Rate Annual v3.1, Unit 4227 and retrofits | 1271 | 1896 | Rate Constraint in lbs/MMBtu | FALSE | L | Annual | Emissions at Affected Plants NOX | Thousand Tons | 0 | 0 | 0 | 0 | 0 | 0 | 0
Unit San Juan 1-4 - NOX Rate Annual v3.1, Unit 4227 and retrofits | 1271 | 1896 | Rate Constraint in lbs/MMBtu | FALSE | L | Annual | Allowances Purchased NOX | Thousand Tons | 0 | 0 | 0 | 0 | 0 | 0 | 0
Unit San Juan 1-4 - NOX Rate Annual v3.1, Unit 4227 and retrofits | 1271 | 1896 | Rate Constraint in lbs/MMBtu | FALSE | L | Annual | Allowances Sold NOX | Thousand Tons | 0 | 0 | 0 | 0 | 0 | 0 | 0
Unit San Juan 1-4 - NOX Rate Annual v3.1, Unit 4227 and retrofits | 1271 | 1896 | Rate Constraint in lbs/MMBtu | FALSE | L | Annual | Allowances Banked | Thousand Tons | 0 | 0 | 0 | 0 | 0 | 0 | 0
Unit San Juan 1-4 - NOX Rate Annual v3.1, Unit 4227 and retrofits | 1271 | 1896 | Rate Constraint in lbs/MMBtu | FALSE | L | Annual | Allowances Withdrawn (1:1) | Thousand Tons | 0 | 0 | 0 | 0 | 0 | 0 | 0
Unit San Juan 1-4 - NOX Rate Annual v3.1, Unit 4227 and retrofits | 1271 | 1896 | Rate Constraint in lbs/MMBtu | FALSE | L | Annual | Allowances Withdrawn (n:1) | Thousand Tons | 0 | 0 | 0 | 0 | 0 | 0 | 0
Unit San Juan 1-4 - NOX Rate Annual v3.1, Unit 4227 and retrofits | 1271 | 1896 | Rate Constraint in lbs/MMBtu | FALSE | L | Annual | Net Emissions Allowance Position | Thousand Tons | 0 | 0 | 0 | 0 | 0 | 0 | 0
Unit San Juan 1-4 - NOX Rate Annual v3.1, Unit 4227 and retrofits | 1271 | 1896 | Rate Constraint in lbs/MMBtu | FALSE | L | Annual | Fuel Consumed | TBtu | 0 | 0 | 0 | 0 | 0 | 0 | 0
Unit San Juan 1-4 - NOX Rate Annual v3.1, Unit 4227 and retrofits | 1271 | 1896 | Rate Constraint in lbs/MMBtu | FALSE | L | Annual | Rate | lb/MMBtu | 0 | 0 | 0 | 0 | 0 | 0 | 0
Unit San Juan 1-4 - NOX Rate Annual v3.1, Unit 4227 and retrofits | 1271 | 1896 | Rate Constraint in lbs/MMBtu | FALSE | L | Annual | Generation | TWh | 0 | 0 | 0 | 0 | 0 | 0 | 0
Unit San Juan 1-4 - NOX Rate Annual v3.1, Unit 4227 and retrofits | 1271 | 1896 | Rate Constraint in lbs/MMBtu | FALSE | L | Annual | Qualifying Generation | TWh | 0 | 0 | 0 | 0 | 0 | 0 | 0
Unit San Juan 1-4 - NOX Rate Annual v3.1, Unit 4227 and retrofits | 1271 | 1896 | Rate Constraint in lbs/MMBtu | FALSE | L | Annual | Rate | lb/MWh | 0 | 0 | 0 | 0 | 0 | 0 | 0
Unit San Juan 1-4 - NOX Rate Annual v3.1, Unit 4227 and retrofits | 1271 | 1896 | Rate Constraint in lbs/MMBtu | FALSE | L | Annual | Constraint Shadow Price | US2011$/Ton | 0 | 0 | 0 | 0 | 0 | 0 | 0
Unit San Juan 1-4 - NOX Rate Annual v3.1, Unit 4228 and retrofits | 1272 | 1896 | Rate Constraint in lbs/MMBtu | FALSE | L | Annual | Seasons Included | Seasons | Winter, Summer | Winter, Summer | Winter, Summer | Winter, Summer | Winter, Summer | Winter, Summer | Winter, Summer
Unit San Juan 1-4 - NOX Rate Annual v3.1, Unit 4228 and retrofits | 1272 | 1896 | Rate Constraint in lbs/MMBtu | FALSE | L | Annual | Standard | lb/MMBtu | 0.3 | 0.3 | 0.3 | 0.3 | 0.3 | 0.3 | 0.3
Unit San Juan 1-4 - NOX Rate Annual v3.1, Unit 4228 and retrofits | 1272 | 1896 | Rate Constraint in lbs/MMBtu | FALSE | L | Annual | Emissions at Affected Plants NOX | Thousand Tons | 2.3089 | 2.6433 | 2.6433 | 2.6433 | 2.6433 | 2.4975 | 2.4975
Unit San Juan 1-4 - NOX Rate Annual v3.1, Unit 4228 and retrofits | 1272 | 1896 | Rate Constraint in lbs/MMBtu | FALSE | L | Annual | Allowances Purchased NOX | Thousand Tons | 0 | 0 | 0 | 0 | 0 | 0 | 0
Unit San Juan 1-4 - NOX Rate Annual v3.1, Unit 4228 and retrofits | 1272 | 1896 | Rate Constraint in lbs/MMBtu | FALSE | L | Annual | Allowances Sold NOX | Thousand Tons | 0 | 0 | 0 | 0 | 0 | 0 | 0
Unit San Juan 1-4 - NOX Rate Annual v3.1, Unit 4228 and retrofits | 1272 | 1896 | Rate Constraint in lbs/MMBtu | FALSE | L | Annual | Allowances Banked | Thousand Tons | 0 | 0 | 0 | 0 | 0 | 0 | 0
Unit San Juan 1-4 - NOX Rate Annual v3.1, Unit 4228 and retrofits | 1272 | 1896 | Rate Constraint in lbs/MMBtu | FALSE | L | Annual | Allowances Withdrawn (1:1) | Thousand Tons | 0 | 0 | 0 | 0 | 0 | 0 | 0
Unit San Juan 1-4 - NOX Rate Annual v3.1, Unit 4228 and retrofits | 1272 | 1896 | Rate Constraint in lbs/MMBtu | FALSE | L | Annual | Allowances Withdrawn (n:1) | Thousand Tons | 0 | 0 | 0 | 0 | 0 | 0 | 0
Unit San Juan 1-4 - NOX Rate Annual v3.1, Unit 4228 and retrofits | 1272 | 1896 | Rate Constraint in lbs/MMBtu | FALSE | L | Annual | Net Emissions Allowance Position | Thousand Tons | 2.3089 | 2.6433 | 2.6433 | 2.6433 | 2.6433 | 2.4975 | 2.4975
Unit San Juan 1-4 - NOX Rate Annual v3.1, Unit 4228 and retrofits | 1272 | 1896 | Rate Constraint in lbs/MMBtu | FALSE | L | Annual | Fuel Consumed | TBtu | 21.7721 | 24.9251 | 24.9251 | 24.9253 | 24.9681 | 23.591 | 23.591
Unit San Juan 1-4 - NOX Rate Annual v3.1, Unit 4228 and retrofits | 1272 | 1896 | Rate Constraint in lbs/MMBtu | FALSE | L | Annual | Rate | lb/MMBtu | 0.2121 | 0.2121 | 0.2121 | 0.2121 | 0.21173 | 0.21173 | 0.21173
Unit San Juan 1-4 - NOX Rate Annual v3.1, Unit 4228 and retrofits | 1272 | 1896 | Rate Constraint in lbs/MMBtu | FALSE | L | Annual | Generation | TWh | 2.0799 | 2.3811 | 2.3811 | 2.3811 | 2.3811 | 2.2497 | 2.2497
Unit San Juan 1-4 - NOX Rate Annual v3.1, Unit 4228 and retrofits | 1272 | 1896 | Rate Constraint in lbs/MMBtu | FALSE | L | Annual | Qualifying Generation | TWh | 2.0799 | 2.3811 | 2.3811 | 2.3811 | 2.3811 | 2.2497 | 2.2497
Unit San Juan 1-4 - NOX Rate Annual v3.1, Unit 4228 and retrofits | 1272 | 1896 | Rate Constraint in lbs/MMBtu | FALSE | L | Annual | Rate | lb/MWh | 1.1101 | 1.1101 | 1.1101 | 1.1101 | 1.1101 | 1.1101 | 1.1101
Unit San Juan 1-4 - NOX Rate Annual v3.1, Unit 4228 and retrofits | 1272 | 1896 | Rate Constraint in lbs/MMBtu | FALSE | L | Annual | Constraint Shadow Price | US2011$/Ton | 0 | 0 | 0 | 0 | 0 | 0 | 0
Unit San Juan 1-4 - NOX Rate Annual v3.1, Unit 4229 and retrofits | 1273 | 1896 | Rate Constraint in lbs/MMBtu | FALSE | L | Annual | Seasons Included | Seasons | Winter, Summer | Winter, Summer | Winter, Summer | Winter, Summer | Winter, Summer | Winter, Summer | Winter, Summer
Unit San Juan 1-4 - NOX Rate Annual v3.1, Unit 4229 and retrofits | 1273 | 1896 | Rate Constraint in lbs/MMBtu | FALSE | L | Annual | Standard | lb/MMBtu | 0.3 | 0.3 | 0.3 | 0.3 | 0.3 | 0.3 | 0.3
Unit San Juan 1-4 - NOX Rate Annual v3.1, Unit 4229 and retrofits | 1273 | 1896 | Rate Constraint in lbs/MMBtu | FALSE | L | Annual | Emissions at Affected Plants NOX | Thousand Tons | 0 | 0 | 0 | 0 | 0 | 0 | 0
Unit San Juan 1-4 - NOX Rate Annual v3.1, Unit 4229 and retrofits | 1273 | 1896 | Rate Constraint in lbs/MMBtu | FALSE | L | Annual | Allowances Purchased NOX | Thousand Tons | 0 | 0 | 0 | 0 | 0 | 0 | 0
Unit San Juan 1-4 - NOX Rate Annual v3.1, Unit 4229 and retrofits | 1273 | 1896 | Rate Constraint in lbs/MMBtu | FALSE | L | Annual | Allowances Sold NOX | Thousand Tons | 0 | 0 | 0 | 0 | 0 | 0 | 0
Unit San Juan 1-4 - NOX Rate Annual v3.1, Unit 4229 and retrofits | 1273 | 1896 | Rate Constraint in lbs/MMBtu | FALSE | L | Annual | Allowances Banked | Thousand Tons | 0 | 0 | 0 | 0 | 0 | 0 | 0
Unit San Juan 1-4 - NOX Rate Annual v3.1, Unit 4229 and retrofits | 1273 | 1896 | Rate Constraint in lbs/MMBtu | FALSE | L | Annual | Allowances Withdrawn (1:1) | Thousand Tons | 0 | 0 | 0 | 0 | 0 | 0 | 0
Unit San Juan 1-4 - NOX Rate Annual v3.1, Unit 4229 and retrofits | 1273 | 1896 | Rate Constraint in lbs/MMBtu | FALSE | L | Annual | Allowances Withdrawn (n:1) | Thousand Tons | 0 | 0 | 0 | 0 | 0 | 0 | 0
Unit San Juan 1-4 - NOX Rate Annual v3.1, Unit 4229 and retrofits | 1273 | 1896 | Rate Constraint in lbs/MMBtu | FALSE | L | Annual | Net Emissions Allowance Position | Thousand Tons | 0 | 0 | 0 | 0 | 0 | 0 | 0
Unit San Juan 1-4 - NOX Rate Annual v3.1, Unit 4229 and retrofits | 1273 | 1896 | Rate Constraint in lbs/MMBtu | FALSE | L | Annual | Fuel Consumed | TBtu | 0 | 0 | 0 | 0 | 0 | 0 | 0
Unit San Juan 1-4 - NOX Rate Annual v3.1, Unit 4229 and retrofits | 1273 | 1896 | Rate Constraint in lbs/MMBtu | FALSE | L | Annual | Rate | lb/MMBtu | 0 | 0 | 0 | 0 | 0 | 0 | 0
Unit San Juan 1-4 - NOX Rate Annual v3.1, Unit 4229 and retrofits | 1273 | 1896 | Rate Constraint in lbs/MMBtu | FALSE | L | Annual | Generation | TWh | 0 | 0 | 0 | 0 | 0 | 0 | 0
Unit San Juan 1-4 - NOX Rate Annual v3.1, Unit 4229 and retrofits | 1273 | 1896 | Rate Constraint in lbs/MMBtu | FALSE | L | Annual | Qualifying Generation | TWh | 0 | 0 | 0 | 0 | 0 | 0 | 0
Unit San Juan 1-4 - NOX Rate Annual v3.1, Unit 4229 and retrofits | 1273 | 1896 | Rate Constraint in lbs/MMBtu | FALSE | L | Annual | Rate | lb/MWh | 0 | 0 | 0 | 0 | 0 | 0 | 0
Unit San Juan 1-4 - NOX Rate Annual v3.1, Unit 4229 and retrofits | 1273 | 1896 | Rate Constraint in lbs/MMBtu | FALSE | L | Annual | Constraint Shadow Price | US2011$/Ton | 0 | 0 | 0 | 0 | 0 | 0 | 0
Unit San Juan 1-4 - SO2 Rate Annual v3.1, Unit 4226 and retrofits | 1274 | 1897 | Rate Constraint in lbs/MMBtu | FALSE | L | Annual | Seasons Included | Seasons | Winter, Summer | Winter, Summer | Winter, Summer | Winter, Summer | Winter, Summer | Winter, Summer | Winter, Summer
Unit San Juan 1-4 - SO2 Rate Annual v3.1, Unit 4226 and retrofits | 1274 | 1897 | Rate Constraint in lbs/MMBtu | FALSE | L | Annual | Standard | lb/MMBtu | 0.25 | 0.25 | 0.25 | 0.25 | 0.25 | 0.25 | 0.25
Unit San Juan 1-4 - SO2 Rate Annual v3.1, Unit 4226 and retrofits | 1274 | 1897 | Rate Constraint in lbs/MMBtu | FALSE | L | Annual | Emissions at Affected Plants SO2 | Thousand Tons | 1.1053 | 1.1053 | 1.2653 | 1.2653 | 1.2596 | 0.94339 | 0.94339
Unit San Juan 1-4 - SO2 Rate Annual v3.1, Unit 4226 and retrofits | 1274 | 1897 | Rate Constraint in lbs/MMBtu | FALSE | L | Annual | Allowances Purchased SO2 | Thousand Tons | 0 | 0 | 0 | 0 | 0 | 0 | 0
Unit San Juan 1-4 - SO2 Rate Annual v3.1, Unit 4226 and retrofits | 1274 | 1897 | Rate Constraint in lbs/MMBtu | FALSE | L | Annual | Allowances Sold SO2 | Thousand Tons | 0 | 0 | 0 | 0 | 0 | 0 | 0
Unit San Juan 1-4 - SO2 Rate Annual v3.1, Unit 4226 and retrofits | 1274 | 1897 | Rate Constraint in lbs/MMBtu | FALSE | L | Annual | Allowances Banked | Thousand Tons | 0 | 0 | 0 | 0 | 0 | 0 | 0
Unit San Juan 1-4 - SO2 Rate Annual v3.1, Unit 4226 and retrofits | 1274 | 1897 | Rate Constraint in lbs/MMBtu | FALSE | L | Annual | Allowances Withdrawn (1:1) | Thousand Tons | 0 | 0 | 0 | 0 | 0 | 0 | 0
Unit San Juan 1-4 - SO2 Rate Annual v3.1, Unit 4226 and retrofits | 1274 | 1897 | Rate Constraint in lbs/MMBtu | FALSE | L | Annual | Allowances Withdrawn (n:1) | Thousand Tons | 0 | 0 | 0 | 0 | 0 | 0 | 0
Unit San Juan 1-4 - SO2 Rate Annual v3.1, Unit 4226 and retrofits | 1274 | 1897 | Rate Constraint in lbs/MMBtu | FALSE | L | Annual | Net Emissions Allowance Position | Thousand Tons | 1.1053 | 1.1053 | 1.2653 | 1.2653 | 1.2596 | 0.94339 | 0.94339
Unit San Juan 1-4 - SO2 Rate Annual v3.1, Unit 4226 and retrofits | 1274 | 1897 | Rate Constraint in lbs/MMBtu | FALSE | L | Annual | Fuel Consumed | TBtu | 31.0468 | 31.0468 | 35.5429 | 35.542 | 35.6043 | 26.666 | 26.666
Unit San Juan 1-4 - SO2 Rate Annual v3.1, Unit 4226 and retrofits | 1274 | 1897 | Rate Constraint in lbs/MMBtu | FALSE | L | Annual | Rate | lb/MMBtu | 0.0712 | 0.0712 | 0.0712 | 0.0712 | 0.070756 | 0.070756 | 0.070756
Unit San Juan 1-4 - SO2 Rate Annual v3.1, Unit 4226 and retrofits | 1274 | 1897 | Rate Constraint in lbs/MMBtu | FALSE | L | Annual | Generation | TWh | 2.8795 | 2.8795 | 3.2965 | 3.2964 | 3.2965 | 2.4689 | 2.4689
Unit San Juan 1-4 - SO2 Rate Annual v3.1, Unit 4226 and retrofits | 1274 | 1897 | Rate Constraint in lbs/MMBtu | FALSE | L | Annual | Qualifying Generation | TWh | 2.8795 | 2.8795 | 3.2965 | 3.2964 | 3.2965 | 2.4689 | 2.4689
Unit San Juan 1-4 - SO2 Rate Annual v3.1, Unit 4226 and retrofits | 1274 | 1897 | Rate Constraint in lbs/MMBtu | FALSE | L | Annual | Rate | lb/MWh | 0.38384 | 0.38384 | 0.38384 | 0.38384 | 0.3821 | 0.3821 | 0.3821
Unit San Juan 1-4 - SO2 Rate Annual v3.1, Unit 4226 and retrofits | 1274 | 1897 | Rate Constraint in lbs/MMBtu | FALSE | L | Annual | Constraint Shadow Price | US2011$/Ton | 0 | 0 | 0 | 0 | 0 | 0 | 0
Unit San Juan 1-4 - SO2 Rate Annual v3.1, Unit 4227 and retrofits | 1275 | 1897 | Rate Constraint in lbs/MMBtu | FALSE | L | Annual | Seasons Included | Seasons | Winter, Summer | Winter, Summer | Winter, Summer | Winter, Summer | Winter, Summer | Winter, Summer | Winter, Summer
Unit San Juan 1-4 - SO2 Rate Annual v3.1, Unit 4227 and retrofits | 1275 | 1897 | Rate Constraint in lbs/MMBtu | FALSE | L | Annual | Standard | lb/MMBtu | 0.25 | 0.25 | 0.25 | 0.25 | 0.25 | 0.25 | 0.25
Unit San Juan 1-4 - SO2 Rate Annual v3.1, Unit 4227 and retrofits | 1275 | 1897 | Rate Constraint in lbs/MMBtu | FALSE | L | Annual | Emissions at Affected Plants SO2 | Thousand Tons | 0 | 0 | 0 | 0 | 0 | 0 | 0
Unit San Juan 1-4 - SO2 Rate Annual v3.1, Unit 4227 and retrofits | 1275 | 1897 | Rate Constraint in lbs/MMBtu | FALSE | L | Annual | Allowances Purchased SO2 | Thousand Tons | 0 | 0 | 0 | 0 | 0 | 0 | 0
Unit San Juan 1-4 - SO2 Rate Annual v3.1, Unit 4227 and retrofits | 1275 | 1897 | Rate Constraint in lbs/MMBtu | FALSE | L | Annual | Allowances Sold SO2 | Thousand Tons | 0 | 0 | 0 | 0 | 0 | 0 | 0
Unit San Juan 1-4 - SO2 Rate Annual v3.1, Unit 4227 and retrofits | 1275 | 1897 | Rate Constraint in lbs/MMBtu | FALSE | L | Annual | Allowances Banked | Thousand Tons | 0 | 0 | 0 | 0 | 0 | 0 | 0
Unit San Juan 1-4 - SO2 Rate Annual v3.1, Unit 4227 and retrofits | 1275 | 1897 | Rate Constraint in lbs/MMBtu | FALSE | L | Annual | Allowances Withdrawn (1:1) | Thousand Tons | 0 | 0 | 0 | 0 | 0 | 0 | 0
Unit San Juan 1-4 - SO2 Rate Annual v3.1, Unit 4227 and retrofits | 1275 | 1897 | Rate Constraint in lbs/MMBtu | FALSE | L | Annual | Allowances Withdrawn (n:1) | Thousand Tons | 0 | 0 | 0 | 0 | 0 | 0 | 0
Unit San Juan 1-4 - SO2 Rate Annual v3.1, Unit 4227 and retrofits | 1275 | 1897 | Rate Constraint in lbs/MMBtu | FALSE | L | Annual | Net Emissions Allowance Position | Thousand Tons | 0 | 0 | 0 | 0 | 0 | 0 | 0
Unit San Juan 1-4 - SO2 Rate Annual v3.1, Unit 4227 and retrofits | 1275 | 1897 | Rate Constraint in lbs/MMBtu | FALSE | L | Annual | Fuel Consumed | TBtu | 0 | 0 | 0 | 0 | 0 | 0 | 0
Unit San Juan 1-4 - SO2 Rate Annual v3.1, Unit 4227 and retrofits | 1275 | 1897 | Rate Constraint in lbs/MMBtu | FALSE | L | Annual | Rate | lb/MMBtu | 0 | 0 | 0 | 0 | 0 | 0 | 0
Unit San Juan 1-4 - SO2 Rate Annual v3.1, Unit 4227 and retrofits | 1275 | 1897 | Rate Constraint in lbs/MMBtu | FALSE | L | Annual | Generation | TWh | 0 | 0 | 0 | 0 | 0 | 0 | 0
Unit San Juan 1-4 - SO2 Rate Annual v3.1, Unit 4227 and retrofits | 1275 | 1897 | Rate Constraint in lbs/MMBtu | FALSE | L | Annual | Qualifying Generation | TWh | 0 | 0 | 0 | 0 | 0 | 0 | 0
Unit San Juan 1-4 - SO2 Rate Annual v3.1, Unit 4227 and retrofits | 1275 | 1897 | Rate Constraint in lbs/MMBtu | FALSE | L | Annual | Rate | lb/MWh | 0 | 0 | 0 | 0 | 0 | 0 | 0
Unit San Juan 1-4 - SO2 Rate Annual v3.1, Unit 4227 and retrofits | 1275 | 1897 | Rate Constraint in lbs/MMBtu | FALSE | L | Annual | Constraint Shadow Price | US2011$/Ton | 0 | 0 | 0 | 0 | 0 | 0 | 0
Unit San Juan 1-4 - SO2 Rate Annual v3.1, Unit 4228 and retrofits | 1276 | 1897 | Rate Constraint in lbs/MMBtu | FALSE | L | Annual | Seasons Included | Seasons | Winter, Summer | Winter, Summer | Winter, Summer | Winter, Summer | Winter, Summer | Winter, Summer | Winter, Summer
Unit San Juan 1-4 - SO2 Rate Annual v3.1, Unit 4228 and retrofits | 1276 | 1897 | Rate Constraint in lbs/MMBtu | FALSE | L | Annual | Standard | lb/MMBtu | 0.25 | 0.25 | 0.25 | 0.25 | 0.25 | 0.25 | 0.25
Unit San Juan 1-4 - SO2 Rate Annual v3.1, Unit 4228 and retrofits | 1276 | 1897 | Rate Constraint in lbs/MMBtu | FALSE | L | Annual | Emissions at Affected Plants SO2 | Thousand Tons | 0.77509 | 0.88733 | 0.88733 | 0.88731 | 0.88332 | 0.8346 | 0.8346
Unit San Juan 1-4 - SO2 Rate Annual v3.1, Unit 4228 and retrofits | 1276 | 1897 | Rate Constraint in lbs/MMBtu | FALSE | L | Annual | Allowances Purchased SO2 | Thousand Tons | 0 | 0 | 0 | 0 | 0 | 0 | 0
Unit San Juan 1-4 - SO2 Rate Annual v3.1, Unit 4228 and retrofits | 1276 | 1897 | Rate Constraint in lbs/MMBtu | FALSE | L | Annual | Allowances Sold SO2 | Thousand Tons | 0 | 0 | 0 | 0 | 0 | 0 | 0
Unit San Juan 1-4 - SO2 Rate Annual v3.1, Unit 4228 and retrofits | 1276 | 1897 | Rate Constraint in lbs/MMBtu | FALSE | L | Annual | Allowances Banked | Thousand Tons | 0 | 0 | 0 | 0 | 0 | 0 | 0
Unit San Juan 1-4 - SO2 Rate Annual v3.1, Unit 4228 and retrofits | 1276 | 1897 | Rate Constraint in lbs/MMBtu | FALSE | L | Annual | Allowances Withdrawn (1:1) | Thousand Tons | 0 | 0 | 0 | 0 | 0 | 0 | 0
Unit San Juan 1-4 - SO2 Rate Annual v3.1, Unit 4228 and retrofits | 1276 | 1897 | Rate Constraint in lbs/MMBtu | FALSE | L | Annual | Allowances Withdrawn (n:1) | Thousand Tons | 0 | 0 | 0 | 0 | 0 | 0 | 0
Unit San Juan 1-4 - SO2 Rate Annual v3.1, Unit 4228 and retrofits | 1276 | 1897 | Rate Constraint in lbs/MMBtu | FALSE | L | Annual | Net Emissions Allowance Position | Thousand Tons | 0.77509 | 0.88733 | 0.88733 | 0.88731 | 0.88332 | 0.8346 | 0.8346
Unit San Juan 1-4 - SO2 Rate Annual v3.1, Unit 4228 and retrofits | 1276 | 1897 | Rate Constraint in lbs/MMBtu | FALSE | L | Annual | Fuel Consumed | TBtu | 21.7721 | 24.9251 | 24.9251 | 24.9253 | 24.9681 | 23.591 | 23.591
Unit San Juan 1-4 - SO2 Rate Annual v3.1, Unit 4228 and retrofits | 1276 | 1897 | Rate Constraint in lbs/MMBtu | FALSE | L | Annual | Rate | lb/MMBtu | 0.0712 | 0.0712 | 0.0712 | 0.071198 | 0.070756 | 0.070756 | 0.070756
Unit San Juan 1-4 - SO2 Rate Annual v3.1, Unit 4228 and retrofits | 1276 | 1897 | Rate Constraint in lbs/MMBtu | FALSE | L | Annual | Generation | TWh | 2.0799 | 2.3811 | 2.3811 | 2.3811 | 2.3811 | 2.2497 | 2.2497
Unit San Juan 1-4 - SO2 Rate Annual v3.1, Unit 4228 and retrofits | 1276 | 1897 | Rate Constraint in lbs/MMBtu | FALSE | L | Annual | Qualifying Generation | TWh | 2.0799 | 2.3811 | 2.3811 | 2.3811 | 2.3811 | 2.2497 | 2.2497
Unit San Juan 1-4 - SO2 Rate Annual v3.1, Unit 4228 and retrofits | 1276 | 1897 | Rate Constraint in lbs/MMBtu | FALSE | L | Annual | Rate | lb/MWh | 0.37266 | 0.37266 | 0.37266 | 0.37265 | 0.37097 | 0.37097 | 0.37097
Unit San Juan 1-4 - SO2 Rate Annual v3.1, Unit 4228 and retrofits | 1276 | 1897 | Rate Constraint in lbs/MMBtu | FALSE | L | Annual | Constraint Shadow Price | US2011$/Ton | 0 | 0 | 0 | 0 | 0 | 0 | 0
Unit San Juan 1-4 - SO2 Rate Annual v3.1, Unit 4229 and retrofits | 1277 | 1897 | Rate Constraint in lbs/MMBtu | FALSE | L | Annual | Seasons Included | Seasons | Winter, Summer | Winter, Summer | Winter, Summer | Winter, Summer | Winter, Summer | Winter, Summer | Winter, Summer
Unit San Juan 1-4 - SO2 Rate Annual v3.1, Unit 4229 and retrofits | 1277 | 1897 | Rate Constraint in lbs/MMBtu | FALSE | L | Annual | Standard | lb/MMBtu | 0.25 | 0.25 | 0.25 | 0.25 | 0.25 | 0.25 | 0.25
Unit San Juan 1-4 - SO2 Rate Annual v3.1, Unit 4229 and retrofits | 1277 | 1897 | Rate Constraint in lbs/MMBtu | FALSE | L | Annual | Emissions at Affected Plants SO2 | Thousand Tons | 0 | 0 | 0 | 0 | 0 | 0 | 0
Unit San Juan 1-4 - SO2 Rate Annual v3.1, Unit 4229 and retrofits | 1277 | 1897 | Rate Constraint in lbs/MMBtu | FALSE | L | Annual | Allowances Purchased SO2 | Thousand Tons | 0 | 0 | 0 | 0 | 0 | 0 | 0
Unit San Juan 1-4 - SO2 Rate Annual v3.1, Unit 4229 and retrofits | 1277 | 1897 | Rate Constraint in lbs/MMBtu | FALSE | L | Annual | Allowances Sold SO2 | Thousand Tons | 0 | 0 | 0 | 0 | 0 | 0 | 0
Unit San Juan 1-4 - SO2 Rate Annual v3.1, Unit 4229 and retrofits | 1277 | 1897 | Rate Constraint in lbs/MMBtu | FALSE | L | Annual | Allowances Banked | Thousand Tons | 0 | 0 | 0 | 0 | 0 | 0 | 0
Unit San Juan 1-4 - SO2 Rate Annual v3.1, Unit 4229 and retrofits | 1277 | 1897 | Rate Constraint in lbs/MMBtu | FALSE | L | Annual | Allowances Withdrawn (1:1) | Thousand Tons | 0 | 0 | 0 | 0 | 0 | 0 | 0
Unit San Juan 1-4 - SO2 Rate Annual v3.1, Unit 4229 and retrofits | 1277 | 1897 | Rate Constraint in lbs/MMBtu | FALSE | L | Annual | Allowances Withdrawn (n:1) | Thousand Tons | 0 | 0 | 0 | 0 | 0 | 0 | 0
Unit San Juan 1-4 - SO2 Rate Annual v3.1, Unit 4229 and retrofits | 1277 | 1897 | Rate Constraint in lbs/MMBtu | FALSE | L | Annual | Net Emissions Allowance Position | Thousand Tons | 0 | 0 | 0 | 0 | 0 | 0 | 0
Unit San Juan 1-4 - SO2 Rate Annual v3.1, Unit 4229 and retrofits | 1277 | 1897 | Rate Constraint in lbs/MMBtu | FALSE | L | Annual | Fuel Consumed | TBtu | 0 | 0 | 0 | 0 | 0 | 0 | 0
Unit San Juan 1-4 - SO2 Rate Annual v3.1, Unit 4229 and retrofits | 1277 | 1897 | Rate Constraint in lbs/MMBtu | FALSE | L | Annual | Rate | lb/MMBtu | 0 | 0 | 0 | 0 | 0 | 0 | 0
Unit San Juan 1-4 - SO2 Rate Annual v3.1, Unit 4229 and retrofits | 1277 | 1897 | Rate Constraint in lbs/MMBtu | FALSE | L | Annual | Generation | TWh | 0 | 0 | 0 | 0 | 0 | 0 | 0
Unit San Juan 1-4 - SO2 Rate Annual v3.1, Unit 4229 and retrofits | 1277 | 1897 | Rate Constraint in lbs/MMBtu | FALSE | L | Annual | Qualifying Generation | TWh | 0 | 0 | 0 | 0 | 0 | 0 | 0
Unit San Juan 1-4 - SO2 Rate Annual v3.1, Unit 4229 and retrofits | 1277 | 1897 | Rate Constraint in lbs/MMBtu | FALSE | L | Annual | Rate | lb/MWh | 0 | 0 | 0 | 0 | 0 | 0 | 0
Unit San Juan 1-4 - SO2 Rate Annual v3.1, Unit 4229 and retrofits | 1277 | 1897 | Rate Constraint in lbs/MMBtu | FALSE | L | Annual | Constraint Shadow Price | US2011$/Ton | 0 | 0 | 0 | 0 | 0 | 0 | 0
Unit Sheldon 1 - SO2 Rate Annual v4.10, Unit 3699 and retrofits | 1278 | 2223 | Rate Constraint in lbs/MMBtu | FALSE | L | Annual | Seasons Included | Seasons | Winter, Summer | Winter, Summer | Winter, Summer | Winter, Summer | Winter, Summer | Winter, Summer | Winter, Summer
Unit Sheldon 1 - SO2 Rate Annual v4.10, Unit 3699 and retrofits | 1278 | 2223 | Rate Constraint in lbs/MMBtu | FALSE | L | Annual | Standard | lb/MMBtu | 0.60888 | 0.60888 | 0.60888 | 0.60888 | 0.60888 | 0.60888 | 0.60888
Unit Sheldon 1 - SO2 Rate Annual v4.10, Unit 3699 and retrofits | 1278 | 2223 | Rate Constraint in lbs/MMBtu | FALSE | L | Annual | Emissions at Affected Plants SO2 | Thousand Tons | 0.74169 | 0.78488 | 0.78488 | 0.78488 | 0.78488 | 0.78488 | 0.78488
Unit Sheldon 1 - SO2 Rate Annual v4.10, Unit 3699 and retrofits | 1278 | 2223 | Rate Constraint in lbs/MMBtu | FALSE | L | Annual | Allowances Purchased SO2 | Thousand Tons | 0 | 0 | 0 | 0 | 0 | 0 | 0
Unit Sheldon 1 - SO2 Rate Annual v4.10, Unit 3699 and retrofits | 1278 | 2223 | Rate Constraint in lbs/MMBtu | FALSE | L | Annual | Allowances Sold SO2 | Thousand Tons | 0 | 0 | 0 | 0 | 0 | 0 | 0
Unit Sheldon 1 - SO2 Rate Annual v4.10, Unit 3699 and retrofits | 1278 | 2223 | Rate Constraint in lbs/MMBtu | FALSE | L | Annual | Allowances Banked | Thousand Tons | 0 | 0 | 0 | 0 | 0 | 0 | 0
Unit Sheldon 1 - SO2 Rate Annual v4.10, Unit 3699 and retrofits | 1278 | 2223 | Rate Constraint in lbs/MMBtu | FALSE | L | Annual | Allowances Withdrawn (1:1) | Thousand Tons | 0 | 0 | 0 | 0 | 0 | 0 | 0
Unit Sheldon 1 - SO2 Rate Annual v4.10, Unit 3699 and retrofits | 1278 | 2223 | Rate Constraint in lbs/MMBtu | FALSE | L | Annual | Allowances Withdrawn (n:1) | Thousand Tons | 0 | 0 | 0 | 0 | 0 | 0 | 0
Unit Sheldon 1 - SO2 Rate Annual v4.10, Unit 3699 and retrofits | 1278 | 2223 | Rate Constraint in lbs/MMBtu | FALSE | L | Annual | Net Emissions Allowance Position | Thousand Tons | 0.74169 | 0.78488 | 0.78488 | 0.78488 | 0.78488 | 0.78488 | 0.78488
Unit Sheldon 1 - SO2 Rate Annual v4.10, Unit 3699 and retrofits | 1278 | 2223 | Rate Constraint in lbs/MMBtu | FALSE | L | Annual | Fuel Consumed | TBtu | 8.5251 | 9.0217 | 9.0217 | 9.0217 | 9.0217 | 9.0217 | 9.0217
Unit Sheldon 1 - SO2 Rate Annual v4.10, Unit 3699 and retrofits | 1278 | 2223 | Rate Constraint in lbs/MMBtu | FALSE | L | Annual | Rate | lb/MMBtu | 0.174 | 0.174 | 0.174 | 0.174 | 0.174 | 0.174 | 0.174
Unit Sheldon 1 - SO2 Rate Annual v4.10, Unit 3699 and retrofits | 1278 | 2223 | Rate Constraint in lbs/MMBtu | FALSE | L | Annual | Generation | TWh | 0.73541 | 0.77824 | 0.77824 | 0.77824 | 0.77824 | 0.77824 | 0.77824
Unit Sheldon 1 - SO2 Rate Annual v4.10, Unit 3699 and retrofits | 1278 | 2223 | Rate Constraint in lbs/MMBtu | FALSE | L | Annual | Qualifying Generation | TWh | 0.73541 | 0.77824 | 0.77824 | 0.77824 | 0.77824 | 0.77824 | 0.77824
Unit Sheldon 1 - SO2 Rate Annual v4.10, Unit 3699 and retrofits | 1278 | 2223 | Rate Constraint in lbs/MMBtu | FALSE | L | Annual | Rate | lb/MWh | 1.0085 | 1.0085 | 1.0085 | 1.0085 | 1.0085 | 1.0085 | 1.0085
Unit Sheldon 1 - SO2 Rate Annual v4.10, Unit 3699 and retrofits | 1278 | 2223 | Rate Constraint in lbs/MMBtu | FALSE | L | Annual | Constraint Shadow Price | US2011$/Ton | 0 | 0 | 0 | 0 | 0 | 0 | 0
Unit Sheldon 2 - SO2 Rate Annual v4.10, Unit 3700 and retrofits | 1279 | 2224 | Rate Constraint in lbs/MMBtu | FALSE | L | Annual | Seasons Included | Seasons | Winter, Summer | Winter, Summer | Winter, Summer | Winter, Summer | Winter, Summer | Winter, Summer | Winter, Summer
Unit Sheldon 2 - SO2 Rate Annual v4.10, Unit 3700 and retrofits | 1279 | 2224 | Rate Constraint in lbs/MMBtu | FALSE | L | Annual | Standard | lb/MMBtu | 0.5884 | 0.5884 | 0.5884 | 0.5884 | 0.5884 | 0.5884 | 0.5884
Unit Sheldon 2 - SO2 Rate Annual v4.10, Unit 3700 and retrofits | 1279 | 2224 | Rate Constraint in lbs/MMBtu | FALSE | L | Annual | Emissions at Affected Plants SO2 | Thousand Tons | 0.84867 | 0.8981 | 0.8981 | 0.8981 | 0.8981 | 0.8981 | 0.8981
Unit Sheldon 2 - SO2 Rate Annual v4.10, Unit 3700 and retrofits | 1279 | 2224 | Rate Constraint in lbs/MMBtu | FALSE | L | Annual | Allowances Purchased SO2 | Thousand Tons | 0 | 0 | 0 | 0 | 0 | 0 | 0
Unit Sheldon 2 - SO2 Rate Annual v4.10, Unit 3700 and retrofits | 1279 | 2224 | Rate Constraint in lbs/MMBtu | FALSE | L | Annual | Allowances Sold SO2 | Thousand Tons | 0 | 0 | 0 | 0 | 0 | 0 | 0
Unit Sheldon 2 - SO2 Rate Annual v4.10, Unit 3700 and retrofits | 1279 | 2224 | Rate Constraint in lbs/MMBtu | FALSE | L | Annual | Allowances Banked | Thousand Tons | 0 | 0 | 0 | 0 | 0 | 0 | 0
Unit Sheldon 2 - SO2 Rate Annual v4.10, Unit 3700 and retrofits | 1279 | 2224 | Rate Constraint in lbs/MMBtu | FALSE | L | Annual | Allowances Withdrawn (1:1) | Thousand Tons | 0 | 0 | 0 | 0 | 0 | 0 | 0
Unit Sheldon 2 - SO2 Rate Annual v4.10, Unit 3700 and retrofits | 1279 | 2224 | Rate Constraint in lbs/MMBtu | FALSE | L | Annual | Allowances Withdrawn (n:1) | Thousand Tons | 0 | 0 | 0 | 0 | 0 | 0 | 0
Unit Sheldon 2 - SO2 Rate Annual v4.10, Unit 3700 and retrofits | 1279 | 2224 | Rate Constraint in lbs/MMBtu | FALSE | L | Annual | Net Emissions Allowance Position | Thousand Tons | 0.84867 | 0.8981 | 0.8981 | 0.8981 | 0.8981 | 0.8981 | 0.8981
Unit Sheldon 2 - SO2 Rate Annual v4.10, Unit 3700 and retrofits | 1279 | 2224 | Rate Constraint in lbs/MMBtu | FALSE | L | Annual | Fuel Consumed | TBtu | 9.7548 | 10.323 | 10.323 | 10.323 | 10.323 | 10.323 | 10.323
Unit Sheldon 2 - SO2 Rate Annual v4.10, Unit 3700 and retrofits | 1279 | 2224 | Rate Constraint in lbs/MMBtu | FALSE | L | Annual | Rate | lb/MMBtu | 0.174 | 0.174 | 0.174 | 0.174 | 0.174 | 0.174 | 0.174
Unit Sheldon 2 - SO2 Rate Annual v4.10, Unit 3700 and retrofits | 1279 | 2224 | Rate Constraint in lbs/MMBtu | FALSE | L | Annual | Generation | TWh | 0.84047 | 0.88942 | 0.88942 | 0.88942 | 0.88942 | 0.88942 | 0.88942
Unit Sheldon 2 - SO2 Rate Annual v4.10, Unit 3700 and retrofits | 1279 | 2224 | Rate Constraint in lbs/MMBtu | FALSE | L | Annual | Qualifying Generation | TWh | 0.84047 | 0.88942 | 0.88942 | 0.88942 | 0.88942 | 0.88942 | 0.88942
Unit Sheldon 2 - SO2 Rate Annual v4.10, Unit 3700 and retrofits | 1279 | 2224 | Rate Constraint in lbs/MMBtu | FALSE | L | Annual | Rate | lb/MWh | 1.0098 | 1.0098 | 1.0098 | 1.0098 | 1.0098 | 1.0098 | 1.0098
Unit Sheldon 2 - SO2 Rate Annual v4.10, Unit 3700 and retrofits | 1279 | 2224 | Rate Constraint in lbs/MMBtu | FALSE | L | Annual | Constraint Shadow Price | US2011$/Ton | 0 | 0 | 0 | 0 | 0 | 0 | 0
Unit Whelan Energy Center 1- SO2 Rate Annual v4.10, Unit 3701 and retrofits | 1280 | 2229 | Rate Constraint in lbs/MMBtu | FALSE | L | Annual | Seasons Included | Seasons | Winter, Summer | Winter, Summer | Winter, Summer | Winter, Summer | Winter, Summer | Winter, Summer | Winter, Summer
Unit Whelan Energy Center 1- SO2 Rate Annual v4.10, Unit 3701 and retrofits | 1280 | 2229 | Rate Constraint in lbs/MMBtu | FALSE | L | Annual | Standard | lb/MMBtu | 0.6904 | 0.6904 | 0.6904 | 0.6904 | 0.6904 | 0.6904 | 0.6904
Unit Whelan Energy Center 1- SO2 Rate Annual v4.10, Unit 3701 and retrofits | 1280 | 2229 | Rate Constraint in lbs/MMBtu | FALSE | L | Annual | Emissions at Affected Plants SO2 | Thousand Tons | 0.89804 | 0.89804 | 0.89804 | 0.89804 | 0.89804 | 0.89804 | 0.89804
Unit Whelan Energy Center 1- SO2 Rate Annual v4.10, Unit 3701 and retrofits | 1280 | 2229 | Rate Constraint in lbs/MMBtu | FALSE | L | Annual | Allowances Purchased SO2 | Thousand Tons | 0 | 0 | 0 | 0 | 0 | 0 | 0
Unit Whelan Energy Center 1- SO2 Rate Annual v4.10, Unit 3701 and retrofits | 1280 | 2229 | Rate Constraint in lbs/MMBtu | FALSE | L | Annual | Allowances Sold SO2 | Thousand Tons | 0 | 0 | 0 | 0 | 0 | 0 | 0
Unit Whelan Energy Center 1- SO2 Rate Annual v4.10, Unit 3701 and retrofits | 1280 | 2229 | Rate Constraint in lbs/MMBtu | FALSE | L | Annual | Allowances Banked | Thousand Tons | 0 | 0 | 0 | 0 | 0 | 0 | 0
Unit Whelan Energy Center 1- SO2 Rate Annual v4.10, Unit 3701 and retrofits | 1280 | 2229 | Rate Constraint in lbs/MMBtu | FALSE | L | Annual | Allowances Withdrawn (1:1) | Thousand Tons | 0 | 0 | 0 | 0 | 0 | 0 | 0
Unit Whelan Energy Center 1- SO2 Rate Annual v4.10, Unit 3701 and retrofits | 1280 | 2229 | Rate Constraint in lbs/MMBtu | FALSE | L | Annual | Allowances Withdrawn (n:1) | Thousand Tons | 0 | 0 | 0 | 0 | 0 | 0 | 0
Unit Whelan Energy Center 1- SO2 Rate Annual v4.10, Unit 3701 and retrofits | 1280 | 2229 | Rate Constraint in lbs/MMBtu | FALSE | L | Annual | Net Emissions Allowance Position | Thousand Tons | 0.89804 | 0.89804 | 0.89804 | 0.89804 | 0.89804 | 0.89804 | 0.89804
Unit Whelan Energy Center 1- SO2 Rate Annual v4.10, Unit 3701 and retrofits | 1280 | 2229 | Rate Constraint in lbs/MMBtu | FALSE | L | Annual | Fuel Consumed | TBtu | 6.3691 | 6.3691 | 6.3691 | 6.3691 | 6.3691 | 6.3691 | 6.3691
Unit Whelan Energy Center 1- SO2 Rate Annual v4.10, Unit 3701 and retrofits | 1280 | 2229 | Rate Constraint in lbs/MMBtu | FALSE | L | Annual | Rate | lb/MMBtu | 0.282 | 0.282 | 0.282 | 0.282 | 0.282 | 0.282 | 0.282
Unit Whelan Energy Center 1- SO2 Rate Annual v4.10, Unit 3701 and retrofits | 1280 | 2229 | Rate Constraint in lbs/MMBtu | FALSE | L | Annual | Generation | TWh | 0.56097 | 0.56097 | 0.56097 | 0.56097 | 0.56097 | 0.56097 | 0.56097
Unit Whelan Energy Center 1- SO2 Rate Annual v4.10, Unit 3701 and retrofits | 1280 | 2229 | Rate Constraint in lbs/MMBtu | FALSE | L | Annual | Qualifying Generation | TWh | 0.56097 | 0.56097 | 0.56097 | 0.56097 | 0.56097 | 0.56097 | 0.56097
Unit Whelan Energy Center 1- SO2 Rate Annual v4.10, Unit 3701 and retrofits | 1280 | 2229 | Rate Constraint in lbs/MMBtu | FALSE | L | Annual | Rate | lb/MWh | 1.6009 | 1.6009 | 1.6009 | 1.6009 | 1.6009 | 1.6009 | 1.6009
Unit Whelan Energy Center 1- SO2 Rate Annual v4.10, Unit 3701 and retrofits | 1280 | 2229 | Rate Constraint in lbs/MMBtu | FALSE | L | Annual | Constraint Shadow Price | US2011$/Ton | 0 | 0 | 0 | 0 | 0 | 0 | 0
UT Hg Rule - MER Removal Annual v.4.10 | 1281 | 2215 | MACT Fuel Choice Floor in lbs/MMBtu | FALSE | L | Annual | Seasons Included | Seasons | Winter, Summer | Winter, Summer | Winter, Summer | Winter, Summer | Winter, Summer | Winter, Summer | Winter, Summer
UT Hg Rule - MER Removal Annual v.4.10 | 1281 | 2215 | MACT Fuel Choice Floor in lbs/MMBtu | FALSE | L | Annual | Emission Floor | lbs/MMBtu | 6.5e-07 | 6.5e-07 | 6.5e-07 | 6.5e-07 | 6.5e-07 | 6.5e-07 | 6.5e-07
UT Hg Rule - MER Removal Annual v.4.10 | 1281 | 2215 | MACT Fuel Choice Floor in lbs/MMBtu | FALSE | L | Annual | Emissions at Affected Plants MER | lbs | 160.1245 | 160.1245 | 160.1245 | 160.1245 | 161.2305 | 163.7675 | 160.7421
UT Hg Rule - MER Removal Annual v.4.10 | 1281 | 2215 | MACT Fuel Choice Floor in lbs/MMBtu | FALSE | L | Annual | Allowances Purchased MER | lbs | 0 | 0 | 0 | 0 | 0 | 0 | 0
UT Hg Rule - MER Removal Annual v.4.10 | 1281 | 2215 | MACT Fuel Choice Floor in lbs/MMBtu | FALSE | L | Annual | Allowances Sold MER | lbs | 0 | 0 | 0 | 0 | 0 | 0 | 0
UT Hg Rule - MER Removal Annual v.4.10 | 1281 | 2215 | MACT Fuel Choice Floor in lbs/MMBtu | FALSE | L | Annual | Allowances Banked | lbs | 0 | 0 | 0 | 0 | 0 | 0 | 0
UT Hg Rule - MER Removal Annual v.4.10 | 1281 | 2215 | MACT Fuel Choice Floor in lbs/MMBtu | FALSE | L | Annual | Allowances Withdrawn (1:1) | lbs | 0 | 0 | 0 | 0 | 0 | 0 | 0
UT Hg Rule - MER Removal Annual v.4.10 | 1281 | 2215 | MACT Fuel Choice Floor in lbs/MMBtu | FALSE | L | Annual | Allowances Withdrawn (n:1) | lbs | 0 | 0 | 0 | 0 | 0 | 0 | 0
UT Hg Rule - MER Removal Annual v.4.10 | 1281 | 2215 | MACT Fuel Choice Floor in lbs/MMBtu | FALSE | L | Annual | Net Emissions Allowance Position | lbs | 160.1245 | 160.1245 | 160.1245 | 160.1245 | 161.2305 | 163.7675 | 160.7421
UT Hg Rule - MER Removal Annual v.4.10 | 1281 | 2215 | MACT Fuel Choice Floor in lbs/MMBtu | FALSE | L | Annual | Fuel Consumed | TBtu | 336.5804 | 336.5804 | 336.5804 | 336.5804 | 336.5804 | 336.7812 | 336.8956
UT Hg Rule - MER Removal Annual v.4.10 | 1281 | 2215 | MACT Fuel Choice Floor in lbs/MMBtu | FALSE | L | Annual | Rate | lb/MMBtu | 4.7574e-07 | 4.7574e-07 | 4.7574e-07 | 4.7574e-07 | 4.7903e-07 | 4.8627e-07 | 4.7713e-07
UT Hg Rule - MER Removal Annual v.4.10 | 1281 | 2215 | MACT Fuel Choice Floor in lbs/MMBtu | FALSE | L | Annual | Generation | TWh | 33.4723 | 33.4723 | 33.4723 | 33.4723 | 33.4723 | 33.4723 | 33.4723
UT Hg Rule - MER Removal Annual v.4.10 | 1281 | 2215 | MACT Fuel Choice Floor in lbs/MMBtu | FALSE | L | Annual | Qualifying Generation | TWh | 33.4723 | 33.4723 | 33.4723 | 33.4723 | 33.4723 | 33.4723 | 33.4723
UT Hg Rule - MER Removal Annual v.4.10 | 1281 | 2215 | MACT Fuel Choice Floor in lbs/MMBtu | FALSE | L | Annual | Constraint Shadow Price | US2011$/Lb | 0 | 0 | 0 | 0 | 0 | 0 | 0
WA - CO2 Penalty Annual v5.13 | 1282 | 6028 | Rate Constraint in MTons | FALSE | L | Annual | Seasons Included | Seasons | Winter, Summer | Winter, Summer | Winter, Summer | Winter, Summer | Winter, Summer | Winter, Summer | Winter, Summer
WA - CO2 Penalty Annual v5.13 | 1282 | 6028 | Rate Constraint in MTons | FALSE | L | Annual | Standard | Thousand Tons | 0 | 0 | 0 | 0 | 0 | 0 | 0
WA - CO2 Penalty Annual v5.13 | 1282 | 6028 | Rate Constraint in MTons | FALSE | L | Annual | Standard CO2 | Thousand Tons | 0 | 0 | 0 | 0 | 0 | 0 | 0
WA - CO2 Penalty Annual v5.13 | 1282 | 6028 | Rate Constraint in MTons | FALSE | L | Annual | Emissions at Affected Plants CO2 | Thousand Tons | 0 | 0 | 0 | 0 | 0 | 0 | 0
WA - CO2 Penalty Annual v5.13 | 1282 | 6028 | Rate Constraint in MTons | FALSE | L | Annual | Allowances Purchased CO2 | Thousand Tons | 0 | 0 | 0 | 0 | 0 | 0 | 0
WA - CO2 Penalty Annual v5.13 | 1282 | 6028 | Rate Constraint in MTons | FALSE | L | Annual | Allowances Sold CO2 | Thousand Tons | 0 | 0 | 0 | 0 | 0 | 0 | 0
WA - CO2 Penalty Annual v5.13 | 1282 | 6028 | Rate Constraint in MTons | FALSE | L | Annual | Allowances Banked | Thousand Tons | 0 | 0 | 0 | 0 | 0 | 0 | 0
WA - CO2 Penalty Annual v5.13 | 1282 | 6028 | Rate Constraint in MTons | FALSE | L | Annual | Allowances Withdrawn (1:1) | Thousand Tons | 0 | 0 | 0 | 0 | 0 | 0 | 0
WA - CO2 Penalty Annual v5.13 | 1282 | 6028 | Rate Constraint in MTons | FALSE | L | Annual | Allowances Withdrawn (n:1) | Thousand Tons | 0 | 0 | 0 | 0 | 0 | 0 | 0
WA - CO2 Penalty Annual v5.13 | 1282 | 6028 | Rate Constraint in MTons | FALSE | L | Annual | Net Emissions Allowance Position | Thousand Tons | 0 | 0 | 0 | 0 | 0 | 0 | 0
WA - CO2 Penalty Annual v5.13 | 1282 | 6028 | Rate Constraint in MTons | FALSE | L | Annual | Fuel Consumed | TBtu | 0 | 0 | 0 | 0 | 0 | 0 | 0
WA - CO2 Penalty Annual v5.13 | 1282 | 6028 | Rate Constraint in MTons | FALSE | L | Annual | Rate | lb/MMBtu | 0 | 0 | 0 | 0 | 0 | 0 | 0
WA - CO2 Penalty Annual v5.13 | 1282 | 6028 | Rate Constraint in MTons | FALSE | L | Annual | Generation | TWh | 0 | 0 | 0 | 0 | 0 | 0 | 0
WA - CO2 Penalty Annual v5.13 | 1282 | 6028 | Rate Constraint in MTons | FALSE | L | Annual | Qualifying Generation | TWh | 0 | 0 | 0 | 0 | 0 | 0 | 0
WA - CO2 Penalty Annual v5.13 | 1282 | 6028 | Rate Constraint in MTons | FALSE | L | Annual | Rate | lb/MWh | 0 | 0 | 0 | 0 | 0 | 0 | 0
WA - CO2 Penalty Annual v5.13 | 1282 | 6028 | Rate Constraint in MTons | FALSE | L | Annual | Constraint Shadow Price | US2011$/Ton | 1.8726 | 1.8737 | 1.8724 | 1.8723 | 1.8723 | 1.8724 | 1.8729
WA - CO2 Rate Limit (New Advanced Coal with CCS) | 1283 | 2428 | Rate Constraint in lbs/MWh | FALSE | L | Annual | Seasons Included | Seasons | Winter, Summer | Winter, Summer | Winter, Summer | Winter, Summer | Winter, Summer | Winter, Summer | Winter, Summer
WA - CO2 Rate Limit (New Advanced Coal with CCS) | 1283 | 2428 | Rate Constraint in lbs/MWh | FALSE | L | Annual | Standard | lb/MWh | 1100 | 1100 | 1100 | 1100 | 1100 | 1100 | 1100
WA - CO2 Rate Limit (New Advanced Coal with CCS) | 1283 | 2428 | Rate Constraint in lbs/MWh | FALSE | L | Annual | Emissions at Affected Plants CO2 | Thousand Tons | 0 | 0 | 0 | 0 | 0 | 0 | 0
WA - CO2 Rate Limit (New Advanced Coal with CCS) | 1283 | 2428 | Rate Constraint in lbs/MWh | FALSE | L | Annual | Allowances Purchased CO2 | Thousand Tons | 0 | 0 | 0 | 0 | 0 | 0 | 0
WA - CO2 Rate Limit (New Advanced Coal with CCS) | 1283 | 2428 | Rate Constraint in lbs/MWh | FALSE | L | Annual | Allowances Sold CO2 | Thousand Tons | 0 | 0 | 0 | 0 | 0 | 0 | 0
WA - CO2 Rate Limit (New Advanced Coal with CCS) | 1283 | 2428 | Rate Constraint in lbs/MWh | FALSE | L | Annual | Allowances Banked | Thousand Tons | 0 | 0 | 0 | 0 | 0 | 0 | 0
WA - CO2 Rate Limit (New Advanced Coal with CCS) | 1283 | 2428 | Rate Constraint in lbs/MWh | FALSE | L | Annual | Allowances Withdrawn (1:1) | Thousand Tons | 0 | 0 | 0 | 0 | 0 | 0 | 0
WA - CO2 Rate Limit (New Advanced Coal with CCS) | 1283 | 2428 | Rate Constraint in lbs/MWh | FALSE | L | Annual | Allowances Withdrawn (n:1) | Thousand Tons | 0 | 0 | 0 | 0 | 0 | 0 | 0
WA - CO2 Rate Limit (New Advanced Coal with CCS) | 1283 | 2428 | Rate Constraint in lbs/MWh | FALSE | L | Annual | Net Emissions Allowance Position | Thousand Tons | 0 | 0 | 0 | 0 | 0 | 0 | 0
WA - CO2 Rate Limit (New Advanced Coal with CCS) | 1283 | 2428 | Rate Constraint in lbs/MWh | FALSE | L | Annual | Fuel Consumed | TBtu | 0 | 0 | 0 | 0 | 0 | 0 | 0
WA - CO2 Rate Limit (New Advanced Coal with CCS) | 1283 | 2428 | Rate Constraint in lbs/MWh | FALSE | L | Annual | Rate | lb/MMBtu | 0 | 0 | 0 | 0 | 0 | 0 | 0
WA - CO2 Rate Limit (New Advanced Coal with CCS) | 1283 | 2428 | Rate Constraint in lbs/MWh | FALSE | L | Annual | Generation | TWh | 0 | 0 | 0 | 0 | 0 | 0 | 0
WA - CO2 Rate Limit (New Advanced Coal with CCS) | 1283 | 2428 | Rate Constraint in lbs/MWh | FALSE | L | Annual | Qualifying Generation | TWh | 0 | 0 | 0 | 0 | 0 | 0 | 0
WA - CO2 Rate Limit (New Advanced Coal with CCS) | 1283 | 2428 | Rate Constraint in lbs/MWh | FALSE | L | Annual | Constraint Shadow Price | US2011$/Ton | 0 | 0 | 0 | 0 | 0 | 0 | 0
WA - CO2 Rate Limit (New SPC and IGCC without CCS) | 1284 | 2429 | Rate Constraint in lbs/MWh | FALSE | L | Annual | Seasons Included | Seasons | Winter, Summer | Winter, Summer | Winter, Summer | Winter, Summer | Winter, Summer | Winter, Summer | Winter, Summer
WA - CO2 Rate Limit (New SPC and IGCC without CCS) | 1284 | 2429 | Rate Constraint in lbs/MWh | FALSE | L | Annual | Standard | lb/MWh | 1100 | 1100 | 1100 | 1100 | 1100 | 1100 | 1100
WA - CO2 Rate Limit (New SPC and IGCC without CCS) | 1284 | 2429 | Rate Constraint in lbs/MWh | FALSE | L | Annual | Emissions at Affected Plants CO2 | Thousand Tons | 0 | 0 | 0 | 0 | 0 | 0 | 0
WA - CO2 Rate Limit (New SPC and IGCC without CCS) | 1284 | 2429 | Rate Constraint in lbs/MWh | FALSE | L | Annual | Allowances Purchased CO2 | Thousand Tons | 0 | 0 | 0 | 0 | 0 | 0 | 0
WA - CO2 Rate Limit (New SPC and IGCC without CCS) | 1284 | 2429 | Rate Constraint in lbs/MWh | FALSE | L | Annual | Allowances Sold CO2 | Thousand Tons | 0 | 0 | 0 | 0 | 0 | 0 | 0
WA - CO2 Rate Limit (New SPC and IGCC without CCS) | 1284 | 2429 | Rate Constraint in lbs/MWh | FALSE | L | Annual | Allowances Banked | Thousand Tons | 0 | 0 | 0 | 0 | 0 | 0 | 0
WA - CO2 Rate Limit (New SPC and IGCC without CCS) | 1284 | 2429 | Rate Constraint in lbs/MWh | FALSE | L | Annual | Allowances Withdrawn (1:1) | Thousand Tons | 0 | 0 | 0 | 0 | 0 | 0 | 0
WA - CO2 Rate Limit (New SPC and IGCC without CCS) | 1284 | 2429 | Rate Constraint in lbs/MWh | FALSE | L | Annual | Allowances Withdrawn (n:1) | Thousand Tons | 0 | 0 | 0 | 0 | 0 | 0 | 0
WA - CO2 Rate Limit (New SPC and IGCC without CCS) | 1284 | 2429 | Rate Constraint in lbs/MWh | FALSE | L | Annual | Net Emissions Allowance Position | Thousand Tons | 0 | 0 | 0 | 0 | 0 | 0 | 0
WA - CO2 Rate Limit (New SPC and IGCC without CCS) | 1284 | 2429 | Rate Constraint in lbs/MWh | FALSE | L | Annual | Fuel Consumed | TBtu | 0 | 0 | 0 | 0 | 0 | 0 | 0
WA - CO2 Rate Limit (New SPC and IGCC without CCS) | 1284 | 2429 | Rate Constraint in lbs/MWh | FALSE | L | Annual | Rate | lb/MMBtu | 0 | 0 | 0 | 0 | 0 | 0 | 0
WA - CO2 Rate Limit (New SPC and IGCC without CCS) | 1284 | 2429 | Rate Constraint in lbs/MWh | FALSE | L | Annual | Generation | TWh | 0 | 0 | 0 | 0 | 0 | 0 | 0
WA - CO2 Rate Limit (New SPC and IGCC without CCS) | 1284 | 2429 | Rate Constraint in lbs/MWh | FALSE | L | Annual | Qualifying Generation | TWh | 0 | 0 | 0 | 0 | 0 | 0 | 0
WA - CO2 Rate Limit (New SPC and IGCC without CCS) | 1284 | 2429 | Rate Constraint in lbs/MWh | FALSE | L | Annual | Constraint Shadow Price | US2011$/Ton | 0 | 0 | 82.6609 | 90.4187 | 142.9287 | 161.456 | 182.5462
WI CC NGas NOx Annual Rate v3.1 | 1285 | 1938 | Rate Constraint in lbs/MMBtu | FALSE | L | Annual | Seasons Included | Seasons | Winter, Summer | Winter, Summer | Winter, Summer | Winter, Summer | Winter, Summer | Winter, Summer | Winter, Summer
WI CC NGas NOx Annual Rate v3.1 | 1285 | 1938 | Rate Constraint in lbs/MMBtu | FALSE | L | Annual | Standard | lb/MMBtu | 0.04 | 0.04 | 0.04 | 0.04 | 0.04 | 0.04 | 0.04
WI CC NGas NOx Annual Rate v3.1 | 1285 | 1938 | Rate Constraint in lbs/MMBtu | FALSE | L | Annual | Emissions at Affected Plants NOX | Thousand Tons | 0.60416 | 0.38195 | 0.29321 | 0.32619 | 0.33877 | 0.44553 | 0.5171
WI CC NGas NOx Annual Rate v3.1 | 1285 | 1938 | Rate Constraint in lbs/MMBtu | FALSE | L | Annual | Allowances Purchased NOX | Thousand Tons | 0 | 0 | 0 | 0 | 0 | 0 | 0
WI CC NGas NOx Annual Rate v3.1 | 1285 | 1938 | Rate Constraint in lbs/MMBtu | FALSE | L | Annual | Allowances Sold NOX | Thousand Tons | 0 | 0 | 0 | 0 | 0 | 0 | 0
WI CC NGas NOx Annual Rate v3.1 | 1285 | 1938 | Rate Constraint in lbs/MMBtu | FALSE | L | Annual | Allowances Banked | Thousand Tons | 0 | 0 | 0 | 0 | 0 | 0 | 0
WI CC NGas NOx Annual Rate v3.1 | 1285 | 1938 | Rate Constraint in lbs/MMBtu | FALSE | L | Annual | Allowances Withdrawn (1:1) | Thousand Tons | 0 | 0 | 0 | 0 | 0 | 0 | 0
WI CC NGas NOx Annual Rate v3.1 | 1285 | 1938 | Rate Constraint in lbs/MMBtu | FALSE | L | Annual | Allowances Withdrawn (n:1) | Thousand Tons | 0 | 0 | 0 | 0 | 0 | 0 | 0
WI CC NGas NOx Annual Rate v3.1 | 1285 | 1938 | Rate Constraint in lbs/MMBtu | FALSE | L | Annual | Net Emissions Allowance Position | Thousand Tons | 0.60416 | 0.38195 | 0.29321 | 0.32619 | 0.33877 | 0.44553 | 0.5171
WI CC NGas NOx Annual Rate v3.1 | 1285 | 1938 | Rate Constraint in lbs/MMBtu | FALSE | L | Annual | Fuel Consumed | TBtu | 88.3554 | 52.176 | 38.3018 | 42.8932 | 45.3529 | 63.4413 | 74.8532
WI CC NGas NOx Annual Rate v3.1 | 1285 | 1938 | Rate Constraint in lbs/MMBtu | FALSE | L | Annual | Rate | lb/MMBtu | 0.013676 | 0.014641 | 0.015311 | 0.01521 | 0.014939 | 0.014046 | 0.013816
WI CC NGas NOx Annual Rate v3.1 | 1285 | 1938 | Rate Constraint in lbs/MMBtu | FALSE | L | Annual | Generation | TWh | 12.3367 | 7.359 | 5.4332 | 6.0708 | 6.4026 | 8.9874 | 10.5798
WI CC NGas NOx Annual Rate v3.1 | 1285 | 1938 | Rate Constraint in lbs/MMBtu | FALSE | L | Annual | Qualifying Generation | TWh | 12.3367 | 7.359 | 5.4332 | 6.0708 | 6.4026 | 8.9874 | 10.5798
WI CC NGas NOx Annual Rate v3.1 | 1285 | 1938 | Rate Constraint in lbs/MMBtu | FALSE | L | Annual | Rate | lb/MWh | 0.048973 | 0.051903 | 0.053967 | 0.053732 | 0.05291 | 0.049573 | 0.048876
WI CC NGas NOx Annual Rate v3.1 | 1285 | 1938 | Rate Constraint in lbs/MMBtu | FALSE | L | Annual | Constraint Shadow Price | US2011$/Ton | 0 | 0 | 0 | 0 | 0 | 0 | 0
WI CoalUnits1 NOx Annual Rate v3.1 | 1286 | 1930 | Rate Constraint in lbs/MMBtu | FALSE | L | Annual | Seasons Included | Seasons | Winter, Summer | Winter, Summer | Winter, Summer | Winter, Summer | Winter, Summer | Winter, Summer | Winter, Summer
WI CoalUnits1 NOx Annual Rate v3.1 | 1286 | 1930 | Rate Constraint in lbs/MMBtu | FALSE | L | Annual | Standard | lb/MMBtu | 0.1 | 0.1 | 0.1 | 0.1 | 0.1 | 0.1 | 0.1
WI CoalUnits1 NOx Annual Rate v3.1 | 1286 | 1930 | Rate Constraint in lbs/MMBtu | FALSE | L | Annual | Emissions at Affected Plants NOX | Thousand Tons | 8.4333 | 8.6743 | 9.1267 | 9.1285 | 9.1646 | 8.7686 | 8.6373
WI CoalUnits1 NOx Annual Rate v3.1 | 1286 | 1930 | Rate Constraint in lbs/MMBtu | FALSE | L | Annual | Allowances Purchased NOX | Thousand Tons | 0 | 0 | 0 | 0 | 0 | 0 | 0
WI CoalUnits1 NOx Annual Rate v3.1 | 1286 | 1930 | Rate Constraint in lbs/MMBtu | FALSE | L | Annual | Allowances Sold NOX | Thousand Tons | 0 | 0 | 0 | 0 | 0 | 0 | 0
WI CoalUnits1 NOx Annual Rate v3.1 | 1286 | 1930 | Rate Constraint in lbs/MMBtu | FALSE | L | Annual | Allowances Banked | Thousand Tons | 0 | 0 | 0 | 0 | 0 | 0 | 0
WI CoalUnits1 NOx Annual Rate v3.1 | 1286 | 1930 | Rate Constraint in lbs/MMBtu | FALSE | L | Annual | Allowances Withdrawn (1:1) | Thousand Tons | 0 | 0 | 0 | 0 | 0 | 0 | 0
WI CoalUnits1 NOx Annual Rate v3.1 | 1286 | 1930 | Rate Constraint in lbs/MMBtu | FALSE | L | Annual | Allowances Withdrawn (n:1) | Thousand Tons | 0 | 0 | 0 | 0 | 0 | 0 | 0
WI CoalUnits1 NOx Annual Rate v3.1 | 1286 | 1930 | Rate Constraint in lbs/MMBtu | FALSE | L | Annual | Net Emissions Allowance Position | Thousand Tons | 8.4333 | 8.6743 | 9.1267 | 9.1285 | 9.1646 | 8.7686 | 8.6373
WI CoalUnits1 NOx Annual Rate v3.1 | 1286 | 1930 | Rate Constraint in lbs/MMBtu | FALSE | L | Annual | Fuel Consumed | TBtu | 269.4104 | 276.1375 | 292.3578 | 292.4464 | 294.0198 | 281.7836 | 277.8453
WI CoalUnits1 NOx Annual Rate v3.1 | 1286 | 1930 | Rate Constraint in lbs/MMBtu | FALSE | L | Annual | Rate | lb/MMBtu | 0.062605 | 0.062826 | 0.062435 | 0.062428 | 0.06234 | 0.062236 | 0.062173
WI CoalUnits1 NOx Annual Rate v3.1 | 1286 | 1930 | Rate Constraint in lbs/MMBtu | FALSE | L | Annual | Generation | TWh | 25.5695 | 26.2322 | 27.7782 | 27.7831 | 27.9305 | 26.7947 | 26.4335
WI CoalUnits1 NOx Annual Rate v3.1 | 1286 | 1930 | Rate Constraint in lbs/MMBtu | FALSE | L | Annual | Qualifying Generation | TWh | 25.5695 | 26.2322 | 27.7782 | 27.7831 | 27.9305 | 26.7947 | 26.4335
WI CoalUnits1 NOx Annual Rate v3.1 | 1286 | 1930 | Rate Constraint in lbs/MMBtu | FALSE | L | Annual | Rate | lb/MWh | 0.32982 | 0.33067 | 0.32855 | 0.32856 | 0.32812 | 0.32725 | 0.32675
WI CoalUnits1 NOx Annual Rate v3.1 | 1286 | 1930 | Rate Constraint in lbs/MMBtu | FALSE | L | Annual | Constraint Shadow Price | US2011$/Ton | 0 | 0 | 0 | 0 | 0 | 0 | 0
WI CT DFO NOx Annual Rate v3.1 | 1287 | 1940 | Rate Constraint in lbs/MMBtu | FALSE | L | Annual | Seasons Included | Seasons | Winter, Summer | Winter, Summer | Winter, Summer | Winter, Summer | Winter, Summer | Winter, Summer | Winter, Summer
WI CT DFO NOx Annual Rate v3.1 | 1287 | 1940 | Rate Constraint in lbs/MMBtu | FALSE | L | Annual | Standard | lb/MMBtu | 0.28 | 0.28 | 0.28 | 0.28 | 0.28 | 0.28 | 0.28
WI CT DFO NOx Annual Rate v3.1 | 1287 | 1940 | Rate Constraint in lbs/MMBtu | FALSE | L | Annual | Emissions at Affected Plants NOX | Thousand Tons | 0.003359 | 5.3854e-08 | 5.3854e-08 | 5.3854e-08 | 0.003359 | 0.0044147 | 0.0069094
WI CT DFO NOx Annual Rate v3.1 | 1287 | 1940 | Rate Constraint in lbs/MMBtu | FALSE | L | Annual | Allowances Purchased NOX | Thousand Tons | 0 | 0 | 0 | 0 | 0 | 0 | 0
WI CT DFO NOx Annual Rate v3.1 | 1287 | 1940 | Rate Constraint in lbs/MMBtu | FALSE | L | Annual | Allowances Sold NOX | Thousand Tons | 0 | 0 | 0 | 0 | 0 | 0 | 0
WI CT DFO NOx Annual Rate v3.1 | 1287 | 1940 | Rate Constraint in lbs/MMBtu | FALSE | L | Annual | Allowances Banked | Thousand Tons | 0 | 0 | 0 | 0 | 0 | 0 | 0
WI CT DFO NOx Annual Rate v3.1 | 1287 | 1940 | Rate Constraint in lbs/MMBtu | FALSE | L | Annual | Allowances Withdrawn (1:1) | Thousand Tons | 0 | 0 | 0 | 0 | 0 | 0 | 0
WI CT DFO NOx Annual Rate v3.1 | 1287 | 1940 | Rate Constraint in lbs/MMBtu | FALSE | L | Annual | Allowances Withdrawn (n:1) | Thousand Tons | 0 | 0 | 0 | 0 | 0 | 0 | 0
WI CT DFO NOx Annual Rate v3.1 | 1287 | 1940 | Rate Constraint in lbs/MMBtu | FALSE | L | Annual | Net Emissions Allowance Position | Thousand Tons | 0.003359 | 5.3854e-08 | 5.3854e-08 | 5.3854e-08 | 0.003359 | 0.0044147 | 0.0069094
WI CT DFO NOx Annual Rate v3.1 | 1287 | 1940 | Rate Constraint in lbs/MMBtu | FALSE | L | Annual | Fuel Consumed | TBtu | 0.023993 | 9.7916e-06 | 9.7916e-06 | 9.7916e-06 | 0.023993 | 0.80268 | 1.2563
WI CT DFO NOx Annual Rate v3.1 | 1287 | 1940 | Rate Constraint in lbs/MMBtu | FALSE | L | Annual | Rate | lb/MMBtu | 0.28 | 0.011 | 0.011 | 0.011 | 0.28 | 0.011 | 0.011
WI CT DFO NOx Annual Rate v3.1 | 1287 | 1940 | Rate Constraint in lbs/MMBtu | FALSE | L | Annual | Generation | TWh | 0.0018816 | 1.0043e-06 | 1.0043e-06 | 1.0043e-06 | 0.0018816 | 0.082326 | 0.12885
WI CT DFO NOx Annual Rate v3.1 | 1287 | 1940 | Rate Constraint in lbs/MMBtu | FALSE | L | Annual | Qualifying Generation | TWh | 0.0018816 | 1.0043e-06 | 1.0043e-06 | 1.0043e-06 | 0.0018816 | 0.082326 | 0.12885
WI CT DFO NOx Annual Rate v3.1 | 1287 | 1940 | Rate Constraint in lbs/MMBtu | FALSE | L | Annual | Rate | lb/MWh | 1.7852 | 0.053625 | 0.053625 | 0.053625 | 1.7852 | 0.053625 | 0.053625
WI CT DFO NOx Annual Rate v3.1 | 1287 | 1940 | Rate Constraint in lbs/MMBtu | FALSE | L | Annual | Constraint Shadow Price | US2011$/Ton | 39856.0788 | 0 | 0 | 0 | 18500.3194 | 0 | 0
WI CT NGas NOx Annual Rate v3.1 | 1288 | 1939 | Rate Constraint in lbs/MMBtu | FALSE | L | Annual | Seasons Included | Seasons | Winter, Summer | Winter, Summer | Winter, Summer | Winter, Summer | Winter, Summer | Winter, Summer | Winter, Summer
WI CT NGas NOx Annual Rate v3.1 | 1288 | 1939 | Rate Constraint in lbs/MMBtu | FALSE | L | Annual | Standard | lb/MMBtu | 0.11 | 0.11 | 0.11 | 0.11 | 0.11 | 0.11 | 0.11
WI CT NGas NOx Annual Rate v3.1 | 1288 | 1939 | Rate Constraint in lbs/MMBtu | FALSE | L | Annual | Emissions at Affected Plants NOX | Thousand Tons | 0.02378 | 0.028832 | 0.022625 | 0.032056 | 0.05418 | 0.087715 | 0.089107
WI CT NGas NOx Annual Rate v3.1 | 1288 | 1939 | Rate Constraint in lbs/MMBtu | FALSE | L | Annual | Allowances Purchased NOX | Thousand Tons | 0 | 0 | 0 | 0 | 0 | 0 | 0
WI CT NGas NOx Annual Rate v3.1 | 1288 | 1939 | Rate Constraint in lbs/MMBtu | FALSE | L | Annual | Allowances Sold NOX | Thousand Tons | 0 | 0 | 0 | 0 | 0 | 0 | 0
WI CT NGas NOx Annual Rate v3.1 | 1288 | 1939 | Rate Constraint in lbs/MMBtu | FALSE | L | Annual | Allowances Banked | Thousand Tons | 0 | 0 | 0 | 0 | 0 | 0 | 0
WI CT NGas NOx Annual Rate v3.1 | 1288 | 1939 | Rate Constraint in lbs/MMBtu | FALSE | L | Annual | Allowances Withdrawn (1:1) | Thousand Tons | 0 | 0 | 0 | 0 | 0 | 0 | 0
WI CT NGas NOx Annual Rate v3.1 | 1288 | 1939 | Rate Constraint in lbs/MMBtu | FALSE | L | Annual | Allowances Withdrawn (n:1) | Thousand Tons | 0 | 0 | 0 | 0 | 0 | 0 | 0
WI CT NGas NOx Annual Rate v3.1 | 1288 | 1939 | Rate Constraint in lbs/MMBtu | FALSE | L | Annual | Net Emissions Allowance Position | Thousand Tons | 0.02378 | 0.028832 | 0.022625 | 0.032056 | 0.05418 | 0.087715 | 0.089107
WI CT NGas NOx Annual Rate v3.1 | 1288 | 1939 | Rate Constraint in lbs/MMBtu | FALSE | L | Annual | Fuel Consumed | TBtu | 1.1005 | 1.5975 | 1.1748 | 1.7859 | 2.3178 | 4.2381 | 4.6233
WI CT NGas NOx Annual Rate v3.1 | 1288 | 1939 | Rate Constraint in lbs/MMBtu | FALSE | L | Annual | Rate | lb/MMBtu | 0.043216 | 0.036096 | 0.038518 | 0.0359 | 0.04675 | 0.041394 | 0.038547
WI CT NGas NOx Annual Rate v3.1 | 1288 | 1939 | Rate Constraint in lbs/MMBtu | FALSE | L | Annual | Generation | TWh | 0.097239 | 0.13963 | 0.10334 | 0.15468 | 0.19688 | 0.36922 | 0.41063
WI CT NGas NOx Annual Rate v3.1 | 1288 | 1939 | Rate Constraint in lbs/MMBtu | FALSE | L | Annual | Qualifying Generation | TWh | 0.097239 | 0.13963 | 0.10334 | 0.15468 | 0.19688 | 0.36922 | 0.41063
WI CT NGas NOx Annual Rate v3.1 | 1288 | 1939 | Rate Constraint in lbs/MMBtu | FALSE | L | Annual | Rate | lb/MWh | 0.24455 | 0.20649 | 0.21893 | 0.20724 | 0.27519 | 0.23757 | 0.217
WI CT NGas NOx Annual Rate v3.1 | 1288 | 1939 | Rate Constraint in lbs/MMBtu | FALSE | L | Annual | Constraint Shadow Price | US2011$/Ton | 0 | 0 | 0 | 0 | 0 | 0 | 0
WI CyclFired Coal Units NOx Annual Rate v3.1 | 1289 | 1937 | Rate Constraint in lbs/MMBtu | FALSE | L | Annual | Seasons Included | Seasons | Winter, Summer | Winter, Summer | Winter, Summer | Winter, Summer | Winter, Summer | Winter, Summer | Winter, Summer
WI CyclFired Coal Units NOx Annual Rate v3.1 | 1289 | 1937 | Rate Constraint in lbs/MMBtu | FALSE | L | Annual | Standard | lb/MMBtu | 0.15 | 0.15 | 0.15 | 0.15 | 0.15 | 0.15 | 0.15
WI CyclFired Coal Units NOx Annual Rate v3.1 | 1289 | 1937 | Rate Constraint in lbs/MMBtu | FALSE | L | Annual | Emissions at Affected Plants NOX | Thousand Tons | 0 | 0 | 0 | 0 | 0 | 0 | 0
WI CyclFired Coal Units NOx Annual Rate v3.1 | 1289 | 1937 | Rate Constraint in lbs/MMBtu | FALSE | L | Annual | Allowances Purchased NOX | Thousand Tons | 0 | 0 | 0 | 0 | 0 | 0 | 0
WI CyclFired Coal Units NOx Annual Rate v3.1 | 1289 | 1937 | Rate Constraint in lbs/MMBtu | FALSE | L | Annual | Allowances Sold NOX | Thousand Tons | 0 | 0 | 0 | 0 | 0 | 0 | 0
WI CyclFired Coal Units NOx Annual Rate v3.1 | 1289 | 1937 | Rate Constraint in lbs/MMBtu | FALSE | L | Annual | Allowances Banked | Thousand Tons | 0 | 0 | 0 | 0 | 0 | 0 | 0
WI CyclFired Coal Units NOx Annual Rate v3.1 | 1289 | 1937 | Rate Constraint in lbs/MMBtu | FALSE | L | Annual | Allowances Withdrawn (1:1) | Thousand Tons | 0 | 0 | 0 | 0 | 0 | 0 | 0
WI CyclFired Coal Units NOx Annual Rate v3.1 | 1289 | 1937 | Rate Constraint in lbs/MMBtu | FALSE | L | Annual | Allowances Withdrawn (n:1) | Thousand Tons | 0 | 0 | 0 | 0 | 0 | 0 | 0
WI CyclFired Coal Units NOx Annual Rate v3.1 | 1289 | 1937 | Rate Constraint in lbs/MMBtu | FALSE | L | Annual | Net Emissions Allowance Position | Thousand Tons | 0 | 0 | 0 | 0 | 0 | 0 | 0
WI CyclFired Coal Units NOx Annual Rate v3.1 | 1289 | 1937 | Rate Constraint in lbs/MMBtu | FALSE | L | Annual | Fuel Consumed | TBtu | 0 | 0 | 0 | 0 | 0 | 0 | 0
WI CyclFired Coal Units NOx Annual Rate v3.1 | 1289 | 1937 | Rate Constraint in lbs/MMBtu | FALSE | L | Annual | Rate | lb/MMBtu | 0 | 0 | 0 | 0 | 0 | 0 | 0
WI CyclFired Coal Units NOx Annual Rate v3.1 | 1289 | 1937 | Rate Constraint in lbs/MMBtu | FALSE | L | Annual | Generation | TWh | 0 | 0 | 0 | 0 | 0 | 0 | 0
WI CyclFired Coal Units NOx Annual Rate v3.1 | 1289 | 1937 | Rate Constraint in lbs/MMBtu | FALSE | L | Annual | Qualifying Generation | TWh | 0 | 0 | 0 | 0 | 0 | 0 | 0
WI CyclFired Coal Units NOx Annual Rate v3.1 | 1289 | 1937 | Rate Constraint in lbs/MMBtu | FALSE | L | Annual | Rate | lb/MWh | 0 | 0 | 0 | 0 | 0 | 0 | 0
WI CyclFired Coal Units NOx Annual Rate v3.1 | 1289 | 1937 | Rate Constraint in lbs/MMBtu | FALSE | L | Annual | Constraint Shadow Price | US2011$/Ton | 0 | 0 | 0 | 0 | 0 | 0 | 0
WI Large Coal Units Hg Rule v3.1, Unit 4256 and retrofits | 1290 | 2200 | MACT Fuel Choice Floor in lbs/MMBtu | FALSE | L | Annual | Seasons Included | Seasons | Winter, Summer | Winter, Summer | Winter, Summer | Winter, Summer | Winter, Summer | Winter, Summer | Winter, Summer
WI Large Coal Units Hg Rule v3.1, Unit 4256 and retrofits | 1290 | 2200 | MACT Fuel Choice Floor in lbs/MMBtu | FALSE | L | Annual | Emission Floor | lbs/MMBtu | 7.92e-07 | 7.92e-07 | 7.92e-07 | 7.92e-07 | 7.92e-07 | 7.92e-07 | 7.92e-07
WI Large Coal Units Hg Rule v3.1, Unit 4256 and retrofits | 1290 | 2200 | MACT Fuel Choice Floor in lbs/MMBtu | FALSE | L | Annual | Emissions at Affected Plants MER | lbs | 16.9684 | 18.3708 | 19.8271 | 19.0389 | 21.0313 | 16.9684 | 16.0353
WI Large Coal Units Hg Rule v3.1, Unit 4256 and retrofits | 1290 | 2200 | MACT Fuel Choice Floor in lbs/MMBtu | FALSE | L | Annual | Allowances Purchased MER | lbs | 0 | 0 | 0 | 0 | 0 | 0 | 0
WI Large Coal Units Hg Rule v3.1, Unit 4256 and retrofits | 1290 | 2200 | MACT Fuel Choice Floor in lbs/MMBtu | FALSE | L | Annual | Allowances Sold MER | lbs | 0 | 0 | 0 | 0 | 0 | 0 | 0
WI Large Coal Units Hg Rule v3.1, Unit 4256 and retrofits | 1290 | 2200 | MACT Fuel Choice Floor in lbs/MMBtu | FALSE | L | Annual | Allowances Banked | lbs | 0 | 0 | 0 | 0 | 0 | 0 | 0
WI Large Coal Units Hg Rule v3.1, Unit 4256 and retrofits | 1290 | 2200 | MACT Fuel Choice Floor in lbs/MMBtu | FALSE | L | Annual | Allowances Withdrawn (1:1) | lbs | 0 | 0 | 0 | 0 | 0 | 0 | 0
WI Large Coal Units Hg Rule v3.1, Unit 4256 and retrofits | 1290 | 2200 | MACT Fuel Choice Floor in lbs/MMBtu | FALSE | L | Annual | Allowances Withdrawn (n:1) | lbs | 0 | 0 | 0 | 0 | 0 | 0 | 0
WI Large Coal Units Hg Rule v3.1, Unit 4256 and retrofits | 1290 | 2200 | MACT Fuel Choice Floor in lbs/MMBtu | FALSE | L | Annual | Net Emissions Allowance Position | lbs | 16.9684 | 18.3708 | 19.8271 | 19.0389 | 21.0313 | 16.9684 | 16.0353
WI Large Coal Units Hg Rule v3.1, Unit 4256 and retrofits | 1290 | 2200 | MACT Fuel Choice Floor in lbs/MMBtu | FALSE | L | Annual | Fuel Consumed | TBtu | 31.6537 | 34.2699 | 36.9865 | 35.5162 | 39.2329 | 31.6537 | 29.9132
WI Large Coal Units Hg Rule v3.1, Unit 4256 and retrofits | 1290 | 2200 | MACT Fuel Choice Floor in lbs/MMBtu | FALSE | L | Annual | Rate | lb/MMBtu | 5.3606e-07 | 5.3606e-07 | 5.3606e-07 | 5.3606e-07 | 5.3606e-07 | 5.3606e-07 | 5.3606e-07
WI Large Coal Units Hg Rule v3.1, Unit 4256 and retrofits | 1290 | 2200 | MACT Fuel Choice Floor in lbs/MMBtu | FALSE | L | Annual | Generation | TWh | 3.1952 | 3.4593 | 3.7335 | 3.5851 | 3.9603 | 3.1952 | 3.0195
WI Large Coal Units Hg Rule v3.1, Unit 4256 and retrofits | 1290 | 2200 | MACT Fuel Choice Floor in lbs/MMBtu | FALSE | L | Annual | Qualifying Generation | TWh | 3.1952 | 3.4593 | 3.7335 | 3.5851 | 3.9603 | 3.1952 | 3.0195
WI Large Coal Units Hg Rule v3.1, Unit 4256 and retrofits | 1290 | 2200 | MACT Fuel Choice Floor in lbs/MMBtu | FALSE | L | Annual | Constraint Shadow Price | US2011$/Lb | 0 | 0 | 0 | 0 | 0 | 0 | 0
WI Large Coal Units Hg Rule v3.1, Unit 4286 and retrofits | 1291 | 2200 | MACT Fuel Choice Floor in lbs/MMBtu | FALSE | L | Annual | Seasons Included | Seasons | Winter, Summer | Winter, Summer | Winter, Summer | Winter, Summer | Winter, Summer | Winter, Summer | Winter, Summer
WI Large Coal Units Hg Rule v3.1, Unit 4286 and retrofits | 1291 | 2200 | MACT Fuel Choice Floor in lbs/MMBtu | FALSE | L | Annual | Emission Floor | lbs/MMBtu | 7.92e-07 | 7.92e-07 | 7.92e-07 | 7.92e-07 | 7.92e-07 | 7.92e-07 | 7.92e-07
WI Large Coal Units Hg Rule v3.1, Unit 4286 and retrofits | 1291 | 2200 | MACT Fuel Choice Floor in lbs/MMBtu | FALSE | L | Annual | Emissions at Affected Plants MER | lbs | 19.8836 | 21.4526 | 22.7632 | 22.2002 | 22.7632 | 19.8836 | 18.3657
WI Large Coal Units Hg Rule v3.1, Unit 4286 and retrofits | 1291 | 2200 | MACT Fuel Choice Floor in lbs/MMBtu | FALSE | L | Annual | Allowances Purchased MER | lbs | 0 | 0 | 0 | 0 | 0 | 0 | 0
WI Large Coal Units Hg Rule v3.1, Unit 4286 and retrofits | 1291 | 2200 | MACT Fuel Choice Floor in lbs/MMBtu | FALSE | L | Annual | Allowances Sold MER | lbs | 0 | 0 | 0 | 0 | 0 | 0 | 0
WI Large Coal Units Hg Rule v3.1, Unit 4286 and retrofits | 1291 | 2200 | MACT Fuel Choice Floor in lbs/MMBtu | FALSE | L | Annual | Allowances Banked | lbs | 0 | 0 | 0 | 0 | 0 | 0 | 0
WI Large Coal Units Hg Rule v3.1, Unit 4286 and retrofits | 1291 | 2200 | MACT Fuel Choice Floor in lbs/MMBtu | FALSE | L | Annual | Allowances Withdrawn (1:1) | lbs | 0 | 0 | 0 | 0 | 0 | 0 | 0
WI Large Coal Units Hg Rule v3.1, Unit 4286 and retrofits | 1291 | 2200 | MACT Fuel Choice Floor in lbs/MMBtu | FALSE | L | Annual | Allowances Withdrawn (n:1) | lbs | 0 | 0 | 0 | 0 | 0 | 0 | 0
WI Large Coal Units Hg Rule v3.1, Unit 4286 and retrofits | 1291 | 2200 | MACT Fuel Choice Floor in lbs/MMBtu | FALSE | L | Annual | Net Emissions Allowance Position | lbs | 19.8836 | 21.4526 | 22.7632 | 22.2002 | 22.7632 | 19.8836 | 18.3657
WI Large Coal Units Hg Rule v3.1, Unit 4286 and retrofits | 1291 | 2200 | MACT Fuel Choice Floor in lbs/MMBtu | FALSE | L | Annual | Fuel Consumed | TBtu | 36.9368 | 39.8514 | 42.2859 | 41.2402 | 42.2859 | 36.9368 | 34.1169
WI Large Coal Units Hg Rule v3.1, Unit 4286 and retrofits | 1291 | 2200 | MACT Fuel Choice Floor in lbs/MMBtu | FALSE | L | Annual | Rate | lb/MMBtu | 5.3832e-07 | 5.3832e-07 | 5.3832e-07 | 5.3832e-07 | 5.3832e-07 | 5.3832e-07 | 5.3832e-07
WI Large Coal Units Hg Rule v3.1, Unit 4286 and retrofits | 1291 | 2200 | MACT Fuel Choice Floor in lbs/MMBtu | FALSE | L | Annual | Generation | TWh | 3.4718 | 3.7458 | 3.9746 | 3.8763 | 3.9746 | 3.4718 | 3.2068
WI Large Coal Units Hg Rule v3.1, Unit 4286 and retrofits | 1291 | 2200 | MACT Fuel Choice Floor in lbs/MMBtu | FALSE | L | Annual | Qualifying Generation | TWh | 3.4718 | 3.7458 | 3.9746 | 3.8763 | 3.9746 | 3.4718 | 3.2068
WI Large Coal Units Hg Rule v3.1, Unit 4286 and retrofits | 1291 | 2200 | MACT Fuel Choice Floor in lbs/MMBtu | FALSE | L | Annual | Constraint Shadow Price | US2011$/Lb | 0 | 0 | 0 | 0 | 0 | 0 | 0
WI Large Coal Units Hg Rule v3.1, Unit 4287 and retrofits | 1292 | 2200 | MACT Fuel Choice Floor in lbs/MMBtu | FALSE | L | Annual | Seasons Included | Seasons | Winter, Summer | Winter, Summer | Winter, Summer | Winter, Summer | Winter, Summer | Winter, Summer | Winter, Summer
WI Large Coal Units Hg Rule v3.1, Unit 4287 and retrofits | 1292 | 2200 | MACT Fuel Choice Floor in lbs/MMBtu | FALSE | L | Annual | Emission Floor | lbs/MMBtu | 7.92e-07 | 7.92e-07 | 7.92e-07 | 7.92e-07 | 7.92e-07 | 7.92e-07 | 7.92e-07
WI Large Coal Units Hg Rule v3.1, Unit 4287 and retrofits | 1292 | 2200 | MACT Fuel Choice Floor in lbs/MMBtu | FALSE | L | Annual | Emissions at Affected Plants MER | lbs | 0 | 0 | 0 | 0 | 0 | 0 | 0
WI Large Coal Units Hg Rule v3.1, Unit 4287 and retrofits | 1292 | 2200 | MACT Fuel Choice Floor in lbs/MMBtu | FALSE | L | Annual | Allowances Purchased MER | lbs | 0 | 0 | 0 | 0 | 0 | 0 | 0
WI Large Coal Units Hg Rule v3.1, Unit 4287 and retrofits | 1292 | 2200 | MACT Fuel Choice Floor in lbs/MMBtu | FALSE | L | Annual | Allowances Sold MER | lbs | 0 | 0 | 0 | 0 | 0 | 0 | 0
WI Large Coal Units Hg Rule v3.1, Unit 4287 and retrofits | 1292 | 2200 | MACT Fuel Choice Floor in lbs/MMBtu | FALSE | L | Annual | Allowances Banked | lbs | 0 | 0 | 0 | 0 | 0 | 0 | 0
WI Large Coal Units Hg Rule v3.1, Unit 4287 and retrofits | 1292 | 2200 | MACT Fuel Choice Floor in lbs/MMBtu | FALSE | L | Annual | Allowances Withdrawn (1:1) | lbs | 0 | 0 | 0 | 0 | 0 | 0 | 0
WI Large Coal Units Hg Rule v3.1, Unit 4287 and retrofits | 1292 | 2200 | MACT Fuel Choice Floor in lbs/MMBtu | FALSE | L | Annual | Allowances Withdrawn (n:1) | lbs | 0 | 0 | 0 | 0 | 0 | 0 | 0
WI Large Coal Units Hg Rule v3.1, Unit 4287 and retrofits | 1292 | 2200 | MACT Fuel Choice Floor in lbs/MMBtu | FALSE | L | Annual | Net Emissions Allowance Position | lbs | 0 | 0 | 0 | 0 | 0 | 0 | 0
WI Large Coal Units Hg Rule v3.1, Unit 4287 and retrofits | 1292 | 2200 | MACT Fuel Choice Floor in lbs/MMBtu | FALSE | L | Annual | Fuel Consumed | TBtu | 0 | 0 | 0 | 0 | 0 | 0 | 0
WI Large Coal Units Hg Rule v3.1, Unit 4287 and retrofits | 1292 | 2200 | MACT Fuel Choice Floor in lbs/MMBtu | FALSE | L | Annual | Rate | lb/MMBtu | 0 | 0 | 0 | 0 | 0 | 0 | 0
WI Large Coal Units Hg Rule v3.1, Unit 4287 and retrofits | 1292 | 2200 | MACT Fuel Choice Floor in lbs/MMBtu | FALSE | L | Annual | Generation | TWh | 0 | 0 | 0 | 0 | 0 | 0 | 0
WI Large Coal Units Hg Rule v3.1, Unit 4287 and retrofits | 1292 | 2200 | MACT Fuel Choice Floor in lbs/MMBtu | FALSE | L | Annual | Qualifying Generation | TWh | 0 | 0 | 0 | 0 | 0 | 0 | 0
WI Large Coal Units Hg Rule v3.1, Unit 4287 and retrofits | 1292 | 2200 | MACT Fuel Choice Floor in lbs/MMBtu | FALSE | L | Annual | Constraint Shadow Price | US2011$/Lb | 0 | 0 | 0 | 0 | 0 | 0 | 0
WI Large Coal Units Hg Rule v3.1, Unit 4297 and retrofits | 1293 | 2200 | MACT Fuel Choice Floor in lbs/MMBtu | FALSE | L | Annual | Seasons Included | Seasons | Winter, Summer | Winter, Summer | Winter, Summer | Winter, Summer | Winter, Summer | Winter, Summer | Winter, Summer
WI Large Coal Units Hg Rule v3.1, Unit 4297 and retrofits | 1293 | 2200 | MACT Fuel Choice Floor in lbs/MMBtu | FALSE | L | Annual | Emission Floor | lbs/MMBtu | 7.92e-07 | 7.92e-07 | 7.92e-07 | 7.92e-07 | 7.92e-07 | 7.92e-07 | 7.92e-07
WI Large Coal Units Hg Rule v3.1, Unit 4297 and retrofits | 1293 | 2200 | MACT Fuel Choice Floor in lbs/MMBtu | FALSE | L | Annual | Emissions at Affected Plants MER | lbs | 15.5633 | 15.7591 | 15.9645 | 15.6817 | 15.5633 | 15.5633 | 15.5633
WI Large Coal Units Hg Rule v3.1, Unit 4297 and retrofits | 1293 | 2200 | MACT Fuel Choice Floor in lbs/MMBtu | FALSE | L | Annual | Allowances Purchased MER | lbs | 0 | 0 | 0 | 0 | 0 | 0 | 0
WI Large Coal Units Hg Rule v3.1, Unit 4297 and retrofits | 1293 | 2200 | MACT Fuel Choice Floor in lbs/MMBtu | FALSE | L | Annual | Allowances Sold MER | lbs | 0 | 0 | 0 | 0 | 0 | 0 | 0
WI Large Coal Units Hg Rule v3.1, Unit 4297 and retrofits | 1293 | 2200 | MACT Fuel Choice Floor in lbs/MMBtu | FALSE | L | Annual | Allowances Banked | lbs | 0 | 0 | 0 | 0 | 0 | 0 | 0
WI Large Coal Units Hg Rule v3.1, Unit 4297 and retrofits | 1293 | 2200 | MACT Fuel Choice Floor in lbs/MMBtu | FALSE | L | Annual | Allowances Withdrawn (1:1) | lbs | 0 | 0 | 0 | 0 | 0 | 0 | 0
WI Large Coal Units Hg Rule v3.1, Unit 4297 and retrofits | 1293 | 2200 | MACT Fuel Choice Floor in lbs/MMBtu | FALSE | L | Annual | Allowances Withdrawn (n:1) | lbs | 0 | 0 | 0 | 0 | 0 | 0 | 0
WI Large Coal Units Hg Rule v3.1, Unit 4297 and retrofits | 1293 | 2200 | MACT Fuel Choice Floor in lbs/MMBtu | FALSE | L | Annual | Net Emissions Allowance Position | lbs | 15.5633 | 15.7591 | 15.9645 | 15.6817 | 15.5633 | 15.5633 | 15.5633
WI Large Coal Units Hg Rule v3.1, Unit 4297 and retrofits | 1293 | 2200 | MACT Fuel Choice Floor in lbs/MMBtu | FALSE | L | Annual | Fuel Consumed | TBtu | 29.4396 | 29.4163 | 29.3369 | 29.4255 | 29.4396 | 29.4396 | 29.4396
WI Large Coal Units Hg Rule v3.1, Unit 4297 and retrofits | 1293 | 2200 | MACT Fuel Choice Floor in lbs/MMBtu | FALSE | L | Annual | Rate | lb/MMBtu | 5.2865e-07 | 5.3573e-07 | 5.4418e-07 | 5.3293e-07 | 5.2865e-07 | 5.2865e-07 | 5.2865e-07
WI Large Coal Units Hg Rule v3.1, Unit 4297 and retrofits | 1293 | 2200 | MACT Fuel Choice Floor in lbs/MMBtu | FALSE | L | Annual | Generation | TWh | 2.8119 | 2.8119 | 2.8069 | 2.8119 | 2.8119 | 2.8119 | 2.8119
WI Large Coal Units Hg Rule v3.1, Unit 4297 and retrofits | 1293 | 2200 | MACT Fuel Choice Floor in lbs/MMBtu | FALSE | L | Annual | Qualifying Generation | TWh | 2.8119 | 2.8119 | 2.8069 | 2.8119 | 2.8119 | 2.8119 | 2.8119
WI Large Coal Units Hg Rule v3.1, Unit 4297 and retrofits | 1293 | 2200 | MACT Fuel Choice Floor in lbs/MMBtu | FALSE | L | Annual | Constraint Shadow Price | US2011$/Lb | 0 | 0 | 0 | 0 | 0 | 0 | 0
WI Large Coal Units Hg Rule v3.1, Unit 4333 and retrofits | 1294 | 2200 | MACT Fuel Choice Floor in lbs/MMBtu | FALSE | L | Annual | Seasons Included | Seasons | Winter, Summer | Winter, Summer | Winter, Summer | Winter, Summer | Winter, Summer | Winter, Summer | Winter, Summer
WI Large Coal Units Hg Rule v3.1, Unit 4333 and retrofits | 1294 | 2200 | MACT Fuel Choice Floor in lbs/MMBtu | FALSE | L | Annual | Emission Floor | lbs/MMBtu | 7.92e-07 | 7.92e-07 | 7.92e-07 | 7.92e-07 | 7.92e-07 | 7.92e-07 | 7.92e-07
WI Large Coal Units Hg Rule v3.1, Unit 4333 and retrofits | 1294 | 2200 | MACT Fuel Choice Floor in lbs/MMBtu | FALSE | L | Annual | Emissions at Affected Plants MER | lbs | 0 | 0 | 0 | 0 | 0 | 0 | 0
WI Large Coal Units Hg Rule v3.1, Unit 4333 and retrofits | 1294 | 2200 | MACT Fuel Choice Floor in lbs/MMBtu | FALSE | L | Annual | Allowances Purchased MER | lbs | 0 | 0 | 0 | 0 | 0 | 0 | 0
WI Large Coal Units Hg Rule v3.1, Unit 4333 and retrofits | 1294 | 2200 | MACT Fuel Choice Floor in lbs/MMBtu | FALSE | L | Annual | Allowances Sold MER | lbs | 0 | 0 | 0 | 0 | 0 | 0 | 0
WI Large Coal Units Hg Rule v3.1, Unit 4333 and retrofits | 1294 | 2200 | MACT Fuel Choice Floor in lbs/MMBtu | FALSE | L | Annual | Allowances Banked | lbs | 0 | 0 | 0 | 0 | 0 | 0 | 0
WI Large Coal Units Hg Rule v3.1, Unit 4333 and retrofits | 1294 | 2200 | MACT Fuel Choice Floor in lbs/MMBtu | FALSE | L | Annual | Allowances Withdrawn (1:1) | lbs | 0 | 0 | 0 | 0 | 0 | 0 | 0
WI Large Coal Units Hg Rule v3.1, Unit 4333 and retrofits | 1294 | 2200 | MACT Fuel Choice Floor in lbs/MMBtu | FALSE | L | Annual | Allowances Withdrawn (n:1) | lbs | 0 | 0 | 0 | 0 | 0 | 0 | 0
WI Large Coal Units Hg Rule v3.1, Unit 4333 and retrofits | 1294 | 2200 | MACT Fuel Choice Floor in lbs/MMBtu | FALSE | L | Annual | Net Emissions Allowance Position | lbs | 0 | 0 | 0 | 0 | 0 | 0 | 0
WI Large Coal Units Hg Rule v3.1, Unit 4333 and retrofits | 1294 | 2200 | MACT Fuel Choice Floor in lbs/MMBtu | FALSE | L | Annual | Fuel Consumed | TBtu | 0 | 0 | 0 | 0 | 0 | 0 | 0
WI Large Coal Units Hg Rule v3.1, Unit 4333 and retrofits | 1294 | 2200 | MACT Fuel Choice Floor in lbs/MMBtu | FALSE | L | Annual | Rate | lb/MMBtu | 0 | 0 | 0 | 0 | 0 | 0 | 0
WI Large Coal Units Hg Rule v3.1, Unit 4333 and retrofits | 1294 | 2200 | MACT Fuel Choice Floor in lbs/MMBtu | FALSE | L | Annual | Generation | TWh | 0 | 0 | 0 | 0 | 0 | 0 | 0
WI Large Coal Units Hg Rule v3.1, Unit 4333 and retrofits | 1294 | 2200 | MACT Fuel Choice Floor in lbs/MMBtu | FALSE | L | Annual | Qualifying Generation | TWh | 0 | 0 | 0 | 0 | 0 | 0 | 0
WI Large Coal Units Hg Rule v3.1, Unit 4333 and retrofits | 1294 | 2200 | MACT Fuel Choice Floor in lbs/MMBtu | FALSE | L | Annual | Constraint Shadow Price | US2011$/Lb | 0 | 0 | 0 | 0 | 0 | 0 | 0
WI Large Coal Units Hg Rule v3.1, Unit 5017 and retrofits | 1295 | 2200 | MACT Fuel Choice Floor in lbs/MMBtu | FALSE | L | Annual | Seasons Included | Seasons | Winter, Summer | Winter, Summer | Winter, Summer | Winter, Summer | Winter, Summer | Winter, Summer | Winter, Summer
WI Large Coal Units Hg Rule v3.1, Unit 5017 and retrofits | 1295 | 2200 | MACT Fuel Choice Floor in lbs/MMBtu | FALSE | L | Annual | Emission Floor | lbs/MMBtu | 7.92e-07 | 7.92e-07 | 7.92e-07 | 7.92e-07 | 7.92e-07 | 7.92e-07 | 7.92e-07
WI Large Coal Units Hg Rule v3.1, Unit 5017 and retrofits | 1295 | 2200 | MACT Fuel Choice Floor in lbs/MMBtu | FALSE | L | Annual | Emissions at Affected Plants MER | lbs | 0 | 0 | 0 | 0 | 0 | 0 | 0
WI Large Coal Units Hg Rule v3.1, Unit 5017 and retrofits | 1295 | 2200 | MACT Fuel Choice Floor in lbs/MMBtu | FALSE | L | Annual | Allowances Purchased MER | lbs | 0 | 0 | 0 | 0 | 0 | 0 | 0
WI Large Coal Units Hg Rule v3.1, Unit 5017 and retrofits | 1295 | 2200 | MACT Fuel Choice Floor in lbs/MMBtu | FALSE | L | Annual | Allowances Sold MER | lbs | 0 | 0 | 0 | 0 | 0 | 0 | 0
WI Large Coal Units Hg Rule v3.1, Unit 5017 and retrofits | 1295 | 2200 | MACT Fuel Choice Floor in lbs/MMBtu | FALSE | L | Annual | Allowances Banked | lbs | 0 | 0 | 0 | 0 | 0 | 0 | 0
WI Large Coal Units Hg Rule v3.1, Unit 5017 and retrofits | 1295 | 2200 | MACT Fuel Choice Floor in lbs/MMBtu | FALSE | L | Annual | Allowances Withdrawn (1:1) | lbs | 0 | 0 | 0 | 0 | 0 | 0 | 0
WI Large Coal Units Hg Rule v3.1, Unit 5017 and retrofits | 1295 | 2200 | MACT Fuel Choice Floor in lbs/MMBtu | FALSE | L | Annual | Allowances Withdrawn (n:1) | lbs | 0 | 0 | 0 | 0 | 0 | 0 | 0
WI Large Coal Units Hg Rule v3.1, Unit 5017 and retrofits | 1295 | 2200 | MACT Fuel Choice Floor in lbs/MMBtu | FALSE | L | Annual | Net Emissions Allowance Position | lbs | 0 | 0 | 0 | 0 | 0 | 0 | 0
WI Large Coal Units Hg Rule v3.1, Unit 5017 and retrofits | 1295 | 2200 | MACT Fuel Choice Floor in lbs/MMBtu | FALSE | L | Annual | Fuel Consumed | TBtu | 0 | 0 | 0 | 0 | 0 | 0 | 0
WI Large Coal Units Hg Rule v3.1, Unit 5017 and retrofits | 1295 | 2200 | MACT Fuel Choice Floor in lbs/MMBtu | FALSE | L | Annual | Rate | lb/MMBtu | 0 | 0 | 0 | 0 | 0 | 0 | 0
WI Large Coal Units Hg Rule v3.1, Unit 5017 and retrofits | 1295 | 2200 | MACT Fuel Choice Floor in lbs/MMBtu | FALSE | L | Annual | Generation | TWh | 0 | 0 | 0 | 0 | 0 | 0 | 0
WI Large Coal Units Hg Rule v3.1, Unit 5017 and retrofits | 1295 | 2200 | MACT Fuel Choice Floor in lbs/MMBtu | FALSE | L | Annual | Qualifying Generation | TWh | 0 | 0 | 0 | 0 | 0 | 0 | 0
WI Large Coal Units Hg Rule v3.1, Unit 5017 and retrofits | 1295 | 2200 | MACT Fuel Choice Floor in lbs/MMBtu | FALSE | L | Annual | Constraint Shadow Price | US2011$/Lb | 0 | 0 | 0 | 0 | 0 | 0 | 0
WI Large Coal Units Hg Rule v3.1, Unit 5020 and retrofits | 1296 | 2200 | MACT Fuel Choice Floor in lbs/MMBtu | FALSE | L | Annual | Seasons Included | Seasons | Winter, Summer | Winter, Summer | Winter, Summer | Winter, Summer | Winter, Summer | Winter, Summer | Winter, Summer
WI Large Coal Units Hg Rule v3.1, Unit 5020 and retrofits | 1296 | 2200 | MACT Fuel Choice Floor in lbs/MMBtu | FALSE | L | Annual | Emission Floor | lbs/MMBtu | 7.92e-07 | 7.92e-07 | 7.92e-07 | 7.92e-07 | 7.92e-07 | 7.92e-07 | 7.92e-07
WI Large Coal Units Hg Rule v3.1, Unit 5020 and retrofits | 1296 | 2200 | MACT Fuel Choice Floor in lbs/MMBtu | FALSE | L | Annual | Emissions at Affected Plants MER | lbs | 12.7599 | 12.7599 | 12.7382 | 12.7599 | 12.7599 | 12.7599 | 14.0764
WI Large Coal Units Hg Rule v3.1, Unit 5020 and retrofits | 1296 | 2200 | MACT Fuel Choice Floor in lbs/MMBtu | FALSE | L | Annual | Allowances Purchased MER | lbs | 0 | 0 | 0 | 0 | 0 | 0 | 0
WI Large Coal Units Hg Rule v3.1, Unit 5020 and retrofits | 1296 | 2200 | MACT Fuel Choice Floor in lbs/MMBtu | FALSE | L | Annual | Allowances Sold MER | lbs | 0 | 0 | 0 | 0 | 0 | 0 | 0
WI Large Coal Units Hg Rule v3.1, Unit 5020 and retrofits | 1296 | 2200 | MACT Fuel Choice Floor in lbs/MMBtu | FALSE | L | Annual | Allowances Banked | lbs | 0 | 0 | 0 | 0 | 0 | 0 | 0
WI Large Coal Units Hg Rule v3.1, Unit 5020 and retrofits | 1296 | 2200 | MACT Fuel Choice Floor in lbs/MMBtu | FALSE | L | Annual | Allowances Withdrawn (1:1) | lbs | 0 | 0 | 0 | 0 | 0 | 0 | 0
WI Large Coal Units Hg Rule v3.1, Unit 5020 and retrofits | 1296 | 2200 | MACT Fuel Choice Floor in lbs/MMBtu | FALSE | L | Annual | Allowances Withdrawn (n:1) | lbs | 0 | 0 | 0 | 0 | 0 | 0 | 0
WI Large Coal Units Hg Rule v3.1, Unit 5020 and retrofits | 1296 | 2200 | MACT Fuel Choice Floor in lbs/MMBtu | FALSE | L | Annual | Net Emissions Allowance Position | lbs | 12.7599 | 12.7599 | 12.7382 | 12.7599 | 12.7599 | 12.7599 | 14.0764
WI Large Coal Units Hg Rule v3.1, Unit 5020 and retrofits | 1296 | 2200 | MACT Fuel Choice Floor in lbs/MMBtu | FALSE | L | Annual | Fuel Consumed | TBtu | 23.8822 | 23.8822 | 23.8415 | 23.8822 | 23.8822 | 23.8822 | 23.8822
WI Large Coal Units Hg Rule v3.1, Unit 5020 and retrofits | 1296 | 2200 | MACT Fuel Choice Floor in lbs/MMBtu | FALSE | L | Annual | Rate | lb/MMBtu | 5.3429e-07 | 5.3429e-07 | 5.3429e-07 | 5.3429e-07 | 5.3429e-07 | 5.3429e-07 | 5.8941e-07
WI Large Coal Units Hg Rule v3.1, Unit 5020 and retrofits | 1296 | 2200 | MACT Fuel Choice Floor in lbs/MMBtu | FALSE | L | Annual | Generation | TWh | 2.3791 | 2.3791 | 2.3751 | 2.3791 | 2.3791 | 2.3791 | 2.3791
WI Large Coal Units Hg Rule v3.1, Unit 5020 and retrofits | 1296 | 2200 | MACT Fuel Choice Floor in lbs/MMBtu | FALSE | L | Annual | Qualifying Generation | TWh | 2.3791 | 2.3791 | 2.3751 | 2.3791 | 2.3791 | 2.3791 | 2.3791
WI Large Coal Units Hg Rule v3.1, Unit 5020 and retrofits | 1296 | 2200 | MACT Fuel Choice Floor in lbs/MMBtu | FALSE | L | Annual | Constraint Shadow Price | US2011$/Lb | 0 | 0 | 0 | 0 | 0 | 0 | 0
WI Large Coal Units Hg Rule v3.1, Unit 5710 and retrofits | 1297 | 2200 | MACT Fuel Choice Floor in lbs/MMBtu | FALSE | L | Annual | Seasons Included | Seasons | Winter, Summer | Winter, Summer | Winter, Summer | Winter, Summer | Winter, Summer | Winter, Summer | Winter, Summer
WI Large Coal Units Hg Rule v3.1, Unit 5710 and retrofits | 1297 | 2200 | MACT Fuel Choice Floor in lbs/MMBtu | FALSE | L | Annual | Emission Floor | lbs/MMBtu | 7.92e-07 | 7.92e-07 | 7.92e-07 | 7.92e-07 | 7.92e-07 | 7.92e-07 | 7.92e-07
WI Large Coal Units Hg Rule v3.1, Unit 5710 and retrofits | 1297 | 2200 | MACT Fuel Choice Floor in lbs/MMBtu | FALSE | L | Annual | Emissions at Affected Plants MER | lbs | 15.8934 | 15.8934 | 15.8664 | 15.8934 | 15.8934 | 18.2449 | 18.2449
WI Large Coal Units Hg Rule v3.1, Unit 5710 and retrofits | 1297 | 2200 | MACT Fuel Choice Floor in lbs/MMBtu | FALSE | L | Annual | Allowances Purchased MER | lbs | 0 | 0 | 0 | 0 | 0 | 0 | 0
WI Large Coal Units Hg Rule v3.1, Unit 5710 and retrofits | 1297 | 2200 | MACT Fuel Choice Floor in lbs/MMBtu | FALSE | L | Annual | Allowances Sold MER | lbs | 0 | 0 | 0 | 0 | 0 | 0 | 0
WI Large Coal Units Hg Rule v3.1, Unit 5710 and retrofits | 1297 | 2200 | MACT Fuel Choice Floor in lbs/MMBtu | FALSE | L | Annual | Allowances Banked | lbs | 0 | 0 | 0 | 0 | 0 | 0 | 0
WI Large Coal Units Hg Rule v3.1, Unit 5710 and retrofits | 1297 | 2200 | MACT Fuel Choice Floor in lbs/MMBtu | FALSE | L | Annual | Allowances Withdrawn (1:1) | lbs | 0 | 0 | 0 | 0 | 0 | 0 | 0
WI Large Coal Units Hg Rule v3.1, Unit 5710 and retrofits | 1297 | 2200 | MACT Fuel Choice Floor in lbs/MMBtu | FALSE | L | Annual | Allowances Withdrawn (n:1) | lbs | 0 | 0 | 0 | 0 | 0 | 0 | 0
WI Large Coal Units Hg Rule v3.1, Unit 5710 and retrofits | 1297 | 2200 | MACT Fuel Choice Floor in lbs/MMBtu | FALSE | L | Annual | Net Emissions Allowance Position | lbs | 15.8934 | 15.8934 | 15.8664 | 15.8934 | 15.8934 | 18.2449 | 18.2449
WI Large Coal Units Hg Rule v3.1, Unit 5710 and retrofits | 1297 | 2200 | MACT Fuel Choice Floor in lbs/MMBtu | FALSE | L | Annual | Fuel Consumed | TBtu | 28.3306 | 28.3306 | 28.2823 | 28.3306 | 28.3306 | 28.3306 | 28.3306
WI Large Coal Units Hg Rule v3.1, Unit 5710 and retrofits | 1297 | 2200 | MACT Fuel Choice Floor in lbs/MMBtu | FALSE | L | Annual | Rate | lb/MMBtu | 5.61e-07 | 5.61e-07 | 5.61e-07 | 5.61e-07 | 5.61e-07 | 6.44e-07 | 6.44e-07
WI Large Coal Units Hg Rule v3.1, Unit 5710 and retrofits | 1297 | 2200 | MACT Fuel Choice Floor in lbs/MMBtu | FALSE | L | Annual | Generation | TWh | 2.7508 | 2.7508 | 2.7461 | 2.7508 | 2.7508 | 2.7508 | 2.7508
WI Large Coal Units Hg Rule v3.1, Unit 5710 and retrofits | 1297 | 2200 | MACT Fuel Choice Floor in lbs/MMBtu | FALSE | L | Annual | Qualifying Generation | TWh | 2.7508 | 2.7508 | 2.7461 | 2.7508 | 2.7508 | 2.7508 | 2.7508
WI Large Coal Units Hg Rule v3.1, Unit 5710 and retrofits | 1297 | 2200 | MACT Fuel Choice Floor in lbs/MMBtu | FALSE | L | Annual | Constraint Shadow Price | US2011$/Lb | 0 | 0 | 0 | 0 | 0 | 0 | 0
WI Large Coal Units Hg Rule v3.1, Unit 5831 and retrofits | 1298 | 2200 | MACT Fuel Choice Floor in lbs/MMBtu | FALSE | L | Annual | Seasons Included | Seasons | Winter, Summer | Winter, Summer | Winter, Summer | Winter, Summer | Winter, Summer | Winter, Summer | Winter, Summer
WI Large Coal Units Hg Rule v3.1, Unit 5831 and retrofits | 1298 | 2200 | MACT Fuel Choice Floor in lbs/MMBtu | FALSE | L | Annual | Emission Floor | lbs/MMBtu | 7.92e-07 | 7.92e-07 | 7.92e-07 | 7.92e-07 | 7.92e-07 | 7.92e-07 | 7.92e-07
WI Large Coal Units Hg Rule v3.1, Unit 5831 and retrofits | 1298 | 2200 | MACT Fuel Choice Floor in lbs/MMBtu | FALSE | L | Annual | Emissions at Affected Plants MER | lbs | 23.9059 | 25.7789 | 26.2506 | 26.2506 | 26.2506 | 24.7924 | 22.9299
WI Large Coal Units Hg Rule v3.1, Unit 5831 and retrofits | 1298 | 2200 | MACT Fuel Choice Floor in lbs/MMBtu | FALSE | L | Annual | Allowances Purchased MER | lbs | 0 | 0 | 0 | 0 | 0 | 0 | 0
WI Large Coal Units Hg Rule v3.1, Unit 5831 and retrofits | 1298 | 2200 | MACT Fuel Choice Floor in lbs/MMBtu | FALSE | L | Annual | Allowances Sold MER | lbs | 0 | 0 | 0 | 0 | 0 | 0 | 0
WI Large Coal Units Hg Rule v3.1, Unit 5831 and retrofits | 1298 | 2200 | MACT Fuel Choice Floor in lbs/MMBtu | FALSE | L | Annual | Allowances Banked | lbs | 0 | 0 | 0 | 0 | 0 | 0 | 0
WI Large Coal Units Hg Rule v3.1, Unit 5831 and retrofits | 1298 | 2200 | MACT Fuel Choice Floor in lbs/MMBtu | FALSE | L | Annual | Allowances Withdrawn (1:1) | lbs | 0 | 0 | 0 | 0 | 0 | 0 | 0
WI Large Coal Units Hg Rule v3.1, Unit 5831 and retrofits | 1298 | 2200 | MACT Fuel Choice Floor in lbs/MMBtu | FALSE | L | Annual | Allowances Withdrawn (n:1) | lbs | 0 | 0 | 0 | 0 | 0 | 0 | 0
WI Large Coal Units Hg Rule v3.1, Unit 5831 and retrofits | 1298 | 2200 | MACT Fuel Choice Floor in lbs/MMBtu | FALSE | L | Annual | Net Emissions Allowance Position | lbs | 23.9059 | 25.7789 | 26.2506 | 26.2506 | 26.2506 | 24.7924 | 22.9299
WI Large Coal Units Hg Rule v3.1, Unit 5831 and retrofits | 1298 | 2200 | MACT Fuel Choice Floor in lbs/MMBtu | FALSE | L | Annual | Fuel Consumed | TBtu | 44.2987 | 45.9517 | 46.7926 | 46.7926 | 46.7926 | 44.1932 | 40.8733
WI Large Coal Units Hg Rule v3.1, Unit 5831 and retrofits | 1298 | 2200 | MACT Fuel Choice Floor in lbs/MMBtu | FALSE | L | Annual | Rate | lb/MMBtu | 5.3965e-07 | 5.61e-07 | 5.61e-07 | 5.61e-07 | 5.61e-07 | 5.61e-07 | 5.61e-07
WI Large Coal Units Hg Rule v3.1, Unit 5831 and retrofits | 1298 | 2200 | MACT Fuel Choice Floor in lbs/MMBtu | FALSE | L | Annual | Generation | TWh | 4.0196 | 4.1795 | 4.256 | 4.256 | 4.256 | 4.0196 | 3.7176
WI Large Coal Units Hg Rule v3.1, Unit 5831 and retrofits | 1298 | 2200 | MACT Fuel Choice Floor in lbs/MMBtu | FALSE | L | Annual | Qualifying Generation | TWh | 4.0196 | 4.1795 | 4.256 | 4.256 | 4.256 | 4.0196 | 3.7176
WI Large Coal Units Hg Rule v3.1, Unit 5831 and retrofits | 1298 | 2200 | MACT Fuel Choice Floor in lbs/MMBtu | FALSE | L | Annual | Constraint Shadow Price | US2011$/Lb | 0 | 0 | 0 | 0 | 0 | 0 | 0
WI Large Coal Units Hg Rule v3.1, Unit 5832 and retrofits | 1299 | 2200 | MACT Fuel Choice Floor in lbs/MMBtu | FALSE | L | Annual | Seasons Included | Seasons | Winter, Summer | Winter, Summer | Winter, Summer | Winter, Summer | Winter, Summer | Winter, Summer | Winter, Summer
WI Large Coal Units Hg Rule v3.1, Unit 5832 and retrofits | 1299 | 2200 | MACT Fuel Choice Floor in lbs/MMBtu | FALSE | L | Annual | Emission Floor | lbs/MMBtu | 7.92e-07 | 7.92e-07 | 7.92e-07 | 7.92e-07 | 7.92e-07 | 7.92e-07 | 7.92e-07
WI Large Coal Units Hg Rule v3.1, Unit 5832 and retrofits | 1299 | 2200 | MACT Fuel Choice Floor in lbs/MMBtu | FALSE | L | Annual | Emissions at Affected Plants MER | lbs | 22.1986 | 24.8917 | 26.3558 | 26.3558 | 26.3558 | 23.2053 | 23.0218
WI Large Coal Units Hg Rule v3.1, Unit 5832 and retrofits | 1299 | 2200 | MACT Fuel Choice Floor in lbs/MMBtu | FALSE | L | Annual | Allowances Purchased MER | lbs | 0 | 0 | 0 | 0 | 0 | 0 | 0
WI Large Coal Units Hg Rule v3.1, Unit 5832 and retrofits | 1299 | 2200 | MACT Fuel Choice Floor in lbs/MMBtu | FALSE | L | Annual | Allowances Sold MER | lbs | 0 | 0 | 0 | 0 | 0 | 0 | 0
WI Large Coal Units Hg Rule v3.1, Unit 5832 and retrofits | 1299 | 2200 | MACT Fuel Choice Floor in lbs/MMBtu | FALSE | L | Annual | Allowances Banked | lbs | 0 | 0 | 0 | 0 | 0 | 0 | 0
WI Large Coal Units Hg Rule v3.1, Unit 5832 and retrofits | 1299 | 2200 | MACT Fuel Choice Floor in lbs/MMBtu | FALSE | L | Annual | Allowances Withdrawn (1:1) | lbs | 0 | 0 | 0 | 0 | 0 | 0 | 0
WI Large Coal Units Hg Rule v3.1, Unit 5832 and retrofits | 1299 | 2200 | MACT Fuel Choice Floor in lbs/MMBtu | FALSE | L | Annual | Allowances Withdrawn (n:1) | lbs | 0 | 0 | 0 | 0 | 0 | 0 | 0
WI Large Coal Units Hg Rule v3.1, Unit 5832 and retrofits | 1299 | 2200 | MACT Fuel Choice Floor in lbs/MMBtu | FALSE | L | Annual | Net Emissions Allowance Position | lbs | 22.1986 | 24.8917 | 26.3558 | 26.3558 | 26.3558 | 23.2053 | 23.0218
WI Large Coal Units Hg Rule v3.1, Unit 5832 and retrofits | 1299 | 2200 | MACT Fuel Choice Floor in lbs/MMBtu | FALSE | L | Annual | Fuel Consumed | TBtu | 41.1351 | 44.3703 | 46.9801 | 46.9801 | 46.9801 | 41.3641 | 41.0371
WI Large Coal Units Hg Rule v3.1, Unit 5832 and retrofits | 1299 | 2200 | MACT Fuel Choice Floor in lbs/MMBtu | FALSE | L | Annual | Rate | lb/MMBtu | 5.3965e-07 | 5.61e-07 | 5.61e-07 | 5.61e-07 | 5.61e-07 | 5.61e-07 | 5.61e-07
WI Large Coal Units Hg Rule v3.1, Unit 5832 and retrofits | 1299 | 2200 | MACT Fuel Choice Floor in lbs/MMBtu | FALSE | L | Annual | Generation | TWh | 3.7176 | 4.0196 | 4.256 | 4.256 | 4.256 | 3.7472 | 3.7176
WI Large Coal Units Hg Rule v3.1, Unit 5832 and retrofits | 1299 | 2200 | MACT Fuel Choice Floor in lbs/MMBtu | FALSE | L | Annual | Qualifying Generation | TWh | 3.7176 | 4.0196 | 4.256 | 4.256 | 4.256 | 3.7472 | 3.7176
WI Large Coal Units Hg Rule v3.1, Unit 5832 and retrofits | 1299 | 2200 | MACT Fuel Choice Floor in lbs/MMBtu | FALSE | L | Annual | Constraint Shadow Price | US2011$/Lb | 0 | 0 | 0 | 0 | 0 | 0 | 0
WI Large Coal Units Hg Rule v3.1, Unit 5833 and retrofits | 1300 | 2200 | MACT Fuel Choice Floor in lbs/MMBtu | FALSE | L | Annual | Seasons Included | Seasons | Winter, Summer | Winter, Summer | Winter, Summer | Winter, Summer | Winter, Summer | Winter, Summer | Winter, Summer
WI Large Coal Units Hg Rule v3.1, Unit 5833 and retrofits | 1300 | 2200 | MACT Fuel Choice Floor in lbs/MMBtu | FALSE | L | Annual | Emission Floor | lbs/MMBtu | 7.92e-07 | 7.92e-07 | 7.92e-07 | 7.92e-07 | 7.92e-07 | 7.92e-07 | 7.92e-07
WI Large Coal Units Hg Rule v3.1, Unit 5833 and retrofits | 1300 | 2200 | MACT Fuel Choice Floor in lbs/MMBtu | FALSE | L | Annual | Emissions at Affected Plants MER | lbs | 10.8674 | 11.5185 | 12.1947 | 12.1947 | 12.1947 | 11.5185 | 11.5185
WI Large Coal Units Hg Rule v3.1, Unit 5833 and retrofits | 1300 | 2200 | MACT Fuel Choice Floor in lbs/MMBtu | FALSE | L | Annual | Allowances Purchased MER | lbs | 0 | 0 | 0 | 0 | 0 | 0 | 0
WI Large Coal Units Hg Rule v3.1, Unit 5833 and retrofits | 1300 | 2200 | MACT Fuel Choice Floor in lbs/MMBtu | FALSE | L | Annual | Allowances Sold MER | lbs | 0 | 0 | 0 | 0 | 0 | 0 | 0
WI Large Coal Units Hg Rule v3.1, Unit 5833 and retrofits | 1300 | 2200 | MACT Fuel Choice Floor in lbs/MMBtu | FALSE | L | Annual | Allowances Banked | lbs | 0 | 0 | 0 | 0 | 0 | 0 | 0
WI Large Coal Units Hg Rule v3.1, Unit 5833 and retrofits | 1300 | 2200 | MACT Fuel Choice Floor in lbs/MMBtu | FALSE | L | Annual | Allowances Withdrawn (1:1) | lbs | 0 | 0 | 0 | 0 | 0 | 0 | 0
WI Large Coal Units Hg Rule v3.1, Unit 5833 and retrofits | 1300 | 2200 | MACT Fuel Choice Floor in lbs/MMBtu | FALSE | L | Annual | Allowances Withdrawn (n:1) | lbs | 0 | 0 | 0 | 0 | 0 | 0 | 0
WI Large Coal Units Hg Rule v3.1, Unit 5833 and retrofits | 1300 | 2200 | MACT Fuel Choice Floor in lbs/MMBtu | FALSE | L | Annual | Net Emissions Allowance Position | lbs | 10.8674 | 11.5185 | 12.1947 | 12.1947 | 12.1947 | 11.5185 | 11.5185
WI Large Coal Units Hg Rule v3.1, Unit 5833 and retrofits | 1300 | 2200 | MACT Fuel Choice Floor in lbs/MMBtu | FALSE | L | Annual | Fuel Consumed | TBtu | 20.1886 | 20.5321 | 21.7374 | 21.7374 | 21.7374 | 20.5321 | 20.5321
WI Large Coal Units Hg Rule v3.1, Unit 5833 and retrofits | 1300 | 2200 | MACT Fuel Choice Floor in lbs/MMBtu | FALSE | L | Annual | Rate | lb/MMBtu | 5.383e-07 | 5.61e-07 | 5.61e-07 | 5.61e-07 | 5.61e-07 | 5.61e-07 | 5.61e-07
WI Large Coal Units Hg Rule v3.1, Unit 5833 and retrofits | 1300 | 2200 | MACT Fuel Choice Floor in lbs/MMBtu | FALSE | L | Annual | Generation | TWh | 1.9684 | 2.0069 | 2.1248 | 2.1248 | 2.1248 | 2.0069 | 2.0069
WI Large Coal Units Hg Rule v3.1, Unit 5833 and retrofits | 1300 | 2200 | MACT Fuel Choice Floor in lbs/MMBtu | FALSE | L | Annual | Qualifying Generation | TWh | 1.9684 | 2.0069 | 2.1248 | 2.1248 | 2.1248 | 2.0069 | 2.0069
WI Large Coal Units Hg Rule v3.1, Unit 5833 and retrofits | 1300 | 2200 | MACT Fuel Choice Floor in lbs/MMBtu | FALSE | L | Annual | Constraint Shadow Price | US2011$/Lb | 0 | 0 | 0 | 0 | 0 | 0 | 0
WI Large Coal Units Hg Rule v3.1, Unit 5834 and retrofits | 1301 | 2200 | MACT Fuel Choice Floor in lbs/MMBtu | FALSE | L | Annual | Seasons Included | Seasons | Winter, Summer | Winter, Summer | Winter, Summer | Winter, Summer | Winter, Summer | Winter, Summer | Winter, Summer
WI Large Coal Units Hg Rule v3.1, Unit 5834 and retrofits | 1301 | 2200 | MACT Fuel Choice Floor in lbs/MMBtu | FALSE | L | Annual | Emission Floor | lbs/MMBtu | 7.92e-07 | 7.92e-07 | 7.92e-07 | 7.92e-07 | 7.92e-07 | 7.92e-07 | 7.92e-07
WI Large Coal Units Hg Rule v3.1, Unit 5834 and retrofits | 1301 | 2200 | MACT Fuel Choice Floor in lbs/MMBtu | FALSE | L | Annual | Emissions at Affected Plants MER | lbs | 11.0047 | 12.3741 | 13.0965 | 13.0965 | 13.0965 | 12.3741 | 12.204
WI Large Coal Units Hg Rule v3.1, Unit 5834 and retrofits | 1301 | 2200 | MACT Fuel Choice Floor in lbs/MMBtu | FALSE | L | Annual | Allowances Purchased MER | lbs | 0 | 0 | 0 | 0 | 0 | 0 | 0
WI Large Coal Units Hg Rule v3.1, Unit 5834 and retrofits | 1301 | 2200 | MACT Fuel Choice Floor in lbs/MMBtu | FALSE | L | Annual | Allowances Sold MER | lbs | 0 | 0 | 0 | 0 | 0 | 0 | 0
WI Large Coal Units Hg Rule v3.1, Unit 5834 and retrofits | 1301 | 2200 | MACT Fuel Choice Floor in lbs/MMBtu | FALSE | L | Annual | Allowances Banked | lbs | 0 | 0 | 0 | 0 | 0 | 0 | 0
WI Large Coal Units Hg Rule v3.1, Unit 5834 and retrofits | 1301 | 2200 | MACT Fuel Choice Floor in lbs/MMBtu | FALSE | L | Annual | Allowances Withdrawn (1:1) | lbs | 0 | 0 | 0 | 0 | 0 | 0 | 0
WI Large Coal Units Hg Rule v3.1, Unit 5834 and retrofits | 1301 | 2200 | MACT Fuel Choice Floor in lbs/MMBtu | FALSE | L | Annual | Allowances Withdrawn (n:1) | lbs | 0 | 0 | 0 | 0 | 0 | 0 | 0
WI Large Coal Units Hg Rule v3.1, Unit 5834 and retrofits | 1301 | 2200 | MACT Fuel Choice Floor in lbs/MMBtu | FALSE | L | Annual | Net Emissions Allowance Position | lbs | 11.0047 | 12.3741 | 13.0965 | 13.0965 | 13.0965 | 12.3741 | 12.204
WI Large Coal Units Hg Rule v3.1, Unit 5834 and retrofits | 1301 | 2200 | MACT Fuel Choice Floor in lbs/MMBtu | FALSE | L | Annual | Fuel Consumed | TBtu | 20.4436 | 22.0573 | 23.3449 | 23.3449 | 23.3449 | 22.0573 | 21.754
WI Large Coal Units Hg Rule v3.1, Unit 5834 and retrofits | 1301 | 2200 | MACT Fuel Choice Floor in lbs/MMBtu | FALSE | L | Annual | Rate | lb/MMBtu | 5.383e-07 | 5.61e-07 | 5.61e-07 | 5.61e-07 | 5.61e-07 | 5.61e-07 | 5.61e-07
WI Large Coal Units Hg Rule v3.1, Unit 5834 and retrofits | 1301 | 2200 | MACT Fuel Choice Floor in lbs/MMBtu | FALSE | L | Annual | Generation | TWh | 1.987 | 2.1493 | 2.2747 | 2.2747 | 2.2747 | 2.1493 | 2.1197
WI Large Coal Units Hg Rule v3.1, Unit 5834 and retrofits | 1301 | 2200 | MACT Fuel Choice Floor in lbs/MMBtu | FALSE | L | Annual | Qualifying Generation | TWh | 1.987 | 2.1493 | 2.2747 | 2.2747 | 2.2747 | 2.1493 | 2.1197
WI Large Coal Units Hg Rule v3.1, Unit 5834 and retrofits | 1301 | 2200 | MACT Fuel Choice Floor in lbs/MMBtu | FALSE | L | Annual | Constraint Shadow Price | US2011$/Lb | 0 | 0 | 0 | 0 | 0 | 0 | 0
WI Large Coal Units Hg Rule v3.1, Unit 5835 and retrofits | 1302 | 2200 | MACT Fuel Choice Floor in lbs/MMBtu | FALSE | L | Annual | Seasons Included | Seasons | Winter, Summer | Winter, Summer | Winter, Summer | Winter, Summer | Winter, Summer | Winter, Summer | Winter, Summer
WI Large Coal Units Hg Rule v3.1, Unit 5835 and retrofits | 1302 | 2200 | MACT Fuel Choice Floor in lbs/MMBtu | FALSE | L | Annual | Emission Floor | lbs/MMBtu | 7.92e-07 | 7.92e-07 | 7.92e-07 | 7.92e-07 | 7.92e-07 | 7.92e-07 | 7.92e-07
WI Large Coal Units Hg Rule v3.1, Unit 5835 and retrofits | 1302 | 2200 | MACT Fuel Choice Floor in lbs/MMBtu | FALSE | L | Annual | Emissions at Affected Plants MER | lbs | 10.133 | 10.5337 | 10.5337 | 10.5337 | 10.133 | 10.2714 | 10.1708
WI Large Coal Units Hg Rule v3.1, Unit 5835 and retrofits | 1302 | 2200 | MACT Fuel Choice Floor in lbs/MMBtu | FALSE | L | Annual | Allowances Purchased MER | lbs | 0 | 0 | 0 | 0 | 0 | 0 | 0
WI Large Coal Units Hg Rule v3.1, Unit 5835 and retrofits | 1302 | 2200 | MACT Fuel Choice Floor in lbs/MMBtu | FALSE | L | Annual | Allowances Sold MER | lbs | 0 | 0 | 0 | 0 | 0 | 0 | 0
WI Large Coal Units Hg Rule v3.1, Unit 5835 and retrofits | 1302 | 2200 | MACT Fuel Choice Floor in lbs/MMBtu | FALSE | L | Annual | Allowances Banked | lbs | 0 | 0 | 0 | 0 | 0 | 0 | 0
WI Large Coal Units Hg Rule v3.1, Unit 5835 and retrofits | 1302 | 2200 | MACT Fuel Choice Floor in lbs/MMBtu | FALSE | L | Annual | Allowances Withdrawn (1:1) | lbs | 0 | 0 | 0 | 0 | 0 | 0 | 0
WI Large Coal Units Hg Rule v3.1, Unit 5835 and retrofits | 1302 | 2200 | MACT Fuel Choice Floor in lbs/MMBtu | FALSE | L | Annual | Allowances Withdrawn (n:1) | lbs | 0 | 0 | 0 | 0 | 0 | 0 | 0
WI Large Coal Units Hg Rule v3.1, Unit 5835 and retrofits | 1302 | 2200 | MACT Fuel Choice Floor in lbs/MMBtu | FALSE | L | Annual | Net Emissions Allowance Position | lbs | 10.133 | 10.5337 | 10.5337 | 10.5337 | 10.133 | 10.2714 | 10.1708
WI Large Coal Units Hg Rule v3.1, Unit 5835 and retrofits | 1302 | 2200 | MACT Fuel Choice Floor in lbs/MMBtu | FALSE | L | Annual | Fuel Consumed | TBtu | 18.8243 | 18.7766 | 18.7766 | 18.7766 | 18.8243 | 18.8079 | 18.8198
WI Large Coal Units Hg Rule v3.1, Unit 5835 and retrofits | 1302 | 2200 | MACT Fuel Choice Floor in lbs/MMBtu | FALSE | L | Annual | Rate | lb/MMBtu | 5.383e-07 | 5.61e-07 | 5.61e-07 | 5.61e-07 | 5.383e-07 | 5.4612e-07 | 5.4043e-07
WI Large Coal Units Hg Rule v3.1, Unit 5835 and retrofits | 1302 | 2200 | MACT Fuel Choice Floor in lbs/MMBtu | FALSE | L | Annual | Generation | TWh | 1.8719 | 1.8719 | 1.8719 | 1.8719 | 1.8719 | 1.8719 | 1.8719
WI Large Coal Units Hg Rule v3.1, Unit 5835 and retrofits | 1302 | 2200 | MACT Fuel Choice Floor in lbs/MMBtu | FALSE | L | Annual | Qualifying Generation | TWh | 1.8719 | 1.8719 | 1.8719 | 1.8719 | 1.8719 | 1.8719 | 1.8719
WI Large Coal Units Hg Rule v3.1, Unit 5835 and retrofits | 1302 | 2200 | MACT Fuel Choice Floor in lbs/MMBtu | FALSE | L | Annual | Constraint Shadow Price | US2011$/Lb | 0 | 0 | 0 | 0 | 0 | 0 | 0
WI Large Coal Units Hg Rule v3.1, Unit 5836 and retrofits | 1303 | 2200 | MACT Fuel Choice Floor in lbs/MMBtu | FALSE | L | Annual | Seasons Included | Seasons | Winter, Summer | Winter, Summer | Winter, Summer | Winter, Summer | Winter, Summer | Winter, Summer | Winter, Summer
WI Large Coal Units Hg Rule v3.1, Unit 5836 and retrofits | 1303 | 2200 | MACT Fuel Choice Floor in lbs/MMBtu | FALSE | L | Annual | Emission Floor | lbs/MMBtu | 7.92e-07 | 7.92e-07 | 7.92e-07 | 7.92e-07 | 7.92e-07 | 7.92e-07 | 7.92e-07
WI Large Coal Units Hg Rule v3.1, Unit 5836 and retrofits | 1303 | 2200 | MACT Fuel Choice Floor in lbs/MMBtu | FALSE | L | Annual | Emissions at Affected Plants MER | lbs | 10.0287 | 10.4252 | 10.4252 | 10.4252 | 10.1404 | 10.4252 | 10.4252
WI Large Coal Units Hg Rule v3.1, Unit 5836 and retrofits | 1303 | 2200 | MACT Fuel Choice Floor in lbs/MMBtu | FALSE | L | Annual | Allowances Purchased MER | lbs | 0 | 0 | 0 | 0 | 0 | 0 | 0
WI Large Coal Units Hg Rule v3.1, Unit 5836 and retrofits | 1303 | 2200 | MACT Fuel Choice Floor in lbs/MMBtu | FALSE | L | Annual | Allowances Sold MER | lbs | 0 | 0 | 0 | 0 | 0 | 0 | 0
WI Large Coal Units Hg Rule v3.1, Unit 5836 and retrofits | 1303 | 2200 | MACT Fuel Choice Floor in lbs/MMBtu | FALSE | L | Annual | Allowances Banked | lbs | 0 | 0 | 0 | 0 | 0 | 0 | 0
WI Large Coal Units Hg Rule v3.1, Unit 5836 and retrofits | 1303 | 2200 | MACT Fuel Choice Floor in lbs/MMBtu | FALSE | L | Annual | Allowances Withdrawn (1:1) | lbs | 0 | 0 | 0 | 0 | 0 | 0 | 0
WI Large Coal Units Hg Rule v3.1, Unit 5836 and retrofits | 1303 | 2200 | MACT Fuel Choice Floor in lbs/MMBtu | FALSE | L | Annual | Allowances Withdrawn (n:1) | lbs | 0 | 0 | 0 | 0 | 0 | 0 | 0
WI Large Coal Units Hg Rule v3.1, Unit 5836 and retrofits | 1303 | 2200 | MACT Fuel Choice Floor in lbs/MMBtu | FALSE | L | Annual | Net Emissions Allowance Position | lbs | 10.0287 | 10.4252 | 10.4252 | 10.4252 | 10.1404 | 10.4252 | 10.4252
WI Large Coal Units Hg Rule v3.1, Unit 5836 and retrofits | 1303 | 2200 | MACT Fuel Choice Floor in lbs/MMBtu | FALSE | L | Annual | Fuel Consumed | TBtu | 18.6304 | 18.5832 | 18.5832 | 18.5832 | 18.6171 | 18.5832 | 18.5832
WI Large Coal Units Hg Rule v3.1, Unit 5836 and retrofits | 1303 | 2200 | MACT Fuel Choice Floor in lbs/MMBtu | FALSE | L | Annual | Rate | lb/MMBtu | 5.383e-07 | 5.61e-07 | 5.61e-07 | 5.61e-07 | 5.4468e-07 | 5.61e-07 | 5.61e-07
WI Large Coal Units Hg Rule v3.1, Unit 5836 and retrofits | 1303 | 2200 | MACT Fuel Choice Floor in lbs/MMBtu | FALSE | L | Annual | Generation | TWh | 1.8502 | 1.8502 | 1.8502 | 1.8502 | 1.8502 | 1.8502 | 1.8502
WI Large Coal Units Hg Rule v3.1, Unit 5836 and retrofits | 1303 | 2200 | MACT Fuel Choice Floor in lbs/MMBtu | FALSE | L | Annual | Qualifying Generation | TWh | 1.8502 | 1.8502 | 1.8502 | 1.8502 | 1.8502 | 1.8502 | 1.8502
WI Large Coal Units Hg Rule v3.1, Unit 5836 and retrofits | 1303 | 2200 | MACT Fuel Choice Floor in lbs/MMBtu | FALSE | L | Annual | Constraint Shadow Price | US2011$/Lb | 0 | 0 | 0 | 0 | 0 | 0 | 0
WI Large Coal Units Hg Rule v3.1, Unit 5837 and retrofits | 1304 | 2200 | MACT Fuel Choice Floor in lbs/MMBtu | FALSE | L | Annual | Seasons Included | Seasons | Winter, Summer | Winter, Summer | Winter, Summer | Winter, Summer | Winter, Summer | Winter, Summer | Winter, Summer
WI Large Coal Units Hg Rule v3.1, Unit 5837 and retrofits | 1304 | 2200 | MACT Fuel Choice Floor in lbs/MMBtu | FALSE | L | Annual | Emission Floor | lbs/MMBtu | 7.92e-07 | 7.92e-07 | 7.92e-07 | 7.92e-07 | 7.92e-07 | 7.92e-07 | 7.92e-07
WI Large Coal Units Hg Rule v3.1, Unit 5837 and retrofits | 1304 | 2200 | MACT Fuel Choice Floor in lbs/MMBtu | FALSE | L | Annual | Emissions at Affected Plants MER | lbs | 19.9873 | 19.9873 | 23.0989 | 23.0989 | 23.0989 | 23.0989 | 23.0989
WI Large Coal Units Hg Rule v3.1, Unit 5837 and retrofits | 1304 | 2200 | MACT Fuel Choice Floor in lbs/MMBtu | FALSE | L | Annual | Allowances Purchased MER | lbs | 0 | 0 | 0 | 0 | 0 | 0 | 0
WI Large Coal Units Hg Rule v3.1, Unit 5837 and retrofits | 1304 | 2200 | MACT Fuel Choice Floor in lbs/MMBtu | FALSE | L | Annual | Allowances Sold MER | lbs | 0 | 0 | 0 | 0 | 0 | 0 | 0
WI Large Coal Units Hg Rule v3.1, Unit 5837 and retrofits | 1304 | 2200 | MACT Fuel Choice Floor in lbs/MMBtu | FALSE | L | Annual | Allowances Banked | lbs | 0 | 0 | 0 | 0 | 0 | 0 | 0
WI Large Coal Units Hg Rule v3.1, Unit 5837 and retrofits | 1304 | 2200 | MACT Fuel Choice Floor in lbs/MMBtu | FALSE | L | Annual | Allowances Withdrawn (1:1) | lbs | 0 | 0 | 0 | 0 | 0 | 0 | 0
WI Large Coal Units Hg Rule v3.1, Unit 5837 and retrofits | 1304 | 2200 | MACT Fuel Choice Floor in lbs/MMBtu | FALSE | L | Annual | Allowances Withdrawn (n:1) | lbs | 0 | 0 | 0 | 0 | 0 | 0 | 0
WI Large Coal Units Hg Rule v3.1, Unit 5837 and retrofits | 1304 | 2200 | MACT Fuel Choice Floor in lbs/MMBtu | FALSE | L | Annual | Net Emissions Allowance Position | lbs | 19.9873 | 19.9873 | 23.0989 | 23.0989 | 23.0989 | 23.0989 | 23.0989
WI Large Coal Units Hg Rule v3.1, Unit 5837 and retrofits | 1304 | 2200 | MACT Fuel Choice Floor in lbs/MMBtu | FALSE | L | Annual | Fuel Consumed | TBtu | 38.8065 | 38.8065 | 44.8478 | 44.8478 | 44.8478 | 44.8478 | 44.8478
WI Large Coal Units Hg Rule v3.1, Unit 5837 and retrofits | 1304 | 2200 | MACT Fuel Choice Floor in lbs/MMBtu | FALSE | L | Annual | Rate | lb/MMBtu | 5.1505e-07 | 5.1505e-07 | 5.1505e-07 | 5.1505e-07 | 5.1505e-07 | 5.1505e-07 | 5.1505e-07
WI Large Coal Units Hg Rule v3.1, Unit 5837 and retrofits | 1304 | 2200 | MACT Fuel Choice Floor in lbs/MMBtu | FALSE | L | Annual | Generation | TWh | 3.7274 | 3.7274 | 4.3076 | 4.3076 | 4.3076 | 4.3076 | 4.3076
WI Large Coal Units Hg Rule v3.1, Unit 5837 and retrofits | 1304 | 2200 | MACT Fuel Choice Floor in lbs/MMBtu | FALSE | L | Annual | Qualifying Generation | TWh | 3.7274 | 3.7274 | 4.3076 | 4.3076 | 4.3076 | 4.3076 | 4.3076
WI Large Coal Units Hg Rule v3.1, Unit 5837 and retrofits | 1304 | 2200 | MACT Fuel Choice Floor in lbs/MMBtu | FALSE | L | Annual | Constraint Shadow Price | US2011$/Lb | 0 | 0 | 0 | 0 | 0 | 0 | 0
WI Large Coal Units Hg Rule v3.1, Unit 5838 and retrofits | 1305 | 2200 | MACT Fuel Choice Floor in lbs/MMBtu | FALSE | L | Annual | Seasons Included | Seasons | Winter, Summer | Winter, Summer | Winter, Summer | Winter, Summer | Winter, Summer | Winter, Summer | Winter, Summer
WI Large Coal Units Hg Rule v3.1, Unit 5838 and retrofits | 1305 | 2200 | MACT Fuel Choice Floor in lbs/MMBtu | FALSE | L | Annual | Emission Floor | lbs/MMBtu | 7.92e-07 | 7.92e-07 | 7.92e-07 | 7.92e-07 | 7.92e-07 | 7.92e-07 | 7.92e-07
WI Large Coal Units Hg Rule v3.1, Unit 5838 and retrofits | 1305 | 2200 | MACT Fuel Choice Floor in lbs/MMBtu | FALSE | L | Annual | Emissions at Affected Plants MER | lbs | 19.3883 | 19.3883 | 21.6106 | 21.6106 | 22.222 | 21.6106 | 21.6106
WI Large Coal Units Hg Rule v3.1, Unit 5838 and retrofits | 1305 | 2200 | MACT Fuel Choice Floor in lbs/MMBtu | FALSE | L | Annual | Allowances Purchased MER | lbs | 0 | 0 | 0 | 0 | 0 | 0 | 0
WI Large Coal Units Hg Rule v3.1, Unit 5838 and retrofits | 1305 | 2200 | MACT Fuel Choice Floor in lbs/MMBtu | FALSE | L | Annual | Allowances Sold MER | lbs | 0 | 0 | 0 | 0 | 0 | 0 | 0
WI Large Coal Units Hg Rule v3.1, Unit 5838 and retrofits | 1305 | 2200 | MACT Fuel Choice Floor in lbs/MMBtu | FALSE | L | Annual | Allowances Banked | lbs | 0 | 0 | 0 | 0 | 0 | 0 | 0
WI Large Coal Units Hg Rule v3.1, Unit 5838 and retrofits | 1305 | 2200 | MACT Fuel Choice Floor in lbs/MMBtu | FALSE | L | Annual | Allowances Withdrawn (1:1) | lbs | 0 | 0 | 0 | 0 | 0 | 0 | 0
WI Large Coal Units Hg Rule v3.1, Unit 5838 and retrofits | 1305 | 2200 | MACT Fuel Choice Floor in lbs/MMBtu | FALSE | L | Annual | Allowances Withdrawn (n:1) | lbs | 0 | 0 | 0 | 0 | 0 | 0 | 0
WI Large Coal Units Hg Rule v3.1, Unit 5838 and retrofits | 1305 | 2200 | MACT Fuel Choice Floor in lbs/MMBtu | FALSE | L | Annual | Net Emissions Allowance Position | lbs | 19.3883 | 19.3883 | 21.6106 | 21.6106 | 22.222 | 21.6106 | 21.6106
WI Large Coal Units Hg Rule v3.1, Unit 5838 and retrofits | 1305 | 2200 | MACT Fuel Choice Floor in lbs/MMBtu | FALSE | L | Annual | Fuel Consumed | TBtu | 37.6435 | 37.6435 | 41.9583 | 41.9583 | 43.436 | 41.9583 | 41.9583
WI Large Coal Units Hg Rule v3.1, Unit 5838 and retrofits | 1305 | 2200 | MACT Fuel Choice Floor in lbs/MMBtu | FALSE | L | Annual | Rate | lb/MMBtu | 5.1505e-07 | 5.1505e-07 | 5.1505e-07 | 5.1505e-07 | 5.116e-07 | 5.1505e-07 | 5.1505e-07
WI Large Coal Units Hg Rule v3.1, Unit 5838 and retrofits | 1305 | 2200 | MACT Fuel Choice Floor in lbs/MMBtu | FALSE | L | Annual | Generation | TWh | 3.6157 | 3.6157 | 4.0301 | 4.0301 | 4.1774 | 4.0301 | 4.0301
WI Large Coal Units Hg Rule v3.1, Unit 5838 and retrofits | 1305 | 2200 | MACT Fuel Choice Floor in lbs/MMBtu | FALSE | L | Annual | Qualifying Generation | TWh | 3.6157 | 3.6157 | 4.0301 | 4.0301 | 4.1774 | 4.0301 | 4.0301
WI Large Coal Units Hg Rule v3.1, Unit 5838 and retrofits | 1305 | 2200 | MACT Fuel Choice Floor in lbs/MMBtu | FALSE | L | Annual | Constraint Shadow Price | US2011$/Lb | 0 | 0 | 0 | 0 | 0 | 0 | 0
WI Small Coal Units Hg Rule v3.1, Unit 3651 and retrofits | 1306 | 2201 | MACT Fuel Choice Floor in lbs/MMBtu | FALSE | L | Annual | Seasons Included | Seasons | Winter, Summer | Winter, Summer | Winter, Summer | Winter, Summer | Winter, Summer | Winter, Summer | Winter, Summer
WI Small Coal Units Hg Rule v3.1, Unit 3651 and retrofits | 1306 | 2201 | MACT Fuel Choice Floor in lbs/MMBtu | FALSE | L | Annual | Emission Floor | lbs/MMBtu | 6.91e-07 | 6.91e-07 | 6.91e-07 | 6.91e-07 | 6.91e-07 | 6.91e-07 | 6.91e-07
WI Small Coal Units Hg Rule v3.1, Unit 3651 and retrofits | 1306 | 2201 | MACT Fuel Choice Floor in lbs/MMBtu | FALSE | L | Annual | Emissions at Affected Plants MER | lbs | 0 | 0 | 0 | 0 | 0 | 0 | 0
WI Small Coal Units Hg Rule v3.1, Unit 3651 and retrofits | 1306 | 2201 | MACT Fuel Choice Floor in lbs/MMBtu | FALSE | L | Annual | Allowances Purchased MER | lbs | 0 | 0 | 0 | 0 | 0 | 0 | 0
WI Small Coal Units Hg Rule v3.1, Unit 3651 and retrofits | 1306 | 2201 | MACT Fuel Choice Floor in lbs/MMBtu | FALSE | L | Annual | Allowances Sold MER | lbs | 0 | 0 | 0 | 0 | 0 | 0 | 0
WI Small Coal Units Hg Rule v3.1, Unit 3651 and retrofits | 1306 | 2201 | MACT Fuel Choice Floor in lbs/MMBtu | FALSE | L | Annual | Allowances Banked | lbs | 0 | 0 | 0 | 0 | 0 | 0 | 0
WI Small Coal Units Hg Rule v3.1, Unit 3651 and retrofits | 1306 | 2201 | MACT Fuel Choice Floor in lbs/MMBtu | FALSE | L | Annual | Allowances Withdrawn (1:1) | lbs | 0 | 0 | 0 | 0 | 0 | 0 | 0
WI Small Coal Units Hg Rule v3.1, Unit 3651 and retrofits | 1306 | 2201 | MACT Fuel Choice Floor in lbs/MMBtu | FALSE | L | Annual | Allowances Withdrawn (n:1) | lbs | 0 | 0 | 0 | 0 | 0 | 0 | 0
WI Small Coal Units Hg Rule v3.1, Unit 3651 and retrofits | 1306 | 2201 | MACT Fuel Choice Floor in lbs/MMBtu | FALSE | L | Annual | Net Emissions Allowance Position | lbs | 0 | 0 | 0 | 0 | 0 | 0 | 0
WI Small Coal Units Hg Rule v3.1, Unit 3651 and retrofits | 1306 | 2201 | MACT Fuel Choice Floor in lbs/MMBtu | FALSE | L | Annual | Fuel Consumed | TBtu | 0 | 0 | 0 | 0 | 0 | 0 | 0
WI Small Coal Units Hg Rule v3.1, Unit 3651 and retrofits | 1306 | 2201 | MACT Fuel Choice Floor in lbs/MMBtu | FALSE | L | Annual | Rate | lb/MMBtu | 0 | 0 | 0 | 0 | 0 | 0 | 0
WI Small Coal Units Hg Rule v3.1, Unit 3651 and retrofits | 1306 | 2201 | MACT Fuel Choice Floor in lbs/MMBtu | FALSE | L | Annual | Generation | TWh | 0 | 0 | 0 | 0 | 0 | 0 | 0
WI Small Coal Units Hg Rule v3.1, Unit 3651 and retrofits | 1306 | 2201 | MACT Fuel Choice Floor in lbs/MMBtu | FALSE | L | Annual | Qualifying Generation | TWh | 0 | 0 | 0 | 0 | 0 | 0 | 0
WI Small Coal Units Hg Rule v3.1, Unit 3651 and retrofits | 1306 | 2201 | MACT Fuel Choice Floor in lbs/MMBtu | FALSE | L | Annual | Constraint Shadow Price | US2011$/Lb | 0 | 0 | 0 | 0 | 0 | 0 | 0
WI Small Coal Units Hg Rule v3.1, Unit 3652 and retrofits | 1307 | 2201 | MACT Fuel Choice Floor in lbs/MMBtu | FALSE | L | Annual | Seasons Included | Seasons | Winter, Summer | Winter, Summer | Winter, Summer | Winter, Summer | Winter, Summer | Winter, Summer | Winter, Summer
WI Small Coal Units Hg Rule v3.1, Unit 3652 and retrofits | 1307 | 2201 | MACT Fuel Choice Floor in lbs/MMBtu | FALSE | L | Annual | Emission Floor | lbs/MMBtu | 6.91e-07 | 6.91e-07 | 6.91e-07 | 6.91e-07 | 6.91e-07 | 6.91e-07 | 6.91e-07
WI Small Coal Units Hg Rule v3.1, Unit 3652 and retrofits | 1307 | 2201 | MACT Fuel Choice Floor in lbs/MMBtu | FALSE | L | Annual | Emissions at Affected Plants MER | lbs | 0 | 0 | 0 | 0 | 0 | 0 | 0
WI Small Coal Units Hg Rule v3.1, Unit 3652 and retrofits | 1307 | 2201 | MACT Fuel Choice Floor in lbs/MMBtu | FALSE | L | Annual | Allowances Purchased MER | lbs | 0 | 0 | 0 | 0 | 0 | 0 | 0
WI Small Coal Units Hg Rule v3.1, Unit 3652 and retrofits | 1307 | 2201 | MACT Fuel Choice Floor in lbs/MMBtu | FALSE | L | Annual | Allowances Sold MER | lbs | 0 | 0 | 0 | 0 | 0 | 0 | 0
WI Small Coal Units Hg Rule v3.1, Unit 3652 and retrofits | 1307 | 2201 | MACT Fuel Choice Floor in lbs/MMBtu | FALSE | L | Annual | Allowances Banked | lbs | 0 | 0 | 0 | 0 | 0 | 0 | 0
WI Small Coal Units Hg Rule v3.1, Unit 3652 and retrofits | 1307 | 2201 | MACT Fuel Choice Floor in lbs/MMBtu | FALSE | L | Annual | Allowances Withdrawn (1:1) | lbs | 0 | 0 | 0 | 0 | 0 | 0 | 0
WI Small Coal Units Hg Rule v3.1, Unit 3652 and retrofits | 1307 | 2201 | MACT Fuel Choice Floor in lbs/MMBtu | FALSE | L | Annual | Allowances Withdrawn (n:1) | lbs | 0 | 0 | 0 | 0 | 0 | 0 | 0
WI Small Coal Units Hg Rule v3.1, Unit 3652 and retrofits | 1307 | 2201 | MACT Fuel Choice Floor in lbs/MMBtu | FALSE | L | Annual | Net Emissions Allowance Position | lbs | 0 | 0 | 0 | 0 | 0 | 0 | 0
WI Small Coal Units Hg Rule v3.1, Unit 3652 and retrofits | 1307 | 2201 | MACT Fuel Choice Floor in lbs/MMBtu | FALSE | L | Annual | Fuel Consumed | TBtu | 0 | 0 | 0 | 0 | 0 | 0 | 0
WI Small Coal Units Hg Rule v3.1, Unit 3652 and retrofits | 1307 | 2201 | MACT Fuel Choice Floor in lbs/MMBtu | FALSE | L | Annual | Rate | lb/MMBtu | 0 | 0 | 0 | 0 | 0 | 0 | 0
WI Small Coal Units Hg Rule v3.1, Unit 3652 and retrofits | 1307 | 2201 | MACT Fuel Choice Floor in lbs/MMBtu | FALSE | L | Annual | Generation | TWh | 0 | 0 | 0 | 0 | 0 | 0 | 0
WI Small Coal Units Hg Rule v3.1, Unit 3652 and retrofits | 1307 | 2201 | MACT Fuel Choice Floor in lbs/MMBtu | FALSE | L | Annual | Qualifying Generation | TWh | 0 | 0 | 0 | 0 | 0 | 0 | 0
WI Small Coal Units Hg Rule v3.1, Unit 3652 and retrofits | 1307 | 2201 | MACT Fuel Choice Floor in lbs/MMBtu | FALSE | L | Annual | Constraint Shadow Price | US2011$/Lb | 0 | 0 | 0 | 0 | 0 | 0 | 0
WI Small Coal Units Hg Rule v3.1, Unit 3653 and retrofits | 1308 | 2201 | MACT Fuel Choice Floor in lbs/MMBtu | FALSE | L | Annual | Seasons Included | Seasons | Winter, Summer | Winter, Summer | Winter, Summer | Winter, Summer | Winter, Summer | Winter, Summer | Winter, Summer
WI Small Coal Units Hg Rule v3.1, Unit 3653 and retrofits | 1308 | 2201 | MACT Fuel Choice Floor in lbs/MMBtu | FALSE | L | Annual | Emission Floor | lbs/MMBtu | 6.91e-07 | 6.91e-07 | 6.91e-07 | 6.91e-07 | 6.91e-07 | 6.91e-07 | 6.91e-07
WI Small Coal Units Hg Rule v3.1, Unit 3653 and retrofits | 1308 | 2201 | MACT Fuel Choice Floor in lbs/MMBtu | FALSE | L | Annual | Emissions at Affected Plants MER | lbs | 0 | 0 | 0 | 0 | 0 | 0 | 0
WI Small Coal Units Hg Rule v3.1, Unit 3653 and retrofits | 1308 | 2201 | MACT Fuel Choice Floor in lbs/MMBtu | FALSE | L | Annual | Allowances Purchased MER | lbs | 0 | 0 | 0 | 0 | 0 | 0 | 0
WI Small Coal Units Hg Rule v3.1, Unit 3653 and retrofits | 1308 | 2201 | MACT Fuel Choice Floor in lbs/MMBtu | FALSE | L | Annual | Allowances Sold MER | lbs | 0 | 0 | 0 | 0 | 0 | 0 | 0
WI Small Coal Units Hg Rule v3.1, Unit 3653 and retrofits | 1308 | 2201 | MACT Fuel Choice Floor in lbs/MMBtu | FALSE | L | Annual | Allowances Banked | lbs | 0 | 0 | 0 | 0 | 0 | 0 | 0
WI Small Coal Units Hg Rule v3.1, Unit 3653 and retrofits | 1308 | 2201 | MACT Fuel Choice Floor in lbs/MMBtu | FALSE | L | Annual | Allowances Withdrawn (1:1) | lbs | 0 | 0 | 0 | 0 | 0 | 0 | 0
WI Small Coal Units Hg Rule v3.1, Unit 3653 and retrofits | 1308 | 2201 | MACT Fuel Choice Floor in lbs/MMBtu | FALSE | L | Annual | Allowances Withdrawn (n:1) | lbs | 0 | 0 | 0 | 0 | 0 | 0 | 0
WI Small Coal Units Hg Rule v3.1, Unit 3653 and retrofits | 1308 | 2201 | MACT Fuel Choice Floor in lbs/MMBtu | FALSE | L | Annual | Net Emissions Allowance Position | lbs | 0 | 0 | 0 | 0 | 0 | 0 | 0
WI Small Coal Units Hg Rule v3.1, Unit 3653 and retrofits | 1308 | 2201 | MACT Fuel Choice Floor in lbs/MMBtu | FALSE | L | Annual | Fuel Consumed | TBtu | 0 | 0 | 0 | 0 | 0 | 0 | 0
WI Small Coal Units Hg Rule v3.1, Unit 3653 and retrofits | 1308 | 2201 | MACT Fuel Choice Floor in lbs/MMBtu | FALSE | L | Annual | Rate | lb/MMBtu | 0 | 0 | 0 | 0 | 0 | 0 | 0
WI Small Coal Units Hg Rule v3.1, Unit 3653 and retrofits | 1308 | 2201 | MACT Fuel Choice Floor in lbs/MMBtu | FALSE | L | Annual | Generation | TWh | 0 | 0 | 0 | 0 | 0 | 0 | 0
WI Small Coal Units Hg Rule v3.1, Unit 3653 and retrofits | 1308 | 2201 | MACT Fuel Choice Floor in lbs/MMBtu | FALSE | L | Annual | Qualifying Generation | TWh | 0 | 0 | 0 | 0 | 0 | 0 | 0
WI Small Coal Units Hg Rule v3.1, Unit 3653 and retrofits | 1308 | 2201 | MACT Fuel Choice Floor in lbs/MMBtu | FALSE | L | Annual | Constraint Shadow Price | US2011$/Lb | 0 | 0 | 0 | 0 | 0 | 0 | 0
WI Small Coal Units Hg Rule v3.1, Unit 3654 and retrofits | 1309 | 2201 | MACT Fuel Choice Floor in lbs/MMBtu | FALSE | L | Annual | Seasons Included | Seasons | Winter, Summer | Winter, Summer | Winter, Summer | Winter, Summer | Winter, Summer | Winter, Summer | Winter, Summer
WI Small Coal Units Hg Rule v3.1, Unit 3654 and retrofits | 1309 | 2201 | MACT Fuel Choice Floor in lbs/MMBtu | FALSE | L | Annual | Emission Floor | lbs/MMBtu | 6.91e-07 | 6.91e-07 | 6.91e-07 | 6.91e-07 | 6.91e-07 | 6.91e-07 | 6.91e-07
WI Small Coal Units Hg Rule v3.1, Unit 3654 and retrofits | 1309 | 2201 | MACT Fuel Choice Floor in lbs/MMBtu | FALSE | L | Annual | Emissions at Affected Plants MER | lbs | 0 | 0 | 0 | 0 | 0 | 0 | 0
WI Small Coal Units Hg Rule v3.1, Unit 3654 and retrofits | 1309 | 2201 | MACT Fuel Choice Floor in lbs/MMBtu | FALSE | L | Annual | Allowances Purchased MER | lbs | 0 | 0 | 0 | 0 | 0 | 0 | 0
WI Small Coal Units Hg Rule v3.1, Unit 3654 and retrofits | 1309 | 2201 | MACT Fuel Choice Floor in lbs/MMBtu | FALSE | L | Annual | Allowances Sold MER | lbs | 0 | 0 | 0 | 0 | 0 | 0 | 0
WI Small Coal Units Hg Rule v3.1, Unit 3654 and retrofits | 1309 | 2201 | MACT Fuel Choice Floor in lbs/MMBtu | FALSE | L | Annual | Allowances Banked | lbs | 0 | 0 | 0 | 0 | 0 | 0 | 0
WI Small Coal Units Hg Rule v3.1, Unit 3654 and retrofits | 1309 | 2201 | MACT Fuel Choice Floor in lbs/MMBtu | FALSE | L | Annual | Allowances Withdrawn (1:1) | lbs | 0 | 0 | 0 | 0 | 0 | 0 | 0
WI Small Coal Units Hg Rule v3.1, Unit 3654 and retrofits | 1309 | 2201 | MACT Fuel Choice Floor in lbs/MMBtu | FALSE | L | Annual | Allowances Withdrawn (n:1) | lbs | 0 | 0 | 0 | 0 | 0 | 0 | 0
WI Small Coal Units Hg Rule v3.1, Unit 3654 and retrofits | 1309 | 2201 | MACT Fuel Choice Floor in lbs/MMBtu | FALSE | L | Annual | Net Emissions Allowance Position | lbs | 0 | 0 | 0 | 0 | 0 | 0 | 0
WI Small Coal Units Hg Rule v3.1, Unit 3654 and retrofits | 1309 | 2201 | MACT Fuel Choice Floor in lbs/MMBtu | FALSE | L | Annual | Fuel Consumed | TBtu | 0 | 0 | 0 | 0 | 0 | 0 | 0
WI Small Coal Units Hg Rule v3.1, Unit 3654 and retrofits | 1309 | 2201 | MACT Fuel Choice Floor in lbs/MMBtu | FALSE | L | Annual | Rate | lb/MMBtu | 0 | 0 | 0 | 0 | 0 | 0 | 0
WI Small Coal Units Hg Rule v3.1, Unit 3654 and retrofits | 1309 | 2201 | MACT Fuel Choice Floor in lbs/MMBtu | FALSE | L | Annual | Generation | TWh | 0 | 0 | 0 | 0 | 0 | 0 | 0
WI Small Coal Units Hg Rule v3.1, Unit 3654 and retrofits | 1309 | 2201 | MACT Fuel Choice Floor in lbs/MMBtu | FALSE | L | Annual | Qualifying Generation | TWh | 0 | 0 | 0 | 0 | 0 | 0 | 0
WI Small Coal Units Hg Rule v3.1, Unit 3654 and retrofits | 1309 | 2201 | MACT Fuel Choice Floor in lbs/MMBtu | FALSE | L | Annual | Constraint Shadow Price | US2011$/Lb | 0 | 0 | 0 | 0 | 0 | 0 | 0
WI Small Coal Units Hg Rule v3.1, Unit 3655 and retrofits | 1310 | 2201 | MACT Fuel Choice Floor in lbs/MMBtu | FALSE | L | Annual | Seasons Included | Seasons | Winter, Summer | Winter, Summer | Winter, Summer | Winter, Summer | Winter, Summer | Winter, Summer | Winter, Summer
WI Small Coal Units Hg Rule v3.1, Unit 3655 and retrofits | 1310 | 2201 | MACT Fuel Choice Floor in lbs/MMBtu | FALSE | L | Annual | Emission Floor | lbs/MMBtu | 6.91e-07 | 6.91e-07 | 6.91e-07 | 6.91e-07 | 6.91e-07 | 6.91e-07 | 6.91e-07
WI Small Coal Units Hg Rule v3.1, Unit 3655 and retrofits | 1310 | 2201 | MACT Fuel Choice Floor in lbs/MMBtu | FALSE | L | Annual | Emissions at Affected Plants MER | lbs | 0 | 0 | 0 | 0 | 0 | 0 | 0
WI Small Coal Units Hg Rule v3.1, Unit 3655 and retrofits | 1310 | 2201 | MACT Fuel Choice Floor in lbs/MMBtu | FALSE | L | Annual | Allowances Purchased MER | lbs | 0 | 0 | 0 | 0 | 0 | 0 | 0
WI Small Coal Units Hg Rule v3.1, Unit 3655 and retrofits | 1310 | 2201 | MACT Fuel Choice Floor in lbs/MMBtu | FALSE | L | Annual | Allowances Sold MER | lbs | 0 | 0 | 0 | 0 | 0 | 0 | 0
WI Small Coal Units Hg Rule v3.1, Unit 3655 and retrofits | 1310 | 2201 | MACT Fuel Choice Floor in lbs/MMBtu | FALSE | L | Annual | Allowances Banked | lbs | 0 | 0 | 0 | 0 | 0 | 0 | 0
WI Small Coal Units Hg Rule v3.1, Unit 3655 and retrofits | 1310 | 2201 | MACT Fuel Choice Floor in lbs/MMBtu | FALSE | L | Annual | Allowances Withdrawn (1:1) | lbs | 0 | 0 | 0 | 0 | 0 | 0 | 0
WI Small Coal Units Hg Rule v3.1, Unit 3655 and retrofits | 1310 | 2201 | MACT Fuel Choice Floor in lbs/MMBtu | FALSE | L | Annual | Allowances Withdrawn (n:1) | lbs | 0 | 0 | 0 | 0 | 0 | 0 | 0
WI Small Coal Units Hg Rule v3.1, Unit 3655 and retrofits | 1310 | 2201 | MACT Fuel Choice Floor in lbs/MMBtu | FALSE | L | Annual | Net Emissions Allowance Position | lbs | 0 | 0 | 0 | 0 | 0 | 0 | 0
WI Small Coal Units Hg Rule v3.1, Unit 3655 and retrofits | 1310 | 2201 | MACT Fuel Choice Floor in lbs/MMBtu | FALSE | L | Annual | Fuel Consumed | TBtu | 0 | 0 | 0 | 0 | 0 | 0 | 0
WI Small Coal Units Hg Rule v3.1, Unit 3655 and retrofits | 1310 | 2201 | MACT Fuel Choice Floor in lbs/MMBtu | FALSE | L | Annual | Rate | lb/MMBtu | 0 | 0 | 0 | 0 | 0 | 0 | 0
WI Small Coal Units Hg Rule v3.1, Unit 3655 and retrofits | 1310 | 2201 | MACT Fuel Choice Floor in lbs/MMBtu | FALSE | L | Annual | Generation | TWh | 0 | 0 | 0 | 0 | 0 | 0 | 0
WI Small Coal Units Hg Rule v3.1, Unit 3655 and retrofits | 1310 | 2201 | MACT Fuel Choice Floor in lbs/MMBtu | FALSE | L | Annual | Qualifying Generation | TWh | 0 | 0 | 0 | 0 | 0 | 0 | 0
WI Small Coal Units Hg Rule v3.1, Unit 3655 and retrofits | 1310 | 2201 | MACT Fuel Choice Floor in lbs/MMBtu | FALSE | L | Annual | Constraint Shadow Price | US2011$/Lb | 0 | 0 | 0 | 0 | 0 | 0 | 0
WI Small Coal Units Hg Rule v3.1, Unit 3794 and retrofits | 1311 | 2201 | MACT Fuel Choice Floor in lbs/MMBtu | FALSE | L | Annual | Seasons Included | Seasons | Winter, Summer | Winter, Summer | Winter, Summer | Winter, Summer | Winter, Summer | Winter, Summer | Winter, Summer
WI Small Coal Units Hg Rule v3.1, Unit 3794 and retrofits | 1311 | 2201 | MACT Fuel Choice Floor in lbs/MMBtu | FALSE | L | Annual | Emission Floor | lbs/MMBtu | 6.91e-07 | 6.91e-07 | 6.91e-07 | 6.91e-07 | 6.91e-07 | 6.91e-07 | 6.91e-07
WI Small Coal Units Hg Rule v3.1, Unit 3794 and retrofits | 1311 | 2201 | MACT Fuel Choice Floor in lbs/MMBtu | FALSE | L | Annual | Emissions at Affected Plants MER | lbs | 0 | 0 | 0 | 0 | 0 | 0 | 0
WI Small Coal Units Hg Rule v3.1, Unit 3794 and retrofits | 1311 | 2201 | MACT Fuel Choice Floor in lbs/MMBtu | FALSE | L | Annual | Allowances Purchased MER | lbs | 0 | 0 | 0 | 0 | 0 | 0 | 0
WI Small Coal Units Hg Rule v3.1, Unit 3794 and retrofits | 1311 | 2201 | MACT Fuel Choice Floor in lbs/MMBtu | FALSE | L | Annual | Allowances Sold MER | lbs | 0 | 0 | 0 | 0 | 0 | 0 | 0
WI Small Coal Units Hg Rule v3.1, Unit 3794 and retrofits | 1311 | 2201 | MACT Fuel Choice Floor in lbs/MMBtu | FALSE | L | Annual | Allowances Banked | lbs | 0 | 0 | 0 | 0 | 0 | 0 | 0
WI Small Coal Units Hg Rule v3.1, Unit 3794 and retrofits | 1311 | 2201 | MACT Fuel Choice Floor in lbs/MMBtu | FALSE | L | Annual | Allowances Withdrawn (1:1) | lbs | 0 | 0 | 0 | 0 | 0 | 0 | 0
WI Small Coal Units Hg Rule v3.1, Unit 3794 and retrofits | 1311 | 2201 | MACT Fuel Choice Floor in lbs/MMBtu | FALSE | L | Annual | Allowances Withdrawn (n:1) | lbs | 0 | 0 | 0 | 0 | 0 | 0 | 0
WI Small Coal Units Hg Rule v3.1, Unit 3794 and retrofits | 1311 | 2201 | MACT Fuel Choice Floor in lbs/MMBtu | FALSE | L | Annual | Net Emissions Allowance Position | lbs | 0 | 0 | 0 | 0 | 0 | 0 | 0
WI Small Coal Units Hg Rule v3.1, Unit 3794 and retrofits | 1311 | 2201 | MACT Fuel Choice Floor in lbs/MMBtu | FALSE | L | Annual | Fuel Consumed | TBtu | 0 | 0 | 0 | 0 | 0 | 0 | 0
WI Small Coal Units Hg Rule v3.1, Unit 3794 and retrofits | 1311 | 2201 | MACT Fuel Choice Floor in lbs/MMBtu | FALSE | L | Annual | Rate | lb/MMBtu | 0 | 0 | 0 | 0 | 0 | 0 | 0
WI Small Coal Units Hg Rule v3.1, Unit 3794 and retrofits | 1311 | 2201 | MACT Fuel Choice Floor in lbs/MMBtu | FALSE | L | Annual | Generation | TWh | 0 | 0 | 0 | 0 | 0 | 0 | 0
WI Small Coal Units Hg Rule v3.1, Unit 3794 and retrofits | 1311 | 2201 | MACT Fuel Choice Floor in lbs/MMBtu | FALSE | L | Annual | Qualifying Generation | TWh | 0 | 0 | 0 | 0 | 0 | 0 | 0
WI Small Coal Units Hg Rule v3.1, Unit 3794 and retrofits | 1311 | 2201 | MACT Fuel Choice Floor in lbs/MMBtu | FALSE | L | Annual | Constraint Shadow Price | US2011$/Lb | 0 | 0 | 0 | 0 | 0 | 0 | 0
WI Small Coal Units Hg Rule v3.1, Unit 3809 and retrofits | 1312 | 2201 | MACT Fuel Choice Floor in lbs/MMBtu | FALSE | L | Annual | Seasons Included | Seasons | Winter, Summer | Winter, Summer | Winter, Summer | Winter, Summer | Winter, Summer | Winter, Summer | Winter, Summer
WI Small Coal Units Hg Rule v3.1, Unit 3809 and retrofits | 1312 | 2201 | MACT Fuel Choice Floor in lbs/MMBtu | FALSE | L | Annual | Emission Floor | lbs/MMBtu | 6.91e-07 | 6.91e-07 | 6.91e-07 | 6.91e-07 | 6.91e-07 | 6.91e-07 | 6.91e-07
WI Small Coal Units Hg Rule v3.1, Unit 3809 and retrofits | 1312 | 2201 | MACT Fuel Choice Floor in lbs/MMBtu | FALSE | L | Annual | Emissions at Affected Plants MER | lbs | 0 | 0 | 0 | 0 | 0 | 0 | 0
WI Small Coal Units Hg Rule v3.1, Unit 3809 and retrofits | 1312 | 2201 | MACT Fuel Choice Floor in lbs/MMBtu | FALSE | L | Annual | Allowances Purchased MER | lbs | 0 | 0 | 0 | 0 | 0 | 0 | 0
WI Small Coal Units Hg Rule v3.1, Unit 3809 and retrofits | 1312 | 2201 | MACT Fuel Choice Floor in lbs/MMBtu | FALSE | L | Annual | Allowances Sold MER | lbs | 0 | 0 | 0 | 0 | 0 | 0 | 0
WI Small Coal Units Hg Rule v3.1, Unit 3809 and retrofits | 1312 | 2201 | MACT Fuel Choice Floor in lbs/MMBtu | FALSE | L | Annual | Allowances Banked | lbs | 0 | 0 | 0 | 0 | 0 | 0 | 0
WI Small Coal Units Hg Rule v3.1, Unit 3809 and retrofits | 1312 | 2201 | MACT Fuel Choice Floor in lbs/MMBtu | FALSE | L | Annual | Allowances Withdrawn (1:1) | lbs | 0 | 0 | 0 | 0 | 0 | 0 | 0
WI Small Coal Units Hg Rule v3.1, Unit 3809 and retrofits | 1312 | 2201 | MACT Fuel Choice Floor in lbs/MMBtu | FALSE | L | Annual | Allowances Withdrawn (n:1) | lbs | 0 | 0 | 0 | 0 | 0 | 0 | 0
WI Small Coal Units Hg Rule v3.1, Unit 3809 and retrofits | 1312 | 2201 | MACT Fuel Choice Floor in lbs/MMBtu | FALSE | L | Annual | Net Emissions Allowance Position | lbs | 0 | 0 | 0 | 0 | 0 | 0 | 0
WI Small Coal Units Hg Rule v3.1, Unit 3809 and retrofits | 1312 | 2201 | MACT Fuel Choice Floor in lbs/MMBtu | FALSE | L | Annual | Fuel Consumed | TBtu | 0 | 0 | 0 | 0 | 0 | 0 | 0
WI Small Coal Units Hg Rule v3.1, Unit 3809 and retrofits | 1312 | 2201 | MACT Fuel Choice Floor in lbs/MMBtu | FALSE | L | Annual | Rate | lb/MMBtu | 0 | 0 | 0 | 0 | 0 | 0 | 0
WI Small Coal Units Hg Rule v3.1, Unit 3809 and retrofits | 1312 | 2201 | MACT Fuel Choice Floor in lbs/MMBtu | FALSE | L | Annual | Generation | TWh | 0 | 0 | 0 | 0 | 0 | 0 | 0
WI Small Coal Units Hg Rule v3.1, Unit 3809 and retrofits | 1312 | 2201 | MACT Fuel Choice Floor in lbs/MMBtu | FALSE | L | Annual | Qualifying Generation | TWh | 0 | 0 | 0 | 0 | 0 | 0 | 0
WI Small Coal Units Hg Rule v3.1, Unit 3809 and retrofits | 1312 | 2201 | MACT Fuel Choice Floor in lbs/MMBtu | FALSE | L | Annual | Constraint Shadow Price | US2011$/Lb | 0 | 0 | 0 | 0 | 0 | 0 | 0
WI Small Coal Units Hg Rule v3.1, Unit 4022 and retrofits | 1313 | 2201 | MACT Fuel Choice Floor in lbs/MMBtu | FALSE | L | Annual | Seasons Included | Seasons | Winter, Summer | Winter, Summer | Winter, Summer | Winter, Summer | Winter, Summer | Winter, Summer | Winter, Summer
WI Small Coal Units Hg Rule v3.1, Unit 4022 and retrofits | 1313 | 2201 | MACT Fuel Choice Floor in lbs/MMBtu | FALSE | L | Annual | Emission Floor | lbs/MMBtu | 6.91e-07 | 6.91e-07 | 6.91e-07 | 6.91e-07 | 6.91e-07 | 6.91e-07 | 6.91e-07
WI Small Coal Units Hg Rule v3.1, Unit 4022 and retrofits | 1313 | 2201 | MACT Fuel Choice Floor in lbs/MMBtu | FALSE | L | Annual | Emissions at Affected Plants MER | lbs | 0 | 0 | 0 | 0 | 0 | 0 | 0
WI Small Coal Units Hg Rule v3.1, Unit 4022 and retrofits | 1313 | 2201 | MACT Fuel Choice Floor in lbs/MMBtu | FALSE | L | Annual | Allowances Purchased MER | lbs | 0 | 0 | 0 | 0 | 0 | 0 | 0
WI Small Coal Units Hg Rule v3.1, Unit 4022 and retrofits | 1313 | 2201 | MACT Fuel Choice Floor in lbs/MMBtu | FALSE | L | Annual | Allowances Sold MER | lbs | 0 | 0 | 0 | 0 | 0 | 0 | 0
WI Small Coal Units Hg Rule v3.1, Unit 4022 and retrofits | 1313 | 2201 | MACT Fuel Choice Floor in lbs/MMBtu | FALSE | L | Annual | Allowances Banked | lbs | 0 | 0 | 0 | 0 | 0 | 0 | 0
WI Small Coal Units Hg Rule v3.1, Unit 4022 and retrofits | 1313 | 2201 | MACT Fuel Choice Floor in lbs/MMBtu | FALSE | L | Annual | Allowances Withdrawn (1:1) | lbs | 0 | 0 | 0 | 0 | 0 | 0 | 0
WI Small Coal Units Hg Rule v3.1, Unit 4022 and retrofits | 1313 | 2201 | MACT Fuel Choice Floor in lbs/MMBtu | FALSE | L | Annual | Allowances Withdrawn (n:1) | lbs | 0 | 0 | 0 | 0 | 0 | 0 | 0
WI Small Coal Units Hg Rule v3.1, Unit 4022 and retrofits | 1313 | 2201 | MACT Fuel Choice Floor in lbs/MMBtu | FALSE | L | Annual | Net Emissions Allowance Position | lbs | 0 | 0 | 0 | 0 | 0 | 0 | 0
WI Small Coal Units Hg Rule v3.1, Unit 4022 and retrofits | 1313 | 2201 | MACT Fuel Choice Floor in lbs/MMBtu | FALSE | L | Annual | Fuel Consumed | TBtu | 0 | 0 | 0 | 0 | 0 | 0 | 0
WI Small Coal Units Hg Rule v3.1, Unit 4022 and retrofits | 1313 | 2201 | MACT Fuel Choice Floor in lbs/MMBtu | FALSE | L | Annual | Rate | lb/MMBtu | 0 | 0 | 0 | 0 | 0 | 0 | 0
WI Small Coal Units Hg Rule v3.1, Unit 4022 and retrofits | 1313 | 2201 | MACT Fuel Choice Floor in lbs/MMBtu | FALSE | L | Annual | Generation | TWh | 0 | 0 | 0 | 0 | 0 | 0 | 0
WI Small Coal Units Hg Rule v3.1, Unit 4022 and retrofits | 1313 | 2201 | MACT Fuel Choice Floor in lbs/MMBtu | FALSE | L | Annual | Qualifying Generation | TWh | 0 | 0 | 0 | 0 | 0 | 0 | 0
WI Small Coal Units Hg Rule v3.1, Unit 4022 and retrofits | 1313 | 2201 | MACT Fuel Choice Floor in lbs/MMBtu | FALSE | L | Annual | Constraint Shadow Price | US2011$/Lb | 0 | 0 | 0 | 0 | 0 | 0 | 0
WI Small Coal Units Hg Rule v3.1, Unit 4023 and retrofits | 1314 | 2201 | MACT Fuel Choice Floor in lbs/MMBtu | FALSE | L | Annual | Seasons Included | Seasons | Winter, Summer | Winter, Summer | Winter, Summer | Winter, Summer | Winter, Summer | Winter, Summer | Winter, Summer
WI Small Coal Units Hg Rule v3.1, Unit 4023 and retrofits | 1314 | 2201 | MACT Fuel Choice Floor in lbs/MMBtu | FALSE | L | Annual | Emission Floor | lbs/MMBtu | 6.91e-07 | 6.91e-07 | 6.91e-07 | 6.91e-07 | 6.91e-07 | 6.91e-07 | 6.91e-07
WI Small Coal Units Hg Rule v3.1, Unit 4023 and retrofits | 1314 | 2201 | MACT Fuel Choice Floor in lbs/MMBtu | FALSE | L | Annual | Emissions at Affected Plants MER | lbs | 0 | 0 | 0 | 0 | 0 | 0 | 0
WI Small Coal Units Hg Rule v3.1, Unit 4023 and retrofits | 1314 | 2201 | MACT Fuel Choice Floor in lbs/MMBtu | FALSE | L | Annual | Allowances Purchased MER | lbs | 0 | 0 | 0 | 0 | 0 | 0 | 0
WI Small Coal Units Hg Rule v3.1, Unit 4023 and retrofits | 1314 | 2201 | MACT Fuel Choice Floor in lbs/MMBtu | FALSE | L | Annual | Allowances Sold MER | lbs | 0 | 0 | 0 | 0 | 0 | 0 | 0
WI Small Coal Units Hg Rule v3.1, Unit 4023 and retrofits | 1314 | 2201 | MACT Fuel Choice Floor in lbs/MMBtu | FALSE | L | Annual | Allowances Banked | lbs | 0 | 0 | 0 | 0 | 0 | 0 | 0
WI Small Coal Units Hg Rule v3.1, Unit 4023 and retrofits | 1314 | 2201 | MACT Fuel Choice Floor in lbs/MMBtu | FALSE | L | Annual | Allowances Withdrawn (1:1) | lbs | 0 | 0 | 0 | 0 | 0 | 0 | 0
WI Small Coal Units Hg Rule v3.1, Unit 4023 and retrofits | 1314 | 2201 | MACT Fuel Choice Floor in lbs/MMBtu | FALSE | L | Annual | Allowances Withdrawn (n:1) | lbs | 0 | 0 | 0 | 0 | 0 | 0 | 0
WI Small Coal Units Hg Rule v3.1, Unit 4023 and retrofits | 1314 | 2201 | MACT Fuel Choice Floor in lbs/MMBtu | FALSE | L | Annual | Net Emissions Allowance Position | lbs | 0 | 0 | 0 | 0 | 0 | 0 | 0
WI Small Coal Units Hg Rule v3.1, Unit 4023 and retrofits | 1314 | 2201 | MACT Fuel Choice Floor in lbs/MMBtu | FALSE | L | Annual | Fuel Consumed | TBtu | 0 | 0 | 0 | 0 | 0 | 0 | 0
WI Small Coal Units Hg Rule v3.1, Unit 4023 and retrofits | 1314 | 2201 | MACT Fuel Choice Floor in lbs/MMBtu | FALSE | L | Annual | Rate | lb/MMBtu | 0 | 0 | 0 | 0 | 0 | 0 | 0
WI Small Coal Units Hg Rule v3.1, Unit 4023 and retrofits | 1314 | 2201 | MACT Fuel Choice Floor in lbs/MMBtu | FALSE | L | Annual | Generation | TWh | 0 | 0 | 0 | 0 | 0 | 0 | 0
WI Small Coal Units Hg Rule v3.1, Unit 4023 and retrofits | 1314 | 2201 | MACT Fuel Choice Floor in lbs/MMBtu | FALSE | L | Annual | Qualifying Generation | TWh | 0 | 0 | 0 | 0 | 0 | 0 | 0
WI Small Coal Units Hg Rule v3.1, Unit 4023 and retrofits | 1314 | 2201 | MACT Fuel Choice Floor in lbs/MMBtu | FALSE | L | Annual | Constraint Shadow Price | US2011$/Lb | 0 | 0 | 0 | 0 | 0 | 0 | 0
WI Small Coal Units Hg Rule v3.1, Unit 5313 and retrofits | 1315 | 2201 | MACT Fuel Choice Floor in lbs/MMBtu | FALSE | L | Annual | Seasons Included | Seasons | Winter, Summer | Winter, Summer | Winter, Summer | Winter, Summer | Winter, Summer | Winter, Summer | Winter, Summer
WI Small Coal Units Hg Rule v3.1, Unit 5313 and retrofits | 1315 | 2201 | MACT Fuel Choice Floor in lbs/MMBtu | FALSE | L | Annual | Emission Floor | lbs/MMBtu | 6.91e-07 | 6.91e-07 | 6.91e-07 | 6.91e-07 | 6.91e-07 | 6.91e-07 | 6.91e-07
WI Small Coal Units Hg Rule v3.1, Unit 5313 and retrofits | 1315 | 2201 | MACT Fuel Choice Floor in lbs/MMBtu | FALSE | L | Annual | Emissions at Affected Plants MER | lbs | 0 | 0 | 0 | 0 | 0 | 0 | 0
WI Small Coal Units Hg Rule v3.1, Unit 5313 and retrofits | 1315 | 2201 | MACT Fuel Choice Floor in lbs/MMBtu | FALSE | L | Annual | Allowances Purchased MER | lbs | 0 | 0 | 0 | 0 | 0 | 0 | 0
WI Small Coal Units Hg Rule v3.1, Unit 5313 and retrofits | 1315 | 2201 | MACT Fuel Choice Floor in lbs/MMBtu | FALSE | L | Annual | Allowances Sold MER | lbs | 0 | 0 | 0 | 0 | 0 | 0 | 0
WI Small Coal Units Hg Rule v3.1, Unit 5313 and retrofits | 1315 | 2201 | MACT Fuel Choice Floor in lbs/MMBtu | FALSE | L | Annual | Allowances Banked | lbs | 0 | 0 | 0 | 0 | 0 | 0 | 0
WI Small Coal Units Hg Rule v3.1, Unit 5313 and retrofits | 1315 | 2201 | MACT Fuel Choice Floor in lbs/MMBtu | FALSE | L | Annual | Allowances Withdrawn (1:1) | lbs | 0 | 0 | 0 | 0 | 0 | 0 | 0
WI Small Coal Units Hg Rule v3.1, Unit 5313 and retrofits | 1315 | 2201 | MACT Fuel Choice Floor in lbs/MMBtu | FALSE | L | Annual | Allowances Withdrawn (n:1) | lbs | 0 | 0 | 0 | 0 | 0 | 0 | 0
WI Small Coal Units Hg Rule v3.1, Unit 5313 and retrofits | 1315 | 2201 | MACT Fuel Choice Floor in lbs/MMBtu | FALSE | L | Annual | Net Emissions Allowance Position | lbs | 0 | 0 | 0 | 0 | 0 | 0 | 0
WI Small Coal Units Hg Rule v3.1, Unit 5313 and retrofits | 1315 | 2201 | MACT Fuel Choice Floor in lbs/MMBtu | FALSE | L | Annual | Fuel Consumed | TBtu | 0 | 0 | 0 | 0 | 0 | 0 | 0
WI Small Coal Units Hg Rule v3.1, Unit 5313 and retrofits | 1315 | 2201 | MACT Fuel Choice Floor in lbs/MMBtu | FALSE | L | Annual | Rate | lb/MMBtu | 0 | 0 | 0 | 0 | 0 | 0 | 0
WI Small Coal Units Hg Rule v3.1, Unit 5313 and retrofits | 1315 | 2201 | MACT Fuel Choice Floor in lbs/MMBtu | FALSE | L | Annual | Generation | TWh | 0 | 0 | 0 | 0 | 0 | 0 | 0
WI Small Coal Units Hg Rule v3.1, Unit 5313 and retrofits | 1315 | 2201 | MACT Fuel Choice Floor in lbs/MMBtu | FALSE | L | Annual | Qualifying Generation | TWh | 0 | 0 | 0 | 0 | 0 | 0 | 0
WI Small Coal Units Hg Rule v3.1, Unit 5313 and retrofits | 1315 | 2201 | MACT Fuel Choice Floor in lbs/MMBtu | FALSE | L | Annual | Constraint Shadow Price | US2011$/Lb | 0 | 0 | 0 | 0 | 0 | 0 | 0
WI Small Coal Units Hg Rule v3.1, Unit 5328 and retrofits | 1316 | 2201 | MACT Fuel Choice Floor in lbs/MMBtu | FALSE | L | Annual | Seasons Included | Seasons | Winter, Summer | Winter, Summer | Winter, Summer | Winter, Summer | Winter, Summer | Winter, Summer | Winter, Summer
WI Small Coal Units Hg Rule v3.1, Unit 5328 and retrofits | 1316 | 2201 | MACT Fuel Choice Floor in lbs/MMBtu | FALSE | L | Annual | Emission Floor | lbs/MMBtu | 6.91e-07 | 6.91e-07 | 6.91e-07 | 6.91e-07 | 6.91e-07 | 6.91e-07 | 6.91e-07
WI Small Coal Units Hg Rule v3.1, Unit 5328 and retrofits | 1316 | 2201 | MACT Fuel Choice Floor in lbs/MMBtu | FALSE | L | Annual | Emissions at Affected Plants MER | lbs | 0 | 0 | 0 | 0 | 0 | 0 | 0
WI Small Coal Units Hg Rule v3.1, Unit 5328 and retrofits | 1316 | 2201 | MACT Fuel Choice Floor in lbs/MMBtu | FALSE | L | Annual | Allowances Purchased MER | lbs | 0 | 0 | 0 | 0 | 0 | 0 | 0
WI Small Coal Units Hg Rule v3.1, Unit 5328 and retrofits | 1316 | 2201 | MACT Fuel Choice Floor in lbs/MMBtu | FALSE | L | Annual | Allowances Sold MER | lbs | 0 | 0 | 0 | 0 | 0 | 0 | 0
WI Small Coal Units Hg Rule v3.1, Unit 5328 and retrofits | 1316 | 2201 | MACT Fuel Choice Floor in lbs/MMBtu | FALSE | L | Annual | Allowances Banked | lbs | 0 | 0 | 0 | 0 | 0 | 0 | 0
WI Small Coal Units Hg Rule v3.1, Unit 5328 and retrofits | 1316 | 2201 | MACT Fuel Choice Floor in lbs/MMBtu | FALSE | L | Annual | Allowances Withdrawn (1:1) | lbs | 0 | 0 | 0 | 0 | 0 | 0 | 0
WI Small Coal Units Hg Rule v3.1, Unit 5328 and retrofits | 1316 | 2201 | MACT Fuel Choice Floor in lbs/MMBtu | FALSE | L | Annual | Allowances Withdrawn (n:1) | lbs | 0 | 0 | 0 | 0 | 0 | 0 | 0
WI Small Coal Units Hg Rule v3.1, Unit 5328 and retrofits | 1316 | 2201 | MACT Fuel Choice Floor in lbs/MMBtu | FALSE | L | Annual | Net Emissions Allowance Position | lbs | 0 | 0 | 0 | 0 | 0 | 0 | 0
WI Small Coal Units Hg Rule v3.1, Unit 5328 and retrofits | 1316 | 2201 | MACT Fuel Choice Floor in lbs/MMBtu | FALSE | L | Annual | Fuel Consumed | TBtu | 0 | 0 | 0 | 0 | 0 | 0 | 0
WI Small Coal Units Hg Rule v3.1, Unit 5328 and retrofits | 1316 | 2201 | MACT Fuel Choice Floor in lbs/MMBtu | FALSE | L | Annual | Rate | lb/MMBtu | 0 | 0 | 0 | 0 | 0 | 0 | 0
WI Small Coal Units Hg Rule v3.1, Unit 5328 and retrofits | 1316 | 2201 | MACT Fuel Choice Floor in lbs/MMBtu | FALSE | L | Annual | Generation | TWh | 0 | 0 | 0 | 0 | 0 | 0 | 0
WI Small Coal Units Hg Rule v3.1, Unit 5328 and retrofits | 1316 | 2201 | MACT Fuel Choice Floor in lbs/MMBtu | FALSE | L | Annual | Qualifying Generation | TWh | 0 | 0 | 0 | 0 | 0 | 0 | 0
WI Small Coal Units Hg Rule v3.1, Unit 5328 and retrofits | 1316 | 2201 | MACT Fuel Choice Floor in lbs/MMBtu | FALSE | L | Annual | Constraint Shadow Price | US2011$/Lb | 0 | 0 | 0 | 0 | 0 | 0 | 0
WI Wallfired Coal Units NOx Annual Rate v3.1 | 1317 | 1931 | Rate Constraint in lbs/MMBtu | FALSE | L | Annual | Seasons Included | Seasons | Winter, Summer | Winter, Summer | Winter, Summer | Winter, Summer | Winter, Summer | Winter, Summer | Winter, Summer
WI Wallfired Coal Units NOx Annual Rate v3.1 | 1317 | 1931 | Rate Constraint in lbs/MMBtu | FALSE | L | Annual | Standard | lb/MMBtu | 0.17 | 0.17 | 0.17 | 0.17 | 0.17 | 0.17 | 0.17
WI Wallfired Coal Units NOx Annual Rate v3.1 | 1317 | 1931 | Rate Constraint in lbs/MMBtu | FALSE | L | Annual | Emissions at Affected Plants NOX | Thousand Tons | 0 | 0 | 0 | 0 | 0 | 0 | 0
WI Wallfired Coal Units NOx Annual Rate v3.1 | 1317 | 1931 | Rate Constraint in lbs/MMBtu | FALSE | L | Annual | Allowances Purchased NOX | Thousand Tons | 0 | 0 | 0 | 0 | 0 | 0 | 0
WI Wallfired Coal Units NOx Annual Rate v3.1 | 1317 | 1931 | Rate Constraint in lbs/MMBtu | FALSE | L | Annual | Allowances Sold NOX | Thousand Tons | 0 | 0 | 0 | 0 | 0 | 0 | 0
WI Wallfired Coal Units NOx Annual Rate v3.1 | 1317 | 1931 | Rate Constraint in lbs/MMBtu | FALSE | L | Annual | Allowances Banked | Thousand Tons | 0 | 0 | 0 | 0 | 0 | 0 | 0
WI Wallfired Coal Units NOx Annual Rate v3.1 | 1317 | 1931 | Rate Constraint in lbs/MMBtu | FALSE | L | Annual | Allowances Withdrawn (1:1) | Thousand Tons | 0 | 0 | 0 | 0 | 0 | 0 | 0
WI Wallfired Coal Units NOx Annual Rate v3.1 | 1317 | 1931 | Rate Constraint in lbs/MMBtu | FALSE | L | Annual | Allowances Withdrawn (n:1) | Thousand Tons | 0 | 0 | 0 | 0 | 0 | 0 | 0
WI Wallfired Coal Units NOx Annual Rate v3.1 | 1317 | 1931 | Rate Constraint in lbs/MMBtu | FALSE | L | Annual | Net Emissions Allowance Position | Thousand Tons | 0 | 0 | 0 | 0 | 0 | 0 | 0
WI Wallfired Coal Units NOx Annual Rate v3.1 | 1317 | 1931 | Rate Constraint in lbs/MMBtu | FALSE | L | Annual | Fuel Consumed | TBtu | 0 | 0 | 0 | 0 | 0 | 0 | 0
WI Wallfired Coal Units NOx Annual Rate v3.1 | 1317 | 1931 | Rate Constraint in lbs/MMBtu | FALSE | L | Annual | Rate | lb/MMBtu | 0 | 0 | 0 | 0 | 0 | 0 | 0
WI Wallfired Coal Units NOx Annual Rate v3.1 | 1317 | 1931 | Rate Constraint in lbs/MMBtu | FALSE | L | Annual | Generation | TWh | 0 | 0 | 0 | 0 | 0 | 0 | 0
WI Wallfired Coal Units NOx Annual Rate v3.1 | 1317 | 1931 | Rate Constraint in lbs/MMBtu | FALSE | L | Annual | Qualifying Generation | TWh | 0 | 0 | 0 | 0 | 0 | 0 | 0
WI Wallfired Coal Units NOx Annual Rate v3.1 | 1317 | 1931 | Rate Constraint in lbs/MMBtu | FALSE | L | Annual | Rate | lb/MWh | 0 | 0 | 0 | 0 | 0 | 0 | 0
WI Wallfired Coal Units NOx Annual Rate v3.1 | 1317 | 1931 | Rate Constraint in lbs/MMBtu | FALSE | L | Annual | Constraint Shadow Price | US2011$/Ton | 0 | 0 | 0 | 0 | 0 | 0 | 0
Wind and Solar Generation Cap 30% - CNAB v5.14 | 1318 | 6239 | Generation Constraint in GWh | FALSE | L | Annual | Seasons Included | Seasons | Winter, Summer | Winter, Summer | Winter, Summer | Winter, Summer | Winter, Summer | Winter, Summer | Winter, Summer
Wind and Solar Generation Cap 30% - CNAB v5.14 | 1318 | 6239 | Generation Constraint in GWh | FALSE | L | Annual | Standard | GWh | 24025 | 24765 | 25712 | 27785 | 29660 | 33212 | 37188
Wind and Solar Generation Cap 30% - CNAB v5.14 | 1318 | 6239 | Generation Constraint in GWh | FALSE | L | Annual | Emissions at Affected Plants | GWh | 1041.6591 | 8539.1104 | 8539.1104 | 8539.1104 | 8539.1104 | 8539.1104 | 8539.1104
Wind and Solar Generation Cap 30% - CNAB v5.14 | 1318 | 6239 | Generation Constraint in GWh | FALSE | L | Annual | Allowances Purchased | GWh | 0 | 0 | 0 | 0 | 0 | 0 | 0
Wind and Solar Generation Cap 30% - CNAB v5.14 | 1318 | 6239 | Generation Constraint in GWh | FALSE | L | Annual | Allowances Sold | GWh | 0 | 0 | 0 | 0 | 0 | 0 | 0
Wind and Solar Generation Cap 30% - CNAB v5.14 | 1318 | 6239 | Generation Constraint in GWh | FALSE | L | Annual | Allowances Banked | GWh | 0 | 0 | 0 | 0 | 0 | 0 | 0
Wind and Solar Generation Cap 30% - CNAB v5.14 | 1318 | 6239 | Generation Constraint in GWh | FALSE | L | Annual | Allowances Withdrawn (1:1) | GWh | 0 | 0 | 0 | 0 | 0 | 0 | 0
Wind and Solar Generation Cap 30% - CNAB v5.14 | 1318 | 6239 | Generation Constraint in GWh | FALSE | L | Annual | Allowances Withdrawn (n:1) | GWh | 0 | 0 | 0 | 0 | 0 | 0 | 0
Wind and Solar Generation Cap 30% - CNAB v5.14 | 1318 | 6239 | Generation Constraint in GWh | FALSE | L | Annual | Net Emissions Allowance Position | GWh | 1041.6591 | 8539.1104 | 8539.1104 | 8539.1104 | 8539.1104 | 8539.1104 | 8539.1104
Wind and Solar Generation Cap 30% - CNAB v5.14 | 1318 | 6239 | Generation Constraint in GWh | FALSE | L | Annual | Fuel Consumed | TBtu | 0 | 0 | 0 | 0 | 0 | 0 | 0
Wind and Solar Generation Cap 30% - CNAB v5.14 | 1318 | 6239 | Generation Constraint in GWh | FALSE | L | Annual | Heat Rate | MMBtu/MWh | 0 | 0 | 0 | 0 | 0 | 0 | 0
Wind and Solar Generation Cap 30% - CNAB v5.14 | 1318 | 6239 | Generation Constraint in GWh | FALSE | L | Annual | Generation | TWh | 1.0417 | 8.5391 | 8.5391 | 8.5391 | 8.5391 | 8.5391 | 8.5391
Wind and Solar Generation Cap 30% - CNAB v5.14 | 1318 | 6239 | Generation Constraint in GWh | FALSE | L | Annual | Qualifying Generation | TWh | 1.0417 | 8.5391 | 8.5391 | 8.5391 | 8.5391 | 8.5391 | 8.5391
Wind and Solar Generation Cap 30% - CNAB v5.14 | 1318 | 6239 | Generation Constraint in GWh | FALSE | L | Annual | Rate | lb/MWh | 0 | 0 | 0 | 0 | 0 | 0 | 0
Wind and Solar Generation Cap 30% - CNAB v5.14 | 1318 | 6239 | Generation Constraint in GWh | FALSE | L | Annual | Constraint Shadow Price | US2011$/MWh | 0 | 0 | 0 | 0 | 0 | 0 | 0
Wind and Solar Generation Cap 30% - CNBC v5.14 | 1319 | 6240 | Generation Constraint in GWh | FALSE | L | Annual | Seasons Included | Seasons | Winter, Summer | Winter, Summer | Winter, Summer | Winter, Summer | Winter, Summer | Winter, Summer | Winter, Summer
Wind and Solar Generation Cap 30% - CNBC v5.14 | 1319 | 6240 | Generation Constraint in GWh | FALSE | L | Annual | Standard | GWh | 20377 | 20714 | 21138 | 22018 | 23027 | 25188 | 27552
Wind and Solar Generation Cap 30% - CNBC v5.14 | 1319 | 6240 | Generation Constraint in GWh | FALSE | L | Annual | Emissions at Affected Plants | GWh | 1121.9885 | 1121.9885 | 1121.9885 | 1121.9885 | 1121.9885 | 1121.9885 | 6433.8153
Wind and Solar Generation Cap 30% - CNBC v5.14 | 1319 | 6240 | Generation Constraint in GWh | FALSE | L | Annual | Allowances Purchased | GWh | 0 | 0 | 0 | 0 | 0 | 0 | 0
Wind and Solar Generation Cap 30% - CNBC v5.14 | 1319 | 6240 | Generation Constraint in GWh | FALSE | L | Annual | Allowances Sold | GWh | 0 | 0 | 0 | 0 | 0 | 0 | 0
Wind and Solar Generation Cap 30% - CNBC v5.14 | 1319 | 6240 | Generation Constraint in GWh | FALSE | L | Annual | Allowances Banked | GWh | 0 | 0 | 0 | 0 | 0 | 0 | 0
Wind and Solar Generation Cap 30% - CNBC v5.14 | 1319 | 6240 | Generation Constraint in GWh | FALSE | L | Annual | Allowances Withdrawn (1:1) | GWh | 0 | 0 | 0 | 0 | 0 | 0 | 0
Wind and Solar Generation Cap 30% - CNBC v5.14 | 1319 | 6240 | Generation Constraint in GWh | FALSE | L | Annual | Allowances Withdrawn (n:1) | GWh | 0 | 0 | 0 | 0 | 0 | 0 | 0
Wind and Solar Generation Cap 30% - CNBC v5.14 | 1319 | 6240 | Generation Constraint in GWh | FALSE | L | Annual | Net Emissions Allowance Position | GWh | 1121.9885 | 1121.9885 | 1121.9885 | 1121.9885 | 1121.9885 | 1121.9885 | 6433.8153
Wind and Solar Generation Cap 30% - CNBC v5.14 | 1319 | 6240 | Generation Constraint in GWh | FALSE | L | Annual | Fuel Consumed | TBtu | 0 | 0 | 0 | 0 | 0 | 0 | 0
Wind and Solar Generation Cap 30% - CNBC v5.14 | 1319 | 6240 | Generation Constraint in GWh | FALSE | L | Annual | Heat Rate | MMBtu/MWh | 0 | 0 | 0 | 0 | 0 | 0 | 0
Wind and Solar Generation Cap 30% - CNBC v5.14 | 1319 | 6240 | Generation Constraint in GWh | FALSE | L | Annual | Generation | TWh | 1.122 | 1.122 | 1.122 | 1.122 | 1.122 | 1.122 | 6.4338
Wind and Solar Generation Cap 30% - CNBC v5.14 | 1319 | 6240 | Generation Constraint in GWh | FALSE | L | Annual | Qualifying Generation | TWh | 1.122 | 1.122 | 1.122 | 1.122 | 1.122 | 1.122 | 6.4338
Wind and Solar Generation Cap 30% - CNBC v5.14 | 1319 | 6240 | Generation Constraint in GWh | FALSE | L | Annual | Rate | lb/MWh | 0 | 0 | 0 | 0 | 0 | 0 | 0
Wind and Solar Generation Cap 30% - CNBC v5.14 | 1319 | 6240 | Generation Constraint in GWh | FALSE | L | Annual | Constraint Shadow Price | US2011$/MWh | 0 | 0 | 0 | 0 | 0 | 0 | 0
Wind and Solar Generation Cap 30% - CNMB v5.14 | 1320 | 6241 | Generation Constraint in GWh | FALSE | L | Annual | Seasons Included | Seasons | Winter, Summer | Winter, Summer | Winter, Summer | Winter, Summer | Winter, Summer | Winter, Summer | Winter, Summer
Wind and Solar Generation Cap 30% - CNMB v5.14 | 1320 | 6241 | Generation Constraint in GWh | FALSE | L | Annual | Standard | GWh | 7365 | 7477 | 7645 | 7971 | 8287 | 9030 | 9838
Wind and Solar Generation Cap 30% - CNMB v5.14 | 1320 | 6241 | Generation Constraint in GWh | FALSE | L | Annual | Emissions at Affected Plants | GWh | 888.1864 | 888.1864 | 888.1864 | 888.1864 | 888.1864 | 888.1864 | 888.1864
Wind and Solar Generation Cap 30% - CNMB v5.14 | 1320 | 6241 | Generation Constraint in GWh | FALSE | L | Annual | Allowances Purchased | GWh | 0 | 0 | 0 | 0 | 0 | 0 | 0
Wind and Solar Generation Cap 30% - CNMB v5.14 | 1320 | 6241 | Generation Constraint in GWh | FALSE | L | Annual | Allowances Sold | GWh | 0 | 0 | 0 | 0 | 0 | 0 | 0
Wind and Solar Generation Cap 30% - CNMB v5.14 | 1320 | 6241 | Generation Constraint in GWh | FALSE | L | Annual | Allowances Banked | GWh | 0 | 0 | 0 | 0 | 0 | 0 | 0
Wind and Solar Generation Cap 30% - CNMB v5.14 | 1320 | 6241 | Generation Constraint in GWh | FALSE | L | Annual | Allowances Withdrawn (1:1) | GWh | 0 | 0 | 0 | 0 | 0 | 0 | 0
Wind and Solar Generation Cap 30% - CNMB v5.14 | 1320 | 6241 | Generation Constraint in GWh | FALSE | L | Annual | Allowances Withdrawn (n:1) | GWh | 0 | 0 | 0 | 0 | 0 | 0 | 0
Wind and Solar Generation Cap 30% - CNMB v5.14 | 1320 | 6241 | Generation Constraint in GWh | FALSE | L | Annual | Net Emissions Allowance Position | GWh | 888.1864 | 888.1864 | 888.1864 | 888.1864 | 888.1864 | 888.1864 | 888.1864
Wind and Solar Generation Cap 30% - CNMB v5.14 | 1320 | 6241 | Generation Constraint in GWh | FALSE | L | Annual | Fuel Consumed | TBtu | 0 | 0 | 0 | 0 | 0 | 0 | 0
Wind and Solar Generation Cap 30% - CNMB v5.14 | 1320 | 6241 | Generation Constraint in GWh | FALSE | L | Annual | Heat Rate | MMBtu/MWh | 0 | 0 | 0 | 0 | 0 | 0 | 0
Wind and Solar Generation Cap 30% - CNMB v5.14 | 1320 | 6241 | Generation Constraint in GWh | FALSE | L | Annual | Generation | TWh | 0.88819 | 0.88819 | 0.88819 | 0.88819 | 0.88819 | 0.88819 | 0.88819
Wind and Solar Generation Cap 30% - CNMB v5.14 | 1320 | 6241 | Generation Constraint in GWh | FALSE | L | Annual | Qualifying Generation | TWh | 0.88819 | 0.88819 | 0.88819 | 0.88819 | 0.88819 | 0.88819 | 0.88819
Wind and Solar Generation Cap 30% - CNMB v5.14 | 1320 | 6241 | Generation Constraint in GWh | FALSE | L | Annual | Rate | lb/MWh | 0 | 0 | 0 | 0 | 0 | 0 | 0
Wind and Solar Generation Cap 30% - CNMB v5.14 | 1320 | 6241 | Generation Constraint in GWh | FALSE | L | Annual | Constraint Shadow Price | US2011$/MWh | 0 | 0 | 0 | 0 | 0 | 0 | 0
Wind and Solar Generation Cap 30% - CNNB v5.14 | 1321 | 6242 | Generation Constraint in GWh | FALSE | L | Annual | Seasons Included | Seasons | Winter, Summer | Winter, Summer | Winter, Summer | Winter, Summer | Winter, Summer | Winter, Summer | Winter, Summer
Wind and Solar Generation Cap 30% - CNNB v5.14 | 1321 | 6242 | Generation Constraint in GWh | FALSE | L | Annual | Standard | GWh | 4406 | 4441 | 4485 | 4600 | 4697 | 4822 | 4949
Wind and Solar Generation Cap 30% - CNNB v5.14 | 1321 | 6242 | Generation Constraint in GWh | FALSE | L | Annual | Emissions at Affected Plants | GWh | 620.0278 | 620.0278 | 620.0278 | 620.0278 | 620.0278 | 620.0278 | 1620.3618
Wind and Solar Generation Cap 30% - CNNB v5.14 | 1321 | 6242 | Generation Constraint in GWh | FALSE | L | Annual | Allowances Purchased | GWh | 0 | 0 | 0 | 0 | 0 | 0 | 0
Wind and Solar Generation Cap 30% - CNNB v5.14 | 1321 | 6242 | Generation Constraint in GWh | FALSE | L | Annual | Allowances Sold | GWh | 0 | 0 | 0 | 0 | 0 | 0 | 0
Wind and Solar Generation Cap 30% - CNNB v5.14 | 1321 | 6242 | Generation Constraint in GWh | FALSE | L | Annual | Allowances Banked | GWh | 0 | 0 | 0 | 0 | 0 | 0 | 0
Wind and Solar Generation Cap 30% - CNNB v5.14 | 1321 | 6242 | Generation Constraint in GWh | FALSE | L | Annual | Allowances Withdrawn (1:1) | GWh | 0 | 0 | 0 | 0 | 0 | 0 | 0
Wind and Solar Generation Cap 30% - CNNB v5.14 | 1321 | 6242 | Generation Constraint in GWh | FALSE | L | Annual | Allowances Withdrawn (n:1) | GWh | 0 | 0 | 0 | 0 | 0 | 0 | 0
Wind and Solar Generation Cap 30% - CNNB v5.14 | 1321 | 6242 | Generation Constraint in GWh | FALSE | L | Annual | Net Emissions Allowance Position | GWh | 620.0278 | 620.0278 | 620.0278 | 620.0278 | 620.0278 | 620.0278 | 1620.3618
Wind and Solar Generation Cap 30% - CNNB v5.14 | 1321 | 6242 | Generation Constraint in GWh | FALSE | L | Annual | Fuel Consumed | TBtu | 0 | 0 | 0 | 0 | 0 | 0 | 0
Wind and Solar Generation Cap 30% - CNNB v5.14 | 1321 | 6242 | Generation Constraint in GWh | FALSE | L | Annual | Heat Rate | MMBtu/MWh | 0 | 0 | 0 | 0 | 0 | 0 | 0
Wind and Solar Generation Cap 30% - CNNB v5.14 | 1321 | 6242 | Generation Constraint in GWh | FALSE | L | Annual | Generation | TWh | 0.62003 | 0.62003 | 0.62003 | 0.62003 | 0.62003 | 0.62003 | 1.6204
Wind and Solar Generation Cap 30% - CNNB v5.14 | 1321 | 6242 | Generation Constraint in GWh | FALSE | L | Annual | Qualifying Generation | TWh | 0.62003 | 0.62003 | 0.62003 | 0.62003 | 0.62003 | 0.62003 | 1.6204
Wind and Solar Generation Cap 30% - CNNB v5.14 | 1321 | 6242 | Generation Constraint in GWh | FALSE | L | Annual | Rate | lb/MWh | 0 | 0 | 0 | 0 | 0 | 0 | 0
Wind and Solar Generation Cap 30% - CNNB v5.14 | 1321 | 6242 | Generation Constraint in GWh | FALSE | L | Annual | Constraint Shadow Price | US2011$/MWh | 0 | 0 | 0 | 0 | 0 | 0 | 0
Wind and Solar Generation Cap 30% - CNNF v5.14 | 1322 | 6243 | Generation Constraint in GWh | FALSE | L | Annual | Seasons Included | Seasons | Winter, Summer | Winter, Summer | Winter, Summer | Winter, Summer | Winter, Summer | Winter, Summer | Winter, Summer
Wind and Solar Generation Cap 30% - CNNF v5.14 | 1322 | 6243 | Generation Constraint in GWh | FALSE | L | Annual | Standard | GWh | 1174 | 1199 | 1177 | 1199 | 1177 | 1209 | 1243
Wind and Solar Generation Cap 30% - CNNF v5.14 | 1322 | 6243 | Generation Constraint in GWh | FALSE | L | Annual | Emissions at Affected Plants | GWh | 178.6667 | 178.6667 | 178.6667 | 178.6667 | 178.6667 | 178.6667 | 178.6667
Wind and Solar Generation Cap 30% - CNNF v5.14 | 1322 | 6243 | Generation Constraint in GWh | FALSE | L | Annual | Allowances Purchased | GWh | 0 | 0 | 0 | 0 | 0 | 0 | 0
Wind and Solar Generation Cap 30% - CNNF v5.14 | 1322 | 6243 | Generation Constraint in GWh | FALSE | L | Annual | Allowances Sold | GWh | 0 | 0 | 0 | 0 | 0 | 0 | 0
Wind and Solar Generation Cap 30% - CNNF v5.14 | 1322 | 6243 | Generation Constraint in GWh | FALSE | L | Annual | Allowances Banked | GWh | 0 | 0 | 0 | 0 | 0 | 0 | 0
Wind and Solar Generation Cap 30% - CNNF v5.14 | 1322 | 6243 | Generation Constraint in GWh | FALSE | L | Annual | Allowances Withdrawn (1:1) | GWh | 0 | 0 | 0 | 0 | 0 | 0 | 0
Wind and Solar Generation Cap 30% - CNNF v5.14 | 1322 | 6243 | Generation Constraint in GWh | FALSE | L | Annual | Allowances Withdrawn (n:1) | GWh | 0 | 0 | 0 | 0 | 0 | 0 | 0
Wind and Solar Generation Cap 30% - CNNF v5.14 | 1322 | 6243 | Generation Constraint in GWh | FALSE | L | Annual | Net Emissions Allowance Position | GWh | 178.6667 | 178.6667 | 178.6667 | 178.6667 | 178.6667 | 178.6667 | 178.6667
Wind and Solar Generation Cap 30% - CNNF v5.14 | 1322 | 6243 | Generation Constraint in GWh | FALSE | L | Annual | Fuel Consumed | TBtu | 0 | 0 | 0 | 0 | 0 | 0 | 0
Wind and Solar Generation Cap 30% - CNNF v5.14 | 1322 | 6243 | Generation Constraint in GWh | FALSE | L | Annual | Heat Rate | MMBtu/MWh | 0 | 0 | 0 | 0 | 0 | 0 | 0
Wind and Solar Generation Cap 30% - CNNF v5.14 | 1322 | 6243 | Generation Constraint in GWh | FALSE | L | Annual | Generation | TWh | 0.17867 | 0.17867 | 0.17867 | 0.17867 | 0.17867 | 0.17867 | 0.17867
Wind and Solar Generation Cap 30% - CNNF v5.14 | 1322 | 6243 | Generation Constraint in GWh | FALSE | L | Annual | Qualifying Generation | TWh | 0.17867 | 0.17867 | 0.17867 | 0.17867 | 0.17867 | 0.17867 | 0.17867
Wind and Solar Generation Cap 30% - CNNF v5.14 | 1322 | 6243 | Generation Constraint in GWh | FALSE | L | Annual | Rate | lb/MWh | 0 | 0 | 0 | 0 | 0 | 0 | 0
Wind and Solar Generation Cap 30% - CNNF v5.14 | 1322 | 6243 | Generation Constraint in GWh | FALSE | L | Annual | Constraint Shadow Price | US2011$/MWh | 0 | 0 | 0 | 0 | 0 | 0 | 0
Wind and Solar Generation Cap 30% - CNNL v5.14 | 1323 | 6244 | Generation Constraint in GWh | FALSE | L | Annual | Seasons Included | Seasons | Winter, Summer | Winter, Summer | Winter, Summer | Winter, Summer | Winter, Summer | Winter, Summer | Winter, Summer
Wind and Solar Generation Cap 30% - CNNL v5.14 | 1323 | 6244 | Generation Constraint in GWh | FALSE | L | Annual | Standard | GWh | 2210 | 2259 | 2216 | 2259 | 2216 | 2277 | 2340
Wind and Solar Generation Cap 30% - CNNL v5.14 | 1323 | 6244 | Generation Constraint in GWh | FALSE | L | Annual | Emissions at Affected Plants | GWh | 89.3333 | 89.3333 | 89.3333 | 89.3333 | 89.3333 | 89.3333 | 89.3333
Wind and Solar Generation Cap 30% - CNNL v5.14 | 1323 | 6244 | Generation Constraint in GWh | FALSE | L | Annual | Allowances Purchased | GWh | 0 | 0 | 0 | 0 | 0 | 0 | 0
Wind and Solar Generation Cap 30% - CNNL v5.14 | 1323 | 6244 | Generation Constraint in GWh | FALSE | L | Annual | Allowances Sold | GWh | 0 | 0 | 0 | 0 | 0 | 0 | 0
Wind and Solar Generation Cap 30% - CNNL v5.14 | 1323 | 6244 | Generation Constraint in GWh | FALSE | L | Annual | Allowances Banked | GWh | 0 | 0 | 0 | 0 | 0 | 0 | 0
Wind and Solar Generation Cap 30% - CNNL v5.14 | 1323 | 6244 | Generation Constraint in GWh | FALSE | L | Annual | Allowances Withdrawn (1:1) | GWh | 0 | 0 | 0 | 0 | 0 | 0 | 0
Wind and Solar Generation Cap 30% - CNNL v5.14 | 1323 | 6244 | Generation Constraint in GWh | FALSE | L | Annual | Allowances Withdrawn (n:1) | GWh | 0 | 0 | 0 | 0 | 0 | 0 | 0
Wind and Solar Generation Cap 30% - CNNL v5.14 | 1323 | 6244 | Generation Constraint in GWh | FALSE | L | Annual | Net Emissions Allowance Position | GWh | 89.3333 | 89.3333 | 89.3333 | 89.3333 | 89.3333 | 89.3333 | 89.3333
Wind and Solar Generation Cap 30% - CNNL v5.14 | 1323 | 6244 | Generation Constraint in GWh | FALSE | L | Annual | Fuel Consumed | TBtu | 0 | 0 | 0 | 0 | 0 | 0 | 0
Wind and Solar Generation Cap 30% - CNNL v5.14 | 1323 | 6244 | Generation Constraint in GWh | FALSE | L | Annual | Heat Rate | MMBtu/MWh | 0 | 0 | 0 | 0 | 0 | 0 | 0
Wind and Solar Generation Cap 30% - CNNL v5.14 | 1323 | 6244 | Generation Constraint in GWh | FALSE | L | Annual | Generation | TWh | 0.089333 | 0.089333 | 0.089333 | 0.089333 | 0.089333 | 0.089333 | 0.089333
Wind and Solar Generation Cap 30% - CNNL v5.14 | 1323 | 6244 | Generation Constraint in GWh | FALSE | L | Annual | Qualifying Generation | TWh | 0.089333 | 0.089333 | 0.089333 | 0.089333 | 0.089333 | 0.089333 | 0.089333
Wind and Solar Generation Cap 30% - CNNL v5.14 | 1323 | 6244 | Generation Constraint in GWh | FALSE | L | Annual | Rate | lb/MWh | 0 | 0 | 0 | 0 | 0 | 0 | 0
Wind and Solar Generation Cap 30% - CNNL v5.14 | 1323 | 6244 | Generation Constraint in GWh | FALSE | L | Annual | Constraint Shadow Price | US2011$/MWh | 0 | 0 | 0 | 0 | 0 | 0 | 0
Wind and Solar Generation Cap 30% - CNNS v5.14 | 1324 | 6245 | Generation Constraint in GWh | FALSE | L | Annual | Seasons Included | Seasons | Winter, Summer | Winter, Summer | Winter, Summer | Winter, Summer | Winter, Summer | Winter, Summer | Winter, Summer
Wind and Solar Generation Cap 30% - CNNS v5.14 | 1324 | 6245 | Generation Constraint in GWh | FALSE | L | Annual | Standard | GWh | 3647 | 3664 | 3691 | 3761 | 3841 | 3983 | 4131
Wind and Solar Generation Cap 30% - CNNS v5.14 | 1324 | 6245 | Generation Constraint in GWh | FALSE | L | Annual | Emissions at Affected Plants | GWh | 1035.7338 | 2147.8178 | 2147.8178 | 2147.8178 | 2147.8178 | 2147.8178 | 2147.8178
Wind and Solar Generation Cap 30% - CNNS v5.14 | 1324 | 6245 | Generation Constraint in GWh | FALSE | L | Annual | Allowances Purchased | GWh | 0 | 0 | 0 | 0 | 0 | 0 | 0
Wind and Solar Generation Cap 30% - CNNS v5.14 | 1324 | 6245 | Generation Constraint in GWh | FALSE | L | Annual | Allowances Sold | GWh | 0 | 0 | 0 | 0 | 0 | 0 | 0
Wind and Solar Generation Cap 30% - CNNS v5.14 | 1324 | 6245 | Generation Constraint in GWh | FALSE | L | Annual | Allowances Banked | GWh | 0 | 0 | 0 | 0 | 0 | 0 | 0
Wind and Solar Generation Cap 30% - CNNS v5.14 | 1324 | 6245 | Generation Constraint in GWh | FALSE | L | Annual | Allowances Withdrawn (1:1) | GWh | 0 | 0 | 0 | 0 | 0 | 0 | 0
Wind and Solar Generation Cap 30% - CNNS v5.14 | 1324 | 6245 | Generation Constraint in GWh | FALSE | L | Annual | Allowances Withdrawn (n:1) | GWh | 0 | 0 | 0 | 0 | 0 | 0 | 0
Wind and Solar Generation Cap 30% - CNNS v5.14 | 1324 | 6245 | Generation Constraint in GWh | FALSE | L | Annual | Net Emissions Allowance Position | GWh | 1035.7338 | 2147.8178 | 2147.8178 | 2147.8178 | 2147.8178 | 2147.8178 | 2147.8178
Wind and Solar Generation Cap 30% - CNNS v5.14 | 1324 | 6245 | Generation Constraint in GWh | FALSE | L | Annual | Fuel Consumed | TBtu | 0 | 0 | 0 | 0 | 0 | 0 | 0
Wind and Solar Generation Cap 30% - CNNS v5.14 | 1324 | 6245 | Generation Constraint in GWh | FALSE | L | Annual | Heat Rate | MMBtu/MWh | 0 | 0 | 0 | 0 | 0 | 0 | 0
Wind and Solar Generation Cap 30% - CNNS v5.14 | 1324 | 6245 | Generation Constraint in GWh | FALSE | L | Annual | Generation | TWh | 1.0357 | 2.1478 | 2.1478 | 2.1478 | 2.1478 | 2.1478 | 2.1478
Wind and Solar Generation Cap 30% - CNNS v5.14 | 1324 | 6245 | Generation Constraint in GWh | FALSE | L | Annual | Qualifying Generation | TWh | 1.0357 | 2.1478 | 2.1478 | 2.1478 | 2.1478 | 2.1478 | 2.1478
Wind and Solar Generation Cap 30% - CNNS v5.14 | 1324 | 6245 | Generation Constraint in GWh | FALSE | L | Annual | Rate | lb/MWh | 0 | 0 | 0 | 0 | 0 | 0 | 0
Wind and Solar Generation Cap 30% - CNNS v5.14 | 1324 | 6245 | Generation Constraint in GWh | FALSE | L | Annual | Constraint Shadow Price | US2011$/MWh | 0 | 0 | 0 | 0 | 0 | 0 | 0
Wind and Solar Generation Cap 30% - CNON v5.14 | 1325 | 6246 | Generation Constraint in GWh | FALSE | L | Annual | Seasons Included | Seasons | Winter, Summer | Winter, Summer | Winter, Summer | Winter, Summer | Winter, Summer | Winter, Summer | Winter, Summer
Wind and Solar Generation Cap 30% - CNON v5.14 | 1325 | 6246 | Generation Constraint in GWh | FALSE | L | Annual | Standard | GWh | 45813 | 46415 | 47089 | 48492 | 49703 | 52699 | 55875
Wind and Solar Generation Cap 30% - CNON v5.14 | 1325 | 6246 | Generation Constraint in GWh | FALSE | L | Annual | Emissions at Affected Plants | GWh | 12581.1508 | 12581.1508 | 12581.1508 | 12581.1508 | 12581.1508 | 12581.1508 | 35752.6051
Wind and Solar Generation Cap 30% - CNON v5.14 | 1325 | 6246 | Generation Constraint in GWh | FALSE | L | Annual | Allowances Purchased | GWh | 0 | 0 | 0 | 0 | 0 | 0 | 0
Wind and Solar Generation Cap 30% - CNON v5.14 | 1325 | 6246 | Generation Constraint in GWh | FALSE | L | Annual | Allowances Sold | GWh | 0 | 0 | 0 | 0 | 0 | 0 | 0
Wind and Solar Generation Cap 30% - CNON v5.14 | 1325 | 6246 | Generation Constraint in GWh | FALSE | L | Annual | Allowances Banked | GWh | 0 | 0 | 0 | 0 | 0 | 0 | 0
Wind and Solar Generation Cap 30% - CNON v5.14 | 1325 | 6246 | Generation Constraint in GWh | FALSE | L | Annual | Allowances Withdrawn (1:1) | GWh | 0 | 0 | 0 | 0 | 0 | 0 | 0
Wind and Solar Generation Cap 30% - CNON v5.14 | 1325 | 6246 | Generation Constraint in GWh | FALSE | L | Annual | Allowances Withdrawn (n:1) | GWh | 0 | 0 | 0 | 0 | 0 | 0 | 0
Wind and Solar Generation Cap 30% - CNON v5.14 | 1325 | 6246 | Generation Constraint in GWh | FALSE | L | Annual | Net Emissions Allowance Position | GWh | 12581.1508 | 12581.1508 | 12581.1508 | 12581.1508 | 12581.1508 | 12581.1508 | 35752.6051
Wind and Solar Generation Cap 30% - CNON v5.14 | 1325 | 6246 | Generation Constraint in GWh | FALSE | L | Annual | Fuel Consumed | TBtu | 0 | 0 | 0 | 0 | 0 | 0 | 0
Wind and Solar Generation Cap 30% - CNON v5.14 | 1325 | 6246 | Generation Constraint in GWh | FALSE | L | Annual | Heat Rate | MMBtu/MWh | 0 | 0 | 0 | 0 | 0 | 0 | 0
Wind and Solar Generation Cap 30% - CNON v5.14 | 1325 | 6246 | Generation Constraint in GWh | FALSE | L | Annual | Generation | TWh | 12.5812 | 12.5812 | 12.5812 | 12.5812 | 12.5812 | 12.5812 | 35.7526
Wind and Solar Generation Cap 30% - CNON v5.14 | 1325 | 6246 | Generation Constraint in GWh | FALSE | L | Annual | Qualifying Generation | TWh | 12.5812 | 12.5812 | 12.5812 | 12.5812 | 12.5812 | 12.5812 | 35.7526
Wind and Solar Generation Cap 30% - CNON v5.14 | 1325 | 6246 | Generation Constraint in GWh | FALSE | L | Annual | Rate | lb/MWh | 0 | 0 | 0 | 0 | 0 | 0 | 0
Wind and Solar Generation Cap 30% - CNON v5.14 | 1325 | 6246 | Generation Constraint in GWh | FALSE | L | Annual | Constraint Shadow Price | US2011$/MWh | 0 | 0 | 0 | 0 | 0 | 0 | 0
Wind and Solar Generation Cap 30% - CNPE v5.14 | 1326 | 6247 | Generation Constraint in GWh | FALSE | L | Annual | Seasons Included | Seasons | Winter, Summer | Winter, Summer | Winter, Summer | Winter, Summer | Winter, Summer | Winter, Summer | Winter, Summer
Wind and Solar Generation Cap 30% - CNPE v5.14 | 1326 | 6247 | Generation Constraint in GWh | FALSE | L | Annual | Standard | GWh | 459 | 459 | 468 | 477 | 494 | 530 | 569
Wind and Solar Generation Cap 30% - CNPE v5.14 | 1326 | 6247 | Generation Constraint in GWh | FALSE | L | Annual | Emissions at Affected Plants | GWh | 459 | 459 | 459 | 459 | 459 | 459 | 564.2597
Wind and Solar Generation Cap 30% - CNPE v5.14 | 1326 | 6247 | Generation Constraint in GWh | FALSE | L | Annual | Allowances Purchased | GWh | 0 | 0 | 0 | 0 | 0 | 0 | 0
Wind and Solar Generation Cap 30% - CNPE v5.14 | 1326 | 6247 | Generation Constraint in GWh | FALSE | L | Annual | Allowances Sold | GWh | 0 | 0 | 0 | 0 | 0 | 0 | 0
Wind and Solar Generation Cap 30% - CNPE v5.14 | 1326 | 6247 | Generation Constraint in GWh | FALSE | L | Annual | Allowances Banked | GWh | 0 | 0 | 0 | 0 | 0 | 0 | 0
Wind and Solar Generation Cap 30% - CNPE v5.14 | 1326 | 6247 | Generation Constraint in GWh | FALSE | L | Annual | Allowances Withdrawn (1:1) | GWh | 0 | 0 | 0 | 0 | 0 | 0 | 0
Wind and Solar Generation Cap 30% - CNPE v5.14 | 1326 | 6247 | Generation Constraint in GWh | FALSE | L | Annual | Allowances Withdrawn (n:1) | GWh | 0 | 0 | 0 | 0 | 0 | 0 | 0
Wind and Solar Generation Cap 30% - CNPE v5.14 | 1326 | 6247 | Generation Constraint in GWh | FALSE | L | Annual | Net Emissions Allowance Position | GWh | 459 | 459 | 459 | 459 | 459 | 459 | 564.2597
Wind and Solar Generation Cap 30% - CNPE v5.14 | 1326 | 6247 | Generation Constraint in GWh | FALSE | L | Annual | Fuel Consumed | TBtu | 0 | 0 | 0 | 0 | 0 | 0 | 0
Wind and Solar Generation Cap 30% - CNPE v5.14 | 1326 | 6247 | Generation Constraint in GWh | FALSE | L | Annual | Heat Rate | MMBtu/MWh | 0 | 0 | 0 | 0 | 0 | 0 | 0
Wind and Solar Generation Cap 30% - CNPE v5.14 | 1326 | 6247 | Generation Constraint in GWh | FALSE | L | Annual | Generation | TWh | 0.459 | 0.459 | 0.459 | 0.459 | 0.459 | 0.459 | 0.56426
Wind and Solar Generation Cap 30% - CNPE v5.14 | 1326 | 6247 | Generation Constraint in GWh | FALSE | L | Annual | Qualifying Generation | TWh | 0.459 | 0.459 | 0.459 | 0.459 | 0.459 | 0.459 | 0.56426
Wind and Solar Generation Cap 30% - CNPE v5.14 | 1326 | 6247 | Generation Constraint in GWh | FALSE | L | Annual | Rate | lb/MWh | 0 | 0 | 0 | 0 | 0 | 0 | 0
Wind and Solar Generation Cap 30% - CNPE v5.14 | 1326 | 6247 | Generation Constraint in GWh | FALSE | L | Annual | Constraint Shadow Price | US2011$/MWh | 337.7235 | 6.3138 | 0 | 0 | 0 | 0 | 0
Wind and Solar Generation Cap 30% - CNPQ v5.14 | 1327 | 6248 | Generation Constraint in GWh | FALSE | L | Annual | Seasons Included | Seasons | Winter, Summer | Winter, Summer | Winter, Summer | Winter, Summer | Winter, Summer | Winter, Summer | Winter, Summer
Wind and Solar Generation Cap 30% - CNPQ v5.14 | 1327 | 6248 | Generation Constraint in GWh | FALSE | L | Annual | Standard | GWh | 59815 | 60433 | 61244 | 62614 | 65430 | 71925 | 79066
Wind and Solar Generation Cap 30% - CNPQ v5.14 | 1327 | 6248 | Generation Constraint in GWh | FALSE | L | Annual | Emissions at Affected Plants | GWh | 5685.4578 | 8926.2457 | 8926.2457 | 22864.2225 | 32545.2127 | 32545.2127 | 50711.1851
Wind and Solar Generation Cap 30% - CNPQ v5.14 | 1327 | 6248 | Generation Constraint in GWh | FALSE | L | Annual | Allowances Purchased | GWh | 0 | 0 | 0 | 0 | 0 | 0 | 0
Wind and Solar Generation Cap 30% - CNPQ v5.14 | 1327 | 6248 | Generation Constraint in GWh | FALSE | L | Annual | Allowances Sold | GWh | 0 | 0 | 0 | 0 | 0 | 0 | 0
Wind and Solar Generation Cap 30% - CNPQ v5.14 | 1327 | 6248 | Generation Constraint in GWh | FALSE | L | Annual | Allowances Banked | GWh | 0 | 0 | 0 | 0 | 0 | 0 | 0
Wind and Solar Generation Cap 30% - CNPQ v5.14 | 1327 | 6248 | Generation Constraint in GWh | FALSE | L | Annual | Allowances Withdrawn (1:1) | GWh | 0 | 0 | 0 | 0 | 0 | 0 | 0
Wind and Solar Generation Cap 30% - CNPQ v5.14 | 1327 | 6248 | Generation Constraint in GWh | FALSE | L | Annual | Allowances Withdrawn (n:1) | GWh | 0 | 0 | 0 | 0 | 0 | 0 | 0
Wind and Solar Generation Cap 30% - CNPQ v5.14 | 1327 | 6248 | Generation Constraint in GWh | FALSE | L | Annual | Net Emissions Allowance Position | GWh | 5685.4578 | 8926.2457 | 8926.2457 | 22864.2225 | 32545.2127 | 32545.2127 | 50711.1851
Wind and Solar Generation Cap 30% - CNPQ v5.14 | 1327 | 6248 | Generation Constraint in GWh | FALSE | L | Annual | Fuel Consumed | TBtu | 0 | 0 | 0 | 0 | 0 | 0 | 0
Wind and Solar Generation Cap 30% - CNPQ v5.14 | 1327 | 6248 | Generation Constraint in GWh | FALSE | L | Annual | Heat Rate | MMBtu/MWh | 0 | 0 | 0 | 0 | 0 | 0 | 0
Wind and Solar Generation Cap 30% - CNPQ v5.14 | 1327 | 6248 | Generation Constraint in GWh | FALSE | L | Annual | Generation | TWh | 5.6855 | 8.9262 | 8.9262 | 22.8642 | 32.5452 | 32.5452 | 50.7112
Wind and Solar Generation Cap 30% - CNPQ v5.14 | 1327 | 6248 | Generation Constraint in GWh | FALSE | L | Annual | Qualifying Generation | TWh | 5.6855 | 8.9262 | 8.9262 | 22.8642 | 32.5452 | 32.5452 | 50.7112
Wind and Solar Generation Cap 30% - CNPQ v5.14 | 1327 | 6248 | Generation Constraint in GWh | FALSE | L | Annual | Rate | lb/MWh | 0 | 0 | 0 | 0 | 0 | 0 | 0
Wind and Solar Generation Cap 30% - CNPQ v5.14 | 1327 | 6248 | Generation Constraint in GWh | FALSE | L | Annual | Constraint Shadow Price | US2011$/MWh | 0 | 0 | 0 | 0 | 0 | 0 | 0
Wind and Solar Generation Cap 30% - CNSK v5.14 | 1328 | 6249 | Generation Constraint in GWh | FALSE | L | Annual | Seasons Included | Seasons | Winter, Summer | Winter, Summer | Winter, Summer | Winter, Summer | Winter, Summer | Winter, Summer | Winter, Summer
Wind and Solar Generation Cap 30% - CNSK v5.14 | 1328 | 6249 | Generation Constraint in GWh | FALSE | L | Annual | Standard | GWh | 6835 | 6890 | 7000 | 7301 | 7638 | 8386 | 9207
Wind and Solar Generation Cap 30% - CNSK v5.14 | 1328 | 6249 | Generation Constraint in GWh | FALSE | L | Annual | Emissions at Affected Plants | GWh | 523.8402 | 4438.9227 | 4438.9227 | 4438.9227 | 4438.9227 | 4438.9227 | 4438.9227
Wind and Solar Generation Cap 30% - CNSK v5.14 | 1328 | 6249 | Generation Constraint in GWh | FALSE | L | Annual | Allowances Purchased | GWh | 0 | 0 | 0 | 0 | 0 | 0 | 0
Wind and Solar Generation Cap 30% - CNSK v5.14 | 1328 | 6249 | Generation Constraint in GWh | FALSE | L | Annual | Allowances Sold | GWh | 0 | 0 | 0 | 0 | 0 | 0 | 0
Wind and Solar Generation Cap 30% - CNSK v5.14 | 1328 | 6249 | Generation Constraint in GWh | FALSE | L | Annual | Allowances Banked | GWh | 0 | 0 | 0 | 0 | 0 | 0 | 0
Wind and Solar Generation Cap 30% - CNSK v5.14 | 1328 | 6249 | Generation Constraint in GWh | FALSE | L | Annual | Allowances Withdrawn (1:1) | GWh | 0 | 0 | 0 | 0 | 0 | 0 | 0
Wind and Solar Generation Cap 30% - CNSK v5.14 | 1328 | 6249 | Generation Constraint in GWh | FALSE | L | Annual | Allowances Withdrawn (n:1) | GWh | 0 | 0 | 0 | 0 | 0 | 0 | 0
Wind and Solar Generation Cap 30% - CNSK v5.14 | 1328 | 6249 | Generation Constraint in GWh | FALSE | L | Annual | Net Emissions Allowance Position | GWh | 523.8402 | 4438.9227 | 4438.9227 | 4438.9227 | 4438.9227 | 4438.9227 | 4438.9227
Wind and Solar Generation Cap 30% - CNSK v5.14 | 1328 | 6249 | Generation Constraint in GWh | FALSE | L | Annual | Fuel Consumed | TBtu | 0 | 0 | 0 | 0 | 0 | 0 | 0
Wind and Solar Generation Cap 30% - CNSK v5.14 | 1328 | 6249 | Generation Constraint in GWh | FALSE | L | Annual | Heat Rate | MMBtu/MWh | 0 | 0 | 0 | 0 | 0 | 0 | 0
Wind and Solar Generation Cap 30% - CNSK v5.14 | 1328 | 6249 | Generation Constraint in GWh | FALSE | L | Annual | Generation | TWh | 0.52384 | 4.4389 | 4.4389 | 4.4389 | 4.4389 | 4.4389 | 4.4389
Wind and Solar Generation Cap 30% - CNSK v5.14 | 1328 | 6249 | Generation Constraint in GWh | FALSE | L | Annual | Qualifying Generation | TWh | 0.52384 | 4.4389 | 4.4389 | 4.4389 | 4.4389 | 4.4389 | 4.4389
Wind and Solar Generation Cap 30% - CNSK v5.14 | 1328 | 6249 | Generation Constraint in GWh | FALSE | L | Annual | Rate | lb/MWh | 0 | 0 | 0 | 0 | 0 | 0 | 0
Wind and Solar Generation Cap 30% - CNSK v5.14 | 1328 | 6249 | Generation Constraint in GWh | FALSE | L | Annual | Constraint Shadow Price | US2011$/MWh | 0 | 0 | 0 | 0 | 0 | 0 | 0
Wind and Solar Generation Cap 30% - ERC_REST v5.14 | 1329 | 6250 | Generation Constraint in GWh | FALSE | L | Annual | Seasons Included | Seasons | Winter, Summer | Winter, Summer | Winter, Summer | Winter, Summer | Winter, Summer | Winter, Summer | Winter, Summer
Wind and Solar Generation Cap 30% - ERC_REST v5.14 | 1329 | 6250 | Generation Constraint in GWh | FALSE | L | Annual | Standard | GWh | 94975.2996 | 96433.5653 | 98795.402 | 103632.4634 | 108726.4023 | 118716.2303 | 129624.8769
Wind and Solar Generation Cap 30% - ERC_REST v5.14 | 1329 | 6250 | Generation Constraint in GWh | FALSE | L | Annual | Emissions at Affected Plants | GWh | 9343.1557 | 10613.9598 | 10613.9598 | 10613.9598 | 10613.9598 | 89231.6319 | 96504.0631
Wind and Solar Generation Cap 30% - ERC_REST v5.14 | 1329 | 6250 | Generation Constraint in GWh | FALSE | L | Annual | Allowances Purchased | GWh | 0 | 0 | 0 | 0 | 0 | 0 | 0
Wind and Solar Generation Cap 30% - ERC_REST v5.14 | 1329 | 6250 | Generation Constraint in GWh | FALSE | L | Annual | Allowances Sold | GWh | 0 | 0 | 0 | 0 | 0 | 0 | 0
Wind and Solar Generation Cap 30% - ERC_REST v5.14 | 1329 | 6250 | Generation Constraint in GWh | FALSE | L | Annual | Allowances Banked | GWh | 0 | 0 | 0 | 0 | 0 | 0 | 0
Wind and Solar Generation Cap 30% - ERC_REST v5.14 | 1329 | 6250 | Generation Constraint in GWh | FALSE | L | Annual | Allowances Withdrawn (1:1) | GWh | 0 | 0 | 0 | 0 | 0 | 0 | 0
Wind and Solar Generation Cap 30% - ERC_REST v5.14 | 1329 | 6250 | Generation Constraint in GWh | FALSE | L | Annual | Allowances Withdrawn (n:1) | GWh | 0 | 0 | 0 | 0 | 0 | 0 | 0
Wind and Solar Generation Cap 30% - ERC_REST v5.14 | 1329 | 6250 | Generation Constraint in GWh | FALSE | L | Annual | Net Emissions Allowance Position | GWh | 9343.1557 | 10613.9598 | 10613.9598 | 10613.9598 | 10613.9598 | 89231.6319 | 96504.0631
Wind and Solar Generation Cap 30% - ERC_REST v5.14 | 1329 | 6250 | Generation Constraint in GWh | FALSE | L | Annual | Fuel Consumed | TBtu | 0 | 0 | 0 | 0 | 0 | 0 | 0
Wind and Solar Generation Cap 30% - ERC_REST v5.14 | 1329 | 6250 | Generation Constraint in GWh | FALSE | L | Annual | Heat Rate | MMBtu/MWh | 0 | 0 | 0 | 0 | 0 | 0 | 0
Wind and Solar Generation Cap 30% - ERC_REST v5.14 | 1329 | 6250 | Generation Constraint in GWh | FALSE | L | Annual | Generation | TWh | 9.3432 | 10.614 | 10.614 | 10.614 | 10.614 | 89.2316 | 96.5041
Wind and Solar Generation Cap 30% - ERC_REST v5.14 | 1329 | 6250 | Generation Constraint in GWh | FALSE | L | Annual | Qualifying Generation | TWh | 9.3432 | 10.614 | 10.614 | 10.614 | 10.614 | 89.2316 | 96.5041
Wind and Solar Generation Cap 30% - ERC_REST v5.14 | 1329 | 6250 | Generation Constraint in GWh | FALSE | L | Annual | Rate | lb/MWh | 0 | 0 | 0 | 0 | 0 | 0 | 0
Wind and Solar Generation Cap 30% - ERC_REST v5.14 | 1329 | 6250 | Generation Constraint in GWh | FALSE | L | Annual | Constraint Shadow Price | US2011$/MWh | 0 | 0 | 0 | 0 | 0 | 0 | 0
Wind and Solar Generation Cap 30% - ERC_WEST v5.14 | 1330 | 6251 | Generation Constraint in GWh | FALSE | L | Annual | Seasons Included | Seasons | Winter, Summer | Winter, Summer | Winter, Summer | Winter, Summer | Winter, Summer | Winter, Summer | Winter, Summer
Wind and Solar Generation Cap 30% - ERC_WEST v5.14 | 1330 | 6251 | Generation Constraint in GWh | FALSE | L | Annual | Standard | GWh | 29804.2721 | 29804.2721 | 29804.2721 | 29804.2721 | 29804.2721 | 29804.2721 | 29804.2721
Wind and Solar Generation Cap 30% - ERC_WEST v5.14 | 1330 | 6251 | Generation Constraint in GWh | FALSE | L | Annual | Emissions at Affected Plants | GWh | 29803.2721 | 29804.2721 | 29804.2721 | 29804.2721 | 29804.2721 | 29804.2721 | 29804.2721
Wind and Solar Generation Cap 30% - ERC_WEST v5.14 | 1330 | 6251 | Generation Constraint in GWh | FALSE | L | Annual | Allowances Purchased | GWh | 0 | 0 | 0 | 0 | 0 | 0 | 0
Wind and Solar Generation Cap 30% - ERC_WEST v5.14 | 1330 | 6251 | Generation Constraint in GWh | FALSE | L | Annual | Allowances Sold | GWh | 0 | 0 | 0 | 0 | 0 | 0 | 0
Wind and Solar Generation Cap 30% - ERC_WEST v5.14 | 1330 | 6251 | Generation Constraint in GWh | FALSE | L | Annual | Allowances Banked | GWh | 0 | 0 | 0 | 0 | 0 | 0 | 0
Wind and Solar Generation Cap 30% - ERC_WEST v5.14 | 1330 | 6251 | Generation Constraint in GWh | FALSE | L | Annual | Allowances Withdrawn (1:1) | GWh | 0 | 0 | 0 | 0 | 0 | 0 | 0
Wind and Solar Generation Cap 30% - ERC_WEST v5.14 | 1330 | 6251 | Generation Constraint in GWh | FALSE | L | Annual | Allowances Withdrawn (n:1) | GWh | 0 | 0 | 0 | 0 | 0 | 0 | 0
Wind and Solar Generation Cap 30% - ERC_WEST v5.14 | 1330 | 6251 | Generation Constraint in GWh | FALSE | L | Annual | Net Emissions Allowance Position | GWh | 29803.2721 | 29804.2721 | 29804.2721 | 29804.2721 | 29804.2721 | 29804.2721 | 29804.2721
Wind and Solar Generation Cap 30% - ERC_WEST v5.14 | 1330 | 6251 | Generation Constraint in GWh | FALSE | L | Annual | Fuel Consumed | TBtu | 0 | 0 | 0 | 0 | 0 | 0 | 0
Wind and Solar Generation Cap 30% - ERC_WEST v5.14 | 1330 | 6251 | Generation Constraint in GWh | FALSE | L | Annual | Heat Rate | MMBtu/MWh | 0 | 0 | 0 | 0 | 0 | 0 | 0
Wind and Solar Generation Cap 30% - ERC_WEST v5.14 | 1330 | 6251 | Generation Constraint in GWh | FALSE | L | Annual | Generation | TWh | 29.8033 | 29.8043 | 29.8043 | 29.8043 | 29.8043 | 29.8043 | 29.8043
Wind and Solar Generation Cap 30% - ERC_WEST v5.14 | 1330 | 6251 | Generation Constraint in GWh | FALSE | L | Annual | Qualifying Generation | TWh | 29.8033 | 29.8043 | 29.8043 | 29.8043 | 29.8043 | 29.8043 | 29.8043
Wind and Solar Generation Cap 30% - ERC_WEST v5.14 | 1330 | 6251 | Generation Constraint in GWh | FALSE | L | Annual | Rate | lb/MWh | 0 | 0 | 0 | 0 | 0 | 0 | 0
Wind and Solar Generation Cap 30% - ERC_WEST v5.14 | 1330 | 6251 | Generation Constraint in GWh | FALSE | L | Annual | Constraint Shadow Price | US2011$/MWh | 0 | 0 | 0 | 0 | 0 | 0 | 20.2459
Wind and Solar Generation Cap 30% - FRCC v5.14 | 1331 | 6252 | Generation Constraint in GWh | FALSE | L | Annual | Seasons Included | Seasons | Winter, Summer | Winter, Summer | Winter, Summer | Winter, Summer | Winter, Summer | Winter, Summer | Winter, Summer
Wind and Solar Generation Cap 30% - FRCC v5.14 | 1331 | 6252 | Generation Constraint in GWh | FALSE | L | Annual | Standard | GWh | 70137.9658 | 71360.4331 | 72149.9287 | 74651.6806 | 78089.3026 | 85109.0812 | 92759.9056
Wind and Solar Generation Cap 30% - FRCC v5.14 | 1331 | 6252 | Generation Constraint in GWh | FALSE | L | Annual | Emissions at Affected Plants | GWh | 306.2774 | 306.2774 | 306.2774 | 306.2774 | 306.2774 | 56739.7208 | 61840.2704
Wind and Solar Generation Cap 30% - FRCC v5.14 | 1331 | 6252 | Generation Constraint in GWh | FALSE | L | Annual | Allowances Purchased | GWh | 0 | 0 | 0 | 0 | 0 | 0 | 0
Wind and Solar Generation Cap 30% - FRCC v5.14 | 1331 | 6252 | Generation Constraint in GWh | FALSE | L | Annual | Allowances Sold | GWh | 0 | 0 | 0 | 0 | 0 | 0 | 0
Wind and Solar Generation Cap 30% - FRCC v5.14 | 1331 | 6252 | Generation Constraint in GWh | FALSE | L | Annual | Allowances Banked | GWh | 0 | 0 | 0 | 0 | 0 | 0 | 0
Wind and Solar Generation Cap 30% - FRCC v5.14 | 1331 | 6252 | Generation Constraint in GWh | FALSE | L | Annual | Allowances Withdrawn (1:1) | GWh | 0 | 0 | 0 | 0 | 0 | 0 | 0
Wind and Solar Generation Cap 30% - FRCC v5.14 | 1331 | 6252 | Generation Constraint in GWh | FALSE | L | Annual | Allowances Withdrawn (n:1) | GWh | 0 | 0 | 0 | 0 | 0 | 0 | 0
Wind and Solar Generation Cap 30% - FRCC v5.14 | 1331 | 6252 | Generation Constraint in GWh | FALSE | L | Annual | Net Emissions Allowance Position | GWh | 306.2774 | 306.2774 | 306.2774 | 306.2774 | 306.2774 | 56739.7208 | 61840.2704
Wind and Solar Generation Cap 30% - FRCC v5.14 | 1331 | 6252 | Generation Constraint in GWh | FALSE | L | Annual | Fuel Consumed | TBtu | 0 | 0 | 0 | 0 | 0 | 0 | 0
Wind and Solar Generation Cap 30% - FRCC v5.14 | 1331 | 6252 | Generation Constraint in GWh | FALSE | L | Annual | Heat Rate | MMBtu/MWh | 0 | 0 | 0 | 0 | 0 | 0 | 0
Wind and Solar Generation Cap 30% - FRCC v5.14 | 1331 | 6252 | Generation Constraint in GWh | FALSE | L | Annual | Generation | TWh | 0.30628 | 0.30628 | 0.30628 | 0.30628 | 0.30628 | 56.7397 | 61.8403
Wind and Solar Generation Cap 30% - FRCC v5.14 | 1331 | 6252 | Generation Constraint in GWh | FALSE | L | Annual | Qualifying Generation | TWh | 0.30628 | 0.30628 | 0.30628 | 0.30628 | 0.30628 | 56.7397 | 61.8403
Wind and Solar Generation Cap 30% - FRCC v5.14 | 1331 | 6252 | Generation Constraint in GWh | FALSE | L | Annual | Rate | lb/MWh | 0 | 0 | 0 | 0 | 0 | 0 | 0
Wind and Solar Generation Cap 30% - FRCC v5.14 | 1331 | 6252 | Generation Constraint in GWh | FALSE | L | Annual | Constraint Shadow Price | US2011$/MWh | 0 | 0 | 0 | 0 | 0 | 0 | 0
Wind and Solar Generation Cap 30% - MAP_WAUE v5.14 | 1332 | 6253 | Generation Constraint in GWh | FALSE | L | Annual | Seasons Included | Seasons | Winter, Summer | Winter, Summer | Winter, Summer | Winter, Summer | Winter, Summer | Winter, Summer | Winter, Summer
Wind and Solar Generation Cap 30% - MAP_WAUE v5.14 | 1332 | 6253 | Generation Constraint in GWh | FALSE | L | Annual | Standard | GWh | 6724.6717 | 6907.2105 | 6995.2309 | 7236.4566 | 7380.2839 | 7692.1672 | 8017.2322
Wind and Solar Generation Cap 30% - MAP_WAUE v5.14 | 1332 | 6253 | Generation Constraint in GWh | FALSE | L | Annual | Emissions at Affected Plants | GWh | 954.9772 | 1327.7545 | 1327.7545 | 1617.3568 | 1617.3568 | 1617.3568 | 4294.051
Wind and Solar Generation Cap 30% - MAP_WAUE v5.14 | 1332 | 6253 | Generation Constraint in GWh | FALSE | L | Annual | Allowances Purchased | GWh | 0 | 0 | 0 | 0 | 0 | 0 | 0
Wind and Solar Generation Cap 30% - MAP_WAUE v5.14 | 1332 | 6253 | Generation Constraint in GWh | FALSE | L | Annual | Allowances Sold | GWh | 0 | 0 | 0 | 0 | 0 | 0 | 0
Wind and Solar Generation Cap 30% - MAP_WAUE v5.14 | 1332 | 6253 | Generation Constraint in GWh | FALSE | L | Annual | Allowances Banked | GWh | 0 | 0 | 0 | 0 | 0 | 0 | 0
Wind and Solar Generation Cap 30% - MAP_WAUE v5.14 | 1332 | 6253 | Generation Constraint in GWh | FALSE | L | Annual | Allowances Withdrawn (1:1) | GWh | 0 | 0 | 0 | 0 | 0 | 0 | 0
Wind and Solar Generation Cap 30% - MAP_WAUE v5.14 | 1332 | 6253 | Generation Constraint in GWh | FALSE | L | Annual | Allowances Withdrawn (n:1) | GWh | 0 | 0 | 0 | 0 | 0 | 0 | 0
Wind and Solar Generation Cap 30% - MAP_WAUE v5.14 | 1332 | 6253 | Generation Constraint in GWh | FALSE | L | Annual | Net Emissions Allowance Position | GWh | 954.9772 | 1327.7545 | 1327.7545 | 1617.3568 | 1617.3568 | 1617.3568 | 4294.051
Wind and Solar Generation Cap 30% - MAP_WAUE v5.14 | 1332 | 6253 | Generation Constraint in GWh | FALSE | L | Annual | Fuel Consumed | TBtu | 0 | 0 | 0 | 0 | 0 | 0 | 0
Wind and Solar Generation Cap 30% - MAP_WAUE v5.14 | 1332 | 6253 | Generation Constraint in GWh | FALSE | L | Annual | Heat Rate | MMBtu/MWh | 0 | 0 | 0 | 0 | 0 | 0 | 0
Wind and Solar Generation Cap 30% - MAP_WAUE v5.14 | 1332 | 6253 | Generation Constraint in GWh | FALSE | L | Annual | Generation | TWh | 0.95498 | 1.3278 | 1.3278 | 1.6174 | 1.6174 | 1.6174 | 4.2941
Wind and Solar Generation Cap 30% - MAP_WAUE v5.14 | 1332 | 6253 | Generation Constraint in GWh | FALSE | L | Annual | Qualifying Generation | TWh | 0.95498 | 1.3278 | 1.3278 | 1.6174 | 1.6174 | 1.6174 | 4.2941
Wind and Solar Generation Cap 30% - MAP_WAUE v5.14 | 1332 | 6253 | Generation Constraint in GWh | FALSE | L | Annual | Rate | lb/MWh | 0 | 0 | 0 | 0 | 0 | 0 | 0
Wind and Solar Generation Cap 30% - MAP_WAUE v5.14 | 1332 | 6253 | Generation Constraint in GWh | FALSE | L | Annual | Constraint Shadow Price | US2011$/MWh | 0 | 0 | 0 | 0 | 0 | 0 | 0
Wind and Solar Generation Cap 30% - MIS_IA v5.14 | 1333 | 6254 | Generation Constraint in GWh | FALSE | L | Annual | Seasons Included | Seasons | Winter, Summer | Winter, Summer | Winter, Summer | Winter, Summer | Winter, Summer | Winter, Summer | Winter, Summer
Wind and Solar Generation Cap 30% - MIS_IA v5.14 | 1333 | 6254 | Generation Constraint in GWh | FALSE | L | Annual | Standard | GWh | 10985.208 | 10985.208 | 10985.208 | 10985.208 | 10985.208 | 10985.208 | 10985.208
Wind and Solar Generation Cap 30% - MIS_IA v5.14 | 1333 | 6254 | Generation Constraint in GWh | FALSE | L | Annual | Emissions at Affected Plants | GWh | 10984.208 | 10985.208 | 10985.208 | 10985.208 | 10985.208 | 10985.208 | 10985.208
Wind and Solar Generation Cap 30% - MIS_IA v5.14 | 1333 | 6254 | Generation Constraint in GWh | FALSE | L | Annual | Allowances Purchased | GWh | 0 | 0 | 0 | 0 | 0 | 0 | 0
Wind and Solar Generation Cap 30% - MIS_IA v5.14 | 1333 | 6254 | Generation Constraint in GWh | FALSE | L | Annual | Allowances Sold | GWh | 0 | 0 | 0 | 0 | 0 | 0 | 0
Wind and Solar Generation Cap 30% - MIS_IA v5.14 | 1333 | 6254 | Generation Constraint in GWh | FALSE | L | Annual | Allowances Banked | GWh | 0 | 0 | 0 | 0 | 0 | 0 | 0
Wind and Solar Generation Cap 30% - MIS_IA v5.14 | 1333 | 6254 | Generation Constraint in GWh | FALSE | L | Annual | Allowances Withdrawn (1:1) | GWh | 0 | 0 | 0 | 0 | 0 | 0 | 0
Wind and Solar Generation Cap 30% - MIS_IA v5.14 | 1333 | 6254 | Generation Constraint in GWh | FALSE | L | Annual | Allowances Withdrawn (n:1) | GWh | 0 | 0 | 0 | 0 | 0 | 0 | 0
Wind and Solar Generation Cap 30% - MIS_IA v5.14 | 1333 | 6254 | Generation Constraint in GWh | FALSE | L | Annual | Net Emissions Allowance Position | GWh | 10984.208 | 10985.208 | 10985.208 | 10985.208 | 10985.208 | 10985.208 | 10985.208
Wind and Solar Generation Cap 30% - MIS_IA v5.14 | 1333 | 6254 | Generation Constraint in GWh | FALSE | L | Annual | Fuel Consumed | TBtu | 0 | 0 | 0 | 0 | 0 | 0 | 0
Wind and Solar Generation Cap 30% - MIS_IA v5.14 | 1333 | 6254 | Generation Constraint in GWh | FALSE | L | Annual | Heat Rate | MMBtu/MWh | 0 | 0 | 0 | 0 | 0 | 0 | 0
Wind and Solar Generation Cap 30% - MIS_IA v5.14 | 1333 | 6254 | Generation Constraint in GWh | FALSE | L | Annual | Generation | TWh | 10.9842 | 10.9852 | 10.9852 | 10.9852 | 10.9852 | 10.9852 | 10.9852
Wind and Solar Generation Cap 30% - MIS_IA v5.14 | 1333 | 6254 | Generation Constraint in GWh | FALSE | L | Annual | Qualifying Generation | TWh | 10.9842 | 10.9852 | 10.9852 | 10.9852 | 10.9852 | 10.9852 | 10.9852
Wind and Solar Generation Cap 30% - MIS_IA v5.14 | 1333 | 6254 | Generation Constraint in GWh | FALSE | L | Annual | Rate | lb/MWh | 0 | 0 | 0 | 0 | 0 | 0 | 0
Wind and Solar Generation Cap 30% - MIS_IA v5.14 | 1333 | 6254 | Generation Constraint in GWh | FALSE | L | Annual | Constraint Shadow Price | US2011$/MWh | 0 | 0 | 0 | 0 | 0 | 0 | 0
Wind and Solar Generation Cap 30% - MIS_IL v5.14 | 1334 | 6255 | Generation Constraint in GWh | FALSE | L | Annual | Seasons Included | Seasons | Winter, Summer | Winter, Summer | Winter, Summer | Winter, Summer | Winter, Summer | Winter, Summer | Winter, Summer
Wind and Solar Generation Cap 30% - MIS_IL v5.14 | 1334 | 6255 | Generation Constraint in GWh | FALSE | L | Annual | Standard | GWh | 17284.5282 | 17623.1414 | 17762.5164 | 18221.6194 | 18579.901 | 19339.4227 | 20129.9942
Wind and Solar Generation Cap 30% - MIS_IL v5.14 | 1334 | 6255 | Generation Constraint in GWh | FALSE | L | Annual | Emissions at Affected Plants | GWh | 2121.6185 | 4889.2947 | 4889.2947 | 7090.6383 | 7090.6383 | 7090.6383 | 7090.6383
Wind and Solar Generation Cap 30% - MIS_IL v5.14 | 1334 | 6255 | Generation Constraint in GWh | FALSE | L | Annual | Allowances Purchased | GWh | 0 | 0 | 0 | 0 | 0 | 0 | 0
Wind and Solar Generation Cap 30% - MIS_IL v5.14 | 1334 | 6255 | Generation Constraint in GWh | FALSE | L | Annual | Allowances Sold | GWh | 0 | 0 | 0 | 0 | 0 | 0 | 0
Wind and Solar Generation Cap 30% - MIS_IL v5.14 | 1334 | 6255 | Generation Constraint in GWh | FALSE | L | Annual | Allowances Banked | GWh | 0 | 0 | 0 | 0 | 0 | 0 | 0
Wind and Solar Generation Cap 30% - MIS_IL v5.14 | 1334 | 6255 | Generation Constraint in GWh | FALSE | L | Annual | Allowances Withdrawn (1:1) | GWh | 0 | 0 | 0 | 0 | 0 | 0 | 0
Wind and Solar Generation Cap 30% - MIS_IL v5.14 | 1334 | 6255 | Generation Constraint in GWh | FALSE | L | Annual | Allowances Withdrawn (n:1) | GWh | 0 | 0 | 0 | 0 | 0 | 0 | 0
Wind and Solar Generation Cap 30% - MIS_IL v5.14 | 1334 | 6255 | Generation Constraint in GWh | FALSE | L | Annual | Net Emissions Allowance Position | GWh | 2121.6185 | 4889.2947 | 4889.2947 | 7090.6383 | 7090.6383 | 7090.6383 | 7090.6383
Wind and Solar Generation Cap 30% - MIS_IL v5.14 | 1334 | 6255 | Generation Constraint in GWh | FALSE | L | Annual | Fuel Consumed | TBtu | 0 | 0 | 0 | 0 | 0 | 0 | 0
Wind and Solar Generation Cap 30% - MIS_IL v5.14 | 1334 | 6255 | Generation Constraint in GWh | FALSE | L | Annual | Heat Rate | MMBtu/MWh | 0 | 0 | 0 | 0 | 0 | 0 | 0
Wind and Solar Generation Cap 30% - MIS_IL v5.14 | 1334 | 6255 | Generation Constraint in GWh | FALSE | L | Annual | Generation | TWh | 2.1216 | 4.8893 | 4.8893 | 7.0906 | 7.0906 | 7.0906 | 7.0906
Wind and Solar Generation Cap 30% - MIS_IL v5.14 | 1334 | 6255 | Generation Constraint in GWh | FALSE | L | Annual | Qualifying Generation | TWh | 2.1216 | 4.8893 | 4.8893 | 7.0906 | 7.0906 | 7.0906 | 7.0906
Wind and Solar Generation Cap 30% - MIS_IL v5.14 | 1334 | 6255 | Generation Constraint in GWh | FALSE | L | Annual | Rate | lb/MWh | 0 | 0 | 0 | 0 | 0 | 0 | 0
Wind and Solar Generation Cap 30% - MIS_IL v5.14 | 1334 | 6255 | Generation Constraint in GWh | FALSE | L | Annual | Constraint Shadow Price | US2011$/MWh | 0 | 0 | 0 | 0 | 0 | 0 | 0
Wind and Solar Generation Cap 30% - MIS_INKY v5.14 | 1335 | 6256 | Generation Constraint in GWh | FALSE | L | Annual | Seasons Included | Seasons | Winter, Summer | Winter, Summer | Winter, Summer | Winter, Summer | Winter, Summer | Winter, Summer | Winter, Summer
Wind and Solar Generation Cap 30% - MIS_INKY v5.14 | 1335 | 6256 | Generation Constraint in GWh | FALSE | L | Annual | Standard | GWh | 29272.4396 | 30022.6384 | 30314.2462 | 31123.0815 | 31678.7308 | 32734.7124 | 33825.8954
Wind and Solar Generation Cap 30% - MIS_INKY v5.14 | 1335 | 6256 | Generation Constraint in GWh | FALSE | L | Annual | Emissions at Affected Plants | GWh | 1332.7047 | 6453.9821 | 6453.9821 | 6453.9821 | 6453.9821 | 6453.9821 | 6453.9821
Wind and Solar Generation Cap 30% - MIS_INKY v5.14 | 1335 | 6256 | Generation Constraint in GWh | FALSE | L | Annual | Allowances Purchased | GWh | 0 | 0 | 0 | 0 | 0 | 0 | 0
Wind and Solar Generation Cap 30% - MIS_INKY v5.14 | 1335 | 6256 | Generation Constraint in GWh | FALSE | L | Annual | Allowances Sold | GWh | 0 | 0 | 0 | 0 | 0 | 0 | 0
Wind and Solar Generation Cap 30% - MIS_INKY v5.14 | 1335 | 6256 | Generation Constraint in GWh | FALSE | L | Annual | Allowances Banked | GWh | 0 | 0 | 0 | 0 | 0 | 0 | 0
Wind and Solar Generation Cap 30% - MIS_INKY v5.14 | 1335 | 6256 | Generation Constraint in GWh | FALSE | L | Annual | Allowances Withdrawn (1:1) | GWh | 0 | 0 | 0 | 0 | 0 | 0 | 0
Wind and Solar Generation Cap 30% - MIS_INKY v5.14 | 1335 | 6256 | Generation Constraint in GWh | FALSE | L | Annual | Allowances Withdrawn (n:1) | GWh | 0 | 0 | 0 | 0 | 0 | 0 | 0
Wind and Solar Generation Cap 30% - MIS_INKY v5.14 | 1335 | 6256 | Generation Constraint in GWh | FALSE | L | Annual | Net Emissions Allowance Position | GWh | 1332.7047 | 6453.9821 | 6453.9821 | 6453.9821 | 6453.9821 | 6453.9821 | 6453.9821
Wind and Solar Generation Cap 30% - MIS_INKY v5.14 | 1335 | 6256 | Generation Constraint in GWh | FALSE | L | Annual | Fuel Consumed | TBtu | 0 | 0 | 0 | 0 | 0 | 0 | 0
Wind and Solar Generation Cap 30% - MIS_INKY v5.14 | 1335 | 6256 | Generation Constraint in GWh | FALSE | L | Annual | Heat Rate | MMBtu/MWh | 0 | 0 | 0 | 0 | 0 | 0 | 0
Wind and Solar Generation Cap 30% - MIS_INKY v5.14 | 1335 | 6256 | Generation Constraint in GWh | FALSE | L | Annual | Generation | TWh | 1.3327 | 6.454 | 6.454 | 6.454 | 6.454 | 6.454 | 6.454
Wind and Solar Generation Cap 30% - MIS_INKY v5.14 | 1335 | 6256 | Generation Constraint in GWh | FALSE | L | Annual | Qualifying Generation | TWh | 1.3327 | 6.454 | 6.454 | 6.454 | 6.454 | 6.454 | 6.454
Wind and Solar Generation Cap 30% - MIS_INKY v5.14 | 1335 | 6256 | Generation Constraint in GWh | FALSE | L | Annual | Rate | lb/MWh | 0 | 0 | 0 | 0 | 0 | 0 | 0
Wind and Solar Generation Cap 30% - MIS_INKY v5.14 | 1335 | 6256 | Generation Constraint in GWh | FALSE | L | Annual | Constraint Shadow Price | US2011$/MWh | 0 | 0 | 0 | 0 | 0 | 0 | 0
Wind and Solar Generation Cap 30% - MIS_LMI v5.14 | 1336 | 6257 | Generation Constraint in GWh | FALSE | L | Annual | Seasons Included | Seasons | Winter, Summer | Winter, Summer | Winter, Summer | Winter, Summer | Winter, Summer | Winter, Summer | Winter, Summer
Wind and Solar Generation Cap 30% - MIS_LMI v5.14 | 1336 | 6257 | Generation Constraint in GWh | FALSE | L | Annual | Standard | GWh | 31004.704 | 31539.6331 | 31671.8146 | 32263.6411 | 32742.8029 | 33742.6093 | 34772.9459
Wind and Solar Generation Cap 30% - MIS_LMI v5.14 | 1336 | 6257 | Generation Constraint in GWh | FALSE | L | Annual | Emissions at Affected Plants | GWh | 3960.8008 | 8099.4526 | 8099.4526 | 8099.4526 | 8123.3682 | 8123.3682 | 8384.3768
Wind and Solar Generation Cap 30% - MIS_LMI v5.14 | 1336 | 6257 | Generation Constraint in GWh | FALSE | L | Annual | Allowances Purchased | GWh | 0 | 0 | 0 | 0 | 0 | 0 | 0
Wind and Solar Generation Cap 30% - MIS_LMI v5.14 | 1336 | 6257 | Generation Constraint in GWh | FALSE | L | Annual | Allowances Sold | GWh | 0 | 0 | 0 | 0 | 0 | 0 | 0
Wind and Solar Generation Cap 30% - MIS_LMI v5.14 | 1336 | 6257 | Generation Constraint in GWh | FALSE | L | Annual | Allowances Banked | GWh | 0 | 0 | 0 | 0 | 0 | 0 | 0
Wind and Solar Generation Cap 30% - MIS_LMI v5.14 | 1336 | 6257 | Generation Constraint in GWh | FALSE | L | Annual | Allowances Withdrawn (1:1) | GWh | 0 | 0 | 0 | 0 | 0 | 0 | 0
Wind and Solar Generation Cap 30% - MIS_LMI v5.14 | 1336 | 6257 | Generation Constraint in GWh | FALSE | L | Annual | Allowances Withdrawn (n:1) | GWh | 0 | 0 | 0 | 0 | 0 | 0 | 0
Wind and Solar Generation Cap 30% - MIS_LMI v5.14 | 1336 | 6257 | Generation Constraint in GWh | FALSE | L | Annual | Net Emissions Allowance Position | GWh | 3960.8008 | 8099.4526 | 8099.4526 | 8099.4526 | 8123.3682 | 8123.3682 | 8384.3768
Wind and Solar Generation Cap 30% - MIS_LMI v5.14 | 1336 | 6257 | Generation Constraint in GWh | FALSE | L | Annual | Fuel Consumed | TBtu | 0 | 0 | 0 | 0 | 0 | 0 | 0
Wind and Solar Generation Cap 30% - MIS_LMI v5.14 | 1336 | 6257 | Generation Constraint in GWh | FALSE | L | Annual | Heat Rate | MMBtu/MWh | 0 | 0 | 0 | 0 | 0 | 0 | 0
Wind and Solar Generation Cap 30% - MIS_LMI v5.14 | 1336 | 6257 | Generation Constraint in GWh | FALSE | L | Annual | Generation | TWh | 3.9608 | 8.0995 | 8.0995 | 8.0995 | 8.1234 | 8.1234 | 8.3844
Wind and Solar Generation Cap 30% - MIS_LMI v5.14 | 1336 | 6257 | Generation Constraint in GWh | FALSE | L | Annual | Qualifying Generation | TWh | 3.9608 | 8.0995 | 8.0995 | 8.0995 | 8.1234 | 8.1234 | 8.3844
Wind and Solar Generation Cap 30% - MIS_LMI v5.14 | 1336 | 6257 | Generation Constraint in GWh | FALSE | L | Annual | Rate | lb/MWh | 0 | 0 | 0 | 0 | 0 | 0 | 0
Wind and Solar Generation Cap 30% - MIS_LMI v5.14 | 1336 | 6257 | Generation Constraint in GWh | FALSE | L | Annual | Constraint Shadow Price | US2011$/MWh | 0 | 0 | 0 | 0 | 0 | 0 | 0
Wind and Solar Generation Cap 30% - MIS_MAPP v5.14 | 1337 | 6258 | Generation Constraint in GWh | FALSE | L | Annual | Seasons Included | Seasons | Winter, Summer | Winter, Summer | Winter, Summer | Winter, Summer | Winter, Summer | Winter, Summer | Winter, Summer
Wind and Solar Generation Cap 30% - MIS_MAPP v5.14 | 1337 | 6258 | Generation Constraint in GWh | FALSE | L | Annual | Standard | GWh | 8498.5512 | 8498.5512 | 8498.5512 | 8498.5512 | 8498.5512 | 8498.5512 | 8498.5512
Wind and Solar Generation Cap 30% - MIS_MAPP v5.14 | 1337 | 6258 | Generation Constraint in GWh | FALSE | L | Annual | Emissions at Affected Plants | GWh | 8497.5512 | 8498.5512 | 8498.5512 | 8498.5512 | 8498.5512 | 8498.5512 | 8498.5512
Wind and Solar Generation Cap 30% - MIS_MAPP v5.14 | 1337 | 6258 | Generation Constraint in GWh | FALSE | L | Annual | Allowances Purchased | GWh | 0 | 0 | 0 | 0 | 0 | 0 | 0
Wind and Solar Generation Cap 30% - MIS_MAPP v5.14 | 1337 | 6258 | Generation Constraint in GWh | FALSE | L | Annual | Allowances Sold | GWh | 0 | 0 | 0 | 0 | 0 | 0 | 0
Wind and Solar Generation Cap 30% - MIS_MAPP v5.14 | 1337 | 6258 | Generation Constraint in GWh | FALSE | L | Annual | Allowances Banked | GWh | 0 | 0 | 0 | 0 | 0 | 0 | 0
Wind and Solar Generation Cap 30% - MIS_MAPP v5.14 | 1337 | 6258 | Generation Constraint in GWh | FALSE | L | Annual | Allowances Withdrawn (1:1) | GWh | 0 | 0 | 0 | 0 | 0 | 0 | 0
Wind and Solar Generation Cap 30% - MIS_MAPP v5.14 | 1337 | 6258 | Generation Constraint in GWh | FALSE | L | Annual | Allowances Withdrawn (n:1) | GWh | 0 | 0 | 0 | 0 | 0 | 0 | 0
Wind and Solar Generation Cap 30% - MIS_MAPP v5.14 | 1337 | 6258 | Generation Constraint in GWh | FALSE | L | Annual | Net Emissions Allowance Position | GWh | 8497.5512 | 8498.5512 | 8498.5512 | 8498.5512 | 8498.5512 | 8498.5512 | 8498.5512
Wind and Solar Generation Cap 30% - MIS_MAPP v5.14 | 1337 | 6258 | Generation Constraint in GWh | FALSE | L | Annual | Fuel Consumed | TBtu | 0 | 0 | 0 | 0 | 0 | 0 | 0
Wind and Solar Generation Cap 30% - MIS_MAPP v5.14 | 1337 | 6258 | Generation Constraint in GWh | FALSE | L | Annual | Heat Rate | MMBtu/MWh | 0 | 0 | 0 | 0 | 0 | 0 | 0
Wind and Solar Generation Cap 30% - MIS_MAPP v5.14 | 1337 | 6258 | Generation Constraint in GWh | FALSE | L | Annual | Generation | TWh | 8.4976 | 8.4986 | 8.4986 | 8.4986 | 8.4986 | 8.4986 | 8.4986
Wind and Solar Generation Cap 30% - MIS_MAPP v5.14 | 1337 | 6258 | Generation Constraint in GWh | FALSE | L | Annual | Qualifying Generation | TWh | 8.4976 | 8.4986 | 8.4986 | 8.4986 | 8.4986 | 8.4986 | 8.4986
Wind and Solar Generation Cap 30% - MIS_MAPP v5.14 | 1337 | 6258 | Generation Constraint in GWh | FALSE | L | Annual | Rate | lb/MWh | 0 | 0 | 0 | 0 | 0 | 0 | 0
Wind and Solar Generation Cap 30% - MIS_MAPP v5.14 | 1337 | 6258 | Generation Constraint in GWh | FALSE | L | Annual | Constraint Shadow Price | US2011$/MWh | 0 | 0 | 0 | 0 | 0 | 0 | 0
Wind and Solar Generation Cap 30% - MIS_MIDA v5.14 | 1338 | 6259 | Generation Constraint in GWh | FALSE | L | Annual | Seasons Included | Seasons | Winter, Summer | Winter, Summer | Winter, Summer | Winter, Summer | Winter, Summer | Winter, Summer | Winter, Summer
Wind and Solar Generation Cap 30% - MIS_MIDA v5.14 | 1338 | 6259 | Generation Constraint in GWh | FALSE | L | Annual | Standard | GWh | 12309.203 | 12309.203 | 12309.203 | 12309.203 | 12309.203 | 12309.203 | 12309.203
Wind and Solar Generation Cap 30% - MIS_MIDA v5.14 | 1338 | 6259 | Generation Constraint in GWh | FALSE | L | Annual | Emissions at Affected Plants | GWh | 12308.203 | 12309.203 | 12309.203 | 12309.203 | 12309.203 | 12309.203 | 12309.203
Wind and Solar Generation Cap 30% - MIS_MIDA v5.14 | 1338 | 6259 | Generation Constraint in GWh | FALSE | L | Annual | Allowances Purchased | GWh | 0 | 0 | 0 | 0 | 0 | 0 | 0
Wind and Solar Generation Cap 30% - MIS_MIDA v5.14 | 1338 | 6259 | Generation Constraint in GWh | FALSE | L | Annual | Allowances Sold | GWh | 0 | 0 | 0 | 0 | 0 | 0 | 0
Wind and Solar Generation Cap 30% - MIS_MIDA v5.14 | 1338 | 6259 | Generation Constraint in GWh | FALSE | L | Annual | Allowances Banked | GWh | 0 | 0 | 0 | 0 | 0 | 0 | 0
Wind and Solar Generation Cap 30% - MIS_MIDA v5.14 | 1338 | 6259 | Generation Constraint in GWh | FALSE | L | Annual | Allowances Withdrawn (1:1) | GWh | 0 | 0 | 0 | 0 | 0 | 0 | 0
Wind and Solar Generation Cap 30% - MIS_MIDA v5.14 | 1338 | 6259 | Generation Constraint in GWh | FALSE | L | Annual | Allowances Withdrawn (n:1) | GWh | 0 | 0 | 0 | 0 | 0 | 0 | 0
Wind and Solar Generation Cap 30% - MIS_MIDA v5.14 | 1338 | 6259 | Generation Constraint in GWh | FALSE | L | Annual | Net Emissions Allowance Position | GWh | 12308.203 | 12309.203 | 12309.203 | 12309.203 | 12309.203 | 12309.203 | 12309.203
Wind and Solar Generation Cap 30% - MIS_MIDA v5.14 | 1338 | 6259 | Generation Constraint in GWh | FALSE | L | Annual | Fuel Consumed | TBtu | 0 | 0 | 0 | 0 | 0 | 0 | 0
Wind and Solar Generation Cap 30% - MIS_MIDA v5.14 | 1338 | 6259 | Generation Constraint in GWh | FALSE | L | Annual | Heat Rate | MMBtu/MWh | 0 | 0 | 0 | 0 | 0 | 0 | 0
Wind and Solar Generation Cap 30% - MIS_MIDA v5.14 | 1338 | 6259 | Generation Constraint in GWh | FALSE | L | Annual | Generation | TWh | 12.3082 | 12.3092 | 12.3092 | 12.3092 | 12.3092 | 12.3092 | 12.3092
Wind and Solar Generation Cap 30% - MIS_MIDA v5.14 | 1338 | 6259 | Generation Constraint in GWh | FALSE | L | Annual | Qualifying Generation | TWh | 12.3082 | 12.3092 | 12.3092 | 12.3092 | 12.3092 | 12.3092 | 12.3092
Wind and Solar Generation Cap 30% - MIS_MIDA v5.14 | 1338 | 6259 | Generation Constraint in GWh | FALSE | L | Annual | Rate | lb/MWh | 0 | 0 | 0 | 0 | 0 | 0 | 0
Wind and Solar Generation Cap 30% - MIS_MIDA v5.14 | 1338 | 6259 | Generation Constraint in GWh | FALSE | L | Annual | Constraint Shadow Price | US2011$/MWh | 0 | 0 | 0 | 0 | 0 | 0 | 0
Wind and Solar Generation Cap 30% - MIS_MNWI v5.14 | 1339 | 6260 | Generation Constraint in GWh | FALSE | L | Annual | Seasons Included | Seasons | Winter, Summer | Winter, Summer | Winter, Summer | Winter, Summer | Winter, Summer | Winter, Summer | Winter, Summer
Wind and Solar Generation Cap 30% - MIS_MNWI v5.14 | 1339 | 6260 | Generation Constraint in GWh | FALSE | L | Annual | Standard | GWh | 26352.4916 | 27067.8998 | 27412.8703 | 28358.2847 | 28921.9744 | 30144.3111 | 31418.3095
Wind and Solar Generation Cap 30% - MIS_MNWI v5.14 | 1339 | 6260 | Generation Constraint in GWh | FALSE | L | Annual | Emissions at Affected Plants | GWh | 9200.8456 | 18065.0197 | 18904.0363 | 19218.2397 | 19257.1728 | 19304.7603 | 31418.3095
Wind and Solar Generation Cap 30% - MIS_MNWI v5.14 | 1339 | 6260 | Generation Constraint in GWh | FALSE | L | Annual | Allowances Purchased | GWh | 0 | 0 | 0 | 0 | 0 | 0 | 0
Wind and Solar Generation Cap 30% - MIS_MNWI v5.14 | 1339 | 6260 | Generation Constraint in GWh | FALSE | L | Annual | Allowances Sold | GWh | 0 | 0 | 0 | 0 | 0 | 0 | 0
Wind and Solar Generation Cap 30% - MIS_MNWI v5.14 | 1339 | 6260 | Generation Constraint in GWh | FALSE | L | Annual | Allowances Banked | GWh | 0 | 0 | 0 | 0 | 0 | 0 | 0
Wind and Solar Generation Cap 30% - MIS_MNWI v5.14 | 1339 | 6260 | Generation Constraint in GWh | FALSE | L | Annual | Allowances Withdrawn (1:1) | GWh | 0 | 0 | 0 | 0 | 0 | 0 | 0
Wind and Solar Generation Cap 30% - MIS_MNWI v5.14 | 1339 | 6260 | Generation Constraint in GWh | FALSE | L | Annual | Allowances Withdrawn (n:1) | GWh | 0 | 0 | 0 | 0 | 0 | 0 | 0
Wind and Solar Generation Cap 30% - MIS_MNWI v5.14 | 1339 | 6260 | Generation Constraint in GWh | FALSE | L | Annual | Net Emissions Allowance Position | GWh | 9200.8456 | 18065.0197 | 18904.0363 | 19218.2397 | 19257.1728 | 19304.7603 | 31418.3095
Wind and Solar Generation Cap 30% - MIS_MNWI v5.14 | 1339 | 6260 | Generation Constraint in GWh | FALSE | L | Annual | Fuel Consumed | TBtu | 0 | 0 | 0 | 0 | 0 | 0 | 0
Wind and Solar Generation Cap 30% - MIS_MNWI v5.14 | 1339 | 6260 | Generation Constraint in GWh | FALSE | L | Annual | Heat Rate | MMBtu/MWh | 0 | 0 | 0 | 0 | 0 | 0 | 0
Wind and Solar Generation Cap 30% - MIS_MNWI v5.14 | 1339 | 6260 | Generation Constraint in GWh | FALSE | L | Annual | Generation | TWh | 9.2008 | 18.065 | 18.904 | 19.2182 | 19.2572 | 19.3048 | 31.4183
Wind and Solar Generation Cap 30% - MIS_MNWI v5.14 | 1339 | 6260 | Generation Constraint in GWh | FALSE | L | Annual | Qualifying Generation | TWh | 9.2008 | 18.065 | 18.904 | 19.2182 | 19.2572 | 19.3048 | 31.4183
Wind and Solar Generation Cap 30% - MIS_MNWI v5.14 | 1339 | 6260 | Generation Constraint in GWh | FALSE | L | Annual | Rate | lb/MWh | 0 | 0 | 0 | 0 | 0 | 0 | 0
Wind and Solar Generation Cap 30% - MIS_MNWI v5.14 | 1339 | 6260 | Generation Constraint in GWh | FALSE | L | Annual | Constraint Shadow Price | US2011$/MWh | 0 | 0 | 0 | 0 | 0 | 0 | 4.3438
Wind and Solar Generation Cap 30% - MIS_MO v5.14 | 1340 | 6261 | Generation Constraint in GWh | FALSE | L | Annual | Seasons Included | Seasons | Winter, Summer | Winter, Summer | Winter, Summer | Winter, Summer | Winter, Summer | Winter, Summer | Winter, Summer
Wind and Solar Generation Cap 30% - MIS_MO v5.14 | 1340 | 6261 | Generation Constraint in GWh | FALSE | L | Annual | Standard | GWh | 14687.347 | 14975.0771 | 15093.5083 | 15483.6223 | 15788.0653 | 16433.4542 | 17105.2272
Wind and Solar Generation Cap 30% - MIS_MO v5.14 | 1340 | 6261 | Generation Constraint in GWh | FALSE | L | Annual | Emissions at Affected Plants | GWh | 1190.6344 | 5609.0463 | 5724.7113 | 6142.3785 | 6209.5712 | 7238.0533 | 8067.9547
Wind and Solar Generation Cap 30% - MIS_MO v5.14 | 1340 | 6261 | Generation Constraint in GWh | FALSE | L | Annual | Allowances Purchased | GWh | 0 | 0 | 0 | 0 | 0 | 0 | 0
Wind and Solar Generation Cap 30% - MIS_MO v5.14 | 1340 | 6261 | Generation Constraint in GWh | FALSE | L | Annual | Allowances Sold | GWh | 0 | 0 | 0 | 0 | 0 | 0 | 0
Wind and Solar Generation Cap 30% - MIS_MO v5.14 | 1340 | 6261 | Generation Constraint in GWh | FALSE | L | Annual | Allowances Banked | GWh | 0 | 0 | 0 | 0 | 0 | 0 | 0
Wind and Solar Generation Cap 30% - MIS_MO v5.14 | 1340 | 6261 | Generation Constraint in GWh | FALSE | L | Annual | Allowances Withdrawn (1:1) | GWh | 0 | 0 | 0 | 0 | 0 | 0 | 0
Wind and Solar Generation Cap 30% - MIS_MO v5.14 | 1340 | 6261 | Generation Constraint in GWh | FALSE | L | Annual | Allowances Withdrawn (n:1) | GWh | 0 | 0 | 0 | 0 | 0 | 0 | 0
Wind and Solar Generation Cap 30% - MIS_MO v5.14 | 1340 | 6261 | Generation Constraint in GWh | FALSE | L | Annual | Net Emissions Allowance Position | GWh | 1190.6344 | 5609.0463 | 5724.7113 | 6142.3785 | 6209.5712 | 7238.0533 | 8067.9547
Wind and Solar Generation Cap 30% - MIS_MO v5.14 | 1340 | 6261 | Generation Constraint in GWh | FALSE | L | Annual | Fuel Consumed | TBtu | 0 | 0 | 0 | 0 | 0 | 0 | 0
Wind and Solar Generation Cap 30% - MIS_MO v5.14 | 1340 | 6261 | Generation Constraint in GWh | FALSE | L | Annual | Heat Rate | MMBtu/MWh | 0 | 0 | 0 | 0 | 0 | 0 | 0
Wind and Solar Generation Cap 30% - MIS_MO v5.14 | 1340 | 6261 | Generation Constraint in GWh | FALSE | L | Annual | Generation | TWh | 1.1906 | 5.609 | 5.7247 | 6.1424 | 6.2096 | 7.2381 | 8.068
Wind and Solar Generation Cap 30% - MIS_MO v5.14 | 1340 | 6261 | Generation Constraint in GWh | FALSE | L | Annual | Qualifying Generation | TWh | 1.1906 | 5.609 | 5.7247 | 6.1424 | 6.2096 | 7.2381 | 8.068
Wind and Solar Generation Cap 30% - MIS_MO v5.14 | 1340 | 6261 | Generation Constraint in GWh | FALSE | L | Annual | Rate | lb/MWh | 0 | 0 | 0 | 0 | 0 | 0 | 0
Wind and Solar Generation Cap 30% - MIS_MO v5.14 | 1340 | 6261 | Generation Constraint in GWh | FALSE | L | Annual | Constraint Shadow Price | US2011$/MWh | 0 | 0 | 0 | 0 | 0 | 0 | 0
Wind and Solar Generation Cap 30% - MIS_WUMS v5.14 | 1341 | 6262 | Generation Constraint in GWh | FALSE | L | Annual | Seasons Included | Seasons | Winter, Summer | Winter, Summer | Winter, Summer | Winter, Summer | Winter, Summer | Winter, Summer | Winter, Summer
Wind and Solar Generation Cap 30% - MIS_WUMS v5.14 | 1341 | 6262 | Generation Constraint in GWh | FALSE | L | Annual | Standard | GWh | 16463.3697 | 16866.5477 | 17004.4525 | 17415.8998 | 17684.6433 | 18215.0049 | 18761.2729
Wind and Solar Generation Cap 30% - MIS_WUMS v5.14 | 1341 | 6262 | Generation Constraint in GWh | FALSE | L | Annual | Emissions at Affected Plants | GWh | 1649.0175 | 3341.0963 | 3341.0963 | 3341.0963 | 3341.0963 | 3669.6978 | 3856.6745
Wind and Solar Generation Cap 30% - MIS_WUMS v5.14 | 1341 | 6262 | Generation Constraint in GWh | FALSE | L | Annual | Allowances Purchased | GWh | 0 | 0 | 0 | 0 | 0 | 0 | 0
Wind and Solar Generation Cap 30% - MIS_WUMS v5.14 | 1341 | 6262 | Generation Constraint in GWh | FALSE | L | Annual | Allowances Sold | GWh | 0 | 0 | 0 | 0 | 0 | 0 | 0
Wind and Solar Generation Cap 30% - MIS_WUMS v5.14 | 1341 | 6262 | Generation Constraint in GWh | FALSE | L | Annual | Allowances Banked | GWh | 0 | 0 | 0 | 0 | 0 | 0 | 0
Wind and Solar Generation Cap 30% - MIS_WUMS v5.14 | 1341 | 6262 | Generation Constraint in GWh | FALSE | L | Annual | Allowances Withdrawn (1:1) | GWh | 0 | 0 | 0 | 0 | 0 | 0 | 0
Wind and Solar Generation Cap 30% - MIS_WUMS v5.14 | 1341 | 6262 | Generation Constraint in GWh | FALSE | L | Annual | Allowances Withdrawn (n:1) | GWh | 0 | 0 | 0 | 0 | 0 | 0 | 0
Wind and Solar Generation Cap 30% - MIS_WUMS v5.14 | 1341 | 6262 | Generation Constraint in GWh | FALSE | L | Annual | Net Emissions Allowance Position | GWh | 1649.0175 | 3341.0963 | 3341.0963 | 3341.0963 | 3341.0963 | 3669.6978 | 3856.6745
Wind and Solar Generation Cap 30% - MIS_WUMS v5.14 | 1341 | 6262 | Generation Constraint in GWh | FALSE | L | Annual | Fuel Consumed | TBtu | 0 | 0 | 0 | 0 | 0 | 0 | 0
Wind and Solar Generation Cap 30% - MIS_WUMS v5.14 | 1341 | 6262 | Generation Constraint in GWh | FALSE | L | Annual | Heat Rate | MMBtu/MWh | 0 | 0 | 0 | 0 | 0 | 0 | 0
Wind and Solar Generation Cap 30% - MIS_WUMS v5.14 | 1341 | 6262 | Generation Constraint in GWh | FALSE | L | Annual | Generation | TWh | 1.649 | 3.3411 | 3.3411 | 3.3411 | 3.3411 | 3.6697 | 3.8567
Wind and Solar Generation Cap 30% - MIS_WUMS v5.14 | 1341 | 6262 | Generation Constraint in GWh | FALSE | L | Annual | Qualifying Generation | TWh | 1.649 | 3.3411 | 3.3411 | 3.3411 | 3.3411 | 3.6697 | 3.8567
Wind and Solar Generation Cap 30% - MIS_WUMS v5.14 | 1341 | 6262 | Generation Constraint in GWh | FALSE | L | Annual | Rate | lb/MWh | 0 | 0 | 0 | 0 | 0 | 0 | 0
Wind and Solar Generation Cap 30% - MIS_WUMS v5.14 | 1341 | 6262 | Generation Constraint in GWh | FALSE | L | Annual | Constraint Shadow Price | US2011$/MWh | 0 | 0 | 0 | 0 | 0 | 0 | 0
Wind and Solar Generation Cap 30% - NENG_CT v5.14 | 1342 | 6263 | Generation Constraint in GWh | FALSE | L | Annual | Seasons Included | Seasons | Winter, Summer | Winter, Summer | Winter, Summer | Winter, Summer | Winter, Summer | Winter, Summer | Winter, Summer
Wind and Solar Generation Cap 30% - NENG_CT v5.14 | 1342 | 6263 | Generation Constraint in GWh | FALSE | L | Annual | Standard | GWh | 10439.1752 | 10686.8587 | 10557.8576 | 10450.3243 | 10503.0777 | 10604.2316 | 10706.3597
Wind and Solar Generation Cap 30% - NENG_CT v5.14 | 1342 | 6263 | Generation Constraint in GWh | FALSE | L | Annual | Emissions at Affected Plants | GWh | 13.8657 | 49.1711 | 49.1711 | 49.1711 | 49.1711 | 49.1711 | 49.1711
Wind and Solar Generation Cap 30% - NENG_CT v5.14 | 1342 | 6263 | Generation Constraint in GWh | FALSE | L | Annual | Allowances Purchased | GWh | 0 | 0 | 0 | 0 | 0 | 0 | 0
Wind and Solar Generation Cap 30% - NENG_CT v5.14 | 1342 | 6263 | Generation Constraint in GWh | FALSE | L | Annual | Allowances Sold | GWh | 0 | 0 | 0 | 0 | 0 | 0 | 0
Wind and Solar Generation Cap 30% - NENG_CT v5.14 | 1342 | 6263 | Generation Constraint in GWh | FALSE | L | Annual | Allowances Banked | GWh | 0 | 0 | 0 | 0 | 0 | 0 | 0
Wind and Solar Generation Cap 30% - NENG_CT v5.14 | 1342 | 6263 | Generation Constraint in GWh | FALSE | L | Annual | Allowances Withdrawn (1:1) | GWh | 0 | 0 | 0 | 0 | 0 | 0 | 0
Wind and Solar Generation Cap 30% - NENG_CT v5.14 | 1342 | 6263 | Generation Constraint in GWh | FALSE | L | Annual | Allowances Withdrawn (n:1) | GWh | 0 | 0 | 0 | 0 | 0 | 0 | 0
Wind and Solar Generation Cap 30% - NENG_CT v5.14 | 1342 | 6263 | Generation Constraint in GWh | FALSE | L | Annual | Net Emissions Allowance Position | GWh | 13.8657 | 49.1711 | 49.1711 | 49.1711 | 49.1711 | 49.1711 | 49.1711
Wind and Solar Generation Cap 30% - NENG_CT v5.14 | 1342 | 6263 | Generation Constraint in GWh | FALSE | L | Annual | Fuel Consumed | TBtu | 0 | 0 | 0 | 0 | 0 | 0 | 0
Wind and Solar Generation Cap 30% - NENG_CT v5.14 | 1342 | 6263 | Generation Constraint in GWh | FALSE | L | Annual | Heat Rate | MMBtu/MWh | 0 | 0 | 0 | 0 | 0 | 0 | 0
Wind and Solar Generation Cap 30% - NENG_CT v5.14 | 1342 | 6263 | Generation Constraint in GWh | FALSE | L | Annual | Generation | TWh | 0.013866 | 0.049171 | 0.049171 | 0.049171 | 0.049171 | 0.049171 | 0.049171
Wind and Solar Generation Cap 30% - NENG_CT v5.14 | 1342 | 6263 | Generation Constraint in GWh | FALSE | L | Annual | Qualifying Generation | TWh | 0.013866 | 0.049171 | 0.049171 | 0.049171 | 0.049171 | 0.049171 | 0.049171
Wind and Solar Generation Cap 30% - NENG_CT v5.14 | 1342 | 6263 | Generation Constraint in GWh | FALSE | L | Annual | Rate | lb/MWh | 0 | 0 | 0 | 0 | 0 | 0 | 0
Wind and Solar Generation Cap 30% - NENG_CT v5.14 | 1342 | 6263 | Generation Constraint in GWh | FALSE | L | Annual | Constraint Shadow Price | US2011$/MWh | 0 | 0 | 0 | 0 | 0 | 0 | 0
Wind and Solar Generation Cap 30% - NENG_ME v5.14 | 1343 | 6264 | Generation Constraint in GWh | FALSE | L | Annual | Seasons Included | Seasons | Winter, Summer | Winter, Summer | Winter, Summer | Winter, Summer | Winter, Summer | Winter, Summer | Winter, Summer
Wind and Solar Generation Cap 30% - NENG_ME v5.14 | 1343 | 6264 | Generation Constraint in GWh | FALSE | L | Annual | Standard | GWh | 3668.1095 | 3755.125 | 3709.8046 | 3672.0264 | 3690.5596 | 3726.0966 | 3761.976
Wind and Solar Generation Cap 30% - NENG_ME v5.14 | 1343 | 6264 | Generation Constraint in GWh | FALSE | L | Annual | Emissions at Affected Plants | GWh | 1551.7533 | 2448.3509 | 2448.3509 | 2448.3509 | 2460.7064 | 3630.0534 | 3761.976
Wind and Solar Generation Cap 30% - NENG_ME v5.14 | 1343 | 6264 | Generation Constraint in GWh | FALSE | L | Annual | Allowances Purchased | GWh | 0 | 0 | 0 | 0 | 0 | 0 | 0
Wind and Solar Generation Cap 30% - NENG_ME v5.14 | 1343 | 6264 | Generation Constraint in GWh | FALSE | L | Annual | Allowances Sold | GWh | 0 | 0 | 0 | 0 | 0 | 0 | 0
Wind and Solar Generation Cap 30% - NENG_ME v5.14 | 1343 | 6264 | Generation Constraint in GWh | FALSE | L | Annual | Allowances Banked | GWh | 0 | 0 | 0 | 0 | 0 | 0 | 0
Wind and Solar Generation Cap 30% - NENG_ME v5.14 | 1343 | 6264 | Generation Constraint in GWh | FALSE | L | Annual | Allowances Withdrawn (1:1) | GWh | 0 | 0 | 0 | 0 | 0 | 0 | 0
Wind and Solar Generation Cap 30% - NENG_ME v5.14 | 1343 | 6264 | Generation Constraint in GWh | FALSE | L | Annual | Allowances Withdrawn (n:1) | GWh | 0 | 0 | 0 | 0 | 0 | 0 | 0
Wind and Solar Generation Cap 30% - NENG_ME v5.14 | 1343 | 6264 | Generation Constraint in GWh | FALSE | L | Annual | Net Emissions Allowance Position | GWh | 1551.7533 | 2448.3509 | 2448.3509 | 2448.3509 | 2460.7064 | 3630.0534 | 3761.976
Wind and Solar Generation Cap 30% - NENG_ME v5.14 | 1343 | 6264 | Generation Constraint in GWh | FALSE | L | Annual | Fuel Consumed | TBtu | 0 | 0 | 0 | 0 | 0 | 0 | 0
Wind and Solar Generation Cap 30% - NENG_ME v5.14 | 1343 | 6264 | Generation Constraint in GWh | FALSE | L | Annual | Heat Rate | MMBtu/MWh | 0 | 0 | 0 | 0 | 0 | 0 | 0
Wind and Solar Generation Cap 30% - NENG_ME v5.14 | 1343 | 6264 | Generation Constraint in GWh | FALSE | L | Annual | Generation | TWh | 1.5518 | 2.4484 | 2.4484 | 2.4484 | 2.4607 | 3.6301 | 3.762
Wind and Solar Generation Cap 30% - NENG_ME v5.14 | 1343 | 6264 | Generation Constraint in GWh | FALSE | L | Annual | Qualifying Generation | TWh | 1.5518 | 2.4484 | 2.4484 | 2.4484 | 2.4607 | 3.6301 | 3.762
Wind and Solar Generation Cap 30% - NENG_ME v5.14 | 1343 | 6264 | Generation Constraint in GWh | FALSE | L | Annual | Rate | lb/MWh | 0 | 0 | 0 | 0 | 0 | 0 | 0
Wind and Solar Generation Cap 30% - NENG_ME v5.14 | 1343 | 6264 | Generation Constraint in GWh | FALSE | L | Annual | Constraint Shadow Price | US2011$/MWh | 0 | 0 | 0 | 0 | 0 | 0 | 0.51903
Wind and Solar Generation Cap 30% - NENGREST v5.14 | 1344 | 6265 | Generation Constraint in GWh | FALSE | L | Annual | Seasons Included | Seasons | Winter, Summer | Winter, Summer | Winter, Summer | Winter, Summer | Winter, Summer | Winter, Summer | Winter, Summer
Wind and Solar Generation Cap 30% - NENGREST v5.14 | 1344 | 6265 | Generation Constraint in GWh | FALSE | L | Annual | Standard | GWh | 27158.7617 | 27803.1778 | 27467.5461 | 27187.769 | 27325.0214 | 27588.2008 | 27853.915
Wind and Solar Generation Cap 30% - NENGREST v5.14 | 1344 | 6265 | Generation Constraint in GWh | FALSE | L | Annual | Emissions at Affected Plants | GWh | 1379.3257 | 10289.4108 | 10289.4108 | 10289.4108 | 10289.4108 | 12127.1347 | 12127.1347
Wind and Solar Generation Cap 30% - NENGREST v5.14 | 1344 | 6265 | Generation Constraint in GWh | FALSE | L | Annual | Allowances Purchased | GWh | 0 | 0 | 0 | 0 | 0 | 0 | 0
Wind and Solar Generation Cap 30% - NENGREST v5.14 | 1344 | 6265 | Generation Constraint in GWh | FALSE | L | Annual | Allowances Sold | GWh | 0 | 0 | 0 | 0 | 0 | 0 | 0
Wind and Solar Generation Cap 30% - NENGREST v5.14 | 1344 | 6265 | Generation Constraint in GWh | FALSE | L | Annual | Allowances Banked | GWh | 0 | 0 | 0 | 0 | 0 | 0 | 0
Wind and Solar Generation Cap 30% - NENGREST v5.14 | 1344 | 6265 | Generation Constraint in GWh | FALSE | L | Annual | Allowances Withdrawn (1:1) | GWh | 0 | 0 | 0 | 0 | 0 | 0 | 0
Wind and Solar Generation Cap 30% - NENGREST v5.14 | 1344 | 6265 | Generation Constraint in GWh | FALSE | L | Annual | Allowances Withdrawn (n:1) | GWh | 0 | 0 | 0 | 0 | 0 | 0 | 0
Wind and Solar Generation Cap 30% - NENGREST v5.14 | 1344 | 6265 | Generation Constraint in GWh | FALSE | L | Annual | Net Emissions Allowance Position | GWh | 1379.3257 | 10289.4108 | 10289.4108 | 10289.4108 | 10289.4108 | 12127.1347 | 12127.1347
Wind and Solar Generation Cap 30% - NENGREST v5.14 | 1344 | 6265 | Generation Constraint in GWh | FALSE | L | Annual | Fuel Consumed | TBtu | 0 | 0 | 0 | 0 | 0 | 0 | 0
Wind and Solar Generation Cap 30% - NENGREST v5.14 | 1344 | 6265 | Generation Constraint in GWh | FALSE | L | Annual | Heat Rate | MMBtu/MWh | 0 | 0 | 0 | 0 | 0 | 0 | 0
Wind and Solar Generation Cap 30% - NENGREST v5.14 | 1344 | 6265 | Generation Constraint in GWh | FALSE | L | Annual | Generation | TWh | 1.3793 | 10.2894 | 10.2894 | 10.2894 | 10.2894 | 12.1271 | 12.1271
Wind and Solar Generation Cap 30% - NENGREST v5.14 | 1344 | 6265 | Generation Constraint in GWh | FALSE | L | Annual | Qualifying Generation | TWh | 1.3793 | 10.2894 | 10.2894 | 10.2894 | 10.2894 | 12.1271 | 12.1271
Wind and Solar Generation Cap 30% - NENGREST v5.14 | 1344 | 6265 | Generation Constraint in GWh | FALSE | L | Annual | Rate | lb/MWh | 0 | 0 | 0 | 0 | 0 | 0 | 0
Wind and Solar Generation Cap 30% - NENGREST v5.14 | 1344 | 6265 | Generation Constraint in GWh | FALSE | L | Annual | Constraint Shadow Price | US2011$/MWh | 0 | 0 | 0 | 0 | 0 | 0 | 0
Wind and Solar Generation Cap 30% - NY_Z_A&B v5.14 | 1345 | 6266 | Generation Constraint in GWh | FALSE | L | Annual | Seasons Included | Seasons | Winter, Summer | Winter, Summer | Winter, Summer | Winter, Summer | Winter, Summer | Winter, Summer | Winter, Summer
Wind and Solar Generation Cap 30% - NY_Z_A&B v5.14 | 1345 | 6266 | Generation Constraint in GWh | FALSE | L | Annual | Standard | GWh | 7296.0318 | 7307.8276 | 7237.2397 | 7149.0249 | 7168.0336 | 7235.6833 | 7303.9717
Wind and Solar Generation Cap 30% - NY_Z_A&B v5.14 | 1345 | 6266 | Generation Constraint in GWh | FALSE | L | Annual | Emissions at Affected Plants | GWh | 996.7478 | 1027.3075 | 1027.3075 | 1027.3075 | 1027.3075 | 1027.3075 | 1027.3075
Wind and Solar Generation Cap 30% - NY_Z_A&B v5.14 | 1345 | 6266 | Generation Constraint in GWh | FALSE | L | Annual | Allowances Purchased | GWh | 0 | 0 | 0 | 0 | 0 | 0 | 0
Wind and Solar Generation Cap 30% - NY_Z_A&B v5.14 | 1345 | 6266 | Generation Constraint in GWh | FALSE | L | Annual | Allowances Sold | GWh | 0 | 0 | 0 | 0 | 0 | 0 | 0
Wind and Solar Generation Cap 30% - NY_Z_A&B v5.14 | 1345 | 6266 | Generation Constraint in GWh | FALSE | L | Annual | Allowances Banked | GWh | 0 | 0 | 0 | 0 | 0 | 0 | 0
Wind and Solar Generation Cap 30% - NY_Z_A&B v5.14 | 1345 | 6266 | Generation Constraint in GWh | FALSE | L | Annual | Allowances Withdrawn (1:1) | GWh | 0 | 0 | 0 | 0 | 0 | 0 | 0
Wind and Solar Generation Cap 30% - NY_Z_A&B v5.14 | 1345 | 6266 | Generation Constraint in GWh | FALSE | L | Annual | Allowances Withdrawn (n:1) | GWh | 0 | 0 | 0 | 0 | 0 | 0 | 0
Wind and Solar Generation Cap 30% - NY_Z_A&B v5.14 | 1345 | 6266 | Generation Constraint in GWh | FALSE | L | Annual | Net Emissions Allowance Position | GWh | 996.7478 | 1027.3075 | 1027.3075 | 1027.3075 | 1027.3075 | 1027.3075 | 1027.3075
Wind and Solar Generation Cap 30% - NY_Z_A&B v5.14 | 1345 | 6266 | Generation Constraint in GWh | FALSE | L | Annual | Fuel Consumed | TBtu | 0 | 0 | 0 | 0 | 0 | 0 | 0
Wind and Solar Generation Cap 30% - NY_Z_A&B v5.14 | 1345 | 6266 | Generation Constraint in GWh | FALSE | L | Annual | Heat Rate | MMBtu/MWh | 0 | 0 | 0 | 0 | 0 | 0 | 0
Wind and Solar Generation Cap 30% - NY_Z_A&B v5.14 | 1345 | 6266 | Generation Constraint in GWh | FALSE | L | Annual | Generation | TWh | 0.99675 | 1.0273 | 1.0273 | 1.0273 | 1.0273 | 1.0273 | 1.0273
Wind and Solar Generation Cap 30% - NY_Z_A&B v5.14 | 1345 | 6266 | Generation Constraint in GWh | FALSE | L | Annual | Qualifying Generation | TWh | 0.99675 | 1.0273 | 1.0273 | 1.0273 | 1.0273 | 1.0273 | 1.0273
Wind and Solar Generation Cap 30% - NY_Z_A&B v5.14 | 1345 | 6266 | Generation Constraint in GWh | FALSE | L | Annual | Rate | lb/MWh | 0 | 0 | 0 | 0 | 0 | 0 | 0
Wind and Solar Generation Cap 30% - NY_Z_A&B v5.14 | 1345 | 6266 | Generation Constraint in GWh | FALSE | L | Annual | Constraint Shadow Price | US2011$/MWh | 0 | 0 | 0 | 0 | 0 | 0 | 0
Wind and Solar Generation Cap 30% - NY_Z_C&E v5.14 | 1346 | 6267 | Generation Constraint in GWh | FALSE | L | Annual | Seasons Included | Seasons | Winter, Summer | Winter, Summer | Winter, Summer | Winter, Summer | Winter, Summer | Winter, Summer | Winter, Summer
Wind and Solar Generation Cap 30% - NY_Z_C&E v5.14 | 1346 | 6267 | Generation Constraint in GWh | FALSE | L | Annual | Standard | GWh | 6854.9278 | 6866.0103 | 6799.6906 | 6716.8098 | 6734.6691 | 6798.2284 | 6862.3876
Wind and Solar Generation Cap 30% - NY_Z_C&E v5.14 | 1346 | 6267 | Generation Constraint in GWh | FALSE | L | Annual | Emissions at Affected Plants | GWh | 1518.652 | 1779.5274 | 1779.5274 | 1779.5274 | 1779.5274 | 1779.5274 | 2210.3291
Wind and Solar Generation Cap 30% - NY_Z_C&E v5.14 | 1346 | 6267 | Generation Constraint in GWh | FALSE | L | Annual | Allowances Purchased | GWh | 0 | 0 | 0 | 0 | 0 | 0 | 0
Wind and Solar Generation Cap 30% - NY_Z_C&E v5.14 | 1346 | 6267 | Generation Constraint in GWh | FALSE | L | Annual | Allowances Sold | GWh | 0 | 0 | 0 | 0 | 0 | 0 | 0
Wind and Solar Generation Cap 30% - NY_Z_C&E v5.14 | 1346 | 6267 | Generation Constraint in GWh | FALSE | L | Annual | Allowances Banked | GWh | 0 | 0 | 0 | 0 | 0 | 0 | 0
Wind and Solar Generation Cap 30% - NY_Z_C&E v5.14 | 1346 | 6267 | Generation Constraint in GWh | FALSE | L | Annual | Allowances Withdrawn (1:1) | GWh | 0 | 0 | 0 | 0 | 0 | 0 | 0
Wind and Solar Generation Cap 30% - NY_Z_C&E v5.14 | 1346 | 6267 | Generation Constraint in GWh | FALSE | L | Annual | Allowances Withdrawn (n:1) | GWh | 0 | 0 | 0 | 0 | 0 | 0 | 0
Wind and Solar Generation Cap 30% - NY_Z_C&E v5.14 | 1346 | 6267 | Generation Constraint in GWh | FALSE | L | Annual | Net Emissions Allowance Position | GWh | 1518.652 | 1779.5274 | 1779.5274 | 1779.5274 | 1779.5274 | 1779.5274 | 2210.3291
Wind and Solar Generation Cap 30% - NY_Z_C&E v5.14 | 1346 | 6267 | Generation Constraint in GWh | FALSE | L | Annual | Fuel Consumed | TBtu | 0 | 0 | 0 | 0 | 0 | 0 | 0
Wind and Solar Generation Cap 30% - NY_Z_C&E v5.14 | 1346 | 6267 | Generation Constraint in GWh | FALSE | L | Annual | Heat Rate | MMBtu/MWh | 0 | 0 | 0 | 0 | 0 | 0 | 0
Wind and Solar Generation Cap 30% - NY_Z_C&E v5.14 | 1346 | 6267 | Generation Constraint in GWh | FALSE | L | Annual | Generation | TWh | 1.5187 | 1.7795 | 1.7795 | 1.7795 | 1.7795 | 1.7795 | 2.2103
Wind and Solar Generation Cap 30% - NY_Z_C&E v5.14 | 1346 | 6267 | Generation Constraint in GWh | FALSE | L | Annual | Qualifying Generation | TWh | 1.5187 | 1.7795 | 1.7795 | 1.7795 | 1.7795 | 1.7795 | 2.2103
Wind and Solar Generation Cap 30% - NY_Z_C&E v5.14 | 1346 | 6267 | Generation Constraint in GWh | FALSE | L | Annual | Rate | lb/MWh | 0 | 0 | 0 | 0 | 0 | 0 | 0
Wind and Solar Generation Cap 30% - NY_Z_C&E v5.14 | 1346 | 6267 | Generation Constraint in GWh | FALSE | L | Annual | Constraint Shadow Price | US2011$/MWh | 0 | 0 | 0 | 0 | 0 | 0 | 0
Wind and Solar Generation Cap 30% - NY_Z_D v5.14 | 1347 | 6268 | Generation Constraint in GWh | FALSE | L | Annual | Seasons Included | Seasons | Winter, Summer | Winter, Summer | Winter, Summer | Winter, Summer | Winter, Summer | Winter, Summer | Winter, Summer
Wind and Solar Generation Cap 30% - NY_Z_D v5.14 | 1347 | 6268 | Generation Constraint in GWh | FALSE | L | Annual | Standard | GWh | 1831.6843 | 1834.6445 | 1816.9305 | 1794.793 | 1799.5632 | 1816.5399 | 1833.6768
Wind and Solar Generation Cap 30% - NY_Z_D v5.14 | 1347 | 6268 | Generation Constraint in GWh | FALSE | L | Annual | Emissions at Affected Plants | GWh | 1176.1477 | 1196.862 | 1196.862 | 1196.862 | 1200.0421 | 1211.3599 | 1222.7846
Wind and Solar Generation Cap 30% - NY_Z_D v5.14 | 1347 | 6268 | Generation Constraint in GWh | FALSE | L | Annual | Allowances Purchased | GWh | 0 | 0 | 0 | 0 | 0 | 0 | 0
Wind and Solar Generation Cap 30% - NY_Z_D v5.14 | 1347 | 6268 | Generation Constraint in GWh | FALSE | L | Annual | Allowances Sold | GWh | 0 | 0 | 0 | 0 | 0 | 0 | 0
Wind and Solar Generation Cap 30% - NY_Z_D v5.14 | 1347 | 6268 | Generation Constraint in GWh | FALSE | L | Annual | Allowances Banked | GWh | 0 | 0 | 0 | 0 | 0 | 0 | 0
Wind and Solar Generation Cap 30% - NY_Z_D v5.14 | 1347 | 6268 | Generation Constraint in GWh | FALSE | L | Annual | Allowances Withdrawn (1:1) | GWh | 0 | 0 | 0 | 0 | 0 | 0 | 0
Wind and Solar Generation Cap 30% - NY_Z_D v5.14 | 1347 | 6268 | Generation Constraint in GWh | FALSE | L | Annual | Allowances Withdrawn (n:1) | GWh | 0 | 0 | 0 | 0 | 0 | 0 | 0
Wind and Solar Generation Cap 30% - NY_Z_D v5.14 | 1347 | 6268 | Generation Constraint in GWh | FALSE | L | Annual | Net Emissions Allowance Position | GWh | 1176.1477 | 1196.862 | 1196.862 | 1196.862 | 1200.0421 | 1211.3599 | 1222.7846
Wind and Solar Generation Cap 30% - NY_Z_D v5.14 | 1347 | 6268 | Generation Constraint in GWh | FALSE | L | Annual | Fuel Consumed | TBtu | 0 | 0 | 0 | 0 | 0 | 0 | 0
Wind and Solar Generation Cap 30% - NY_Z_D v5.14 | 1347 | 6268 | Generation Constraint in GWh | FALSE | L | Annual | Heat Rate | MMBtu/MWh | 0 | 0 | 0 | 0 | 0 | 0 | 0
Wind and Solar Generation Cap 30% - NY_Z_D v5.14 | 1347 | 6268 | Generation Constraint in GWh | FALSE | L | Annual | Generation | TWh | 1.1761 | 1.1969 | 1.1969 | 1.1969 | 1.2 | 1.2114 | 1.2228
Wind and Solar Generation Cap 30% - NY_Z_D v5.14 | 1347 | 6268 | Generation Constraint in GWh | FALSE | L | Annual | Qualifying Generation | TWh | 1.1761 | 1.1969 | 1.1969 | 1.1969 | 1.2 | 1.2114 | 1.2228
Wind and Solar Generation Cap 30% - NY_Z_D v5.14 | 1347 | 6268 | Generation Constraint in GWh | FALSE | L | Annual | Rate | lb/MWh | 0 | 0 | 0 | 0 | 0 | 0 | 0
Wind and Solar Generation Cap 30% - NY_Z_D v5.14 | 1347 | 6268 | Generation Constraint in GWh | FALSE | L | Annual | Constraint Shadow Price | US2011$/MWh | 0 | 0 | 0 | 0 | 0 | 0 | 0
Wind and Solar Generation Cap 30% - NY_Z_F v5.14 | 1348 | 6269 | Generation Constraint in GWh | FALSE | L | Annual | Seasons Included | Seasons | Winter, Summer | Winter, Summer | Winter, Summer | Winter, Summer | Winter, Summer | Winter, Summer | Winter, Summer
Wind and Solar Generation Cap 30% - NY_Z_F v5.14 | 1348 | 6269 | Generation Constraint in GWh | FALSE | L | Annual | Standard | GWh | 3285.9447 | 3291.2563 | 3259.4706 | 3219.7476 | 3228.3072 | 3258.7698 | 3289.52
Wind and Solar Generation Cap 30% - NY_Z_F v5.14 | 1348 | 6269 | Generation Constraint in GWh | FALSE | L | Annual | Emissions at Affected Plants | GWh | 3.2666 | 1280.1496 | 1280.1496 | 1280.1496 | 1280.1496 | 1280.1496 | 1280.1496
Wind and Solar Generation Cap 30% - NY_Z_F v5.14 | 1348 | 6269 | Generation Constraint in GWh | FALSE | L | Annual | Allowances Purchased | GWh | 0 | 0 | 0 | 0 | 0 | 0 | 0
Wind and Solar Generation Cap 30% - NY_Z_F v5.14 | 1348 | 6269 | Generation Constraint in GWh | FALSE | L | Annual | Allowances Sold | GWh | 0 | 0 | 0 | 0 | 0 | 0 | 0
Wind and Solar Generation Cap 30% - NY_Z_F v5.14 | 1348 | 6269 | Generation Constraint in GWh | FALSE | L | Annual | Allowances Banked | GWh | 0 | 0 | 0 | 0 | 0 | 0 | 0
Wind and Solar Generation Cap 30% - NY_Z_F v5.14 | 1348 | 6269 | Generation Constraint in GWh | FALSE | L | Annual | Allowances Withdrawn (1:1) | GWh | 0 | 0 | 0 | 0 | 0 | 0 | 0
Wind and Solar Generation Cap 30% - NY_Z_F v5.14 | 1348 | 6269 | Generation Constraint in GWh | FALSE | L | Annual | Allowances Withdrawn (n:1) | GWh | 0 | 0 | 0 | 0 | 0 | 0 | 0
Wind and Solar Generation Cap 30% - NY_Z_F v5.14 | 1348 | 6269 | Generation Constraint in GWh | FALSE | L | Annual | Net Emissions Allowance Position | GWh | 3.2666 | 1280.1496 | 1280.1496 | 1280.1496 | 1280.1496 | 1280.1496 | 1280.1496
Wind and Solar Generation Cap 30% - NY_Z_F v5.14 | 1348 | 6269 | Generation Constraint in GWh | FALSE | L | Annual | Fuel Consumed | TBtu | 0 | 0 | 0 | 0 | 0 | 0 | 0
Wind and Solar Generation Cap 30% - NY_Z_F v5.14 | 1348 | 6269 | Generation Constraint in GWh | FALSE | L | Annual | Heat Rate | MMBtu/MWh | 0 | 0 | 0 | 0 | 0 | 0 | 0
Wind and Solar Generation Cap 30% - NY_Z_F v5.14 | 1348 | 6269 | Generation Constraint in GWh | FALSE | L | Annual | Generation | TWh | 0.0032666 | 1.2801 | 1.2801 | 1.2801 | 1.2801 | 1.2801 | 1.2801
Wind and Solar Generation Cap 30% - NY_Z_F v5.14 | 1348 | 6269 | Generation Constraint in GWh | FALSE | L | Annual | Qualifying Generation | TWh | 0.0032666 | 1.2801 | 1.2801 | 1.2801 | 1.2801 | 1.2801 | 1.2801
Wind and Solar Generation Cap 30% - NY_Z_F v5.14 | 1348 | 6269 | Generation Constraint in GWh | FALSE | L | Annual | Rate | lb/MWh | 0 | 0 | 0 | 0 | 0 | 0 | 0
Wind and Solar Generation Cap 30% - NY_Z_F v5.14 | 1348 | 6269 | Generation Constraint in GWh | FALSE | L | Annual | Constraint Shadow Price | US2011$/MWh | 0 | 0 | 0 | 0 | 0 | 0 | 0
Wind and Solar Generation Cap 30% - NY_Z_G-I v5.14 | 1349 | 6270 | Generation Constraint in GWh | FALSE | L | Annual | Seasons Included | Seasons | Winter, Summer | Winter, Summer | Winter, Summer | Winter, Summer | Winter, Summer | Winter, Summer | Winter, Summer
Wind and Solar Generation Cap 30% - NY_Z_G-I v5.14 | 1349 | 6270 | Generation Constraint in GWh | FALSE | L | Annual | Standard | GWh | 5545.4733 | 5543.3871 | 5478.4076 | 5394.1025 | 5405.5478 | 5439.0008 | 5472.661
Wind and Solar Generation Cap 30% - NY_Z_G-I v5.14 | 1349 | 6270 | Generation Constraint in GWh | FALSE | L | Annual | Emissions at Affected Plants | GWh | 3.7565 | 245.3303 | 245.3303 | 245.3303 | 245.3303 | 245.3303 | 245.3303
Wind and Solar Generation Cap 30% - NY_Z_G-I v5.14 | 1349 | 6270 | Generation Constraint in GWh | FALSE | L | Annual | Allowances Purchased | GWh | 0 | 0 | 0 | 0 | 0 | 0 | 0
Wind and Solar Generation Cap 30% - NY_Z_G-I v5.14 | 1349 | 6270 | Generation Constraint in GWh | FALSE | L | Annual | Allowances Sold | GWh | 0 | 0 | 0 | 0 | 0 | 0 | 0
Wind and Solar Generation Cap 30% - NY_Z_G-I v5.14 | 1349 | 6270 | Generation Constraint in GWh | FALSE | L | Annual | Allowances Banked | GWh | 0 | 0 | 0 | 0 | 0 | 0 | 0
Wind and Solar Generation Cap 30% - NY_Z_G-I v5.14 | 1349 | 6270 | Generation Constraint in GWh | FALSE | L | Annual | Allowances Withdrawn (1:1) | GWh | 0 | 0 | 0 | 0 | 0 | 0 | 0
Wind and Solar Generation Cap 30% - NY_Z_G-I v5.14 | 1349 | 6270 | Generation Constraint in GWh | FALSE | L | Annual | Allowances Withdrawn (n:1) | GWh | 0 | 0 | 0 | 0 | 0 | 0 | 0
Wind and Solar Generation Cap 30% - NY_Z_G-I v5.14 | 1349 | 6270 | Generation Constraint in GWh | FALSE | L | Annual | Net Emissions Allowance Position | GWh | 3.7565 | 245.3303 | 245.3303 | 245.3303 | 245.3303 | 245.3303 | 245.3303
Wind and Solar Generation Cap 30% - NY_Z_G-I v5.14 | 1349 | 6270 | Generation Constraint in GWh | FALSE | L | Annual | Fuel Consumed | TBtu | 0 | 0 | 0 | 0 | 0 | 0 | 0
Wind and Solar Generation Cap 30% - NY_Z_G-I v5.14 | 1349 | 6270 | Generation Constraint in GWh | FALSE | L | Annual | Heat Rate | MMBtu/MWh | 0 | 0 | 0 | 0 | 0 | 0 | 0
Wind and Solar Generation Cap 30% - NY_Z_G-I v5.14 | 1349 | 6270 | Generation Constraint in GWh | FALSE | L | Annual | Generation | TWh | 0.0037565 | 0.24533 | 0.24533 | 0.24533 | 0.24533 | 0.24533 | 0.24533
Wind and Solar Generation Cap 30% - NY_Z_G-I v5.14 | 1349 | 6270 | Generation Constraint in GWh | FALSE | L | Annual | Qualifying Generation | TWh | 0.0037565 | 0.24533 | 0.24533 | 0.24533 | 0.24533 | 0.24533 | 0.24533
Wind and Solar Generation Cap 30% - NY_Z_G-I v5.14 | 1349 | 6270 | Generation Constraint in GWh | FALSE | L | Annual | Rate | lb/MWh | 0 | 0 | 0 | 0 | 0 | 0 | 0
Wind and Solar Generation Cap 30% - NY_Z_G-I v5.14 | 1349 | 6270 | Generation Constraint in GWh | FALSE | L | Annual | Constraint Shadow Price | US2011$/MWh | 0 | 0 | 0 | 0 | 0 | 0 | 0
Wind and Solar Generation Cap 30% - NY_Z_J v5.14 | 1350 | 6271 | Generation Constraint in GWh | FALSE | L | Annual | Seasons Included | Seasons | Winter, Summer | Winter, Summer | Winter, Summer | Winter, Summer | Winter, Summer | Winter, Summer | Winter, Summer
Wind and Solar Generation Cap 30% - NY_Z_J v5.14 | 1350 | 6271 | Generation Constraint in GWh | FALSE | L | Annual | Standard | GWh | 15358.9927 | 15316.9366 | 15099.753 | 14809.5776 | 14831.4264 | 14865.1246 | 14898.8994
Wind and Solar Generation Cap 30% - NY_Z_J v5.14 | 1350 | 6271 | Generation Constraint in GWh | FALSE | L | Annual | Emissions at Affected Plants | GWh | 3.4299 | 3.4299 | 3.4299 | 3.4299 | 3.4299 | 3.4299 | 3.4299
Wind and Solar Generation Cap 30% - NY_Z_J v5.14 | 1350 | 6271 | Generation Constraint in GWh | FALSE | L | Annual | Allowances Purchased | GWh | 0 | 0 | 0 | 0 | 0 | 0 | 0
Wind and Solar Generation Cap 30% - NY_Z_J v5.14 | 1350 | 6271 | Generation Constraint in GWh | FALSE | L | Annual | Allowances Sold | GWh | 0 | 0 | 0 | 0 | 0 | 0 | 0
Wind and Solar Generation Cap 30% - NY_Z_J v5.14 | 1350 | 6271 | Generation Constraint in GWh | FALSE | L | Annual | Allowances Banked | GWh | 0 | 0 | 0 | 0 | 0 | 0 | 0
Wind and Solar Generation Cap 30% - NY_Z_J v5.14 | 1350 | 6271 | Generation Constraint in GWh | FALSE | L | Annual | Allowances Withdrawn (1:1) | GWh | 0 | 0 | 0 | 0 | 0 | 0 | 0
Wind and Solar Generation Cap 30% - NY_Z_J v5.14 | 1350 | 6271 | Generation Constraint in GWh | FALSE | L | Annual | Allowances Withdrawn (n:1) | GWh | 0 | 0 | 0 | 0 | 0 | 0 | 0
Wind and Solar Generation Cap 30% - NY_Z_J v5.14 | 1350 | 6271 | Generation Constraint in GWh | FALSE | L | Annual | Net Emissions Allowance Position | GWh | 3.4299 | 3.4299 | 3.4299 | 3.4299 | 3.4299 | 3.4299 | 3.4299
Wind and Solar Generation Cap 30% - NY_Z_J v5.14 | 1350 | 6271 | Generation Constraint in GWh | FALSE | L | Annual | Fuel Consumed | TBtu | 0 | 0 | 0 | 0 | 0 | 0 | 0
Wind and Solar Generation Cap 30% - NY_Z_J v5.14 | 1350 | 6271 | Generation Constraint in GWh | FALSE | L | Annual | Heat Rate | MMBtu/MWh | 0 | 0 | 0 | 0 | 0 | 0 | 0
Wind and Solar Generation Cap 30% - NY_Z_J v5.14 | 1350 | 6271 | Generation Constraint in GWh | FALSE | L | Annual | Generation | TWh | 0.0034299 | 0.0034299 | 0.0034299 | 0.0034299 | 0.0034299 | 0.0034299 | 0.0034299
Wind and Solar Generation Cap 30% - NY_Z_J v5.14 | 1350 | 6271 | Generation Constraint in GWh | FALSE | L | Annual | Qualifying Generation | TWh | 0.0034299 | 0.0034299 | 0.0034299 | 0.0034299 | 0.0034299 | 0.0034299 | 0.0034299
Wind and Solar Generation Cap 30% - NY_Z_J v5.14 | 1350 | 6271 | Generation Constraint in GWh | FALSE | L | Annual | Rate | lb/MWh | 0 | 0 | 0 | 0 | 0 | 0 | 0
Wind and Solar Generation Cap 30% - NY_Z_J v5.14 | 1350 | 6271 | Generation Constraint in GWh | FALSE | L | Annual | Constraint Shadow Price | US2011$/MWh | 0 | 0 | 0 | 0 | 0 | 0 | 0
Wind and Solar Generation Cap 30% - NY_Z_K v5.14 | 1351 | 6272 | Generation Constraint in GWh | FALSE | L | Annual | Seasons Included | Seasons | Winter, Summer | Winter, Summer | Winter, Summer | Winter, Summer | Winter, Summer | Winter, Summer | Winter, Summer
Wind and Solar Generation Cap 30% - NY_Z_K v5.14 | 1351 | 6272 | Generation Constraint in GWh | FALSE | L | Annual | Standard | GWh | 6906.4165 | 6869.539 | 6743.0899 | 6579.7639 | 6582.9412 | 6615.7342 | 6648.6906
Wind and Solar Generation Cap 30% - NY_Z_K v5.14 | 1351 | 6272 | Generation Constraint in GWh | FALSE | L | Annual | Emissions at Affected Plants | GWh | 70.2311 | 188.0221 | 188.0221 | 188.0221 | 188.0221 | 188.0221 | 188.0221
Wind and Solar Generation Cap 30% - NY_Z_K v5.14 | 1351 | 6272 | Generation Constraint in GWh | FALSE | L | Annual | Allowances Purchased | GWh | 0 | 0 | 0 | 0 | 0 | 0 | 0
Wind and Solar Generation Cap 30% - NY_Z_K v5.14 | 1351 | 6272 | Generation Constraint in GWh | FALSE | L | Annual | Allowances Sold | GWh | 0 | 0 | 0 | 0 | 0 | 0 | 0
Wind and Solar Generation Cap 30% - NY_Z_K v5.14 | 1351 | 6272 | Generation Constraint in GWh | FALSE | L | Annual | Allowances Banked | GWh | 0 | 0 | 0 | 0 | 0 | 0 | 0
Wind and Solar Generation Cap 30% - NY_Z_K v5.14 | 1351 | 6272 | Generation Constraint in GWh | FALSE | L | Annual | Allowances Withdrawn (1:1) | GWh | 0 | 0 | 0 | 0 | 0 | 0 | 0
Wind and Solar Generation Cap 30% - NY_Z_K v5.14 | 1351 | 6272 | Generation Constraint in GWh | FALSE | L | Annual | Allowances Withdrawn (n:1) | GWh | 0 | 0 | 0 | 0 | 0 | 0 | 0
Wind and Solar Generation Cap 30% - NY_Z_K v5.14 | 1351 | 6272 | Generation Constraint in GWh | FALSE | L | Annual | Net Emissions Allowance Position | GWh | 70.2311 | 188.0221 | 188.0221 | 188.0221 | 188.0221 | 188.0221 | 188.0221
Wind and Solar Generation Cap 30% - NY_Z_K v5.14 | 1351 | 6272 | Generation Constraint in GWh | FALSE | L | Annual | Fuel Consumed | TBtu | 0 | 0 | 0 | 0 | 0 | 0 | 0
Wind and Solar Generation Cap 30% - NY_Z_K v5.14 | 1351 | 6272 | Generation Constraint in GWh | FALSE | L | Annual | Heat Rate | MMBtu/MWh | 0 | 0 | 0 | 0 | 0 | 0 | 0
Wind and Solar Generation Cap 30% - NY_Z_K v5.14 | 1351 | 6272 | Generation Constraint in GWh | FALSE | L | Annual | Generation | TWh | 0.070231 | 0.18802 | 0.18802 | 0.18802 | 0.18802 | 0.18802 | 0.18802
Wind and Solar Generation Cap 30% - NY_Z_K v5.14 | 1351 | 6272 | Generation Constraint in GWh | FALSE | L | Annual | Qualifying Generation | TWh | 0.070231 | 0.18802 | 0.18802 | 0.18802 | 0.18802 | 0.18802 | 0.18802
Wind and Solar Generation Cap 30% - NY_Z_K v5.14 | 1351 | 6272 | Generation Constraint in GWh | FALSE | L | Annual | Rate | lb/MWh | 0 | 0 | 0 | 0 | 0 | 0 | 0
Wind and Solar Generation Cap 30% - NY_Z_K v5.14 | 1351 | 6272 | Generation Constraint in GWh | FALSE | L | Annual | Constraint Shadow Price | US2011$/MWh | 0 | 0 | 0 | 0 | 0 | 0 | 0
Wind and Solar Generation Cap 30% - PJM_AP v5.14 | 1352 | 6273 | Generation Constraint in GWh | FALSE | L | Annual | Seasons Included | Seasons | Winter, Summer | Winter, Summer | Winter, Summer | Winter, Summer | Winter, Summer | Winter, Summer | Winter, Summer
Wind and Solar Generation Cap 30% - PJM_AP v5.14 | 1352 | 6273 | Generation Constraint in GWh | FALSE | L | Annual | Standard | GWh | 14416.6229 | 14769.8101 | 14889.6549 | 15247.1121 | 15489.5345 | 15961.7334 | 16448.3282
Wind and Solar Generation Cap 30% - PJM_AP v5.14 | 1352 | 6273 | Generation Constraint in GWh | FALSE | L | Annual | Emissions at Affected Plants | GWh | 2212.4772 | 2626.6321 | 2626.6321 | 2626.6321 | 2626.6321 | 2626.6321 | 2626.6321
Wind and Solar Generation Cap 30% - PJM_AP v5.14 | 1352 | 6273 | Generation Constraint in GWh | FALSE | L | Annual | Allowances Purchased | GWh | 0 | 0 | 0 | 0 | 0 | 0 | 0
Wind and Solar Generation Cap 30% - PJM_AP v5.14 | 1352 | 6273 | Generation Constraint in GWh | FALSE | L | Annual | Allowances Sold | GWh | 0 | 0 | 0 | 0 | 0 | 0 | 0
Wind and Solar Generation Cap 30% - PJM_AP v5.14 | 1352 | 6273 | Generation Constraint in GWh | FALSE | L | Annual | Allowances Banked | GWh | 0 | 0 | 0 | 0 | 0 | 0 | 0
Wind and Solar Generation Cap 30% - PJM_AP v5.14 | 1352 | 6273 | Generation Constraint in GWh | FALSE | L | Annual | Allowances Withdrawn (1:1) | GWh | 0 | 0 | 0 | 0 | 0 | 0 | 0
Wind and Solar Generation Cap 30% - PJM_AP v5.14 | 1352 | 6273 | Generation Constraint in GWh | FALSE | L | Annual | Allowances Withdrawn (n:1) | GWh | 0 | 0 | 0 | 0 | 0 | 0 | 0
Wind and Solar Generation Cap 30% - PJM_AP v5.14 | 1352 | 6273 | Generation Constraint in GWh | FALSE | L | Annual | Net Emissions Allowance Position | GWh | 2212.4772 | 2626.6321 | 2626.6321 | 2626.6321 | 2626.6321 | 2626.6321 | 2626.6321
Wind and Solar Generation Cap 30% - PJM_AP v5.14 | 1352 | 6273 | Generation Constraint in GWh | FALSE | L | Annual | Fuel Consumed | TBtu | 0 | 0 | 0 | 0 | 0 | 0 | 0
Wind and Solar Generation Cap 30% - PJM_AP v5.14 | 1352 | 6273 | Generation Constraint in GWh | FALSE | L | Annual | Heat Rate | MMBtu/MWh | 0 | 0 | 0 | 0 | 0 | 0 | 0
Wind and Solar Generation Cap 30% - PJM_AP v5.14 | 1352 | 6273 | Generation Constraint in GWh | FALSE | L | Annual | Generation | TWh | 2.2125 | 2.6266 | 2.6266 | 2.6266 | 2.6266 | 2.6266 | 2.6266
Wind and Solar Generation Cap 30% - PJM_AP v5.14 | 1352 | 6273 | Generation Constraint in GWh | FALSE | L | Annual | Qualifying Generation | TWh | 2.2125 | 2.6266 | 2.6266 | 2.6266 | 2.6266 | 2.6266 | 2.6266
Wind and Solar Generation Cap 30% - PJM_AP v5.14 | 1352 | 6273 | Generation Constraint in GWh | FALSE | L | Annual | Rate | lb/MWh | 0 | 0 | 0 | 0 | 0 | 0 | 0
Wind and Solar Generation Cap 30% - PJM_AP v5.14 | 1352 | 6273 | Generation Constraint in GWh | FALSE | L | Annual | Constraint Shadow Price | US2011$/MWh | 0 | 0 | 0 | 0 | 0 | 0 | 0
Wind and Solar Generation Cap 30% - PJM_ATSI v5.14 | 1353 | 6274 | Generation Constraint in GWh | FALSE | L | Annual | Seasons Included | Seasons | Winter, Summer | Winter, Summer | Winter, Summer | Winter, Summer | Winter, Summer | Winter, Summer | Winter, Summer
Wind and Solar Generation Cap 30% - PJM_ATSI v5.14 | 1353 | 6274 | Generation Constraint in GWh | FALSE | L | Annual | Standard | GWh | 21220.5118 | 21740.3963 | 21916.8054 | 22442.9754 | 22799.8164 | 23494.8838 | 24211.1417
Wind and Solar Generation Cap 30% - PJM_ATSI v5.14 | 1353 | 6274 | Generation Constraint in GWh | FALSE | L | Annual | Emissions at Affected Plants | GWh | 65.6702 | 6528.74 | 6528.74 | 6528.74 | 6528.74 | 6528.74 | 6528.74
Wind and Solar Generation Cap 30% - PJM_ATSI v5.14 | 1353 | 6274 | Generation Constraint in GWh | FALSE | L | Annual | Allowances Purchased | GWh | 0 | 0 | 0 | 0 | 0 | 0 | 0
Wind and Solar Generation Cap 30% - PJM_ATSI v5.14 | 1353 | 6274 | Generation Constraint in GWh | FALSE | L | Annual | Allowances Sold | GWh | 0 | 0 | 0 | 0 | 0 | 0 | 0
Wind and Solar Generation Cap 30% - PJM_ATSI v5.14 | 1353 | 6274 | Generation Constraint in GWh | FALSE | L | Annual | Allowances Banked | GWh | 0 | 0 | 0 | 0 | 0 | 0 | 0
Wind and Solar Generation Cap 30% - PJM_ATSI v5.14 | 1353 | 6274 | Generation Constraint in GWh | FALSE | L | Annual | Allowances Withdrawn (1:1) | GWh | 0 | 0 | 0 | 0 | 0 | 0 | 0
Wind and Solar Generation Cap 30% - PJM_ATSI v5.14 | 1353 | 6274 | Generation Constraint in GWh | FALSE | L | Annual | Allowances Withdrawn (n:1) | GWh | 0 | 0 | 0 | 0 | 0 | 0 | 0
Wind and Solar Generation Cap 30% - PJM_ATSI v5.14 | 1353 | 6274 | Generation Constraint in GWh | FALSE | L | Annual | Net Emissions Allowance Position | GWh | 65.6702 | 6528.74 | 6528.74 | 6528.74 | 6528.74 | 6528.74 | 6528.74
Wind and Solar Generation Cap 30% - PJM_ATSI v5.14 | 1353 | 6274 | Generation Constraint in GWh | FALSE | L | Annual | Fuel Consumed | TBtu | 0 | 0 | 0 | 0 | 0 | 0 | 0
Wind and Solar Generation Cap 30% - PJM_ATSI v5.14 | 1353 | 6274 | Generation Constraint in GWh | FALSE | L | Annual | Heat Rate | MMBtu/MWh | 0 | 0 | 0 | 0 | 0 | 0 | 0
Wind and Solar Generation Cap 30% - PJM_ATSI v5.14 | 1353 | 6274 | Generation Constraint in GWh | FALSE | L | Annual | Generation | TWh | 0.06567 | 6.5287 | 6.5287 | 6.5287 | 6.5287 | 6.5287 | 6.5287
Wind and Solar Generation Cap 30% - PJM_ATSI v5.14 | 1353 | 6274 | Generation Constraint in GWh | FALSE | L | Annual | Qualifying Generation | TWh | 0.06567 | 6.5287 | 6.5287 | 6.5287 | 6.5287 | 6.5287 | 6.5287
Wind and Solar Generation Cap 30% - PJM_ATSI v5.14 | 1353 | 6274 | Generation Constraint in GWh | FALSE | L | Annual | Rate | lb/MWh | 0 | 0 | 0 | 0 | 0 | 0 | 0
Wind and Solar Generation Cap 30% - PJM_ATSI v5.14 | 1353 | 6274 | Generation Constraint in GWh | FALSE | L | Annual | Constraint Shadow Price | US2011$/MWh | 0 | 0 | 0 | 0 | 0 | 0 | 0
Wind and Solar Generation Cap 30% - PJM_COMD v5.14 | 1354 | 6275 | Generation Constraint in GWh | FALSE | L | Annual | Seasons Included | Seasons | Winter, Summer | Winter, Summer | Winter, Summer | Winter, Summer | Winter, Summer | Winter, Summer | Winter, Summer
Wind and Solar Generation Cap 30% - PJM_COMD v5.14 | 1354 | 6275 | Generation Constraint in GWh | FALSE | L | Annual | Standard | GWh | 30923.993 | 31681.6157 | 31938.695 | 32705.4776 | 33225.4986 | 34238.4137 | 35282.2095
Wind and Solar Generation Cap 30% - PJM_COMD v5.14 | 1354 | 6275 | Generation Constraint in GWh | FALSE | L | Annual | Emissions at Affected Plants | GWh | 7301.4487 | 8508.6101 | 8508.6101 | 14061.1287 | 15065.2829 | 15065.2829 | 16978.17
Wind and Solar Generation Cap 30% - PJM_COMD v5.14 | 1354 | 6275 | Generation Constraint in GWh | FALSE | L | Annual | Allowances Purchased | GWh | 0 | 0 | 0 | 0 | 0 | 0 | 0
Wind and Solar Generation Cap 30% - PJM_COMD v5.14 | 1354 | 6275 | Generation Constraint in GWh | FALSE | L | Annual | Allowances Sold | GWh | 0 | 0 | 0 | 0 | 0 | 0 | 0
Wind and Solar Generation Cap 30% - PJM_COMD v5.14 | 1354 | 6275 | Generation Constraint in GWh | FALSE | L | Annual | Allowances Banked | GWh | 0 | 0 | 0 | 0 | 0 | 0 | 0
Wind and Solar Generation Cap 30% - PJM_COMD v5.14 | 1354 | 6275 | Generation Constraint in GWh | FALSE | L | Annual | Allowances Withdrawn (1:1) | GWh | 0 | 0 | 0 | 0 | 0 | 0 | 0
Wind and Solar Generation Cap 30% - PJM_COMD v5.14 | 1354 | 6275 | Generation Constraint in GWh | FALSE | L | Annual | Allowances Withdrawn (n:1) | GWh | 0 | 0 | 0 | 0 | 0 | 0 | 0
Wind and Solar Generation Cap 30% - PJM_COMD v5.14 | 1354 | 6275 | Generation Constraint in GWh | FALSE | L | Annual | Net Emissions Allowance Position | GWh | 7301.4487 | 8508.6101 | 8508.6101 | 14061.1287 | 15065.2829 | 15065.2829 | 16978.17
Wind and Solar Generation Cap 30% - PJM_COMD v5.14 | 1354 | 6275 | Generation Constraint in GWh | FALSE | L | Annual | Fuel Consumed | TBtu | 0 | 0 | 0 | 0 | 0 | 0 | 0
Wind and Solar Generation Cap 30% - PJM_COMD v5.14 | 1354 | 6275 | Generation Constraint in GWh | FALSE | L | Annual | Heat Rate | MMBtu/MWh | 0 | 0 | 0 | 0 | 0 | 0 | 0
Wind and Solar Generation Cap 30% - PJM_COMD v5.14 | 1354 | 6275 | Generation Constraint in GWh | FALSE | L | Annual | Generation | TWh | 7.3014 | 8.5086 | 8.5086 | 14.0611 | 15.0653 | 15.0653 | 16.9782
Wind and Solar Generation Cap 30% - PJM_COMD v5.14 | 1354 | 6275 | Generation Constraint in GWh | FALSE | L | Annual | Qualifying Generation | TWh | 7.3014 | 8.5086 | 8.5086 | 14.0611 | 15.0653 | 15.0653 | 16.9782
Wind and Solar Generation Cap 30% - PJM_COMD v5.14 | 1354 | 6275 | Generation Constraint in GWh | FALSE | L | Annual | Rate | lb/MWh | 0 | 0 | 0 | 0 | 0 | 0 | 0
Wind and Solar Generation Cap 30% - PJM_COMD v5.14 | 1354 | 6275 | Generation Constraint in GWh | FALSE | L | Annual | Constraint Shadow Price | US2011$/MWh | 0 | 0 | 0 | 0 | 0 | 0 | 0
Wind and Solar Generation Cap 30% - PJM_Dom v5.14 | 1355 | 6276 | Generation Constraint in GWh | FALSE | L | Annual | Seasons Included | Seasons | Winter, Summer | Winter, Summer | Winter, Summer | Winter, Summer | Winter, Summer | Winter, Summer | Winter, Summer
Wind and Solar Generation Cap 30% - PJM_Dom v5.14 | 1355 | 6276 | Generation Constraint in GWh | FALSE | L | Annual | Standard | GWh | 28794.2658 | 29638.7726 | 30171.5043 | 31474.3868 | 32802.36 | 35376.4538 | 38152.5503
Wind and Solar Generation Cap 30% - PJM_Dom v5.14 | 1355 | 6276 | Generation Constraint in GWh | FALSE | L | Annual | Emissions at Affected Plants | GWh | 1275.2372 | 1275.2372 | 1275.2372 | 1275.2372 | 1275.2372 | 24698.1966 | 26548.9276
Wind and Solar Generation Cap 30% - PJM_Dom v5.14 | 1355 | 6276 | Generation Constraint in GWh | FALSE | L | Annual | Allowances Purchased | GWh | 0 | 0 | 0 | 0 | 0 | 0 | 0
Wind and Solar Generation Cap 30% - PJM_Dom v5.14 | 1355 | 6276 | Generation Constraint in GWh | FALSE | L | Annual | Allowances Sold | GWh | 0 | 0 | 0 | 0 | 0 | 0 | 0
Wind and Solar Generation Cap 30% - PJM_Dom v5.14 | 1355 | 6276 | Generation Constraint in GWh | FALSE | L | Annual | Allowances Banked | GWh | 0 | 0 | 0 | 0 | 0 | 0 | 0
Wind and Solar Generation Cap 30% - PJM_Dom v5.14 | 1355 | 6276 | Generation Constraint in GWh | FALSE | L | Annual | Allowances Withdrawn (1:1) | GWh | 0 | 0 | 0 | 0 | 0 | 0 | 0
Wind and Solar Generation Cap 30% - PJM_Dom v5.14 | 1355 | 6276 | Generation Constraint in GWh | FALSE | L | Annual | Allowances Withdrawn (n:1) | GWh | 0 | 0 | 0 | 0 | 0 | 0 | 0
Wind and Solar Generation Cap 30% - PJM_Dom v5.14 | 1355 | 6276 | Generation Constraint in GWh | FALSE | L | Annual | Net Emissions Allowance Position | GWh | 1275.2372 | 1275.2372 | 1275.2372 | 1275.2372 | 1275.2372 | 24698.1966 | 26548.9276
Wind and Solar Generation Cap 30% - PJM_Dom v5.14 | 1355 | 6276 | Generation Constraint in GWh | FALSE | L | Annual | Fuel Consumed | TBtu | 0 | 0 | 0 | 0 | 0 | 0 | 0
Wind and Solar Generation Cap 30% - PJM_Dom v5.14 | 1355 | 6276 | Generation Constraint in GWh | FALSE | L | Annual | Heat Rate | MMBtu/MWh | 0 | 0 | 0 | 0 | 0 | 0 | 0
Wind and Solar Generation Cap 30% - PJM_Dom v5.14 | 1355 | 6276 | Generation Constraint in GWh | FALSE | L | Annual | Generation | TWh | 1.2752 | 1.2752 | 1.2752 | 1.2752 | 1.2752 | 24.6982 | 26.5489
Wind and Solar Generation Cap 30% - PJM_Dom v5.14 | 1355 | 6276 | Generation Constraint in GWh | FALSE | L | Annual | Qualifying Generation | TWh | 1.2752 | 1.2752 | 1.2752 | 1.2752 | 1.2752 | 24.6982 | 26.5489
Wind and Solar Generation Cap 30% - PJM_Dom v5.14 | 1355 | 6276 | Generation Constraint in GWh | FALSE | L | Annual | Rate | lb/MWh | 0 | 0 | 0 | 0 | 0 | 0 | 0
Wind and Solar Generation Cap 30% - PJM_Dom v5.14 | 1355 | 6276 | Generation Constraint in GWh | FALSE | L | Annual | Constraint Shadow Price | US2011$/MWh | 0 | 0 | 0 | 0 | 0 | 0 | 0
Wind and Solar Generation Cap 30% - PJM_EMAC v5.14 | 1356 | 6277 | Generation Constraint in GWh | FALSE | L | Annual | Seasons Included | Seasons | Winter, Summer | Winter, Summer | Winter, Summer | Winter, Summer | Winter, Summer | Winter, Summer | Winter, Summer
Wind and Solar Generation Cap 30% - PJM_EMAC v5.14 | 1356 | 6277 | Generation Constraint in GWh | FALSE | L | Annual | Standard | GWh | 42650.3134 | 42935.741 | 42888.7491 | 43131.6192 | 43884.3178 | 45506.4586 | 47188.5616
Wind and Solar Generation Cap 30% - PJM_EMAC v5.14 | 1356 | 6277 | Generation Constraint in GWh | FALSE | L | Annual | Emissions at Affected Plants | GWh | 851.9019 | 7842.6983 | 8705.4294 | 8848.1021 | 24571.2647 | 27090.6836 | 28692.9968
Wind and Solar Generation Cap 30% - PJM_EMAC v5.14 | 1356 | 6277 | Generation Constraint in GWh | FALSE | L | Annual | Allowances Purchased | GWh | 0 | 0 | 0 | 0 | 0 | 0 | 0
Wind and Solar Generation Cap 30% - PJM_EMAC v5.14 | 1356 | 6277 | Generation Constraint in GWh | FALSE | L | Annual | Allowances Sold | GWh | 0 | 0 | 0 | 0 | 0 | 0 | 0
Wind and Solar Generation Cap 30% - PJM_EMAC v5.14 | 1356 | 6277 | Generation Constraint in GWh | FALSE | L | Annual | Allowances Banked | GWh | 0 | 0 | 0 | 0 | 0 | 0 | 0
Wind and Solar Generation Cap 30% - PJM_EMAC v5.14 | 1356 | 6277 | Generation Constraint in GWh | FALSE | L | Annual | Allowances Withdrawn (1:1) | GWh | 0 | 0 | 0 | 0 | 0 | 0 | 0
Wind and Solar Generation Cap 30% - PJM_EMAC v5.14 | 1356 | 6277 | Generation Constraint in GWh | FALSE | L | Annual | Allowances Withdrawn (n:1) | GWh | 0 | 0 | 0 | 0 | 0 | 0 | 0
Wind and Solar Generation Cap 30% - PJM_EMAC v5.14 | 1356 | 6277 | Generation Constraint in GWh | FALSE | L | Annual | Net Emissions Allowance Position | GWh | 851.9019 | 7842.6983 | 8705.4294 | 8848.1021 | 24571.2647 | 27090.6836 | 28692.9968
Wind and Solar Generation Cap 30% - PJM_EMAC v5.14 | 1356 | 6277 | Generation Constraint in GWh | FALSE | L | Annual | Fuel Consumed | TBtu | 0 | 0 | 0 | 0 | 0 | 0 | 0
Wind and Solar Generation Cap 30% - PJM_EMAC v5.14 | 1356 | 6277 | Generation Constraint in GWh | FALSE | L | Annual | Heat Rate | MMBtu/MWh | 0 | 0 | 0 | 0 | 0 | 0 | 0
Wind and Solar Generation Cap 30% - PJM_EMAC v5.14 | 1356 | 6277 | Generation Constraint in GWh | FALSE | L | Annual | Generation | TWh | 0.8519 | 7.8427 | 8.7054 | 8.8481 | 24.5713 | 27.0907 | 28.693
Wind and Solar Generation Cap 30% - PJM_EMAC v5.14 | 1356 | 6277 | Generation Constraint in GWh | FALSE | L | Annual | Qualifying Generation | TWh | 0.8519 | 7.8427 | 8.7054 | 8.8481 | 24.5713 | 27.0907 | 28.693
Wind and Solar Generation Cap 30% - PJM_EMAC v5.14 | 1356 | 6277 | Generation Constraint in GWh | FALSE | L | Annual | Rate | lb/MWh | 0 | 0 | 0 | 0 | 0 | 0 | 0
Wind and Solar Generation Cap 30% - PJM_EMAC v5.14 | 1356 | 6277 | Generation Constraint in GWh | FALSE | L | Annual | Constraint Shadow Price | US2011$/MWh | 0 | 0 | 0 | 0 | 0 | 0 | 0
Wind and Solar Generation Cap 30% - PJM_PENE v5.14 | 1357 | 6278 | Generation Constraint in GWh | FALSE | L | Annual | Seasons Included | Seasons | Winter, Summer | Winter, Summer | Winter, Summer | Winter, Summer | Winter, Summer | Winter, Summer | Winter, Summer
Wind and Solar Generation Cap 30% - PJM_PENE v5.14 | 1357 | 6278 | Generation Constraint in GWh | FALSE | L | Annual | Standard | GWh | 5197.3944 | 5232.1709 | 5226.4454 | 5256.0367 | 5347.7455 | 5545.3872 | 5750.3347
Wind and Solar Generation Cap 30% - PJM_PENE v5.14 | 1357 | 6278 | Generation Constraint in GWh | FALSE | L | Annual | Emissions at Affected Plants | GWh | 2469.7433 | 3484.6302 | 3484.6302 | 3504.3578 | 3504.3578 | 3504.3578 | 3504.3578
Wind and Solar Generation Cap 30% - PJM_PENE v5.14 | 1357 | 6278 | Generation Constraint in GWh | FALSE | L | Annual | Allowances Purchased | GWh | 0 | 0 | 0 | 0 | 0 | 0 | 0
Wind and Solar Generation Cap 30% - PJM_PENE v5.14 | 1357 | 6278 | Generation Constraint in GWh | FALSE | L | Annual | Allowances Sold | GWh | 0 | 0 | 0 | 0 | 0 | 0 | 0
Wind and Solar Generation Cap 30% - PJM_PENE v5.14 | 1357 | 6278 | Generation Constraint in GWh | FALSE | L | Annual | Allowances Banked | GWh | 0 | 0 | 0 | 0 | 0 | 0 | 0
Wind and Solar Generation Cap 30% - PJM_PENE v5.14 | 1357 | 6278 | Generation Constraint in GWh | FALSE | L | Annual | Allowances Withdrawn (1:1) | GWh | 0 | 0 | 0 | 0 | 0 | 0 | 0
Wind and Solar Generation Cap 30% - PJM_PENE v5.14 | 1357 | 6278 | Generation Constraint in GWh | FALSE | L | Annual | Allowances Withdrawn (n:1) | GWh | 0 | 0 | 0 | 0 | 0 | 0 | 0
Wind and Solar Generation Cap 30% - PJM_PENE v5.14 | 1357 | 6278 | Generation Constraint in GWh | FALSE | L | Annual | Net Emissions Allowance Position | GWh | 2469.7433 | 3484.6302 | 3484.6302 | 3504.3578 | 3504.3578 | 3504.3578 | 3504.3578
Wind and Solar Generation Cap 30% - PJM_PENE v5.14 | 1357 | 6278 | Generation Constraint in GWh | FALSE | L | Annual | Fuel Consumed | TBtu | 0 | 0 | 0 | 0 | 0 | 0 | 0
Wind and Solar Generation Cap 30% - PJM_PENE v5.14 | 1357 | 6278 | Generation Constraint in GWh | FALSE | L | Annual | Heat Rate | MMBtu/MWh | 0 | 0 | 0 | 0 | 0 | 0 | 0
Wind and Solar Generation Cap 30% - PJM_PENE v5.14 | 1357 | 6278 | Generation Constraint in GWh | FALSE | L | Annual | Generation | TWh | 2.4697 | 3.4846 | 3.4846 | 3.5044 | 3.5044 | 3.5044 | 3.5044
Wind and Solar Generation Cap 30% - PJM_PENE v5.14 | 1357 | 6278 | Generation Constraint in GWh | FALSE | L | Annual | Qualifying Generation | TWh | 2.4697 | 3.4846 | 3.4846 | 3.5044 | 3.5044 | 3.5044 | 3.5044
Wind and Solar Generation Cap 30% - PJM_PENE v5.14 | 1357 | 6278 | Generation Constraint in GWh | FALSE | L | Annual | Rate | lb/MWh | 0 | 0 | 0 | 0 | 0 | 0 | 0
Wind and Solar Generation Cap 30% - PJM_PENE v5.14 | 1357 | 6278 | Generation Constraint in GWh | FALSE | L | Annual | Constraint Shadow Price | US2011$/MWh | 0 | 0 | 0 | 0 | 0 | 0 | 0
Wind and Solar Generation Cap 30% - PJM_SMAC v5.14 | 1358 | 6279 | Generation Constraint in GWh | FALSE | L | Annual | Seasons Included | Seasons | Winter, Summer | Winter, Summer | Winter, Summer | Winter, Summer | Winter, Summer | Winter, Summer | Winter, Summer
Wind and Solar Generation Cap 30% - PJM_SMAC v5.14 | 1358 | 6279 | Generation Constraint in GWh | FALSE | L | Annual | Standard | GWh | 19511.1489 | 19641.7192 | 19620.2225 | 19731.3247 | 20075.6505 | 20817.7073 | 21587.194
Wind and Solar Generation Cap 30% - PJM_SMAC v5.14 | 1358 | 6279 | Generation Constraint in GWh | FALSE | L | Annual | Emissions at Affected Plants | GWh | 23.4765 | 32.4866 | 32.4866 | 32.4866 | 32.4866 | 32.4866 | 32.4866
Wind and Solar Generation Cap 30% - PJM_SMAC v5.14 | 1358 | 6279 | Generation Constraint in GWh | FALSE | L | Annual | Allowances Purchased | GWh | 0 | 0 | 0 | 0 | 0 | 0 | 0
Wind and Solar Generation Cap 30% - PJM_SMAC v5.14 | 1358 | 6279 | Generation Constraint in GWh | FALSE | L | Annual | Allowances Sold | GWh | 0 | 0 | 0 | 0 | 0 | 0 | 0
Wind and Solar Generation Cap 30% - PJM_SMAC v5.14 | 1358 | 6279 | Generation Constraint in GWh | FALSE | L | Annual | Allowances Banked | GWh | 0 | 0 | 0 | 0 | 0 | 0 | 0
Wind and Solar Generation Cap 30% - PJM_SMAC v5.14 | 1358 | 6279 | Generation Constraint in GWh | FALSE | L | Annual | Allowances Withdrawn (1:1) | GWh | 0 | 0 | 0 | 0 | 0 | 0 | 0
Wind and Solar Generation Cap 30% - PJM_SMAC v5.14 | 1358 | 6279 | Generation Constraint in GWh | FALSE | L | Annual | Allowances Withdrawn (n:1) | GWh | 0 | 0 | 0 | 0 | 0 | 0 | 0
Wind and Solar Generation Cap 30% - PJM_SMAC v5.14 | 1358 | 6279 | Generation Constraint in GWh | FALSE | L | Annual | Net Emissions Allowance Position | GWh | 23.4765 | 32.4866 | 32.4866 | 32.4866 | 32.4866 | 32.4866 | 32.4866
Wind and Solar Generation Cap 30% - PJM_SMAC v5.14 | 1358 | 6279 | Generation Constraint in GWh | FALSE | L | Annual | Fuel Consumed | TBtu | 0 | 0 | 0 | 0 | 0 | 0 | 0
Wind and Solar Generation Cap 30% - PJM_SMAC v5.14 | 1358 | 6279 | Generation Constraint in GWh | FALSE | L | Annual | Heat Rate | MMBtu/MWh | 0 | 0 | 0 | 0 | 0 | 0 | 0
Wind and Solar Generation Cap 30% - PJM_SMAC v5.14 | 1358 | 6279 | Generation Constraint in GWh | FALSE | L | Annual | Generation | TWh | 0.023477 | 0.032487 | 0.032487 | 0.032487 | 0.032487 | 0.032487 | 0.032487
Wind and Solar Generation Cap 30% - PJM_SMAC v5.14 | 1358 | 6279 | Generation Constraint in GWh | FALSE | L | Annual | Qualifying Generation | TWh | 0.023477 | 0.032487 | 0.032487 | 0.032487 | 0.032487 | 0.032487 | 0.032487
Wind and Solar Generation Cap 30% - PJM_SMAC v5.14 | 1358 | 6279 | Generation Constraint in GWh | FALSE | L | Annual | Rate | lb/MWh | 0 | 0 | 0 | 0 | 0 | 0 | 0
Wind and Solar Generation Cap 30% - PJM_SMAC v5.14 | 1358 | 6279 | Generation Constraint in GWh | FALSE | L | Annual | Constraint Shadow Price | US2011$/MWh | 0 | 0 | 0 | 0 | 0 | 0 | 0
Wind and Solar Generation Cap 30% - PJM_West v5.14 | 1359 | 6280 | Generation Constraint in GWh | FALSE | L | Annual | Seasons Included | Seasons | Winter, Summer | Winter, Summer | Winter, Summer | Winter, Summer | Winter, Summer | Winter, Summer | Winter, Summer
Wind and Solar Generation Cap 30% - PJM_West v5.14 | 1359 | 6280 | Generation Constraint in GWh | FALSE | L | Annual | Standard | GWh | 61092.4276 | 62589.1863 | 63097.0718 | 64611.9265 | 65639.2793 | 67640.3932 | 69702.515
Wind and Solar Generation Cap 30% - PJM_West v5.14 | 1359 | 6280 | Generation Constraint in GWh | FALSE | L | Annual | Emissions at Affected Plants | GWh | 4295.9178 | 7596.727 | 8927.811 | 11142.546 | 11311.8138 | 13437.2495 | 13437.2495
Wind and Solar Generation Cap 30% - PJM_West v5.14 | 1359 | 6280 | Generation Constraint in GWh | FALSE | L | Annual | Allowances Purchased | GWh | 0 | 0 | 0 | 0 | 0 | 0 | 0
Wind and Solar Generation Cap 30% - PJM_West v5.14 | 1359 | 6280 | Generation Constraint in GWh | FALSE | L | Annual | Allowances Sold | GWh | 0 | 0 | 0 | 0 | 0 | 0 | 0
Wind and Solar Generation Cap 30% - PJM_West v5.14 | 1359 | 6280 | Generation Constraint in GWh | FALSE | L | Annual | Allowances Banked | GWh | 0 | 0 | 0 | 0 | 0 | 0 | 0
Wind and Solar Generation Cap 30% - PJM_West v5.14 | 1359 | 6280 | Generation Constraint in GWh | FALSE | L | Annual | Allowances Withdrawn (1:1) | GWh | 0 | 0 | 0 | 0 | 0 | 0 | 0
Wind and Solar Generation Cap 30% - PJM_West v5.14 | 1359 | 6280 | Generation Constraint in GWh | FALSE | L | Annual | Allowances Withdrawn (n:1) | GWh | 0 | 0 | 0 | 0 | 0 | 0 | 0
Wind and Solar Generation Cap 30% - PJM_West v5.14 | 1359 | 6280 | Generation Constraint in GWh | FALSE | L | Annual | Net Emissions Allowance Position | GWh | 4295.9178 | 7596.727 | 8927.811 | 11142.546 | 11311.8138 | 13437.2495 | 13437.2495
Wind and Solar Generation Cap 30% - PJM_West v5.14 | 1359 | 6280 | Generation Constraint in GWh | FALSE | L | Annual | Fuel Consumed | TBtu | 0 | 0 | 0 | 0 | 0 | 0 | 0
Wind and Solar Generation Cap 30% - PJM_West v5.14 | 1359 | 6280 | Generation Constraint in GWh | FALSE | L | Annual | Heat Rate | MMBtu/MWh | 0 | 0 | 0 | 0 | 0 | 0 | 0
Wind and Solar Generation Cap 30% - PJM_West v5.14 | 1359 | 6280 | Generation Constraint in GWh | FALSE | L | Annual | Generation | TWh | 4.2959 | 7.5967 | 8.9278 | 11.1425 | 11.3118 | 13.4372 | 13.4372
Wind and Solar Generation Cap 30% - PJM_West v5.14 | 1359 | 6280 | Generation Constraint in GWh | FALSE | L | Annual | Qualifying Generation | TWh | 4.2959 | 7.5967 | 8.9278 | 11.1425 | 11.3118 | 13.4372 | 13.4372
Wind and Solar Generation Cap 30% - PJM_West v5.14 | 1359 | 6280 | Generation Constraint in GWh | FALSE | L | Annual | Rate | lb/MWh | 0 | 0 | 0 | 0 | 0 | 0 | 0
Wind and Solar Generation Cap 30% - PJM_West v5.14 | 1359 | 6280 | Generation Constraint in GWh | FALSE | L | Annual | Constraint Shadow Price | US2011$/MWh | 0 | 0 | 0 | 0 | 0 | 0 | 0
Wind and Solar Generation Cap 30% - PJM_WMAC v5.14 | 1360 | 6281 | Generation Constraint in GWh | FALSE | L | Annual | Seasons Included | Seasons | Winter, Summer | Winter, Summer | Winter, Summer | Winter, Summer | Winter, Summer | Winter, Summer | Winter, Summer
Wind and Solar Generation Cap 30% - PJM_WMAC v5.14 | 1360 | 6281 | Generation Constraint in GWh | FALSE | L | Annual | Standard | GWh | 17000.4045 | 17114.1719 | 17095.4416 | 17192.2461 | 17492.261 | 18138.823 | 18809.2852
Wind and Solar Generation Cap 30% - PJM_WMAC v5.14 | 1360 | 6281 | Generation Constraint in GWh | FALSE | L | Annual | Emissions at Affected Plants | GWh | 687.4816 | 1727.0677 | 1727.0677 | 1727.0677 | 1727.0677 | 1727.0677 | 1727.0677
Wind and Solar Generation Cap 30% - PJM_WMAC v5.14 | 1360 | 6281 | Generation Constraint in GWh | FALSE | L | Annual | Allowances Purchased | GWh | 0 | 0 | 0 | 0 | 0 | 0 | 0
Wind and Solar Generation Cap 30% - PJM_WMAC v5.14 | 1360 | 6281 | Generation Constraint in GWh | FALSE | L | Annual | Allowances Sold | GWh | 0 | 0 | 0 | 0 | 0 | 0 | 0
Wind and Solar Generation Cap 30% - PJM_WMAC v5.14 | 1360 | 6281 | Generation Constraint in GWh | FALSE | L | Annual | Allowances Banked | GWh | 0 | 0 | 0 | 0 | 0 | 0 | 0
Wind and Solar Generation Cap 30% - PJM_WMAC v5.14 | 1360 | 6281 | Generation Constraint in GWh | FALSE | L | Annual | Allowances Withdrawn (1:1) | GWh | 0 | 0 | 0 | 0 | 0 | 0 | 0
Wind and Solar Generation Cap 30% - PJM_WMAC v5.14 | 1360 | 6281 | Generation Constraint in GWh | FALSE | L | Annual | Allowances Withdrawn (n:1) | GWh | 0 | 0 | 0 | 0 | 0 | 0 | 0
Wind and Solar Generation Cap 30% - PJM_WMAC v5.14 | 1360 | 6281 | Generation Constraint in GWh | FALSE | L | Annual | Net Emissions Allowance Position | GWh | 687.4816 | 1727.0677 | 1727.0677 | 1727.0677 | 1727.0677 | 1727.0677 | 1727.0677
Wind and Solar Generation Cap 30% - PJM_WMAC v5.14 | 1360 | 6281 | Generation Constraint in GWh | FALSE | L | Annual | Fuel Consumed | TBtu | 0 | 0 | 0 | 0 | 0 | 0 | 0
Wind and Solar Generation Cap 30% - PJM_WMAC v5.14 | 1360 | 6281 | Generation Constraint in GWh | FALSE | L | Annual | Heat Rate | MMBtu/MWh | 0 | 0 | 0 | 0 | 0 | 0 | 0
Wind and Solar Generation Cap 30% - PJM_WMAC v5.14 | 1360 | 6281 | Generation Constraint in GWh | FALSE | L | Annual | Generation | TWh | 0.68748 | 1.7271 | 1.7271 | 1.7271 | 1.7271 | 1.7271 | 1.7271
Wind and Solar Generation Cap 30% - PJM_WMAC v5.14 | 1360 | 6281 | Generation Constraint in GWh | FALSE | L | Annual | Qualifying Generation | TWh | 0.68748 | 1.7271 | 1.7271 | 1.7271 | 1.7271 | 1.7271 | 1.7271
Wind and Solar Generation Cap 30% - PJM_WMAC v5.14 | 1360 | 6281 | Generation Constraint in GWh | FALSE | L | Annual | Rate | lb/MWh | 0 | 0 | 0 | 0 | 0 | 0 | 0
Wind and Solar Generation Cap 30% - PJM_WMAC v5.14 | 1360 | 6281 | Generation Constraint in GWh | FALSE | L | Annual | Constraint Shadow Price | US2011$/MWh | 0 | 0 | 0 | 0 | 0 | 0 | 0
Wind and Solar Generation Cap 30% - S_C_KY v5.14 | 1361 | 6282 | Generation Constraint in GWh | FALSE | L | Annual | Seasons Included | Seasons | Winter, Summer | Winter, Summer | Winter, Summer | Winter, Summer | Winter, Summer | Winter, Summer | Winter, Summer
Wind and Solar Generation Cap 30% - S_C_KY v5.14 | 1361 | 6282 | Generation Constraint in GWh | FALSE | L | Annual | Standard | GWh | 12657.0751 | 13115.6601 | 13437.7916 | 14124.7146 | 14622.528 | 15473.8312 | 16374.6994
Wind and Solar Generation Cap 30% - S_C_KY v5.14 | 1361 | 6282 | Generation Constraint in GWh | FALSE | L | Annual | Emissions at Affected Plants | GWh | 0 | 0 | 0 | 0 | 0 | 0 | 4.7682
Wind and Solar Generation Cap 30% - S_C_KY v5.14 | 1361 | 6282 | Generation Constraint in GWh | FALSE | L | Annual | Allowances Purchased | GWh | 0 | 0 | 0 | 0 | 0 | 0 | 0
Wind and Solar Generation Cap 30% - S_C_KY v5.14 | 1361 | 6282 | Generation Constraint in GWh | FALSE | L | Annual | Allowances Sold | GWh | 0 | 0 | 0 | 0 | 0 | 0 | 0
Wind and Solar Generation Cap 30% - S_C_KY v5.14 | 1361 | 6282 | Generation Constraint in GWh | FALSE | L | Annual | Allowances Banked | GWh | 0 | 0 | 0 | 0 | 0 | 0 | 0
Wind and Solar Generation Cap 30% - S_C_KY v5.14 | 1361 | 6282 | Generation Constraint in GWh | FALSE | L | Annual | Allowances Withdrawn (1:1) | GWh | 0 | 0 | 0 | 0 | 0 | 0 | 0
Wind and Solar Generation Cap 30% - S_C_KY v5.14 | 1361 | 6282 | Generation Constraint in GWh | FALSE | L | Annual | Allowances Withdrawn (n:1) | GWh | 0 | 0 | 0 | 0 | 0 | 0 | 0
Wind and Solar Generation Cap 30% - S_C_KY v5.14 | 1361 | 6282 | Generation Constraint in GWh | FALSE | L | Annual | Net Emissions Allowance Position | GWh | 0 | 0 | 0 | 0 | 0 | 0 | 4.7682
Wind and Solar Generation Cap 30% - S_C_KY v5.14 | 1361 | 6282 | Generation Constraint in GWh | FALSE | L | Annual | Fuel Consumed | TBtu | 0 | 0 | 0 | 0 | 0 | 0 | 0
Wind and Solar Generation Cap 30% - S_C_KY v5.14 | 1361 | 6282 | Generation Constraint in GWh | FALSE | L | Annual | Heat Rate | MMBtu/MWh | 0 | 0 | 0 | 0 | 0 | 0 | 0
Wind and Solar Generation Cap 30% - S_C_KY v5.14 | 1361 | 6282 | Generation Constraint in GWh | FALSE | L | Annual | Generation | TWh | 0 | 0 | 0 | 0 | 0 | 0 | 0.0047682
Wind and Solar Generation Cap 30% - S_C_KY v5.14 | 1361 | 6282 | Generation Constraint in GWh | FALSE | L | Annual | Qualifying Generation | TWh | 0 | 0 | 0 | 0 | 0 | 0 | 0.0047682
Wind and Solar Generation Cap 30% - S_C_KY v5.14 | 1361 | 6282 | Generation Constraint in GWh | FALSE | L | Annual | Rate | lb/MWh | 0 | 0 | 0 | 0 | 0 | 0 | 0
Wind and Solar Generation Cap 30% - S_C_KY v5.14 | 1361 | 6282 | Generation Constraint in GWh | FALSE | L | Annual | Constraint Shadow Price | US2011$/MWh | 0 | 0 | 0 | 0 | 0 | 0 | 0
Wind and Solar Generation Cap 30% - S_C_TVA v5.14 | 1362 | 6283 | Generation Constraint in GWh | FALSE | L | Annual | Seasons Included | Seasons | Winter, Summer | Winter, Summer | Winter, Summer | Winter, Summer | Winter, Summer | Winter, Summer | Winter, Summer
Wind and Solar Generation Cap 30% - S_C_TVA v5.14 | 1362 | 6283 | Generation Constraint in GWh | FALSE | L | Annual | Standard | GWh | 51895.5821 | 53775.9498 | 55096.8079 | 57913.4457 | 59954.6647 | 63445.322 | 67139.2143
Wind and Solar Generation Cap 30% - S_C_TVA v5.14 | 1362 | 6283 | Generation Constraint in GWh | FALSE | L | Annual | Emissions at Affected Plants | GWh | 221.3287 | 326.3578 | 326.3578 | 326.3578 | 326.3578 | 7263.4776 | 44912.778
Wind and Solar Generation Cap 30% - S_C_TVA v5.14 | 1362 | 6283 | Generation Constraint in GWh | FALSE | L | Annual | Allowances Purchased | GWh | 0 | 0 | 0 | 0 | 0 | 0 | 0
Wind and Solar Generation Cap 30% - S_C_TVA v5.14 | 1362 | 6283 | Generation Constraint in GWh | FALSE | L | Annual | Allowances Sold | GWh | 0 | 0 | 0 | 0 | 0 | 0 | 0
Wind and Solar Generation Cap 30% - S_C_TVA v5.14 | 1362 | 6283 | Generation Constraint in GWh | FALSE | L | Annual | Allowances Banked | GWh | 0 | 0 | 0 | 0 | 0 | 0 | 0
Wind and Solar Generation Cap 30% - S_C_TVA v5.14 | 1362 | 6283 | Generation Constraint in GWh | FALSE | L | Annual | Allowances Withdrawn (1:1) | GWh | 0 | 0 | 0 | 0 | 0 | 0 | 0
Wind and Solar Generation Cap 30% - S_C_TVA v5.14 | 1362 | 6283 | Generation Constraint in GWh | FALSE | L | Annual | Allowances Withdrawn (n:1) | GWh | 0 | 0 | 0 | 0 | 0 | 0 | 0
Wind and Solar Generation Cap 30% - S_C_TVA v5.14 | 1362 | 6283 | Generation Constraint in GWh | FALSE | L | Annual | Net Emissions Allowance Position | GWh | 221.3287 | 326.3578 | 326.3578 | 326.3578 | 326.3578 | 7263.4776 | 44912.778
Wind and Solar Generation Cap 30% - S_C_TVA v5.14 | 1362 | 6283 | Generation Constraint in GWh | FALSE | L | Annual | Fuel Consumed | TBtu | 0 | 0 | 0 | 0 | 0 | 0 | 0
Wind and Solar Generation Cap 30% - S_C_TVA v5.14 | 1362 | 6283 | Generation Constraint in GWh | FALSE | L | Annual | Heat Rate | MMBtu/MWh | 0 | 0 | 0 | 0 | 0 | 0 | 0
Wind and Solar Generation Cap 30% - S_C_TVA v5.14 | 1362 | 6283 | Generation Constraint in GWh | FALSE | L | Annual | Generation | TWh | 0.22133 | 0.32636 | 0.32636 | 0.32636 | 0.32636 | 7.2635 | 44.9128
Wind and Solar Generation Cap 30% - S_C_TVA v5.14 | 1362 | 6283 | Generation Constraint in GWh | FALSE | L | Annual | Qualifying Generation | TWh | 0.22133 | 0.32636 | 0.32636 | 0.32636 | 0.32636 | 7.2635 | 44.9128
Wind and Solar Generation Cap 30% - S_C_TVA v5.14 | 1362 | 6283 | Generation Constraint in GWh | FALSE | L | Annual | Rate | lb/MWh | 0 | 0 | 0 | 0 | 0 | 0 | 0
Wind and Solar Generation Cap 30% - S_C_TVA v5.14 | 1362 | 6283 | Generation Constraint in GWh | FALSE | L | Annual | Constraint Shadow Price | US2011$/MWh | 0 | 0 | 0 | 0 | 0 | 0 | 0
Wind and Solar Generation Cap 30% - S_D_AMSO v5.14 | 1363 | 6284 | Generation Constraint in GWh | FALSE | L | Annual | Seasons Included | Seasons | Winter, Summer | Winter, Summer | Winter, Summer | Winter, Summer | Winter, Summer | Winter, Summer | Winter, Summer
Wind and Solar Generation Cap 30% - S_D_AMSO v5.14 | 1363 | 6284 | Generation Constraint in GWh | FALSE | L | Annual | Standard | GWh | 9543.423 | 9659.0724 | 9918.727 | 10424.0291 | 10883.9726 | 11750.0443 | 12685.0383
Wind and Solar Generation Cap 30% - S_D_AMSO v5.14 | 1363 | 6284 | Generation Constraint in GWh | FALSE | L | Annual | Emissions at Affected Plants | GWh | 0 | 0 | 0 | 0 | 0 | 0 | 8457.0256
Wind and Solar Generation Cap 30% - S_D_AMSO v5.14 | 1363 | 6284 | Generation Constraint in GWh | FALSE | L | Annual | Allowances Purchased | GWh | 0 | 0 | 0 | 0 | 0 | 0 | 0
Wind and Solar Generation Cap 30% - S_D_AMSO v5.14 | 1363 | 6284 | Generation Constraint in GWh | FALSE | L | Annual | Allowances Sold | GWh | 0 | 0 | 0 | 0 | 0 | 0 | 0
Wind and Solar Generation Cap 30% - S_D_AMSO v5.14 | 1363 | 6284 | Generation Constraint in GWh | FALSE | L | Annual | Allowances Banked | GWh | 0 | 0 | 0 | 0 | 0 | 0 | 0
Wind and Solar Generation Cap 30% - S_D_AMSO v5.14 | 1363 | 6284 | Generation Constraint in GWh | FALSE | L | Annual | Allowances Withdrawn (1:1) | GWh | 0 | 0 | 0 | 0 | 0 | 0 | 0
Wind and Solar Generation Cap 30% - S_D_AMSO v5.14 | 1363 | 6284 | Generation Constraint in GWh | FALSE | L | Annual | Allowances Withdrawn (n:1) | GWh | 0 | 0 | 0 | 0 | 0 | 0 | 0
Wind and Solar Generation Cap 30% - S_D_AMSO v5.14 | 1363 | 6284 | Generation Constraint in GWh | FALSE | L | Annual | Net Emissions Allowance Position | GWh | 0 | 0 | 0 | 0 | 0 | 0 | 8457.0256
Wind and Solar Generation Cap 30% - S_D_AMSO v5.14 | 1363 | 6284 | Generation Constraint in GWh | FALSE | L | Annual | Fuel Consumed | TBtu | 0 | 0 | 0 | 0 | 0 | 0 | 0
Wind and Solar Generation Cap 30% - S_D_AMSO v5.14 | 1363 | 6284 | Generation Constraint in GWh | FALSE | L | Annual | Heat Rate | MMBtu/MWh | 0 | 0 | 0 | 0 | 0 | 0 | 0
Wind and Solar Generation Cap 30% - S_D_AMSO v5.14 | 1363 | 6284 | Generation Constraint in GWh | FALSE | L | Annual | Generation | TWh | 0 | 0 | 0 | 0 | 0 | 0 | 8.457
Wind and Solar Generation Cap 30% - S_D_AMSO v5.14 | 1363 | 6284 | Generation Constraint in GWh | FALSE | L | Annual | Qualifying Generation | TWh | 0 | 0 | 0 | 0 | 0 | 0 | 8.457
Wind and Solar Generation Cap 30% - S_D_AMSO v5.14 | 1363 | 6284 | Generation Constraint in GWh | FALSE | L | Annual | Rate | lb/MWh | 0 | 0 | 0 | 0 | 0 | 0 | 0
Wind and Solar Generation Cap 30% - S_D_AMSO v5.14 | 1363 | 6284 | Generation Constraint in GWh | FALSE | L | Annual | Constraint Shadow Price | US2011$/MWh | 0 | 0 | 0 | 0 | 0 | 0 | 0
Wind and Solar Generation Cap 30% - S_D_N_AR v5.14 | 1364 | 6285 | Generation Constraint in GWh | FALSE | L | Annual | Seasons Included | Seasons | Winter, Summer | Winter, Summer | Winter, Summer | Winter, Summer | Winter, Summer | Winter, Summer | Winter, Summer
Wind and Solar Generation Cap 30% - S_D_N_AR v5.14 | 1364 | 6285 | Generation Constraint in GWh | FALSE | L | Annual | Standard | GWh | 11641.0358 | 11903.0646 | 12210.9794 | 12833.9924 | 13350.5702 | 14289.1694 | 15293.761
Wind and Solar Generation Cap 30% - S_D_N_AR v5.14 | 1364 | 6285 | Generation Constraint in GWh | FALSE | L | Annual | Emissions at Affected Plants | GWh | 0 | 1.0646 | 1.0646 | 1.0646 | 1.0646 | 6209.2421 | 10197.2386
Wind and Solar Generation Cap 30% - S_D_N_AR v5.14 | 1364 | 6285 | Generation Constraint in GWh | FALSE | L | Annual | Allowances Purchased | GWh | 0 | 0 | 0 | 0 | 0 | 0 | 0
Wind and Solar Generation Cap 30% - S_D_N_AR v5.14 | 1364 | 6285 | Generation Constraint in GWh | FALSE | L | Annual | Allowances Sold | GWh | 0 | 0 | 0 | 0 | 0 | 0 | 0