Wind and Solar Generation Cap 30% - S_D_N_AR v5.14 | 1364 | 6285 | Generation Constraint in GWh | FALSE | L | Annual | Allowances Banked | GWh | 0 | 0 | 0 | 0 | 0 | 0 | 0
Wind and Solar Generation Cap 30% - S_D_N_AR v5.14 | 1364 | 6285 | Generation Constraint in GWh | FALSE | L | Annual | Allowances Withdrawn (1:1) | GWh | 0 | 0 | 0 | 0 | 0 | 0 | 0
Wind and Solar Generation Cap 30% - S_D_N_AR v5.14 | 1364 | 6285 | Generation Constraint in GWh | FALSE | L | Annual | Allowances Withdrawn (n:1) | GWh | 0 | 0 | 0 | 0 | 0 | 0 | 0
Wind and Solar Generation Cap 30% - S_D_N_AR v5.14 | 1364 | 6285 | Generation Constraint in GWh | FALSE | L | Annual | Net Emissions Allowance Position | GWh | 0 | 1.0646 | 1.0646 | 1.0646 | 1.0646 | 6209.2421 | 10197.2386
Wind and Solar Generation Cap 30% - S_D_N_AR v5.14 | 1364 | 6285 | Generation Constraint in GWh | FALSE | L | Annual | Fuel Consumed | TBtu | 0 | 0 | 0 | 0 | 0 | 0 | 0
Wind and Solar Generation Cap 30% - S_D_N_AR v5.14 | 1364 | 6285 | Generation Constraint in GWh | FALSE | L | Annual | Heat Rate | MMBtu/MWh | 0 | 0 | 0 | 0 | 0 | 0 | 0
Wind and Solar Generation Cap 30% - S_D_N_AR v5.14 | 1364 | 6285 | Generation Constraint in GWh | FALSE | L | Annual | Generation | TWh | 0 | 0.0010646 | 0.0010646 | 0.0010646 | 0.0010646 | 6.2092 | 10.1972
Wind and Solar Generation Cap 30% - S_D_N_AR v5.14 | 1364 | 6285 | Generation Constraint in GWh | FALSE | L | Annual | Qualifying Generation | TWh | 0 | 0.0010646 | 0.0010646 | 0.0010646 | 0.0010646 | 6.2092 | 10.1972
Wind and Solar Generation Cap 30% - S_D_N_AR v5.14 | 1364 | 6285 | Generation Constraint in GWh | FALSE | L | Annual | Rate | lb/MWh | 0 | 0 | 0 | 0 | 0 | 0 | 0
Wind and Solar Generation Cap 30% - S_D_N_AR v5.14 | 1364 | 6285 | Generation Constraint in GWh | FALSE | L | Annual | Constraint Shadow Price | US2011$/MWh | 0 | 0 | 0 | 0 | 0 | 0 | 0
Wind and Solar Generation Cap 30% - S_D_REST v5.14 | 1365 | 6286 | Generation Constraint in GWh | FALSE | L | Annual | Seasons Included | Seasons | Winter, Summer | Winter, Summer | Winter, Summer | Winter, Summer | Winter, Summer | Winter, Summer | Winter, Summer
Wind and Solar Generation Cap 30% - S_D_REST v5.14 | 1365 | 6286 | Generation Constraint in GWh | FALSE | L | Annual | Standard | GWh | 15745.9979 | 15936.8194 | 16365.2495 | 17198.998 | 17957.9047 | 19386.923 | 20929.6632
Wind and Solar Generation Cap 30% - S_D_REST v5.14 | 1365 | 6286 | Generation Constraint in GWh | FALSE | L | Annual | Emissions at Affected Plants | GWh | 0 | 0 | 0 | 0 | 0 | 12924.9487 | 13953.4422
Wind and Solar Generation Cap 30% - S_D_REST v5.14 | 1365 | 6286 | Generation Constraint in GWh | FALSE | L | Annual | Allowances Purchased | GWh | 0 | 0 | 0 | 0 | 0 | 0 | 0
Wind and Solar Generation Cap 30% - S_D_REST v5.14 | 1365 | 6286 | Generation Constraint in GWh | FALSE | L | Annual | Allowances Sold | GWh | 0 | 0 | 0 | 0 | 0 | 0 | 0
Wind and Solar Generation Cap 30% - S_D_REST v5.14 | 1365 | 6286 | Generation Constraint in GWh | FALSE | L | Annual | Allowances Banked | GWh | 0 | 0 | 0 | 0 | 0 | 0 | 0
Wind and Solar Generation Cap 30% - S_D_REST v5.14 | 1365 | 6286 | Generation Constraint in GWh | FALSE | L | Annual | Allowances Withdrawn (1:1) | GWh | 0 | 0 | 0 | 0 | 0 | 0 | 0
Wind and Solar Generation Cap 30% - S_D_REST v5.14 | 1365 | 6286 | Generation Constraint in GWh | FALSE | L | Annual | Allowances Withdrawn (n:1) | GWh | 0 | 0 | 0 | 0 | 0 | 0 | 0
Wind and Solar Generation Cap 30% - S_D_REST v5.14 | 1365 | 6286 | Generation Constraint in GWh | FALSE | L | Annual | Net Emissions Allowance Position | GWh | 0 | 0 | 0 | 0 | 0 | 12924.9487 | 13953.4422
Wind and Solar Generation Cap 30% - S_D_REST v5.14 | 1365 | 6286 | Generation Constraint in GWh | FALSE | L | Annual | Fuel Consumed | TBtu | 0 | 0 | 0 | 0 | 0 | 0 | 0
Wind and Solar Generation Cap 30% - S_D_REST v5.14 | 1365 | 6286 | Generation Constraint in GWh | FALSE | L | Annual | Heat Rate | MMBtu/MWh | 0 | 0 | 0 | 0 | 0 | 0 | 0
Wind and Solar Generation Cap 30% - S_D_REST v5.14 | 1365 | 6286 | Generation Constraint in GWh | FALSE | L | Annual | Generation | TWh | 0 | 0 | 0 | 0 | 0 | 12.9249 | 13.9534
Wind and Solar Generation Cap 30% - S_D_REST v5.14 | 1365 | 6286 | Generation Constraint in GWh | FALSE | L | Annual | Qualifying Generation | TWh | 0 | 0 | 0 | 0 | 0 | 12.9249 | 13.9534
Wind and Solar Generation Cap 30% - S_D_REST v5.14 | 1365 | 6286 | Generation Constraint in GWh | FALSE | L | Annual | Rate | lb/MWh | 0 | 0 | 0 | 0 | 0 | 0 | 0
Wind and Solar Generation Cap 30% - S_D_REST v5.14 | 1365 | 6286 | Generation Constraint in GWh | FALSE | L | Annual | Constraint Shadow Price | US2011$/MWh | 0 | 0 | 0 | 0 | 0 | 0 | 0
Wind and Solar Generation Cap 30% - S_D_WOTA v5.14 | 1366 | 6287 | Generation Constraint in GWh | FALSE | L | Annual | Seasons Included | Seasons | Winter, Summer | Winter, Summer | Winter, Summer | Winter, Summer | Winter, Summer | Winter, Summer | Winter, Summer
Wind and Solar Generation Cap 30% - S_D_WOTA v5.14 | 1366 | 6287 | Generation Constraint in GWh | FALSE | L | Annual | Standard | GWh | 9543.423 | 9659.0724 | 9918.727 | 10424.0291 | 10883.9726 | 11750.0443 | 12685.0383
Wind and Solar Generation Cap 30% - S_D_WOTA v5.14 | 1366 | 6287 | Generation Constraint in GWh | FALSE | L | Annual | Emissions at Affected Plants | GWh | 0.01437 | 0.029109 | 0.037491 | 0.046858 | 0.049277 | 7833.6962 | 8457.0256
Wind and Solar Generation Cap 30% - S_D_WOTA v5.14 | 1366 | 6287 | Generation Constraint in GWh | FALSE | L | Annual | Allowances Purchased | GWh | 0 | 0 | 0 | 0 | 0 | 0 | 0
Wind and Solar Generation Cap 30% - S_D_WOTA v5.14 | 1366 | 6287 | Generation Constraint in GWh | FALSE | L | Annual | Allowances Sold | GWh | 0 | 0 | 0 | 0 | 0 | 0 | 0
Wind and Solar Generation Cap 30% - S_D_WOTA v5.14 | 1366 | 6287 | Generation Constraint in GWh | FALSE | L | Annual | Allowances Banked | GWh | 0 | 0 | 0 | 0 | 0 | 0 | 0
Wind and Solar Generation Cap 30% - S_D_WOTA v5.14 | 1366 | 6287 | Generation Constraint in GWh | FALSE | L | Annual | Allowances Withdrawn (1:1) | GWh | 0 | 0 | 0 | 0 | 0 | 0 | 0
Wind and Solar Generation Cap 30% - S_D_WOTA v5.14 | 1366 | 6287 | Generation Constraint in GWh | FALSE | L | Annual | Allowances Withdrawn (n:1) | GWh | 0 | 0 | 0 | 0 | 0 | 0 | 0
Wind and Solar Generation Cap 30% - S_D_WOTA v5.14 | 1366 | 6287 | Generation Constraint in GWh | FALSE | L | Annual | Net Emissions Allowance Position | GWh | 0.01437 | 0.029109 | 0.037491 | 0.046858 | 0.049277 | 7833.6962 | 8457.0256
Wind and Solar Generation Cap 30% - S_D_WOTA v5.14 | 1366 | 6287 | Generation Constraint in GWh | FALSE | L | Annual | Fuel Consumed | TBtu | 0 | 0 | 0 | 0 | 0 | 0 | 0
Wind and Solar Generation Cap 30% - S_D_WOTA v5.14 | 1366 | 6287 | Generation Constraint in GWh | FALSE | L | Annual | Heat Rate | MMBtu/MWh | 0 | 0 | 0 | 0 | 0 | 0 | 0
Wind and Solar Generation Cap 30% - S_D_WOTA v5.14 | 1366 | 6287 | Generation Constraint in GWh | FALSE | L | Annual | Generation | TWh | 1.437e-05 | 2.9109e-05 | 3.7491e-05 | 4.6858e-05 | 4.9277e-05 | 7.8337 | 8.457
Wind and Solar Generation Cap 30% - S_D_WOTA v5.14 | 1366 | 6287 | Generation Constraint in GWh | FALSE | L | Annual | Qualifying Generation | TWh | 1.437e-05 | 2.9109e-05 | 3.7491e-05 | 4.6858e-05 | 4.9277e-05 | 7.8337 | 8.457
Wind and Solar Generation Cap 30% - S_D_WOTA v5.14 | 1366 | 6287 | Generation Constraint in GWh | FALSE | L | Annual | Rate | lb/MWh | 0 | 0 | 0 | 0 | 0 | 0 | 0
Wind and Solar Generation Cap 30% - S_D_WOTA v5.14 | 1366 | 6287 | Generation Constraint in GWh | FALSE | L | Annual | Constraint Shadow Price | US2011$/MWh | 0 | 0 | 0 | 0 | 0 | 0 | 0
Wind and Solar Generation Cap 30% - S_SOU v5.14 | 1367 | 6288 | Generation Constraint in GWh | FALSE | L | Annual | Seasons Included | Seasons | Winter, Summer | Winter, Summer | Winter, Summer | Winter, Summer | Winter, Summer | Winter, Summer | Winter, Summer
Wind and Solar Generation Cap 30% - S_SOU v5.14 | 1367 | 6288 | Generation Constraint in GWh | FALSE | L | Annual | Standard | GWh | 74572.9636 | 76872.5758 | 78409.9204 | 81982.7749 | 85222.936 | 91247.5912 | 97698.1517
Wind and Solar Generation Cap 30% - S_SOU v5.14 | 1367 | 6288 | Generation Constraint in GWh | FALSE | L | Annual | Emissions at Affected Plants | GWh | 79.6047 | 82.4791 | 82.4791 | 82.4791 | 82.4791 | 60834.9352 | 65135.3089
Wind and Solar Generation Cap 30% - S_SOU v5.14 | 1367 | 6288 | Generation Constraint in GWh | FALSE | L | Annual | Allowances Purchased | GWh | 0 | 0 | 0 | 0 | 0 | 0 | 0
Wind and Solar Generation Cap 30% - S_SOU v5.14 | 1367 | 6288 | Generation Constraint in GWh | FALSE | L | Annual | Allowances Sold | GWh | 0 | 0 | 0 | 0 | 0 | 0 | 0
Wind and Solar Generation Cap 30% - S_SOU v5.14 | 1367 | 6288 | Generation Constraint in GWh | FALSE | L | Annual | Allowances Banked | GWh | 0 | 0 | 0 | 0 | 0 | 0 | 0
Wind and Solar Generation Cap 30% - S_SOU v5.14 | 1367 | 6288 | Generation Constraint in GWh | FALSE | L | Annual | Allowances Withdrawn (1:1) | GWh | 0 | 0 | 0 | 0 | 0 | 0 | 0
Wind and Solar Generation Cap 30% - S_SOU v5.14 | 1367 | 6288 | Generation Constraint in GWh | FALSE | L | Annual | Allowances Withdrawn (n:1) | GWh | 0 | 0 | 0 | 0 | 0 | 0 | 0
Wind and Solar Generation Cap 30% - S_SOU v5.14 | 1367 | 6288 | Generation Constraint in GWh | FALSE | L | Annual | Net Emissions Allowance Position | GWh | 79.6047 | 82.4791 | 82.4791 | 82.4791 | 82.4791 | 60834.9352 | 65135.3089
Wind and Solar Generation Cap 30% - S_SOU v5.14 | 1367 | 6288 | Generation Constraint in GWh | FALSE | L | Annual | Fuel Consumed | TBtu | 0 | 0 | 0 | 0 | 0 | 0 | 0
Wind and Solar Generation Cap 30% - S_SOU v5.14 | 1367 | 6288 | Generation Constraint in GWh | FALSE | L | Annual | Heat Rate | MMBtu/MWh | 0 | 0 | 0 | 0 | 0 | 0 | 0
Wind and Solar Generation Cap 30% - S_SOU v5.14 | 1367 | 6288 | Generation Constraint in GWh | FALSE | L | Annual | Generation | TWh | 0.079605 | 0.082479 | 0.082479 | 0.082479 | 0.082479 | 60.8349 | 65.1353
Wind and Solar Generation Cap 30% - S_SOU v5.14 | 1367 | 6288 | Generation Constraint in GWh | FALSE | L | Annual | Qualifying Generation | TWh | 0.079605 | 0.082479 | 0.082479 | 0.082479 | 0.082479 | 60.8349 | 65.1353
Wind and Solar Generation Cap 30% - S_SOU v5.14 | 1367 | 6288 | Generation Constraint in GWh | FALSE | L | Annual | Rate | lb/MWh | 0 | 0 | 0 | 0 | 0 | 0 | 0
Wind and Solar Generation Cap 30% - S_SOU v5.14 | 1367 | 6288 | Generation Constraint in GWh | FALSE | L | Annual | Constraint Shadow Price | US2011$/MWh | 0 | 0 | 0 | 0 | 0 | 0 | 0
Wind and Solar Generation Cap 30% - S_VACA v5.14 | 1368 | 6289 | Generation Constraint in GWh | FALSE | L | Annual | Seasons Included | Seasons | Winter, Summer | Winter, Summer | Winter, Summer | Winter, Summer | Winter, Summer | Winter, Summer | Winter, Summer
Wind and Solar Generation Cap 30% - S_VACA v5.14 | 1368 | 6289 | Generation Constraint in GWh | FALSE | L | Annual | Standard | GWh | 66468.4277 | 68417.9181 | 69647.6954 | 72655.317 | 75720.8588 | 81662.9913 | 88071.4338
Wind and Solar Generation Cap 30% - S_VACA v5.14 | 1368 | 6289 | Generation Constraint in GWh | FALSE | L | Annual | Emissions at Affected Plants | GWh | 3487.951 | 3487.951 | 9191.311 | 11045.895 | 11800.1185 | 56151.4907 | 60423.7858
Wind and Solar Generation Cap 30% - S_VACA v5.14 | 1368 | 6289 | Generation Constraint in GWh | FALSE | L | Annual | Allowances Purchased | GWh | 0 | 0 | 0 | 0 | 0 | 0 | 0
Wind and Solar Generation Cap 30% - S_VACA v5.14 | 1368 | 6289 | Generation Constraint in GWh | FALSE | L | Annual | Allowances Sold | GWh | 0 | 0 | 0 | 0 | 0 | 0 | 0
Wind and Solar Generation Cap 30% - S_VACA v5.14 | 1368 | 6289 | Generation Constraint in GWh | FALSE | L | Annual | Allowances Banked | GWh | 0 | 0 | 0 | 0 | 0 | 0 | 0
Wind and Solar Generation Cap 30% - S_VACA v5.14 | 1368 | 6289 | Generation Constraint in GWh | FALSE | L | Annual | Allowances Withdrawn (1:1) | GWh | 0 | 0 | 0 | 0 | 0 | 0 | 0
Wind and Solar Generation Cap 30% - S_VACA v5.14 | 1368 | 6289 | Generation Constraint in GWh | FALSE | L | Annual | Allowances Withdrawn (n:1) | GWh | 0 | 0 | 0 | 0 | 0 | 0 | 0
Wind and Solar Generation Cap 30% - S_VACA v5.14 | 1368 | 6289 | Generation Constraint in GWh | FALSE | L | Annual | Net Emissions Allowance Position | GWh | 3487.951 | 3487.951 | 9191.311 | 11045.895 | 11800.1185 | 56151.4907 | 60423.7858
Wind and Solar Generation Cap 30% - S_VACA v5.14 | 1368 | 6289 | Generation Constraint in GWh | FALSE | L | Annual | Fuel Consumed | TBtu | 0 | 0 | 0 | 0 | 0 | 0 | 0
Wind and Solar Generation Cap 30% - S_VACA v5.14 | 1368 | 6289 | Generation Constraint in GWh | FALSE | L | Annual | Heat Rate | MMBtu/MWh | 0 | 0 | 0 | 0 | 0 | 0 | 0
Wind and Solar Generation Cap 30% - S_VACA v5.14 | 1368 | 6289 | Generation Constraint in GWh | FALSE | L | Annual | Generation | TWh | 3.488 | 3.488 | 9.1913 | 11.0459 | 11.8001 | 56.1515 | 60.4238
Wind and Solar Generation Cap 30% - S_VACA v5.14 | 1368 | 6289 | Generation Constraint in GWh | FALSE | L | Annual | Qualifying Generation | TWh | 3.488 | 3.488 | 9.1913 | 11.0459 | 11.8001 | 56.1515 | 60.4238
Wind and Solar Generation Cap 30% - S_VACA v5.14 | 1368 | 6289 | Generation Constraint in GWh | FALSE | L | Annual | Rate | lb/MWh | 0 | 0 | 0 | 0 | 0 | 0 | 0
Wind and Solar Generation Cap 30% - S_VACA v5.14 | 1368 | 6289 | Generation Constraint in GWh | FALSE | L | Annual | Constraint Shadow Price | US2011$/MWh | 0 | 0 | 0 | 0 | 0 | 0 | 0
Wind and Solar Generation Cap 30% - SPP_N v5.14 | 1369 | 6290 | Generation Constraint in GWh | FALSE | L | Annual | Seasons Included | Seasons | Winter, Summer | Winter, Summer | Winter, Summer | Winter, Summer | Winter, Summer | Winter, Summer | Winter, Summer
Wind and Solar Generation Cap 30% - SPP_N v5.14 | 1369 | 6290 | Generation Constraint in GWh | FALSE | L | Annual | Standard | GWh | 21591.7862 | 21983.4773 | 22223.5691 | 22930.4919 | 23493.7066 | 24713.0295 | 25995.6379
Wind and Solar Generation Cap 30% - SPP_N v5.14 | 1369 | 6290 | Generation Constraint in GWh | FALSE | L | Annual | Emissions at Affected Plants | GWh | 11723.947 | 13544.3022 | 14859.916 | 15341.2253 | 15718.4431 | 24713.0295 | 25995.6379
Wind and Solar Generation Cap 30% - SPP_N v5.14 | 1369 | 6290 | Generation Constraint in GWh | FALSE | L | Annual | Allowances Purchased | GWh | 0 | 0 | 0 | 0 | 0 | 0 | 0
Wind and Solar Generation Cap 30% - SPP_N v5.14 | 1369 | 6290 | Generation Constraint in GWh | FALSE | L | Annual | Allowances Sold | GWh | 0 | 0 | 0 | 0 | 0 | 0 | 0
Wind and Solar Generation Cap 30% - SPP_N v5.14 | 1369 | 6290 | Generation Constraint in GWh | FALSE | L | Annual | Allowances Banked | GWh | 0 | 0 | 0 | 0 | 0 | 0 | 0
Wind and Solar Generation Cap 30% - SPP_N v5.14 | 1369 | 6290 | Generation Constraint in GWh | FALSE | L | Annual | Allowances Withdrawn (1:1) | GWh | 0 | 0 | 0 | 0 | 0 | 0 | 0
Wind and Solar Generation Cap 30% - SPP_N v5.14 | 1369 | 6290 | Generation Constraint in GWh | FALSE | L | Annual | Allowances Withdrawn (n:1) | GWh | 0 | 0 | 0 | 0 | 0 | 0 | 0
Wind and Solar Generation Cap 30% - SPP_N v5.14 | 1369 | 6290 | Generation Constraint in GWh | FALSE | L | Annual | Net Emissions Allowance Position | GWh | 11723.947 | 13544.3022 | 14859.916 | 15341.2253 | 15718.4431 | 24713.0295 | 25995.6379
Wind and Solar Generation Cap 30% - SPP_N v5.14 | 1369 | 6290 | Generation Constraint in GWh | FALSE | L | Annual | Fuel Consumed | TBtu | 0 | 0 | 0 | 0 | 0 | 0 | 0
Wind and Solar Generation Cap 30% - SPP_N v5.14 | 1369 | 6290 | Generation Constraint in GWh | FALSE | L | Annual | Heat Rate | MMBtu/MWh | 0 | 0 | 0 | 0 | 0 | 0 | 0
Wind and Solar Generation Cap 30% - SPP_N v5.14 | 1369 | 6290 | Generation Constraint in GWh | FALSE | L | Annual | Generation | TWh | 11.7239 | 13.5443 | 14.8599 | 15.3412 | 15.7184 | 24.713 | 25.9956
Wind and Solar Generation Cap 30% - SPP_N v5.14 | 1369 | 6290 | Generation Constraint in GWh | FALSE | L | Annual | Qualifying Generation | TWh | 11.7239 | 13.5443 | 14.8599 | 15.3412 | 15.7184 | 24.713 | 25.9956
Wind and Solar Generation Cap 30% - SPP_N v5.14 | 1369 | 6290 | Generation Constraint in GWh | FALSE | L | Annual | Rate | lb/MWh | 0 | 0 | 0 | 0 | 0 | 0 | 0
Wind and Solar Generation Cap 30% - SPP_N v5.14 | 1369 | 6290 | Generation Constraint in GWh | FALSE | L | Annual | Constraint Shadow Price | US2011$/MWh | 0 | 0 | 0 | 0 | 0 | 0.81102 | 7.2935
Wind and Solar Generation Cap 30% - SPP_NEBR v5.14 | 1370 | 6291 | Generation Constraint in GWh | FALSE | L | Annual | Seasons Included | Seasons | Winter, Summer | Winter, Summer | Winter, Summer | Winter, Summer | Winter, Summer | Winter, Summer | Winter, Summer
Wind and Solar Generation Cap 30% - SPP_NEBR v5.14 | 1370 | 6291 | Generation Constraint in GWh | FALSE | L | Annual | Standard | GWh | 9876.7008 | 10144.8131 | 10274.0971 | 10628.4083 | 10839.6613 | 11297.7542 | 11775.2083
Wind and Solar Generation Cap 30% - SPP_NEBR v5.14 | 1370 | 6291 | Generation Constraint in GWh | FALSE | L | Annual | Emissions at Affected Plants | GWh | 3854.2911 | 6763.542 | 6849.7314 | 7085.9389 | 7226.7742 | 7532.1695 | 11775.2083
Wind and Solar Generation Cap 30% - SPP_NEBR v5.14 | 1370 | 6291 | Generation Constraint in GWh | FALSE | L | Annual | Allowances Purchased | GWh | 0 | 0 | 0 | 0 | 0 | 0 | 0
Wind and Solar Generation Cap 30% - SPP_NEBR v5.14 | 1370 | 6291 | Generation Constraint in GWh | FALSE | L | Annual | Allowances Sold | GWh | 0 | 0 | 0 | 0 | 0 | 0 | 0
Wind and Solar Generation Cap 30% - SPP_NEBR v5.14 | 1370 | 6291 | Generation Constraint in GWh | FALSE | L | Annual | Allowances Banked | GWh | 0 | 0 | 0 | 0 | 0 | 0 | 0
Wind and Solar Generation Cap 30% - SPP_NEBR v5.14 | 1370 | 6291 | Generation Constraint in GWh | FALSE | L | Annual | Allowances Withdrawn (1:1) | GWh | 0 | 0 | 0 | 0 | 0 | 0 | 0
Wind and Solar Generation Cap 30% - SPP_NEBR v5.14 | 1370 | 6291 | Generation Constraint in GWh | FALSE | L | Annual | Allowances Withdrawn (n:1) | GWh | 0 | 0 | 0 | 0 | 0 | 0 | 0
Wind and Solar Generation Cap 30% - SPP_NEBR v5.14 | 1370 | 6291 | Generation Constraint in GWh | FALSE | L | Annual | Net Emissions Allowance Position | GWh | 3854.2911 | 6763.542 | 6849.7314 | 7085.9389 | 7226.7742 | 7532.1695 | 11775.2083
Wind and Solar Generation Cap 30% - SPP_NEBR v5.14 | 1370 | 6291 | Generation Constraint in GWh | FALSE | L | Annual | Fuel Consumed | TBtu | 0 | 0 | 0 | 0 | 0 | 0 | 0
Wind and Solar Generation Cap 30% - SPP_NEBR v5.14 | 1370 | 6291 | Generation Constraint in GWh | FALSE | L | Annual | Heat Rate | MMBtu/MWh | 0 | 0 | 0 | 0 | 0 | 0 | 0
Wind and Solar Generation Cap 30% - SPP_NEBR v5.14 | 1370 | 6291 | Generation Constraint in GWh | FALSE | L | Annual | Generation | TWh | 3.8543 | 6.7635 | 6.8497 | 7.0859 | 7.2268 | 7.5322 | 11.7752
Wind and Solar Generation Cap 30% - SPP_NEBR v5.14 | 1370 | 6291 | Generation Constraint in GWh | FALSE | L | Annual | Qualifying Generation | TWh | 3.8543 | 6.7635 | 6.8497 | 7.0859 | 7.2268 | 7.5322 | 11.7752
Wind and Solar Generation Cap 30% - SPP_NEBR v5.14 | 1370 | 6291 | Generation Constraint in GWh | FALSE | L | Annual | Rate | lb/MWh | 0 | 0 | 0 | 0 | 0 | 0 | 0
Wind and Solar Generation Cap 30% - SPP_NEBR v5.14 | 1370 | 6291 | Generation Constraint in GWh | FALSE | L | Annual | Constraint Shadow Price | US2011$/MWh | 0 | 0 | 0 | 0 | 0 | 0 | 4.6961
Wind and Solar Generation Cap 30% - SPP_SE v5.14 | 1371 | 6292 | Generation Constraint in GWh | FALSE | L | Annual | Seasons Included | Seasons | Winter, Summer | Winter, Summer | Winter, Summer | Winter, Summer | Winter, Summer | Winter, Summer | Winter, Summer
Wind and Solar Generation Cap 30% - SPP_SE v5.14 | 1371 | 6292 | Generation Constraint in GWh | FALSE | L | Annual | Standard | GWh | 4053.6963 | 4108.8093 | 4211.1589 | 4418.7789 | 4623.5497 | 5018.7994 | 5447.8448
Wind and Solar Generation Cap 30% - SPP_SE v5.14 | 1371 | 6292 | Generation Constraint in GWh | FALSE | L | Annual | Emissions at Affected Plants | GWh | 0 | 0 | 0 | 0 | 0 | 0 | 0
Wind and Solar Generation Cap 30% - SPP_SE v5.14 | 1371 | 6292 | Generation Constraint in GWh | FALSE | L | Annual | Allowances Purchased | GWh | 0 | 0 | 0 | 0 | 0 | 0 | 0
Wind and Solar Generation Cap 30% - SPP_SE v5.14 | 1371 | 6292 | Generation Constraint in GWh | FALSE | L | Annual | Allowances Sold | GWh | 0 | 0 | 0 | 0 | 0 | 0 | 0
Wind and Solar Generation Cap 30% - SPP_SE v5.14 | 1371 | 6292 | Generation Constraint in GWh | FALSE | L | Annual | Allowances Banked | GWh | 0 | 0 | 0 | 0 | 0 | 0 | 0
Wind and Solar Generation Cap 30% - SPP_SE v5.14 | 1371 | 6292 | Generation Constraint in GWh | FALSE | L | Annual | Allowances Withdrawn (1:1) | GWh | 0 | 0 | 0 | 0 | 0 | 0 | 0
Wind and Solar Generation Cap 30% - SPP_SE v5.14 | 1371 | 6292 | Generation Constraint in GWh | FALSE | L | Annual | Allowances Withdrawn (n:1) | GWh | 0 | 0 | 0 | 0 | 0 | 0 | 0
Wind and Solar Generation Cap 30% - SPP_SE v5.14 | 1371 | 6292 | Generation Constraint in GWh | FALSE | L | Annual | Net Emissions Allowance Position | GWh | 0 | 0 | 0 | 0 | 0 | 0 | 0
Wind and Solar Generation Cap 30% - SPP_SE v5.14 | 1371 | 6292 | Generation Constraint in GWh | FALSE | L | Annual | Fuel Consumed | TBtu | 0 | 0 | 0 | 0 | 0 | 0 | 0
Wind and Solar Generation Cap 30% - SPP_SE v5.14 | 1371 | 6292 | Generation Constraint in GWh | FALSE | L | Annual | Heat Rate | MMBtu/MWh | 0 | 0 | 0 | 0 | 0 | 0 | 0
Wind and Solar Generation Cap 30% - SPP_SE v5.14 | 1371 | 6292 | Generation Constraint in GWh | FALSE | L | Annual | Generation | TWh | 0 | 0 | 0 | 0 | 0 | 0 | 0
Wind and Solar Generation Cap 30% - SPP_SE v5.14 | 1371 | 6292 | Generation Constraint in GWh | FALSE | L | Annual | Qualifying Generation | TWh | 0 | 0 | 0 | 0 | 0 | 0 | 0
Wind and Solar Generation Cap 30% - SPP_SE v5.14 | 1371 | 6292 | Generation Constraint in GWh | FALSE | L | Annual | Rate | lb/MWh | 0 | 0 | 0 | 0 | 0 | 0 | 0
Wind and Solar Generation Cap 30% - SPP_SE v5.14 | 1371 | 6292 | Generation Constraint in GWh | FALSE | L | Annual | Constraint Shadow Price | US2011$/MWh | 0 | 0 | 0 | 0 | 0 | 0 | 0
Wind and Solar Generation Cap 30% - SPP_SPS v5.14 | 1372 | 6293 | Generation Constraint in GWh | FALSE | L | Annual | Seasons Included | Seasons | Winter, Summer | Winter, Summer | Winter, Summer | Winter, Summer | Winter, Summer | Winter, Summer | Winter, Summer
Wind and Solar Generation Cap 30% - SPP_SPS v5.14 | 1372 | 6293 | Generation Constraint in GWh | FALSE | L | Annual | Standard | GWh | 16901.3204 | 16901.3204 | 16901.3204 | 16901.3204 | 16901.3204 | 16901.3204 | 16901.3204
Wind and Solar Generation Cap 30% - SPP_SPS v5.14 | 1372 | 6293 | Generation Constraint in GWh | FALSE | L | Annual | Emissions at Affected Plants | GWh | 16900.3204 | 16901.3204 | 16901.3204 | 16901.3204 | 16901.3204 | 16901.3204 | 16901.3204
Wind and Solar Generation Cap 30% - SPP_SPS v5.14 | 1372 | 6293 | Generation Constraint in GWh | FALSE | L | Annual | Allowances Purchased | GWh | 0 | 0 | 0 | 0 | 0 | 0 | 0
Wind and Solar Generation Cap 30% - SPP_SPS v5.14 | 1372 | 6293 | Generation Constraint in GWh | FALSE | L | Annual | Allowances Sold | GWh | 0 | 0 | 0 | 0 | 0 | 0 | 0
Wind and Solar Generation Cap 30% - SPP_SPS v5.14 | 1372 | 6293 | Generation Constraint in GWh | FALSE | L | Annual | Allowances Banked | GWh | 0 | 0 | 0 | 0 | 0 | 0 | 0
Wind and Solar Generation Cap 30% - SPP_SPS v5.14 | 1372 | 6293 | Generation Constraint in GWh | FALSE | L | Annual | Allowances Withdrawn (1:1) | GWh | 0 | 0 | 0 | 0 | 0 | 0 | 0
Wind and Solar Generation Cap 30% - SPP_SPS v5.14 | 1372 | 6293 | Generation Constraint in GWh | FALSE | L | Annual | Allowances Withdrawn (n:1) | GWh | 0 | 0 | 0 | 0 | 0 | 0 | 0
Wind and Solar Generation Cap 30% - SPP_SPS v5.14 | 1372 | 6293 | Generation Constraint in GWh | FALSE | L | Annual | Net Emissions Allowance Position | GWh | 16900.3204 | 16901.3204 | 16901.3204 | 16901.3204 | 16901.3204 | 16901.3204 | 16901.3204
Wind and Solar Generation Cap 30% - SPP_SPS v5.14 | 1372 | 6293 | Generation Constraint in GWh | FALSE | L | Annual | Fuel Consumed | TBtu | 0 | 0 | 0 | 0 | 0 | 0 | 0
Wind and Solar Generation Cap 30% - SPP_SPS v5.14 | 1372 | 6293 | Generation Constraint in GWh | FALSE | L | Annual | Heat Rate | MMBtu/MWh | 0 | 0 | 0 | 0 | 0 | 0 | 0
Wind and Solar Generation Cap 30% - SPP_SPS v5.14 | 1372 | 6293 | Generation Constraint in GWh | FALSE | L | Annual | Generation | TWh | 16.9003 | 16.9013 | 16.9013 | 16.9013 | 16.9013 | 16.9013 | 16.9013
Wind and Solar Generation Cap 30% - SPP_SPS v5.14 | 1372 | 6293 | Generation Constraint in GWh | FALSE | L | Annual | Qualifying Generation | TWh | 16.9003 | 16.9013 | 16.9013 | 16.9013 | 16.9013 | 16.9013 | 16.9013
Wind and Solar Generation Cap 30% - SPP_SPS v5.14 | 1372 | 6293 | Generation Constraint in GWh | FALSE | L | Annual | Rate | lb/MWh | 0 | 0 | 0 | 0 | 0 | 0 | 0
Wind and Solar Generation Cap 30% - SPP_SPS v5.14 | 1372 | 6293 | Generation Constraint in GWh | FALSE | L | Annual | Constraint Shadow Price | US2011$/MWh | 0 | 0 | 0 | 0 | 0 | 0 | 34.4031
Wind and Solar Generation Cap 30% - SPP_WEST v5.14 | 1373 | 6294 | Generation Constraint in GWh | FALSE | L | Annual | Seasons Included | Seasons | Winter, Summer | Winter, Summer | Winter, Summer | Winter, Summer | Winter, Summer | Winter, Summer | Winter, Summer
Wind and Solar Generation Cap 30% - SPP_WEST v5.14 | 1373 | 6294 | Generation Constraint in GWh | FALSE | L | Annual | Standard | GWh | 36980.3979 | 37477.4327 | 38419.0708 | 40320.3434 | 42179.5997 | 45759.3471 | 49642.9119
Wind and Solar Generation Cap 30% - SPP_WEST v5.14 | 1373 | 6294 | Generation Constraint in GWh | FALSE | L | Annual | Emissions at Affected Plants | GWh | 13770.8445 | 16799.5011 | 16799.5011 | 16799.5011 | 16799.5011 | 45759.3471 | 49642.9119
Wind and Solar Generation Cap 30% - SPP_WEST v5.14 | 1373 | 6294 | Generation Constraint in GWh | FALSE | L | Annual | Allowances Purchased | GWh | 0 | 0 | 0 | 0 | 0 | 0 | 0
Wind and Solar Generation Cap 30% - SPP_WEST v5.14 | 1373 | 6294 | Generation Constraint in GWh | FALSE | L | Annual | Allowances Sold | GWh | 0 | 0 | 0 | 0 | 0 | 0 | 0
Wind and Solar Generation Cap 30% - SPP_WEST v5.14 | 1373 | 6294 | Generation Constraint in GWh | FALSE | L | Annual | Allowances Banked | GWh | 0 | 0 | 0 | 0 | 0 | 0 | 0
Wind and Solar Generation Cap 30% - SPP_WEST v5.14 | 1373 | 6294 | Generation Constraint in GWh | FALSE | L | Annual | Allowances Withdrawn (1:1) | GWh | 0 | 0 | 0 | 0 | 0 | 0 | 0
Wind and Solar Generation Cap 30% - SPP_WEST v5.14 | 1373 | 6294 | Generation Constraint in GWh | FALSE | L | Annual | Allowances Withdrawn (n:1) | GWh | 0 | 0 | 0 | 0 | 0 | 0 | 0
Wind and Solar Generation Cap 30% - SPP_WEST v5.14 | 1373 | 6294 | Generation Constraint in GWh | FALSE | L | Annual | Net Emissions Allowance Position | GWh | 13770.8445 | 16799.5011 | 16799.5011 | 16799.5011 | 16799.5011 | 45759.3471 | 49642.9119
Wind and Solar Generation Cap 30% - SPP_WEST v5.14 | 1373 | 6294 | Generation Constraint in GWh | FALSE | L | Annual | Fuel Consumed | TBtu | 0 | 0 | 0 | 0 | 0 | 0 | 0
Wind and Solar Generation Cap 30% - SPP_WEST v5.14 | 1373 | 6294 | Generation Constraint in GWh | FALSE | L | Annual | Heat Rate | MMBtu/MWh | 0 | 0 | 0 | 0 | 0 | 0 | 0
Wind and Solar Generation Cap 30% - SPP_WEST v5.14 | 1373 | 6294 | Generation Constraint in GWh | FALSE | L | Annual | Generation | TWh | 13.7708 | 16.7995 | 16.7995 | 16.7995 | 16.7995 | 45.7593 | 49.6429
Wind and Solar Generation Cap 30% - SPP_WEST v5.14 | 1373 | 6294 | Generation Constraint in GWh | FALSE | L | Annual | Qualifying Generation | TWh | 13.7708 | 16.7995 | 16.7995 | 16.7995 | 16.7995 | 45.7593 | 49.6429
Wind and Solar Generation Cap 30% - SPP_WEST v5.14 | 1373 | 6294 | Generation Constraint in GWh | FALSE | L | Annual | Rate | lb/MWh | 0 | 0 | 0 | 0 | 0 | 0 | 0
Wind and Solar Generation Cap 30% - SPP_WEST v5.14 | 1373 | 6294 | Generation Constraint in GWh | FALSE | L | Annual | Constraint Shadow Price | US2011$/MWh | 0 | 0 | 0 | 0 | 0 | 1.7512 | 7.9825
Wind and Solar Generation Cap 30% - WEC_CALN v5.14 | 1374 | 6295 | Generation Constraint in GWh | FALSE | L | Annual | Seasons Included | Seasons | Winter, Summer | Winter, Summer | Winter, Summer | Winter, Summer | Winter, Summer | Winter, Summer | Winter, Summer
Wind and Solar Generation Cap 30% - WEC_CALN v5.14 | 1374 | 6295 | Generation Constraint in GWh | FALSE | L | Annual | Standard | GWh | 34203.6896 | 34605.2978 | 35054.2724 | 36431.9904 | 37738.0805 | 40949.437 | 44434.0741
Wind and Solar Generation Cap 30% - WEC_CALN v5.14 | 1374 | 6295 | Generation Constraint in GWh | FALSE | L | Annual | Emissions at Affected Plants | GWh | 6812.5536 | 6957.2185 | 6957.2185 | 6957.2185 | 6957.2185 | 30997.4991 | 33941.1811
Wind and Solar Generation Cap 30% - WEC_CALN v5.14 | 1374 | 6295 | Generation Constraint in GWh | FALSE | L | Annual | Allowances Purchased | GWh | 0 | 0 | 0 | 0 | 0 | 0 | 0
Wind and Solar Generation Cap 30% - WEC_CALN v5.14 | 1374 | 6295 | Generation Constraint in GWh | FALSE | L | Annual | Allowances Sold | GWh | 0 | 0 | 0 | 0 | 0 | 0 | 0
Wind and Solar Generation Cap 30% - WEC_CALN v5.14 | 1374 | 6295 | Generation Constraint in GWh | FALSE | L | Annual | Allowances Banked | GWh | 0 | 0 | 0 | 0 | 0 | 0 | 0
Wind and Solar Generation Cap 30% - WEC_CALN v5.14 | 1374 | 6295 | Generation Constraint in GWh | FALSE | L | Annual | Allowances Withdrawn (1:1) | GWh | 0 | 0 | 0 | 0 | 0 | 0 | 0
Wind and Solar Generation Cap 30% - WEC_CALN v5.14 | 1374 | 6295 | Generation Constraint in GWh | FALSE | L | Annual | Allowances Withdrawn (n:1) | GWh | 0 | 0 | 0 | 0 | 0 | 0 | 0
Wind and Solar Generation Cap 30% - WEC_CALN v5.14 | 1374 | 6295 | Generation Constraint in GWh | FALSE | L | Annual | Net Emissions Allowance Position | GWh | 6812.5536 | 6957.2185 | 6957.2185 | 6957.2185 | 6957.2185 | 30997.4991 | 33941.1811
Wind and Solar Generation Cap 30% - WEC_CALN v5.14 | 1374 | 6295 | Generation Constraint in GWh | FALSE | L | Annual | Fuel Consumed | TBtu | 0 | 0 | 0 | 0 | 0 | 0 | 0
Wind and Solar Generation Cap 30% - WEC_CALN v5.14 | 1374 | 6295 | Generation Constraint in GWh | FALSE | L | Annual | Heat Rate | MMBtu/MWh | 0 | 0 | 0 | 0 | 0 | 0 | 0
Wind and Solar Generation Cap 30% - WEC_CALN v5.14 | 1374 | 6295 | Generation Constraint in GWh | FALSE | L | Annual | Generation | TWh | 6.8126 | 6.9572 | 6.9572 | 6.9572 | 6.9572 | 30.9975 | 33.9412
Wind and Solar Generation Cap 30% - WEC_CALN v5.14 | 1374 | 6295 | Generation Constraint in GWh | FALSE | L | Annual | Qualifying Generation | TWh | 6.8126 | 6.9572 | 6.9572 | 6.9572 | 6.9572 | 30.9975 | 33.9412
Wind and Solar Generation Cap 30% - WEC_CALN v5.14 | 1374 | 6295 | Generation Constraint in GWh | FALSE | L | Annual | Rate | lb/MWh | 0 | 0 | 0 | 0 | 0 | 0 | 0
Wind and Solar Generation Cap 30% - WEC_CALN v5.14 | 1374 | 6295 | Generation Constraint in GWh | FALSE | L | Annual | Constraint Shadow Price | US2011$/MWh | 0 | 0 | 0 | 0 | 0 | 0 | 0
Wind and Solar Generation Cap 30% - WEC_LADW v5.14 | 1375 | 6296 | Generation Constraint in GWh | FALSE | L | Annual | Seasons Included | Seasons | Winter, Summer | Winter, Summer | Winter, Summer | Winter, Summer | Winter, Summer | Winter, Summer | Winter, Summer
Wind and Solar Generation Cap 30% - WEC_LADW v5.14 | 1375 | 6296 | Generation Constraint in GWh | FALSE | L | Annual | Standard | GWh | 7873.6006 | 7966.0407 | 8069.3834 | 8386.4995 | 8687.1287 | 9426.3023 | 10228.3783
Wind and Solar Generation Cap 30% - WEC_LADW v5.14 | 1375 | 6296 | Generation Constraint in GWh | FALSE | L | Annual | Emissions at Affected Plants | GWh | 1429.3272 | 2900.297 | 2900.297 | 2900.297 | 2900.297 | 7624.9833 | 8694.636
Wind and Solar Generation Cap 30% - WEC_LADW v5.14 | 1375 | 6296 | Generation Constraint in GWh | FALSE | L | Annual | Allowances Purchased | GWh | 0 | 0 | 0 | 0 | 0 | 0 | 0
Wind and Solar Generation Cap 30% - WEC_LADW v5.14 | 1375 | 6296 | Generation Constraint in GWh | FALSE | L | Annual | Allowances Sold | GWh | 0 | 0 | 0 | 0 | 0 | 0 | 0
Wind and Solar Generation Cap 30% - WEC_LADW v5.14 | 1375 | 6296 | Generation Constraint in GWh | FALSE | L | Annual | Allowances Banked | GWh | 0 | 0 | 0 | 0 | 0 | 0 | 0
Wind and Solar Generation Cap 30% - WEC_LADW v5.14 | 1375 | 6296 | Generation Constraint in GWh | FALSE | L | Annual | Allowances Withdrawn (1:1) | GWh | 0 | 0 | 0 | 0 | 0 | 0 | 0
Wind and Solar Generation Cap 30% - WEC_LADW v5.14 | 1375 | 6296 | Generation Constraint in GWh | FALSE | L | Annual | Allowances Withdrawn (n:1) | GWh | 0 | 0 | 0 | 0 | 0 | 0 | 0
Wind and Solar Generation Cap 30% - WEC_LADW v5.14 | 1375 | 6296 | Generation Constraint in GWh | FALSE | L | Annual | Net Emissions Allowance Position | GWh | 1429.3272 | 2900.297 | 2900.297 | 2900.297 | 2900.297 | 7624.9833 | 8694.636
Wind and Solar Generation Cap 30% - WEC_LADW v5.14 | 1375 | 6296 | Generation Constraint in GWh | FALSE | L | Annual | Fuel Consumed | TBtu | 0 | 0 | 0 | 0 | 0 | 0 | 0
Wind and Solar Generation Cap 30% - WEC_LADW v5.14 | 1375 | 6296 | Generation Constraint in GWh | FALSE | L | Annual | Heat Rate | MMBtu/MWh | 0 | 0 | 0 | 0 | 0 | 0 | 0
Wind and Solar Generation Cap 30% - WEC_LADW v5.14 | 1375 | 6296 | Generation Constraint in GWh | FALSE | L | Annual | Generation | TWh | 1.4293 | 2.9003 | 2.9003 | 2.9003 | 2.9003 | 7.625 | 8.6946
Wind and Solar Generation Cap 30% - WEC_LADW v5.14 | 1375 | 6296 | Generation Constraint in GWh | FALSE | L | Annual | Qualifying Generation | TWh | 1.4293 | 2.9003 | 2.9003 | 2.9003 | 2.9003 | 7.625 | 8.6946
Wind and Solar Generation Cap 30% - WEC_LADW v5.14 | 1375 | 6296 | Generation Constraint in GWh | FALSE | L | Annual | Rate | lb/MWh | 0 | 0 | 0 | 0 | 0 | 0 | 0
Wind and Solar Generation Cap 30% - WEC_LADW v5.14 | 1375 | 6296 | Generation Constraint in GWh | FALSE | L | Annual | Constraint Shadow Price | US2011$/MWh | 0 | 0 | 0 | 0 | 0 | 0 | 0
Wind and Solar Generation Cap 30% - WEC_SDGE v5.14 | 1376 | 6297 | Generation Constraint in GWh | FALSE | L | Annual | Seasons Included | Seasons | Winter, Summer | Winter, Summer | Winter, Summer | Winter, Summer | Winter, Summer | Winter, Summer | Winter, Summer
Wind and Solar Generation Cap 30% - WEC_SDGE v5.14 | 1376 | 6297 | Generation Constraint in GWh | FALSE | L | Annual | Standard | GWh | 6170.0793 | 6242.5167 | 6323.4975 | 6571.9941 | 6854.5206 | 7433.7474 | 8062.2653
Wind and Solar Generation Cap 30% - WEC_SDGE v5.14 | 1376 | 6297 | Generation Constraint in GWh | FALSE | L | Annual | Emissions at Affected Plants | GWh | 241.1644 | 830.551 | 830.551 | 3198.3582 | 5304.1345 | 5690.2857 | 6398.1556
Wind and Solar Generation Cap 30% - WEC_SDGE v5.14 | 1376 | 6297 | Generation Constraint in GWh | FALSE | L | Annual | Allowances Purchased | GWh | 0 | 0 | 0 | 0 | 0 | 0 | 0
Wind and Solar Generation Cap 30% - WEC_SDGE v5.14 | 1376 | 6297 | Generation Constraint in GWh | FALSE | L | Annual | Allowances Sold | GWh | 0 | 0 | 0 | 0 | 0 | 0 | 0
Wind and Solar Generation Cap 30% - WEC_SDGE v5.14 | 1376 | 6297 | Generation Constraint in GWh | FALSE | L | Annual | Allowances Banked | GWh | 0 | 0 | 0 | 0 | 0 | 0 | 0
Wind and Solar Generation Cap 30% - WEC_SDGE v5.14 | 1376 | 6297 | Generation Constraint in GWh | FALSE | L | Annual | Allowances Withdrawn (1:1) | GWh | 0 | 0 | 0 | 0 | 0 | 0 | 0
Wind and Solar Generation Cap 30% - WEC_SDGE v5.14 | 1376 | 6297 | Generation Constraint in GWh | FALSE | L | Annual | Allowances Withdrawn (n:1) | GWh | 0 | 0 | 0 | 0 | 0 | 0 | 0
Wind and Solar Generation Cap 30% - WEC_SDGE v5.14 | 1376 | 6297 | Generation Constraint in GWh | FALSE | L | Annual | Net Emissions Allowance Position | GWh | 241.1644 | 830.551 | 830.551 | 3198.3582 | 5304.1345 | 5690.2857 | 6398.1556
Wind and Solar Generation Cap 30% - WEC_SDGE v5.14 | 1376 | 6297 | Generation Constraint in GWh | FALSE | L | Annual | Fuel Consumed | TBtu | 0 | 0 | 0 | 0 | 0 | 0 | 0
Wind and Solar Generation Cap 30% - WEC_SDGE v5.14 | 1376 | 6297 | Generation Constraint in GWh | FALSE | L | Annual | Heat Rate | MMBtu/MWh | 0 | 0 | 0 | 0 | 0 | 0 | 0
Wind and Solar Generation Cap 30% - WEC_SDGE v5.14 | 1376 | 6297 | Generation Constraint in GWh | FALSE | L | Annual | Generation | TWh | 0.24116 | 0.83055 | 0.83055 | 3.1984 | 5.3041 | 5.6903 | 6.3982
Wind and Solar Generation Cap 30% - WEC_SDGE v5.14 | 1376 | 6297 | Generation Constraint in GWh | FALSE | L | Annual | Qualifying Generation | TWh | 0.24116 | 0.83055 | 0.83055 | 3.1984 | 5.3041 | 5.6903 | 6.3982
Wind and Solar Generation Cap 30% - WEC_SDGE v5.14 | 1376 | 6297 | Generation Constraint in GWh | FALSE | L | Annual | Rate | lb/MWh | 0 | 0 | 0 | 0 | 0 | 0 | 0
Wind and Solar Generation Cap 30% - WEC_SDGE v5.14 | 1376 | 6297 | Generation Constraint in GWh | FALSE | L | Annual | Constraint Shadow Price | US2011$/MWh | 0 | 0 | 0 | 0 | 0 | 0 | 0
Wind and Solar Generation Cap 30% - WECC_AZ v5.14 | 1377 | 6298 | Generation Constraint in GWh | FALSE | L | Annual | Seasons Included | Seasons | Winter, Summer | Winter, Summer | Winter, Summer | Winter, Summer | Winter, Summer | Winter, Summer | Winter, Summer
Wind and Solar Generation Cap 30% - WECC_AZ v5.14 | 1377 | 6298 | Generation Constraint in GWh | FALSE | L | Annual | Standard | GWh | 27497.4096 | 28161.9162 | 28673.4957 | 30093.0895 | 31633.2709 | 34786.4035 | 38253.8431
Wind and Solar Generation Cap 30% - WECC_AZ v5.14 | 1377 | 6298 | Generation Constraint in GWh | FALSE | L | Annual | Emissions at Affected Plants | GWh | 4112.1293 | 4112.1906 | 4112.1906 | 4112.1906 | 4112.1906 | 23770.1574 | 26082.0291
Wind and Solar Generation Cap 30% - WECC_AZ v5.14 | 1377 | 6298 | Generation Constraint in GWh | FALSE | L | Annual | Allowances Purchased | GWh | 0 | 0 | 0 | 0 | 0 | 0 | 0
Wind and Solar Generation Cap 30% - WECC_AZ v5.14 | 1377 | 6298 | Generation Constraint in GWh | FALSE | L | Annual | Allowances Sold | GWh | 0 | 0 | 0 | 0 | 0 | 0 | 0
Wind and Solar Generation Cap 30% - WECC_AZ v5.14 | 1377 | 6298 | Generation Constraint in GWh | FALSE | L | Annual | Allowances Banked | GWh | 0 | 0 | 0 | 0 | 0 | 0 | 0
Wind and Solar Generation Cap 30% - WECC_AZ v5.14 | 1377 | 6298 | Generation Constraint in GWh | FALSE | L | Annual | Allowances Withdrawn (1:1) | GWh | 0 | 0 | 0 | 0 | 0 | 0 | 0
Wind and Solar Generation Cap 30% - WECC_AZ v5.14 | 1377 | 6298 | Generation Constraint in GWh | FALSE | L | Annual | Allowances Withdrawn (n:1) | GWh | 0 | 0 | 0 | 0 | 0 | 0 | 0
Wind and Solar Generation Cap 30% - WECC_AZ v5.14 | 1377 | 6298 | Generation Constraint in GWh | FALSE | L | Annual | Net Emissions Allowance Position | GWh | 4112.1293 | 4112.1906 | 4112.1906 | 4112.1906 | 4112.1906 | 23770.1574 | 26082.0291
Wind and Solar Generation Cap 30% - WECC_AZ v5.14 | 1377 | 6298 | Generation Constraint in GWh | FALSE | L | Annual | Fuel Consumed | TBtu | 0 | 0 | 0 | 0 | 0 | 0 | 0
Wind and Solar Generation Cap 30% - WECC_AZ v5.14 | 1377 | 6298 | Generation Constraint in GWh | FALSE | L | Annual | Heat Rate | MMBtu/MWh | 0 | 0 | 0 | 0 | 0 | 0 | 0
Wind and Solar Generation Cap 30% - WECC_AZ v5.14 | 1377 | 6298 | Generation Constraint in GWh | FALSE | L | Annual | Generation | TWh | 4.1121 | 4.1122 | 4.1122 | 4.1122 | 4.1122 | 23.7702 | 26.082
Wind and Solar Generation Cap 30% - WECC_AZ v5.14 | 1377 | 6298 | Generation Constraint in GWh | FALSE | L | Annual | Qualifying Generation | TWh | 4.1121 | 4.1122 | 4.1122 | 4.1122 | 4.1122 | 23.7702 | 26.082
Wind and Solar Generation Cap 30% - WECC_AZ v5.14 | 1377 | 6298 | Generation Constraint in GWh | FALSE | L | Annual | Rate | lb/MWh | 0 | 0 | 0 | 0 | 0 | 0 | 0
Wind and Solar Generation Cap 30% - WECC_AZ v5.14 | 1377 | 6298 | Generation Constraint in GWh | FALSE | L | Annual | Constraint Shadow Price | US2011$/MWh | 0 | 0 | 0 | 0 | 0 | 0 | 0
Wind and Solar Generation Cap 30% - WECC_CO v5.14 | 1378 | 6299 | Generation Constraint in GWh | FALSE | L | Annual | Seasons Included | Seasons | Winter, Summer | Winter, Summer | Winter, Summer | Winter, Summer | Winter, Summer | Winter, Summer | Winter, Summer
Wind and Solar Generation Cap 30% - WECC_CO v5.14 | 1378 | 6299 | Generation Constraint in GWh | FALSE | L | Annual | Standard | GWh | 18879.7728 | 19457.5144 | 19869.2392 | 20918.9231 | 21936.0923 | 23916.9271 | 26076.6399
Wind and Solar Generation Cap 30% - WECC_CO v5.14 | 1378 | 6299 | Generation Constraint in GWh | FALSE | L | Annual | Emissions at Affected Plants | GWh | 8693.0888 | 12219.6496 | 12611.611 | 13467.3101 | 14471.2465 | 23916.9271 | 26076.6399
Wind and Solar Generation Cap 30% - WECC_CO v5.14 | 1378 | 6299 | Generation Constraint in GWh | FALSE | L | Annual | Allowances Purchased | GWh | 0 | 0 | 0 | 0 | 0 | 0 | 0
Wind and Solar Generation Cap 30% - WECC_CO v5.14 | 1378 | 6299 | Generation Constraint in GWh | FALSE | L | Annual | Allowances Sold | GWh | 0 | 0 | 0 | 0 | 0 | 0 | 0
Wind and Solar Generation Cap 30% - WECC_CO v5.14 | 1378 | 6299 | Generation Constraint in GWh | FALSE | L | Annual | Allowances Banked | GWh | 0 | 0 | 0 | 0 | 0 | 0 | 0
Wind and Solar Generation Cap 30% - WECC_CO v5.14 | 1378 | 6299 | Generation Constraint in GWh | FALSE | L | Annual | Allowances Withdrawn (1:1) | GWh | 0 | 0 | 0 | 0 | 0 | 0 | 0
Wind and Solar Generation Cap 30% - WECC_CO v5.14 | 1378 | 6299 | Generation Constraint in GWh | FALSE | L | Annual | Allowances Withdrawn (n:1) | GWh | 0 | 0 | 0 | 0 | 0 | 0 | 0
Wind and Solar Generation Cap 30% - WECC_CO v5.14 | 1378 | 6299 | Generation Constraint in GWh | FALSE | L | Annual | Net Emissions Allowance Position | GWh | 8693.0888 | 12219.6496 | 12611.611 | 13467.3101 | 14471.2465 | 23916.9271 | 26076.6399
Wind and Solar Generation Cap 30% - WECC_CO v5.14 | 1378 | 6299 | Generation Constraint in GWh | FALSE | L | Annual | Fuel Consumed | TBtu | 0 | 0 | 0 | 0 | 0 | 0 | 0
Wind and Solar Generation Cap 30% - WECC_CO v5.14 | 1378 | 6299 | Generation Constraint in GWh | FALSE | L | Annual | Heat Rate | MMBtu/MWh | 0 | 0 | 0 | 0 | 0 | 0 | 0
Wind and Solar Generation Cap 30% - WECC_CO v5.14 | 1378 | 6299 | Generation Constraint in GWh | FALSE | L | Annual | Generation | TWh | 8.6931 | 12.2196 | 12.6116 | 13.4673 | 14.4712 | 23.9169 | 26.0766
Wind and Solar Generation Cap 30% - WECC_CO v5.14 | 1378 | 6299 | Generation Constraint in GWh | FALSE | L | Annual | Qualifying Generation | TWh | 8.6931 | 12.2196 | 12.6116 | 13.4673 | 14.4712 | 23.9169 | 26.0766
Wind and Solar Generation Cap 30% - WECC_CO v5.14 | 1378 | 6299 | Generation Constraint in GWh | FALSE | L | Annual | Rate | lb/MWh | 0 | 0 | 0 | 0 | 0 | 0 | 0
Wind and Solar Generation Cap 30% - WECC_CO v5.14 | 1378 | 6299 | Generation Constraint in GWh | FALSE | L | Annual | Constraint Shadow Price | US2011$/MWh | 0 | 0 | 0 | 0 | 0 | 7.2564 | 16.6405
Wind and Solar Generation Cap 30% - WECC_ID v5.14 | 1379 | 6300 | Generation Constraint in GWh | FALSE | L | Annual | Seasons Included | Seasons | Winter, Summer | Winter, Summer | Winter, Summer | Winter, Summer | Winter, Summer | Winter, Summer | Winter, Summer
Wind and Solar Generation Cap 30% - WECC_ID v5.14 | 1379 | 6300 | Generation Constraint in GWh | FALSE | L | Annual | Standard | GWh | 6543.4735 | 6696.9113 | 6804.1588 | 7086.9658 | 7351.8546 | 7886.6568 | 8460.3678
Wind and Solar Generation Cap 30% - WECC_ID v5.14 | 1379 | 6300 | Generation Constraint in GWh | FALSE | L | Annual | Emissions at Affected Plants | GWh | 3701.9182 | 3704.2516 | 3704.2516 | 3704.2516 | 3710.926 | 3710.926 | 7851.8489
Wind and Solar Generation Cap 30% - WECC_ID v5.14 | 1379 | 6300 | Generation Constraint in GWh | FALSE | L | Annual | Allowances Purchased | GWh | 0 | 0 | 0 | 0 | 0 | 0 | 0
Wind and Solar Generation Cap 30% - WECC_ID v5.14 | 1379 | 6300 | Generation Constraint in GWh | FALSE | L | Annual | Allowances Sold | GWh | 0 | 0 | 0 | 0 | 0 | 0 | 0
Wind and Solar Generation Cap 30% - WECC_ID v5.14 | 1379 | 6300 | Generation Constraint in GWh | FALSE | L | Annual | Allowances Banked | GWh | 0 | 0 | 0 | 0 | 0 | 0 | 0
Wind and Solar Generation Cap 30% - WECC_ID v5.14 | 1379 | 6300 | Generation Constraint in GWh | FALSE | L | Annual | Allowances Withdrawn (1:1) | GWh | 0 | 0 | 0 | 0 | 0 | 0 | 0
Wind and Solar Generation Cap 30% - WECC_ID v5.14 | 1379 | 6300 | Generation Constraint in GWh | FALSE | L | Annual | Allowances Withdrawn (n:1) | GWh | 0 | 0 | 0 | 0 | 0 | 0 | 0
Wind and Solar Generation Cap 30% - WECC_ID v5.14 | 1379 | 6300 | Generation Constraint in GWh | FALSE | L | Annual | Net Emissions Allowance Position | GWh | 3701.9182 | 3704.2516 | 3704.2516 | 3704.2516 | 3710.926 | 3710.926 | 7851.8489
Wind and Solar Generation Cap 30% - WECC_ID v5.14 | 1379 | 6300 | Generation Constraint in GWh | FALSE | L | Annual | Fuel Consumed | TBtu | 0 | 0 | 0 | 0 | 0 | 0 | 0
Wind and Solar Generation Cap 30% - WECC_ID v5.14 | 1379 | 6300 | Generation Constraint in GWh | FALSE | L | Annual | Heat Rate | MMBtu/MWh | 0 | 0 | 0 | 0 | 0 | 0 | 0
Wind and Solar Generation Cap 30% - WECC_ID v5.14 | 1379 | 6300 | Generation Constraint in GWh | FALSE | L | Annual | Generation | TWh | 3.7019 | 3.7043 | 3.7043 | 3.7043 | 3.7109 | 3.7109 | 7.8518
Wind and Solar Generation Cap 30% - WECC_ID v5.14 | 1379 | 6300 | Generation Constraint in GWh | FALSE | L | Annual | Qualifying Generation | TWh | 3.7019 | 3.7043 | 3.7043 | 3.7043 | 3.7109 | 3.7109 | 7.8518
Wind and Solar Generation Cap 30% - WECC_ID v5.14 | 1379 | 6300 | Generation Constraint in GWh | FALSE | L | Annual | Rate | lb/MWh | 0 | 0 | 0 | 0 | 0 | 0 | 0
Wind and Solar Generation Cap 30% - WECC_ID v5.14 | 1379 | 6300 | Generation Constraint in GWh | FALSE | L | Annual | Constraint Shadow Price | US2011$/MWh | 0 | 0 | 0 | 0 | 0 | 0 | 0
Wind and Solar Generation Cap 30% - WECC_IID v5.14 | 1380 | 6301 | Generation Constraint in GWh | FALSE | L | Annual | Seasons Included | Seasons | Winter, Summer | Winter, Summer | Winter, Summer | Winter, Summer | Winter, Summer | Winter, Summer | Winter, Summer
Wind and Solar Generation Cap 30% - WECC_IID v5.14 | 1380 | 6301 | Generation Constraint in GWh | FALSE | L | Annual | Standard | GWh | 2851.9675 | 2851.9675 | 2851.9675 | 2851.9675 | 2851.9675 | 2851.9675 | 2851.9675
Wind and Solar Generation Cap 30% - WECC_IID v5.14 | 1380 | 6301 | Generation Constraint in GWh | FALSE | L | Annual | Emissions at Affected Plants | GWh | 2850.9675 | 2850.9675 | 2850.9675 | 2850.9675 | 2850.9675 | 2850.9675 | 2850.9675
Wind and Solar Generation Cap 30% - WECC_IID v5.14 | 1380 | 6301 | Generation Constraint in GWh | FALSE | L | Annual | Allowances Purchased | GWh | 0 | 0 | 0 | 0 | 0 | 0 | 0
Wind and Solar Generation Cap 30% - WECC_IID v5.14 | 1380 | 6301 | Generation Constraint in GWh | FALSE | L | Annual | Allowances Sold | GWh | 0 | 0 | 0 | 0 | 0 | 0 | 0
Wind and Solar Generation Cap 30% - WECC_IID v5.14 | 1380 | 6301 | Generation Constraint in GWh | FALSE | L | Annual | Allowances Banked | GWh | 0 | 0 | 0 | 0 | 0 | 0 | 0
Wind and Solar Generation Cap 30% - WECC_IID v5.14 | 1380 | 6301 | Generation Constraint in GWh | FALSE | L | Annual | Allowances Withdrawn (1:1) | GWh | 0 | 0 | 0 | 0 | 0 | 0 | 0
Wind and Solar Generation Cap 30% - WECC_IID v5.14 | 1380 | 6301 | Generation Constraint in GWh | FALSE | L | Annual | Allowances Withdrawn (n:1) | GWh | 0 | 0 | 0 | 0 | 0 | 0 | 0
Wind and Solar Generation Cap 30% - WECC_IID v5.14 | 1380 | 6301 | Generation Constraint in GWh | FALSE | L | Annual | Net Emissions Allowance Position | GWh | 2850.9675 | 2850.9675 | 2850.9675 | 2850.9675 | 2850.9675 | 2850.9675 | 2850.9675
Wind and Solar Generation Cap 30% - WECC_IID v5.14 | 1380 | 6301 | Generation Constraint in GWh | FALSE | L | Annual | Fuel Consumed | TBtu | 0 | 0 | 0 | 0 | 0 | 0 | 0
Wind and Solar Generation Cap 30% - WECC_IID v5.14 | 1380 | 6301 | Generation Constraint in GWh | FALSE | L | Annual | Heat Rate | MMBtu/MWh | 0 | 0 | 0 | 0 | 0 | 0 | 0
Wind and Solar Generation Cap 30% - WECC_IID v5.14 | 1380 | 6301 | Generation Constraint in GWh | FALSE | L | Annual | Generation | TWh | 2.851 | 2.851 | 2.851 | 2.851 | 2.851 | 2.851 | 2.851
Wind and Solar Generation Cap 30% - WECC_IID v5.14 | 1380 | 6301 | Generation Constraint in GWh | FALSE | L | Annual | Qualifying Generation | TWh | 2.851 | 2.851 | 2.851 | 2.851 | 2.851 | 2.851 | 2.851
Wind and Solar Generation Cap 30% - WECC_IID v5.14 | 1380 | 6301 | Generation Constraint in GWh | FALSE | L | Annual | Rate | lb/MWh | 0 | 0 | 0 | 0 | 0 | 0 | 0
Wind and Solar Generation Cap 30% - WECC_IID v5.14 | 1380 | 6301 | Generation Constraint in GWh | FALSE | L | Annual | Constraint Shadow Price | US2011$/MWh | 0 | 0 | 0 | 0 | 0 | 0 | 0
Wind and Solar Generation Cap 30% - WECC_MT v5.14 | 1381 | 6302 | Generation Constraint in GWh | FALSE | L | Annual | Seasons Included | Seasons | Winter, Summer | Winter, Summer | Winter, Summer | Winter, Summer | Winter, Summer | Winter, Summer | Winter, Summer
Wind and Solar Generation Cap 30% - WECC_MT v5.14 | 1381 | 6302 | Generation Constraint in GWh | FALSE | L | Annual | Standard | GWh | 3284.4694 | 3361.4752 | 3415.2995 | 3557.2318 | 3690.1714 | 3958.5724 | 4246.5006
Wind and Solar Generation Cap 30% - WECC_MT v5.14 | 1381 | 6302 | Generation Constraint in GWh | FALSE | L | Annual | Emissions at Affected Plants | GWh | 1722.3448 | 1763.6102 | 1763.6102 | 1763.6102 | 2212.495 | 2212.495 | 2212.495
Wind and Solar Generation Cap 30% - WECC_MT v5.14 | 1381 | 6302 | Generation Constraint in GWh | FALSE | L | Annual | Allowances Purchased | GWh | 0 | 0 | 0 | 0 | 0 | 0 | 0
Wind and Solar Generation Cap 30% - WECC_MT v5.14 | 1381 | 6302 | Generation Constraint in GWh | FALSE | L | Annual | Allowances Sold | GWh | 0 | 0 | 0 | 0 | 0 | 0 | 0
Wind and Solar Generation Cap 30% - WECC_MT v5.14 | 1381 | 6302 | Generation Constraint in GWh | FALSE | L | Annual | Allowances Banked | GWh | 0 | 0 | 0 | 0 | 0 | 0 | 0
Wind and Solar Generation Cap 30% - WECC_MT v5.14 | 1381 | 6302 | Generation Constraint in GWh | FALSE | L | Annual | Allowances Withdrawn (1:1) | GWh | 0 | 0 | 0 | 0 | 0 | 0 | 0
Wind and Solar Generation Cap 30% - WECC_MT v5.14 | 1381 | 6302 | Generation Constraint in GWh | FALSE | L | Annual | Allowances Withdrawn (n:1) | GWh | 0 | 0 | 0 | 0 | 0 | 0 | 0
Wind and Solar Generation Cap 30% - WECC_MT v5.14 | 1381 | 6302 | Generation Constraint in GWh | FALSE | L | Annual | Net Emissions Allowance Position | GWh | 1722.3448 | 1763.6102 | 1763.6102 | 1763.6102 | 2212.495 | 2212.495 | 2212.495
Wind and Solar Generation Cap 30% - WECC_MT v5.14 | 1381 | 6302 | Generation Constraint in GWh | FALSE | L | Annual | Fuel Consumed | TBtu | 0 | 0 | 0 | 0 | 0 | 0 | 0
Wind and Solar Generation Cap 30% - WECC_MT v5.14 | 1381 | 6302 | Generation Constraint in GWh | FALSE | L | Annual | Heat Rate | MMBtu/MWh | 0 | 0 | 0 | 0 | 0 | 0 | 0
Wind and Solar Generation Cap 30% - WECC_MT v5.14 | 1381 | 6302 | Generation Constraint in GWh | FALSE | L | Annual | Generation | TWh | 1.7223 | 1.7636 | 1.7636 | 1.7636 | 2.2125 | 2.2125 | 2.2125
Wind and Solar Generation Cap 30% - WECC_MT v5.14 | 1381 | 6302 | Generation Constraint in GWh | FALSE | L | Annual | Qualifying Generation | TWh | 1.7223 | 1.7636 | 1.7636 | 1.7636 | 2.2125 | 2.2125 | 2.2125
Wind and Solar Generation Cap 30% - WECC_MT v5.14 | 1381 | 6302 | Generation Constraint in GWh | FALSE | L | Annual | Rate | lb/MWh | 0 | 0 | 0 | 0 | 0 | 0 | 0
Wind and Solar Generation Cap 30% - WECC_MT v5.14 | 1381 | 6302 | Generation Constraint in GWh | FALSE | L | Annual | Constraint Shadow Price | US2011$/MWh | 0 | 0 | 0 | 0 | 0 | 0 | 0
Wind and Solar Generation Cap 30% - WECC_NM v5.14 | 1382 | 6303 | Generation Constraint in GWh | FALSE | L | Annual | Seasons Included | Seasons | Winter, Summer | Winter, Summer | Winter, Summer | Winter, Summer | Winter, Summer | Winter, Summer | Winter, Summer
Wind and Solar Generation Cap 30% - WECC_NM v5.14 | 1382 | 6303 | Generation Constraint in GWh | FALSE | L | Annual | Standard | GWh | 6635.057 | 6795.3824 | 6918.8112 | 7261.3165 | 7632.9159 | 8393.672 | 9230.261
Wind and Solar Generation Cap 30% - WECC_NM v5.14 | 1382 | 6303 | Generation Constraint in GWh | FALSE | L | Annual | Emissions at Affected Plants | GWh | 3411.5018 | 4711.2214 | 4711.2214 | 4711.2214 | 4711.2214 | 8393.672 | 9230.261
Wind and Solar Generation Cap 30% - WECC_NM v5.14 | 1382 | 6303 | Generation Constraint in GWh | FALSE | L | Annual | Allowances Purchased | GWh | 0 | 0 | 0 | 0 | 0 | 0 | 0
Wind and Solar Generation Cap 30% - WECC_NM v5.14 | 1382 | 6303 | Generation Constraint in GWh | FALSE | L | Annual | Allowances Sold | GWh | 0 | 0 | 0 | 0 | 0 | 0 | 0
Wind and Solar Generation Cap 30% - WECC_NM v5.14 | 1382 | 6303 | Generation Constraint in GWh | FALSE | L | Annual | Allowances Banked | GWh | 0 | 0 | 0 | 0 | 0 | 0 | 0
Wind and Solar Generation Cap 30% - WECC_NM v5.14 | 1382 | 6303 | Generation Constraint in GWh | FALSE | L | Annual | Allowances Withdrawn (1:1) | GWh | 0 | 0 | 0 | 0 | 0 | 0 | 0
Wind and Solar Generation Cap 30% - WECC_NM v5.14 | 1382 | 6303 | Generation Constraint in GWh | FALSE | L | Annual | Allowances Withdrawn (n:1) | GWh | 0 | 0 | 0 | 0 | 0 | 0 | 0
Wind and Solar Generation Cap 30% - WECC_NM v5.14 | 1382 | 6303 | Generation Constraint in GWh | FALSE | L | Annual | Net Emissions Allowance Position | GWh | 3411.5018 | 4711.2214 | 4711.2214 | 4711.2214 | 4711.2214 | 8393.672 | 9230.261
Wind and Solar Generation Cap 30% - WECC_NM v5.14 | 1382 | 6303 | Generation Constraint in GWh | FALSE | L | Annual | Fuel Consumed | TBtu | 0 | 0 | 0 | 0 | 0 | 0 | 0
Wind and Solar Generation Cap 30% - WECC_NM v5.14 | 1382 | 6303 | Generation Constraint in GWh | FALSE | L | Annual | Heat Rate | MMBtu/MWh | 0 | 0 | 0 | 0 | 0 | 0 | 0
Wind and Solar Generation Cap 30% - WECC_NM v5.14 | 1382 | 6303 | Generation Constraint in GWh | FALSE | L | Annual | Generation | TWh | 3.4115 | 4.7112 | 4.7112 | 4.7112 | 4.7112 | 8.3937 | 9.2303
Wind and Solar Generation Cap 30% - WECC_NM v5.14 | 1382 | 6303 | Generation Constraint in GWh | FALSE | L | Annual | Qualifying Generation | TWh | 3.4115 | 4.7112 | 4.7112 | 4.7112 | 4.7112 | 8.3937 | 9.2303
Wind and Solar Generation Cap 30% - WECC_NM v5.14 | 1382 | 6303 | Generation Constraint in GWh | FALSE | L | Annual | Rate | lb/MWh | 0 | 0 | 0 | 0 | 0 | 0 | 0
Wind and Solar Generation Cap 30% - WECC_NM v5.14 | 1382 | 6303 | Generation Constraint in GWh | FALSE | L | Annual | Constraint Shadow Price | US2011$/MWh | 0 | 0 | 0 | 0 | 0 | 9.7625 | 15.5444
Wind and Solar Generation Cap 30% - WECC_NNV v5.14 | 1383 | 6304 | Generation Constraint in GWh | FALSE | L | Annual | Seasons Included | Seasons | Winter, Summer | Winter, Summer | Winter, Summer | Winter, Summer | Winter, Summer | Winter, Summer | Winter, Summer
Wind and Solar Generation Cap 30% - WECC_NNV v5.14 | 1383 | 6304 | Generation Constraint in GWh | FALSE | L | Annual | Standard | GWh | 3742.0548 | 3829.7921 | 3891.1174 | 4052.8294 | 4204.2956 | 4510.1011 | 4838.155
Wind and Solar Generation Cap 30% - WECC_NNV v5.14 | 1383 | 6304 | Generation Constraint in GWh | FALSE | L | Annual | Emissions at Affected Plants | GWh | 444.2889 | 445.164 | 445.164 | 445.164 | 445.164 | 3258.4915 | 3477.1941
Wind and Solar Generation Cap 30% - WECC_NNV v5.14 | 1383 | 6304 | Generation Constraint in GWh | FALSE | L | Annual | Allowances Purchased | GWh | 0 | 0 | 0 | 0 | 0 | 0 | 0
Wind and Solar Generation Cap 30% - WECC_NNV v5.14 | 1383 | 6304 | Generation Constraint in GWh | FALSE | L | Annual | Allowances Sold | GWh | 0 | 0 | 0 | 0 | 0 | 0 | 0
Wind and Solar Generation Cap 30% - WECC_NNV v5.14 | 1383 | 6304 | Generation Constraint in GWh | FALSE | L | Annual | Allowances Banked | GWh | 0 | 0 | 0 | 0 | 0 | 0 | 0
Wind and Solar Generation Cap 30% - WECC_NNV v5.14 | 1383 | 6304 | Generation Constraint in GWh | FALSE | L | Annual | Allowances Withdrawn (1:1) | GWh | 0 | 0 | 0 | 0 | 0 | 0 | 0
Wind and Solar Generation Cap 30% - WECC_NNV v5.14 | 1383 | 6304 | Generation Constraint in GWh | FALSE | L | Annual | Allowances Withdrawn (n:1) | GWh | 0 | 0 | 0 | 0 | 0 | 0 | 0
Wind and Solar Generation Cap 30% - WECC_NNV v5.14 | 1383 | 6304 | Generation Constraint in GWh | FALSE | L | Annual | Net Emissions Allowance Position | GWh | 444.2889 | 445.164 | 445.164 | 445.164 | 445.164 | 3258.4915 | 3477.1941
Wind and Solar Generation Cap 30% - WECC_NNV v5.14 | 1383 | 6304 | Generation Constraint in GWh | FALSE | L | Annual | Fuel Consumed | TBtu | 0 | 0 | 0 | 0 | 0 | 0 | 0
Wind and Solar Generation Cap 30% - WECC_NNV v5.14 | 1383 | 6304 | Generation Constraint in GWh | FALSE | L | Annual | Heat Rate | MMBtu/MWh | 0 | 0 | 0 | 0 | 0 | 0 | 0
Wind and Solar Generation Cap 30% - WECC_NNV v5.14 | 1383 | 6304 | Generation Constraint in GWh | FALSE | L | Annual | Generation | TWh | 0.44429 | 0.44516 | 0.44516 | 0.44516 | 0.44516 | 3.2585 | 3.4772
Wind and Solar Generation Cap 30% - WECC_NNV v5.14 | 1383 | 6304 | Generation Constraint in GWh | FALSE | L | Annual | Qualifying Generation | TWh | 0.44429 | 0.44516 | 0.44516 | 0.44516 | 0.44516 | 3.2585 | 3.4772
Wind and Solar Generation Cap 30% - WECC_NNV v5.14 | 1383 | 6304 | Generation Constraint in GWh | FALSE | L | Annual | Rate | lb/MWh | 0 | 0 | 0 | 0 | 0 | 0 | 0
Wind and Solar Generation Cap 30% - WECC_NNV v5.14 | 1383 | 6304 | Generation Constraint in GWh | FALSE | L | Annual | Constraint Shadow Price | US2011$/MWh | 0 | 0 | 0 | 0 | 0 | 0 | 0
Wind and Solar Generation Cap 30% - WECC_PNW v5.14 | 1384 | 6305 | Generation Constraint in GWh | FALSE | L | Annual | Seasons Included | Seasons | Winter, Summer | Winter, Summer | Winter, Summer | Winter, Summer | Winter, Summer | Winter, Summer | Winter, Summer
Wind and Solar Generation Cap 30% - WECC_PNW v5.14 | 1384 | 6305 | Generation Constraint in GWh | FALSE | L | Annual | Standard | GWh | 50243.3624 | 51421.6747 | 52245.2728 | 54417.0653 | 56451.2556 | 60558.223 | 64963.9876
Wind and Solar Generation Cap 30% - WECC_PNW v5.14 | 1384 | 6305 | Generation Constraint in GWh | FALSE | L | Annual | Emissions at Affected Plants | GWh | 17458.7983 | 17511.3846 | 17511.3846 | 17511.3846 | 17590.409 | 22390.359 | 60780.6959
Wind and Solar Generation Cap 30% - WECC_PNW v5.14 | 1384 | 6305 | Generation Constraint in GWh | FALSE | L | Annual | Allowances Purchased | GWh | 0 | 0 | 0 | 0 | 0 | 0 | 0
Wind and Solar Generation Cap 30% - WECC_PNW v5.14 | 1384 | 6305 | Generation Constraint in GWh | FALSE | L | Annual | Allowances Sold | GWh | 0 | 0 | 0 | 0 | 0 | 0 | 0
Wind and Solar Generation Cap 30% - WECC_PNW v5.14 | 1384 | 6305 | Generation Constraint in GWh | FALSE | L | Annual | Allowances Banked | GWh | 0 | 0 | 0 | 0 | 0 | 0 | 0
Wind and Solar Generation Cap 30% - WECC_PNW v5.14 | 1384 | 6305 | Generation Constraint in GWh | FALSE | L | Annual | Allowances Withdrawn (1:1) | GWh | 0 | 0 | 0 | 0 | 0 | 0 | 0
Wind and Solar Generation Cap 30% - WECC_PNW v5.14 | 1384 | 6305 | Generation Constraint in GWh | FALSE | L | Annual | Allowances Withdrawn (n:1) | GWh | 0 | 0 | 0 | 0 | 0 | 0 | 0
Wind and Solar Generation Cap 30% - WECC_PNW v5.14 | 1384 | 6305 | Generation Constraint in GWh | FALSE | L | Annual | Net Emissions Allowance Position | GWh | 17458.7983 | 17511.3846 | 17511.3846 | 17511.3846 | 17590.409 | 22390.359 | 60780.6959
Wind and Solar Generation Cap 30% - WECC_PNW v5.14 | 1384 | 6305 | Generation Constraint in GWh | FALSE | L | Annual | Fuel Consumed | TBtu | 0 | 0 | 0 | 0 | 0 | 0 | 0
Wind and Solar Generation Cap 30% - WECC_PNW v5.14 | 1384 | 6305 | Generation Constraint in GWh | FALSE | L | Annual | Heat Rate | MMBtu/MWh | 0 | 0 | 0 | 0 | 0 | 0 | 0
Wind and Solar Generation Cap 30% - WECC_PNW v5.14 | 1384 | 6305 | Generation Constraint in GWh | FALSE | L | Annual | Generation | TWh | 17.4588 | 17.5114 | 17.5114 | 17.5114 | 17.5904 | 22.3904 | 60.7807
Wind and Solar Generation Cap 30% - WECC_PNW v5.14 | 1384 | 6305 | Generation Constraint in GWh | FALSE | L | Annual | Qualifying Generation | TWh | 17.4588 | 17.5114 | 17.5114 | 17.5114 | 17.5904 | 22.3904 | 60.7807
Wind and Solar Generation Cap 30% - WECC_PNW v5.14 | 1384 | 6305 | Generation Constraint in GWh | FALSE | L | Annual | Rate | lb/MWh | 0 | 0 | 0 | 0 | 0 | 0 | 0
Wind and Solar Generation Cap 30% - WECC_PNW v5.14 | 1384 | 6305 | Generation Constraint in GWh | FALSE | L | Annual | Constraint Shadow Price | US2011$/MWh | 0 | 0 | 0 | 0 | 0 | 0 | 0
Wind and Solar Generation Cap 30% - WECC_SCE v5.14 | 1385 | 6306 | Generation Constraint in GWh | FALSE | L | Annual | Seasons Included | Seasons | Winter, Summer | Winter, Summer | Winter, Summer | Winter, Summer | Winter, Summer | Winter, Summer | Winter, Summer
Wind and Solar Generation Cap 30% - WECC_SCE v5.14 | 1385 | 6306 | Generation Constraint in GWh | FALSE | L | Annual | Standard | GWh | 32621.7927 | 33004.8263 | 33433.0355 | 34747.0332 | 35992.7157 | 39055.5449 | 42379.0152
Wind and Solar Generation Cap 30% - WECC_SCE v5.14 | 1385 | 6306 | Generation Constraint in GWh | FALSE | L | Annual | Emissions at Affected Plants | GWh | 18642.2064 | 23574.3419 | 23574.3419 | 27106.3394 | 34175.0609 | 39055.5449 | 42379.0152
Wind and Solar Generation Cap 30% - WECC_SCE v5.14 | 1385 | 6306 | Generation Constraint in GWh | FALSE | L | Annual | Allowances Purchased | GWh | 0 | 0 | 0 | 0 | 0 | 0 | 0
Wind and Solar Generation Cap 30% - WECC_SCE v5.14 | 1385 | 6306 | Generation Constraint in GWh | FALSE | L | Annual | Allowances Sold | GWh | 0 | 0 | 0 | 0 | 0 | 0 | 0
Wind and Solar Generation Cap 30% - WECC_SCE v5.14 | 1385 | 6306 | Generation Constraint in GWh | FALSE | L | Annual | Allowances Banked | GWh | 0 | 0 | 0 | 0 | 0 | 0 | 0
Wind and Solar Generation Cap 30% - WECC_SCE v5.14 | 1385 | 6306 | Generation Constraint in GWh | FALSE | L | Annual | Allowances Withdrawn (1:1) | GWh | 0 | 0 | 0 | 0 | 0 | 0 | 0
Wind and Solar Generation Cap 30% - WECC_SCE v5.14 | 1385 | 6306 | Generation Constraint in GWh | FALSE | L | Annual | Allowances Withdrawn (n:1) | GWh | 0 | 0 | 0 | 0 | 0 | 0 | 0
Wind and Solar Generation Cap 30% - WECC_SCE v5.14 | 1385 | 6306 | Generation Constraint in GWh | FALSE | L | Annual | Net Emissions Allowance Position | GWh | 18642.2064 | 23574.3419 | 23574.3419 | 27106.3394 | 34175.0609 | 39055.5449 | 42379.0152
Wind and Solar Generation Cap 30% - WECC_SCE v5.14 | 1385 | 6306 | Generation Constraint in GWh | FALSE | L | Annual | Fuel Consumed | TBtu | 0 | 0 | 0 | 0 | 0 | 0 | 0
Wind and Solar Generation Cap 30% - WECC_SCE v5.14 | 1385 | 6306 | Generation Constraint in GWh | FALSE | L | Annual | Heat Rate | MMBtu/MWh | 0 | 0 | 0 | 0 | 0 | 0 | 0
Wind and Solar Generation Cap 30% - WECC_SCE v5.14 | 1385 | 6306 | Generation Constraint in GWh | FALSE | L | Annual | Generation | TWh | 18.6422 | 23.5743 | 23.5743 | 27.1063 | 34.1751 | 39.0555 | 42.379
Wind and Solar Generation Cap 30% - WECC_SCE v5.14 | 1385 | 6306 | Generation Constraint in GWh | FALSE | L | Annual | Qualifying Generation | TWh | 18.6422 | 23.5743 | 23.5743 | 27.1063 | 34.1751 | 39.0555 | 42.379
Wind and Solar Generation Cap 30% - WECC_SCE v5.14 | 1385 | 6306 | Generation Constraint in GWh | FALSE | L | Annual | Rate | lb/MWh | 0 | 0 | 0 | 0 | 0 | 0 | 0
Wind and Solar Generation Cap 30% - WECC_SCE v5.14 | 1385 | 6306 | Generation Constraint in GWh | FALSE | L | Annual | Constraint Shadow Price | US2011$/MWh | 0 | 0 | 0 | 0 | 0 | 12.4248 | 6.1769
Wind and Solar Generation Cap 30% - WECC_SF v5.14 | 1386 | 6307 | Generation Constraint in GWh | FALSE | L | Annual | Seasons Included | Seasons | Winter, Summer | Winter, Summer | Winter, Summer | Winter, Summer | Winter, Summer | Winter, Summer | Winter, Summer
Wind and Solar Generation Cap 30% - WECC_SF v5.14 | 1386 | 6307 | Generation Constraint in GWh | FALSE | L | Annual | Standard | GWh | 1725.8433 | 1746.0964 | 1768.7382 | 1838.2166 | 1904.0828 | 2066.0316 | 2241.762
Wind and Solar Generation Cap 30% - WECC_SF v5.14 | 1386 | 6307 | Generation Constraint in GWh | FALSE | L | Annual | Emissions at Affected Plants | GWh | 518.6683 | 1243.1966 | 1258.2912 | 1258.2912 | 1258.2912 | 2066.0316 | 2241.762
Wind and Solar Generation Cap 30% - WECC_SF v5.14 | 1386 | 6307 | Generation Constraint in GWh | FALSE | L | Annual | Allowances Purchased | GWh | 0 | 0 | 0 | 0 | 0 | 0 | 0
Wind and Solar Generation Cap 30% - WECC_SF v5.14 | 1386 | 6307 | Generation Constraint in GWh | FALSE | L | Annual | Allowances Sold | GWh | 0 | 0 | 0 | 0 | 0 | 0 | 0
Wind and Solar Generation Cap 30% - WECC_SF v5.14 | 1386 | 6307 | Generation Constraint in GWh | FALSE | L | Annual | Allowances Banked | GWh | 0 | 0 | 0 | 0 | 0 | 0 | 0
Wind and Solar Generation Cap 30% - WECC_SF v5.14 | 1386 | 6307 | Generation Constraint in GWh | FALSE | L | Annual | Allowances Withdrawn (1:1) | GWh | 0 | 0 | 0 | 0 | 0 | 0 | 0
Wind and Solar Generation Cap 30% - WECC_SF v5.14 | 1386 | 6307 | Generation Constraint in GWh | FALSE | L | Annual | Allowances Withdrawn (n:1) | GWh | 0 | 0 | 0 | 0 | 0 | 0 | 0
Wind and Solar Generation Cap 30% - WECC_SF v5.14 | 1386 | 6307 | Generation Constraint in GWh | FALSE | L | Annual | Net Emissions Allowance Position | GWh | 518.6683 | 1243.1966 | 1258.2912 | 1258.2912 | 1258.2912 | 2066.0316 | 2241.762
Wind and Solar Generation Cap 30% - WECC_SF v5.14 | 1386 | 6307 | Generation Constraint in GWh | FALSE | L | Annual | Fuel Consumed | TBtu | 0 | 0 | 0 | 0 | 0 | 0 | 0
Wind and Solar Generation Cap 30% - WECC_SF v5.14 | 1386 | 6307 | Generation Constraint in GWh | FALSE | L | Annual | Heat Rate | MMBtu/MWh | 0 | 0 | 0 | 0 | 0 | 0 | 0
Wind and Solar Generation Cap 30% - WECC_SF v5.14 | 1386 | 6307 | Generation Constraint in GWh | FALSE | L | Annual | Generation | TWh | 0.51867 | 1.2432 | 1.2583 | 1.2583 | 1.2583 | 2.066 | 2.2418
Wind and Solar Generation Cap 30% - WECC_SF v5.14 | 1386 | 6307 | Generation Constraint in GWh | FALSE | L | Annual | Qualifying Generation | TWh | 0.51867 | 1.2432 | 1.2583 | 1.2583 | 1.2583 | 2.066 | 2.2418
Wind and Solar Generation Cap 30% - WECC_SF v5.14 | 1386 | 6307 | Generation Constraint in GWh | FALSE | L | Annual | Rate | lb/MWh | 0 | 0 | 0 | 0 | 0 | 0 | 0
Wind and Solar Generation Cap 30% - WECC_SF v5.14 | 1386 | 6307 | Generation Constraint in GWh | FALSE | L | Annual | Constraint Shadow Price | US2011$/MWh | 0 | 0 | 0 | 0 | 0 | 2.5145 | 26.7384
Wind and Solar Generation Cap 30% - WECC_SNV v5.14 | 1387 | 6308 | Generation Constraint in GWh | FALSE | L | Annual | Seasons Included | Seasons | Winter, Summer | Winter, Summer | Winter, Summer | Winter, Summer | Winter, Summer | Winter, Summer | Winter, Summer
Wind and Solar Generation Cap 30% - WECC_SNV v5.14 | 1387 | 6308 | Generation Constraint in GWh | FALSE | L | Annual | Standard | GWh | 6458.8337 | 6614.9004 | 6735.0504 | 7068.4576 | 7430.1861 | 8170.7339 | 8985.1002
Wind and Solar Generation Cap 30% - WECC_SNV v5.14 | 1387 | 6308 | Generation Constraint in GWh | FALSE | L | Annual | Emissions at Affected Plants | GWh | 2795.6852 | 2795.6852 | 2795.6852 | 2795.6852 | 2795.6852 | 5447.4893 | 5990.4001
Wind and Solar Generation Cap 30% - WECC_SNV v5.14 | 1387 | 6308 | Generation Constraint in GWh | FALSE | L | Annual | Allowances Purchased | GWh | 0 | 0 | 0 | 0 | 0 | 0 | 0
Wind and Solar Generation Cap 30% - WECC_SNV v5.14 | 1387 | 6308 | Generation Constraint in GWh | FALSE | L | Annual | Allowances Sold | GWh | 0 | 0 | 0 | 0 | 0 | 0 | 0
Wind and Solar Generation Cap 30% - WECC_SNV v5.14 | 1387 | 6308 | Generation Constraint in GWh | FALSE | L | Annual | Allowances Banked | GWh | 0 | 0 | 0 | 0 | 0 | 0 | 0
Wind and Solar Generation Cap 30% - WECC_SNV v5.14 | 1387 | 6308 | Generation Constraint in GWh | FALSE | L | Annual | Allowances Withdrawn (1:1) | GWh | 0 | 0 | 0 | 0 | 0 | 0 | 0
Wind and Solar Generation Cap 30% - WECC_SNV v5.14 | 1387 | 6308 | Generation Constraint in GWh | FALSE | L | Annual | Allowances Withdrawn (n:1) | GWh | 0 | 0 | 0 | 0 | 0 | 0 | 0
Wind and Solar Generation Cap 30% - WECC_SNV v5.14 | 1387 | 6308 | Generation Constraint in GWh | FALSE | L | Annual | Net Emissions Allowance Position | GWh | 2795.6852 | 2795.6852 | 2795.6852 | 2795.6852 | 2795.6852 | 5447.4893 | 5990.4001
Wind and Solar Generation Cap 30% - WECC_SNV v5.14 | 1387 | 6308 | Generation Constraint in GWh | FALSE | L | Annual | Fuel Consumed | TBtu | 0 | 0 | 0 | 0 | 0 | 0 | 0
Wind and Solar Generation Cap 30% - WECC_SNV v5.14 | 1387 | 6308 | Generation Constraint in GWh | FALSE | L | Annual | Heat Rate | MMBtu/MWh | 0 | 0 | 0 | 0 | 0 | 0 | 0
Wind and Solar Generation Cap 30% - WECC_SNV v5.14 | 1387 | 6308 | Generation Constraint in GWh | FALSE | L | Annual | Generation | TWh | 2.7957 | 2.7957 | 2.7957 | 2.7957 | 2.7957 | 5.4475 | 5.9904
Wind and Solar Generation Cap 30% - WECC_SNV v5.14 | 1387 | 6308 | Generation Constraint in GWh | FALSE | L | Annual | Qualifying Generation | TWh | 2.7957 | 2.7957 | 2.7957 | 2.7957 | 2.7957 | 5.4475 | 5.9904
Wind and Solar Generation Cap 30% - WECC_SNV v5.14 | 1387 | 6308 | Generation Constraint in GWh | FALSE | L | Annual | Rate | lb/MWh | 0 | 0 | 0 | 0 | 0 | 0 | 0
Wind and Solar Generation Cap 30% - WECC_SNV v5.14 | 1387 | 6308 | Generation Constraint in GWh | FALSE | L | Annual | Constraint Shadow Price | US2011$/MWh | 0 | 0 | 0 | 0 | 0 | 0 | 0
Wind and Solar Generation Cap 30% - WECC_UT v5.14 | 1388 | 6309 | Generation Constraint in GWh | FALSE | L | Annual | Seasons Included | Seasons | Winter, Summer | Winter, Summer | Winter, Summer | Winter, Summer | Winter, Summer | Winter, Summer | Winter, Summer
Wind and Solar Generation Cap 30% - WECC_UT v5.14 | 1388 | 6309 | Generation Constraint in GWh | FALSE | L | Annual | Standard | GWh | 11065.1776 | 11324.661 | 11506.0306 | 11984.2942 | 12432.2557 | 13336.6761 | 14306.8965
Wind and Solar Generation Cap 30% - WECC_UT v5.14 | 1388 | 6309 | Generation Constraint in GWh | FALSE | L | Annual | Emissions at Affected Plants | GWh | 802.8066 | 802.9793 | 802.9793 | 802.9793 | 802.9793 | 9690.4687 | 10337.2823
Wind and Solar Generation Cap 30% - WECC_UT v5.14 | 1388 | 6309 | Generation Constraint in GWh | FALSE | L | Annual | Allowances Purchased | GWh | 0 | 0 | 0 | 0 | 0 | 0 | 0
Wind and Solar Generation Cap 30% - WECC_UT v5.14 | 1388 | 6309 | Generation Constraint in GWh | FALSE | L | Annual | Allowances Sold | GWh | 0 | 0 | 0 | 0 | 0 | 0 | 0
Wind and Solar Generation Cap 30% - WECC_UT v5.14 | 1388 | 6309 | Generation Constraint in GWh | FALSE | L | Annual | Allowances Banked | GWh | 0 | 0 | 0 | 0 | 0 | 0 | 0
Wind and Solar Generation Cap 30% - WECC_UT v5.14 | 1388 | 6309 | Generation Constraint in GWh | FALSE | L | Annual | Allowances Withdrawn (1:1) | GWh | 0 | 0 | 0 | 0 | 0 | 0 | 0
Wind and Solar Generation Cap 30% - WECC_UT v5.14 | 1388 | 6309 | Generation Constraint in GWh | FALSE | L | Annual | Allowances Withdrawn (n:1) | GWh | 0 | 0 | 0 | 0 | 0 | 0 | 0
Wind and Solar Generation Cap 30% - WECC_UT v5.14 | 1388 | 6309 | Generation Constraint in GWh | FALSE | L | Annual | Net Emissions Allowance Position | GWh | 802.8066 | 802.9793 | 802.9793 | 802.9793 | 802.9793 | 9690.4687 | 10337.2823
Wind and Solar Generation Cap 30% - WECC_UT v5.14 | 1388 | 6309 | Generation Constraint in GWh | FALSE | L | Annual | Fuel Consumed | TBtu | 0 | 0 | 0 | 0 | 0 | 0 | 0
Wind and Solar Generation Cap 30% - WECC_UT v5.14 | 1388 | 6309 | Generation Constraint in GWh | FALSE | L | Annual | Heat Rate | MMBtu/MWh | 0 | 0 | 0 | 0 | 0 | 0 | 0
Wind and Solar Generation Cap 30% - WECC_UT v5.14 | 1388 | 6309 | Generation Constraint in GWh | FALSE | L | Annual | Generation | TWh | 0.80281 | 0.80298 | 0.80298 | 0.80298 | 0.80298 | 9.6905 | 10.3373
Wind and Solar Generation Cap 30% - WECC_UT v5.14 | 1388 | 6309 | Generation Constraint in GWh | FALSE | L | Annual | Qualifying Generation | TWh | 0.80281 | 0.80298 | 0.80298 | 0.80298 | 0.80298 | 9.6905 | 10.3373
Wind and Solar Generation Cap 30% - WECC_UT v5.14 | 1388 | 6309 | Generation Constraint in GWh | FALSE | L | Annual | Rate | lb/MWh | 0 | 0 | 0 | 0 | 0 | 0 | 0
Wind and Solar Generation Cap 30% - WECC_UT v5.14 | 1388 | 6309 | Generation Constraint in GWh | FALSE | L | Annual | Constraint Shadow Price | US2011$/MWh | 0 | 0 | 0 | 0 | 0 | 0 | 0
Wind and Solar Generation Cap 30% - WECC_WY v5.14 | 1389 | 6310 | Generation Constraint in GWh | FALSE | L | Annual | Seasons Included | Seasons | Winter, Summer | Winter, Summer | Winter, Summer | Winter, Summer | Winter, Summer | Winter, Summer | Winter, Summer
Wind and Solar Generation Cap 30% - WECC_WY v5.14 | 1389 | 6310 | Generation Constraint in GWh | FALSE | L | Annual | Standard | GWh | 4305.8624 | 4305.8624 | 4305.8624 | 4305.8624 | 4305.8624 | 4374.6978 | 4725.4541
Wind and Solar Generation Cap 30% - WECC_WY v5.14 | 1389 | 6310 | Generation Constraint in GWh | FALSE | L | Annual | Emissions at Affected Plants | GWh | 4304.8624 | 4304.8624 | 4305.8624 | 4305.8624 | 4305.8624 | 4305.8624 | 4305.8624
Wind and Solar Generation Cap 30% - WECC_WY v5.14 | 1389 | 6310 | Generation Constraint in GWh | FALSE | L | Annual | Allowances Purchased | GWh | 0 | 0 | 0 | 0 | 0 | 0 | 0
Wind and Solar Generation Cap 30% - WECC_WY v5.14 | 1389 | 6310 | Generation Constraint in GWh | FALSE | L | Annual | Allowances Sold | GWh | 0 | 0 | 0 | 0 | 0 | 0 | 0
Wind and Solar Generation Cap 30% - WECC_WY v5.14 | 1389 | 6310 | Generation Constraint in GWh | FALSE | L | Annual | Allowances Banked | GWh | 0 | 0 | 0 | 0 | 0 | 0 | 0
Wind and Solar Generation Cap 30% - WECC_WY v5.14 | 1389 | 6310 | Generation Constraint in GWh | FALSE | L | Annual | Allowances Withdrawn (1:1) | GWh | 0 | 0 | 0 | 0 | 0 | 0 | 0
Wind and Solar Generation Cap 30% - WECC_WY v5.14 | 1389 | 6310 | Generation Constraint in GWh | FALSE | L | Annual | Allowances Withdrawn (n:1) | GWh | 0 | 0 | 0 | 0 | 0 | 0 | 0
Wind and Solar Generation Cap 30% - WECC_WY v5.14 | 1389 | 6310 | Generation Constraint in GWh | FALSE | L | Annual | Net Emissions Allowance Position | GWh | 4304.8624 | 4304.8624 | 4305.8624 | 4305.8624 | 4305.8624 | 4305.8624 | 4305.8624
Wind and Solar Generation Cap 30% - WECC_WY v5.14 | 1389 | 6310 | Generation Constraint in GWh | FALSE | L | Annual | Fuel Consumed | TBtu | 0 | 0 | 0 | 0 | 0 | 0 | 0
Wind and Solar Generation Cap 30% - WECC_WY v5.14 | 1389 | 6310 | Generation Constraint in GWh | FALSE | L | Annual | Heat Rate | MMBtu/MWh | 0 | 0 | 0 | 0 | 0 | 0 | 0
Wind and Solar Generation Cap 30% - WECC_WY v5.14 | 1389 | 6310 | Generation Constraint in GWh | FALSE | L | Annual | Generation | TWh | 4.3049 | 4.3049 | 4.3059 | 4.3059 | 4.3059 | 4.3059 | 4.3059
Wind and Solar Generation Cap 30% - WECC_WY v5.14 | 1389 | 6310 | Generation Constraint in GWh | FALSE | L | Annual | Qualifying Generation | TWh | 4.3049 | 4.3049 | 4.3059 | 4.3059 | 4.3059 | 4.3059 | 4.3059
Wind and Solar Generation Cap 30% - WECC_WY v5.14 | 1389 | 6310 | Generation Constraint in GWh | FALSE | L | Annual | Rate | lb/MWh | 0 | 0 | 0 | 0 | 0 | 0 | 0
Wind and Solar Generation Cap 30% - WECC_WY v5.14 | 1389 | 6310 | Generation Constraint in GWh | FALSE | L | Annual | Constraint Shadow Price | US2011$/MWh | 0 | 0 | 0 | 0 | 0 | 0 | 0
Wind Generation Cap 20% - CNAB v5.14 | 1390 | 6393 | Generation Constraint in GWh | FALSE | L | Annual | Seasons Included | Seasons | Winter, Summer | Winter, Summer | Winter, Summer | Winter, Summer | Winter, Summer | Winter, Summer | Winter, Summer
Wind Generation Cap 20% - CNAB v5.14 | 1390 | 6393 | Generation Constraint in GWh | FALSE | L | Annual | Standard | GWh | 16017.3904 | 16511.2604 | 17142.6638 | 18524.2494 | 19774.5531 | 22142.0266 | 24792.9562
Wind Generation Cap 20% - CNAB v5.14 | 1390 | 6393 | Generation Constraint in GWh | FALSE | L | Annual | Emissions at Affected Plants | GWh | 1040.1153 | 8537.5666 | 8537.5666 | 8537.5666 | 8537.5666 | 8537.5666 | 8537.5666
Wind Generation Cap 20% - CNAB v5.14 | 1390 | 6393 | Generation Constraint in GWh | FALSE | L | Annual | Allowances Purchased | GWh | 0 | 0 | 0 | 0 | 0 | 0 | 0
Wind Generation Cap 20% - CNAB v5.14 | 1390 | 6393 | Generation Constraint in GWh | FALSE | L | Annual | Allowances Sold | GWh | 0 | 0 | 0 | 0 | 0 | 0 | 0
Wind Generation Cap 20% - CNAB v5.14 | 1390 | 6393 | Generation Constraint in GWh | FALSE | L | Annual | Allowances Banked | GWh | 0 | 0 | 0 | 0 | 0 | 0 | 0
Wind Generation Cap 20% - CNAB v5.14 | 1390 | 6393 | Generation Constraint in GWh | FALSE | L | Annual | Allowances Withdrawn (1:1) | GWh | 0 | 0 | 0 | 0 | 0 | 0 | 0
Wind Generation Cap 20% - CNAB v5.14 | 1390 | 6393 | Generation Constraint in GWh | FALSE | L | Annual | Allowances Withdrawn (n:1) | GWh | 0 | 0 | 0 | 0 | 0 | 0 | 0
Wind Generation Cap 20% - CNAB v5.14 | 1390 | 6393 | Generation Constraint in GWh | FALSE | L | Annual | Net Emissions Allowance Position | GWh | 1040.1153 | 8537.5666 | 8537.5666 | 8537.5666 | 8537.5666 | 8537.5666 | 8537.5666
Wind Generation Cap 20% - CNAB v5.14 | 1390 | 6393 | Generation Constraint in GWh | FALSE | L | Annual | Fuel Consumed | TBtu | 0 | 0 | 0 | 0 | 0 | 0 | 0
Wind Generation Cap 20% - CNAB v5.14 | 1390 | 6393 | Generation Constraint in GWh | FALSE | L | Annual | Heat Rate | MMBtu/MWh | 0 | 0 | 0 | 0 | 0 | 0 | 0
Wind Generation Cap 20% - CNAB v5.14 | 1390 | 6393 | Generation Constraint in GWh | FALSE | L | Annual | Generation | TWh | 1.0401 | 8.5376 | 8.5376 | 8.5376 | 8.5376 | 8.5376 | 8.5376
Wind Generation Cap 20% - CNAB v5.14 | 1390 | 6393 | Generation Constraint in GWh | FALSE | L | Annual | Qualifying Generation | TWh | 1.0401 | 8.5376 | 8.5376 | 8.5376 | 8.5376 | 8.5376 | 8.5376
Wind Generation Cap 20% - CNAB v5.14 | 1390 | 6393 | Generation Constraint in GWh | FALSE | L | Annual | Rate | lb/MWh | 0 | 0 | 0 | 0 | 0 | 0 | 0
Wind Generation Cap 20% - CNAB v5.14 | 1390 | 6393 | Generation Constraint in GWh | FALSE | L | Annual | Constraint Shadow Price | US2011$/MWh | 0 | 0 | 0 | 0 | 0 | 0 | 0
Wind Generation Cap 20% - CNBC v5.14 | 1391 | 6394 | Generation Constraint in GWh | FALSE | L | Annual | Seasons Included | Seasons | Winter, Summer | Winter, Summer | Winter, Summer | Winter, Summer | Winter, Summer | Winter, Summer | Winter, Summer
Wind Generation Cap 20% - CNBC v5.14 | 1391 | 6394 | Generation Constraint in GWh | FALSE | L | Annual | Standard | GWh | 13585.9141 | 13810.0171 | 14092.8138 | 14679.7504 | 15352.0596 | 16793.0226 | 18369.2449
Wind Generation Cap 20% - CNBC v5.14 | 1391 | 6394 | Generation Constraint in GWh | FALSE | L | Annual | Emissions at Affected Plants | GWh | 1120.0229 | 1120.0229 | 1120.0229 | 1120.0229 | 1120.0229 | 1120.0229 | 6431.8497
Wind Generation Cap 20% - CNBC v5.14 | 1391 | 6394 | Generation Constraint in GWh | FALSE | L | Annual | Allowances Purchased | GWh | 0 | 0 | 0 | 0 | 0 | 0 | 0
Wind Generation Cap 20% - CNBC v5.14 | 1391 | 6394 | Generation Constraint in GWh | FALSE | L | Annual | Allowances Sold | GWh | 0 | 0 | 0 | 0 | 0 | 0 | 0
Wind Generation Cap 20% - CNBC v5.14 | 1391 | 6394 | Generation Constraint in GWh | FALSE | L | Annual | Allowances Banked | GWh | 0 | 0 | 0 | 0 | 0 | 0 | 0
Wind Generation Cap 20% - CNBC v5.14 | 1391 | 6394 | Generation Constraint in GWh | FALSE | L | Annual | Allowances Withdrawn (1:1) | GWh | 0 | 0 | 0 | 0 | 0 | 0 | 0
Wind Generation Cap 20% - CNBC v5.14 | 1391 | 6394 | Generation Constraint in GWh | FALSE | L | Annual | Allowances Withdrawn (n:1) | GWh | 0 | 0 | 0 | 0 | 0 | 0 | 0
Wind Generation Cap 20% - CNBC v5.14 | 1391 | 6394 | Generation Constraint in GWh | FALSE | L | Annual | Net Emissions Allowance Position | GWh | 1120.0229 | 1120.0229 | 1120.0229 | 1120.0229 | 1120.0229 | 1120.0229 | 6431.8497
Wind Generation Cap 20% - CNBC v5.14 | 1391 | 6394 | Generation Constraint in GWh | FALSE | L | Annual | Fuel Consumed | TBtu | 0 | 0 | 0 | 0 | 0 | 0 | 0
Wind Generation Cap 20% - CNBC v5.14 | 1391 | 6394 | Generation Constraint in GWh | FALSE | L | Annual | Heat Rate | MMBtu/MWh | 0 | 0 | 0 | 0 | 0 | 0 | 0
Wind Generation Cap 20% - CNBC v5.14 | 1391 | 6394 | Generation Constraint in GWh | FALSE | L | Annual | Generation | TWh | 1.12 | 1.12 | 1.12 | 1.12 | 1.12 | 1.12 | 6.4318
Wind Generation Cap 20% - CNBC v5.14 | 1391 | 6394 | Generation Constraint in GWh | FALSE | L | Annual | Qualifying Generation | TWh | 1.12 | 1.12 | 1.12 | 1.12 | 1.12 | 1.12 | 6.4318
Wind Generation Cap 20% - CNBC v5.14 | 1391 | 6394 | Generation Constraint in GWh | FALSE | L | Annual | Rate | lb/MWh | 0 | 0 | 0 | 0 | 0 | 0 | 0
Wind Generation Cap 20% - CNBC v5.14 | 1391 | 6394 | Generation Constraint in GWh | FALSE | L | Annual | Constraint Shadow Price | US2011$/MWh | 0 | 0 | 0 | 0 | 0 | 0 | 0
Wind Generation Cap 20% - CNMB v5.14 | 1392 | 6395 | Generation Constraint in GWh | FALSE | L | Annual | Seasons Included | Seasons | Winter, Summer | Winter, Summer | Winter, Summer | Winter, Summer | Winter, Summer | Winter, Summer | Winter, Summer
Wind Generation Cap 20% - CNMB v5.14 | 1392 | 6395 | Generation Constraint in GWh | FALSE | L | Annual | Standard | GWh | 4911.3044 | 4985.797 | 5097.5359 | 5314.806 | 5525.8684 | 6020.6793 | 6559.8057
Wind Generation Cap 20% - CNMB v5.14 | 1392 | 6395 | Generation Constraint in GWh | FALSE | L | Annual | Emissions at Affected Plants | GWh | 888.1864 | 888.1864 | 888.1864 | 888.1864 | 888.1864 | 888.1864 | 888.1864
Wind Generation Cap 20% - CNMB v5.14 | 1392 | 6395 | Generation Constraint in GWh | FALSE | L | Annual | Allowances Purchased | GWh | 0 | 0 | 0 | 0 | 0 | 0 | 0
Wind Generation Cap 20% - CNMB v5.14 | 1392 | 6395 | Generation Constraint in GWh | FALSE | L | Annual | Allowances Sold | GWh | 0 | 0 | 0 | 0 | 0 | 0 | 0
Wind Generation Cap 20% - CNMB v5.14 | 1392 | 6395 | Generation Constraint in GWh | FALSE | L | Annual | Allowances Banked | GWh | 0 | 0 | 0 | 0 | 0 | 0 | 0
Wind Generation Cap 20% - CNMB v5.14 | 1392 | 6395 | Generation Constraint in GWh | FALSE | L | Annual | Allowances Withdrawn (1:1) | GWh | 0 | 0 | 0 | 0 | 0 | 0 | 0
Wind Generation Cap 20% - CNMB v5.14 | 1392 | 6395 | Generation Constraint in GWh | FALSE | L | Annual | Allowances Withdrawn (n:1) | GWh | 0 | 0 | 0 | 0 | 0 | 0 | 0
Wind Generation Cap 20% - CNMB v5.14 | 1392 | 6395 | Generation Constraint in GWh | FALSE | L | Annual | Net Emissions Allowance Position | GWh | 888.1864 | 888.1864 | 888.1864 | 888.1864 | 888.1864 | 888.1864 | 888.1864
Wind Generation Cap 20% - CNMB v5.14 | 1392 | 6395 | Generation Constraint in GWh | FALSE | L | Annual | Fuel Consumed | TBtu | 0 | 0 | 0 | 0 | 0 | 0 | 0
Wind Generation Cap 20% - CNMB v5.14 | 1392 | 6395 | Generation Constraint in GWh | FALSE | L | Annual | Heat Rate | MMBtu/MWh | 0 | 0 | 0 | 0 | 0 | 0 | 0
Wind Generation Cap 20% - CNMB v5.14 | 1392 | 6395 | Generation Constraint in GWh | FALSE | L | Annual | Generation | TWh | 0.88819 | 0.88819 | 0.88819 | 0.88819 | 0.88819 | 0.88819 | 0.88819
Wind Generation Cap 20% - CNMB v5.14 | 1392 | 6395 | Generation Constraint in GWh | FALSE | L | Annual | Qualifying Generation | TWh | 0.88819 | 0.88819 | 0.88819 | 0.88819 | 0.88819 | 0.88819 | 0.88819
Wind Generation Cap 20% - CNMB v5.14 | 1392 | 6395 | Generation Constraint in GWh | FALSE | L | Annual | Rate | lb/MWh | 0 | 0 | 0 | 0 | 0 | 0 | 0
Wind Generation Cap 20% - CNMB v5.14 | 1392 | 6395 | Generation Constraint in GWh | FALSE | L | Annual | Constraint Shadow Price | US2011$/MWh | 0 | 0 | 0 | 0 | 0 | 0 | 0
Wind Generation Cap 20% - CNNB v5.14 | 1393 | 6396 | Generation Constraint in GWh | FALSE | L | Annual | Seasons Included | Seasons | Winter, Summer | Winter, Summer | Winter, Summer | Winter, Summer | Winter, Summer | Winter, Summer | Winter, Summer
Wind Generation Cap 20% - CNNB v5.14 | 1393 | 6396 | Generation Constraint in GWh | FALSE | L | Annual | Standard | GWh | 2938.3051 | 2961.8506 | 2991.2826 | 3067.8055 | 3132.5557 | 3215.5073 | 3300.6561
Wind Generation Cap 20% - CNNB v5.14 | 1393 | 6396 | Generation Constraint in GWh | FALSE | L | Annual | Emissions at Affected Plants | GWh | 620.0278 | 620.0278 | 620.0278 | 620.0278 | 620.0278 | 620.0278 | 1620.3618
Wind Generation Cap 20% - CNNB v5.14 | 1393 | 6396 | Generation Constraint in GWh | FALSE | L | Annual | Allowances Purchased | GWh | 0 | 0 | 0 | 0 | 0 | 0 | 0
Wind Generation Cap 20% - CNNB v5.14 | 1393 | 6396 | Generation Constraint in GWh | FALSE | L | Annual | Allowances Sold | GWh | 0 | 0 | 0 | 0 | 0 | 0 | 0
Wind Generation Cap 20% - CNNB v5.14 | 1393 | 6396 | Generation Constraint in GWh | FALSE | L | Annual | Allowances Banked | GWh | 0 | 0 | 0 | 0 | 0 | 0 | 0
Wind Generation Cap 20% - CNNB v5.14 | 1393 | 6396 | Generation Constraint in GWh | FALSE | L | Annual | Allowances Withdrawn (1:1) | GWh | 0 | 0 | 0 | 0 | 0 | 0 | 0
Wind Generation Cap 20% - CNNB v5.14 | 1393 | 6396 | Generation Constraint in GWh | FALSE | L | Annual | Allowances Withdrawn (n:1) | GWh | 0 | 0 | 0 | 0 | 0 | 0 | 0
Wind Generation Cap 20% - CNNB v5.14 | 1393 | 6396 | Generation Constraint in GWh | FALSE | L | Annual | Net Emissions Allowance Position | GWh | 620.0278 | 620.0278 | 620.0278 | 620.0278 | 620.0278 | 620.0278 | 1620.3618
Wind Generation Cap 20% - CNNB v5.14 | 1393 | 6396 | Generation Constraint in GWh | FALSE | L | Annual | Fuel Consumed | TBtu | 0 | 0 | 0 | 0 | 0 | 0 | 0
Wind Generation Cap 20% - CNNB v5.14 | 1393 | 6396 | Generation Constraint in GWh | FALSE | L | Annual | Heat Rate | MMBtu/MWh | 0 | 0 | 0 | 0 | 0 | 0 | 0
Wind Generation Cap 20% - CNNB v5.14 | 1393 | 6396 | Generation Constraint in GWh | FALSE | L | Annual | Generation | TWh | 0.62003 | 0.62003 | 0.62003 | 0.62003 | 0.62003 | 0.62003 | 1.6204
Wind Generation Cap 20% - CNNB v5.14 | 1393 | 6396 | Generation Constraint in GWh | FALSE | L | Annual | Qualifying Generation | TWh | 0.62003 | 0.62003 | 0.62003 | 0.62003 | 0.62003 | 0.62003 | 1.6204
Wind Generation Cap 20% - CNNB v5.14 | 1393 | 6396 | Generation Constraint in GWh | FALSE | L | Annual | Rate | lb/MWh | 0 | 0 | 0 | 0 | 0 | 0 | 0
Wind Generation Cap 20% - CNNB v5.14 | 1393 | 6396 | Generation Constraint in GWh | FALSE | L | Annual | Constraint Shadow Price | US2011$/MWh | 0 | 0 | 0 | 0 | 0 | 0 | 0
Wind Generation Cap 20% - CNNF v5.14 | 1394 | 6397 | Generation Constraint in GWh | FALSE | L | Annual | Seasons Included | Seasons | Winter, Summer | Winter, Summer | Winter, Summer | Winter, Summer | Winter, Summer | Winter, Summer | Winter, Summer
Wind Generation Cap 20% - CNNF v5.14 | 1394 | 6397 | Generation Constraint in GWh | FALSE | L | Annual | Standard | GWh | 783.435 | 800.5842 | 785.5786 | 800.5842 | 785.5786 | 807.1616 | 829.3384
Wind Generation Cap 20% - CNNF v5.14 | 1394 | 6397 | Generation Constraint in GWh | FALSE | L | Annual | Emissions at Affected Plants | GWh | 178.6667 | 178.6667 | 178.6667 | 178.6667 | 178.6667 | 178.6667 | 178.6667
Wind Generation Cap 20% - CNNF v5.14 | 1394 | 6397 | Generation Constraint in GWh | FALSE | L | Annual | Allowances Purchased | GWh | 0 | 0 | 0 | 0 | 0 | 0 | 0
Wind Generation Cap 20% - CNNF v5.14 | 1394 | 6397 | Generation Constraint in GWh | FALSE | L | Annual | Allowances Sold | GWh | 0 | 0 | 0 | 0 | 0 | 0 | 0
Wind Generation Cap 20% - CNNF v5.14 | 1394 | 6397 | Generation Constraint in GWh | FALSE | L | Annual | Allowances Banked | GWh | 0 | 0 | 0 | 0 | 0 | 0 | 0
Wind Generation Cap 20% - CNNF v5.14 | 1394 | 6397 | Generation Constraint in GWh | FALSE | L | Annual | Allowances Withdrawn (1:1) | GWh | 0 | 0 | 0 | 0 | 0 | 0 | 0
Wind Generation Cap 20% - CNNF v5.14 | 1394 | 6397 | Generation Constraint in GWh | FALSE | L | Annual | Allowances Withdrawn (n:1) | GWh | 0 | 0 | 0 | 0 | 0 | 0 | 0
Wind Generation Cap 20% - CNNF v5.14 | 1394 | 6397 | Generation Constraint in GWh | FALSE | L | Annual | Net Emissions Allowance Position | GWh | 178.6667 | 178.6667 | 178.6667 | 178.6667 | 178.6667 | 178.6667 | 178.6667
Wind Generation Cap 20% - CNNF v5.14 | 1394 | 6397 | Generation Constraint in GWh | FALSE | L | Annual | Fuel Consumed | TBtu | 0 | 0 | 0 | 0 | 0 | 0 | 0
Wind Generation Cap 20% - CNNF v5.14 | 1394 | 6397 | Generation Constraint in GWh | FALSE | L | Annual | Heat Rate | MMBtu/MWh | 0 | 0 | 0 | 0 | 0 | 0 | 0
Wind Generation Cap 20% - CNNF v5.14 | 1394 | 6397 | Generation Constraint in GWh | FALSE | L | Annual | Generation | TWh | 0.17867 | 0.17867 | 0.17867 | 0.17867 | 0.17867 | 0.17867 | 0.17867
Wind Generation Cap 20% - CNNF v5.14 | 1394 | 6397 | Generation Constraint in GWh | FALSE | L | Annual | Qualifying Generation | TWh | 0.17867 | 0.17867 | 0.17867 | 0.17867 | 0.17867 | 0.17867 | 0.17867
Wind Generation Cap 20% - CNNF v5.14 | 1394 | 6397 | Generation Constraint in GWh | FALSE | L | Annual | Rate | lb/MWh | 0 | 0 | 0 | 0 | 0 | 0 | 0
Wind Generation Cap 20% - CNNF v5.14 | 1394 | 6397 | Generation Constraint in GWh | FALSE | L | Annual | Constraint Shadow Price | US2011$/MWh | 0 | 0 | 0 | 0 | 0 | 0 | 0
Wind Generation Cap 20% - CNNL v5.14 | 1395 | 6398 | Generation Constraint in GWh | FALSE | L | Annual | Seasons Included | Seasons | Winter, Summer | Winter, Summer | Winter, Summer | Winter, Summer | Winter, Summer | Winter, Summer | Winter, Summer
Wind Generation Cap 20% - CNNL v5.14 | 1395 | 6398 | Generation Constraint in GWh | FALSE | L | Annual | Standard | GWh | 1474.5824 | 1506.8801 | 1478.6196 | 1506.8801 | 1478.6196 | 1519.2675 | 1561.0336
Wind Generation Cap 20% - CNNL v5.14 | 1395 | 6398 | Generation Constraint in GWh | FALSE | L | Annual | Emissions at Affected Plants | GWh | 89.3333 | 89.3333 | 89.3333 | 89.3333 | 89.3333 | 89.3333 | 89.3333
Wind Generation Cap 20% - CNNL v5.14 | 1395 | 6398 | Generation Constraint in GWh | FALSE | L | Annual | Allowances Purchased | GWh | 0 | 0 | 0 | 0 | 0 | 0 | 0
Wind Generation Cap 20% - CNNL v5.14 | 1395 | 6398 | Generation Constraint in GWh | FALSE | L | Annual | Allowances Sold | GWh | 0 | 0 | 0 | 0 | 0 | 0 | 0
Wind Generation Cap 20% - CNNL v5.14 | 1395 | 6398 | Generation Constraint in GWh | FALSE | L | Annual | Allowances Banked | GWh | 0 | 0 | 0 | 0 | 0 | 0 | 0
Wind Generation Cap 20% - CNNL v5.14 | 1395 | 6398 | Generation Constraint in GWh | FALSE | L | Annual | Allowances Withdrawn (1:1) | GWh | 0 | 0 | 0 | 0 | 0 | 0 | 0
Wind Generation Cap 20% - CNNL v5.14 | 1395 | 6398 | Generation Constraint in GWh | FALSE | L | Annual | Allowances Withdrawn (n:1) | GWh | 0 | 0 | 0 | 0 | 0 | 0 | 0
Wind Generation Cap 20% - CNNL v5.14 | 1395 | 6398 | Generation Constraint in GWh | FALSE | L | Annual | Net Emissions Allowance Position | GWh | 89.3333 | 89.3333 | 89.3333 | 89.3333 | 89.3333 | 89.3333 | 89.3333
Wind Generation Cap 20% - CNNL v5.14 | 1395 | 6398 | Generation Constraint in GWh | FALSE | L | Annual | Fuel Consumed | TBtu | 0 | 0 | 0 | 0 | 0 | 0 | 0
Wind Generation Cap 20% - CNNL v5.14 | 1395 | 6398 | Generation Constraint in GWh | FALSE | L | Annual | Heat Rate | MMBtu/MWh | 0 | 0 | 0 | 0 | 0 | 0 | 0
Wind Generation Cap 20% - CNNL v5.14 | 1395 | 6398 | Generation Constraint in GWh | FALSE | L | Annual | Generation | TWh | 0.089333 | 0.089333 | 0.089333 | 0.089333 | 0.089333 | 0.089333 | 0.089333
Wind Generation Cap 20% - CNNL v5.14 | 1395 | 6398 | Generation Constraint in GWh | FALSE | L | Annual | Qualifying Generation | TWh | 0.089333 | 0.089333 | 0.089333 | 0.089333 | 0.089333 | 0.089333 | 0.089333
Wind Generation Cap 20% - CNNL v5.14 | 1395 | 6398 | Generation Constraint in GWh | FALSE | L | Annual | Rate | lb/MWh | 0 | 0 | 0 | 0 | 0 | 0 | 0
Wind Generation Cap 20% - CNNL v5.14 | 1395 | 6398 | Generation Constraint in GWh | FALSE | L | Annual | Constraint Shadow Price | US2011$/MWh | 0 | 0 | 0 | 0 | 0 | 0 | 0
Wind Generation Cap 20% - CNNS v5.14 | 1396 | 6399 | Generation Constraint in GWh | FALSE | L | Annual | Seasons Included | Seasons | Winter, Summer | Winter, Summer | Winter, Summer | Winter, Summer | Winter, Summer | Winter, Summer | Winter, Summer
Wind Generation Cap 20% - CNNS v5.14 | 1396 | 6399 | Generation Constraint in GWh | FALSE | L | Annual | Standard | GWh | 2432.0762 | 2443.8489 | 2461.5081 | 2508.5991 | 2561.5766 | 2656.6248 | 2755.2011
Wind Generation Cap 20% - CNNS v5.14 | 1396 | 6399 | Generation Constraint in GWh | FALSE | L | Annual | Emissions at Affected Plants | GWh | 1035.7338 | 2147.8178 | 2147.8178 | 2147.8178 | 2147.8178 | 2147.8178 | 2147.8178
Wind Generation Cap 20% - CNNS v5.14 | 1396 | 6399 | Generation Constraint in GWh | FALSE | L | Annual | Allowances Purchased | GWh | 0 | 0 | 0 | 0 | 0 | 0 | 0
Wind Generation Cap 20% - CNNS v5.14 | 1396 | 6399 | Generation Constraint in GWh | FALSE | L | Annual | Allowances Sold | GWh | 0 | 0 | 0 | 0 | 0 | 0 | 0
Wind Generation Cap 20% - CNNS v5.14 | 1396 | 6399 | Generation Constraint in GWh | FALSE | L | Annual | Allowances Banked | GWh | 0 | 0 | 0 | 0 | 0 | 0 | 0
Wind Generation Cap 20% - CNNS v5.14 | 1396 | 6399 | Generation Constraint in GWh | FALSE | L | Annual | Allowances Withdrawn (1:1) | GWh | 0 | 0 | 0 | 0 | 0 | 0 | 0
Wind Generation Cap 20% - CNNS v5.14 | 1396 | 6399 | Generation Constraint in GWh | FALSE | L | Annual | Allowances Withdrawn (n:1) | GWh | 0 | 0 | 0 | 0 | 0 | 0 | 0
Wind Generation Cap 20% - CNNS v5.14 | 1396 | 6399 | Generation Constraint in GWh | FALSE | L | Annual | Net Emissions Allowance Position | GWh | 1035.7338 | 2147.8178 | 2147.8178 | 2147.8178 | 2147.8178 | 2147.8178 | 2147.8178
Wind Generation Cap 20% - CNNS v5.14 | 1396 | 6399 | Generation Constraint in GWh | FALSE | L | Annual | Fuel Consumed | TBtu | 0 | 0 | 0 | 0 | 0 | 0 | 0
Wind Generation Cap 20% - CNNS v5.14 | 1396 | 6399 | Generation Constraint in GWh | FALSE | L | Annual | Heat Rate | MMBtu/MWh | 0 | 0 | 0 | 0 | 0 | 0 | 0
Wind Generation Cap 20% - CNNS v5.14 | 1396 | 6399 | Generation Constraint in GWh | FALSE | L | Annual | Generation | TWh | 1.0357 | 2.1478 | 2.1478 | 2.1478 | 2.1478 | 2.1478 | 2.1478
Wind Generation Cap 20% - CNNS v5.14 | 1396 | 6399 | Generation Constraint in GWh | FALSE | L | Annual | Qualifying Generation | TWh | 1.0357 | 2.1478 | 2.1478 | 2.1478 | 2.1478 | 2.1478 | 2.1478
Wind Generation Cap 20% - CNNS v5.14 | 1396 | 6399 | Generation Constraint in GWh | FALSE | L | Annual | Rate | lb/MWh | 0 | 0 | 0 | 0 | 0 | 0 | 0
Wind Generation Cap 20% - CNNS v5.14 | 1396 | 6399 | Generation Constraint in GWh | FALSE | L | Annual | Constraint Shadow Price | US2011$/MWh | 0 | 0 | 0 | 0 | 0 | 0 | 0
Wind Generation Cap 20% - CNON v5.14 | 1397 | 6400 | Generation Constraint in GWh | FALSE | L | Annual | Seasons Included | Seasons | Winter, Summer | Winter, Summer | Winter, Summer | Winter, Summer | Winter, Summer | Winter, Summer | Winter, Summer
Wind Generation Cap 20% - CNON v5.14 | 1397 | 6400 | Generation Constraint in GWh | FALSE | L | Annual | Standard | GWh | 30543.2957 | 30944.1292 | 31393.5485 | 32328.8266 | 33136.5668 | 35133.5077 | 37250.7958
Wind Generation Cap 20% - CNON v5.14 | 1397 | 6400 | Generation Constraint in GWh | FALSE | L | Annual | Emissions at Affected Plants | GWh | 10159.2027 | 10159.2027 | 10159.2027 | 10159.2027 | 10159.2027 | 10159.2027 | 33330.657
Wind Generation Cap 20% - CNON v5.14 | 1397 | 6400 | Generation Constraint in GWh | FALSE | L | Annual | Allowances Purchased | GWh | 0 | 0 | 0 | 0 | 0 | 0 | 0
Wind Generation Cap 20% - CNON v5.14 | 1397 | 6400 | Generation Constraint in GWh | FALSE | L | Annual | Allowances Sold | GWh | 0 | 0 | 0 | 0 | 0 | 0 | 0
Wind Generation Cap 20% - CNON v5.14 | 1397 | 6400 | Generation Constraint in GWh | FALSE | L | Annual | Allowances Banked | GWh | 0 | 0 | 0 | 0 | 0 | 0 | 0
Wind Generation Cap 20% - CNON v5.14 | 1397 | 6400 | Generation Constraint in GWh | FALSE | L | Annual | Allowances Withdrawn (1:1) | GWh | 0 | 0 | 0 | 0 | 0 | 0 | 0
Wind Generation Cap 20% - CNON v5.14 | 1397 | 6400 | Generation Constraint in GWh | FALSE | L | Annual | Allowances Withdrawn (n:1) | GWh | 0 | 0 | 0 | 0 | 0 | 0 | 0
Wind Generation Cap 20% - CNON v5.14 | 1397 | 6400 | Generation Constraint in GWh | FALSE | L | Annual | Net Emissions Allowance Position | GWh | 10159.2027 | 10159.2027 | 10159.2027 | 10159.2027 | 10159.2027 | 10159.2027 | 33330.657
Wind Generation Cap 20% - CNON v5.14 | 1397 | 6400 | Generation Constraint in GWh | FALSE | L | Annual | Fuel Consumed | TBtu | 0 | 0 | 0 | 0 | 0 | 0 | 0
Wind Generation Cap 20% - CNON v5.14 | 1397 | 6400 | Generation Constraint in GWh | FALSE | L | Annual | Heat Rate | MMBtu/MWh | 0 | 0 | 0 | 0 | 0 | 0 | 0
Wind Generation Cap 20% - CNON v5.14 | 1397 | 6400 | Generation Constraint in GWh | FALSE | L | Annual | Generation | TWh | 10.1592 | 10.1592 | 10.1592 | 10.1592 | 10.1592 | 10.1592 | 33.3307
Wind Generation Cap 20% - CNON v5.14 | 1397 | 6400 | Generation Constraint in GWh | FALSE | L | Annual | Qualifying Generation | TWh | 10.1592 | 10.1592 | 10.1592 | 10.1592 | 10.1592 | 10.1592 | 33.3307
Wind Generation Cap 20% - CNON v5.14 | 1397 | 6400 | Generation Constraint in GWh | FALSE | L | Annual | Rate | lb/MWh | 0 | 0 | 0 | 0 | 0 | 0 | 0
Wind Generation Cap 20% - CNON v5.14 | 1397 | 6400 | Generation Constraint in GWh | FALSE | L | Annual | Constraint Shadow Price | US2011$/MWh | 0 | 0 | 0 | 0 | 0 | 0 | 0
Wind Generation Cap 20% - CNPQ v5.14 | 1399 | 6402 | Generation Constraint in GWh | FALSE | L | Annual | Seasons Included | Seasons | Winter, Summer | Winter, Summer | Winter, Summer | Winter, Summer | Winter, Summer | Winter, Summer | Winter, Summer
Wind Generation Cap 20% - CNPQ v5.14 | 1399 | 6402 | Generation Constraint in GWh | FALSE | L | Annual | Standard | GWh | 39877.938 | 40289.4472 | 40830.6101 | 41743.8224 | 43620.9811 | 47951.2608 | 52711.4198
Wind Generation Cap 20% - CNPQ v5.14 | 1399 | 6402 | Generation Constraint in GWh | FALSE | L | Annual | Emissions at Affected Plants | GWh | 5685.4578 | 8926.2457 | 8926.2457 | 22864.2225 | 32545.2127 | 32545.2127 | 50711.1851
Wind Generation Cap 20% - CNPQ v5.14 | 1399 | 6402 | Generation Constraint in GWh | FALSE | L | Annual | Allowances Purchased | GWh | 0 | 0 | 0 | 0 | 0 | 0 | 0
Wind Generation Cap 20% - CNPQ v5.14 | 1399 | 6402 | Generation Constraint in GWh | FALSE | L | Annual | Allowances Sold | GWh | 0 | 0 | 0 | 0 | 0 | 0 | 0
Wind Generation Cap 20% - CNPQ v5.14 | 1399 | 6402 | Generation Constraint in GWh | FALSE | L | Annual | Allowances Banked | GWh | 0 | 0 | 0 | 0 | 0 | 0 | 0
Wind Generation Cap 20% - CNPQ v5.14 | 1399 | 6402 | Generation Constraint in GWh | FALSE | L | Annual | Allowances Withdrawn (1:1) | GWh | 0 | 0 | 0 | 0 | 0 | 0 | 0
Wind Generation Cap 20% - CNPQ v5.14 | 1399 | 6402 | Generation Constraint in GWh | FALSE | L | Annual | Allowances Withdrawn (n:1) | GWh | 0 | 0 | 0 | 0 | 0 | 0 | 0
Wind Generation Cap 20% - CNPQ v5.14 | 1399 | 6402 | Generation Constraint in GWh | FALSE | L | Annual | Net Emissions Allowance Position | GWh | 5685.4578 | 8926.2457 | 8926.2457 | 22864.2225 | 32545.2127 | 32545.2127 | 50711.1851
Wind Generation Cap 20% - CNPQ v5.14 | 1399 | 6402 | Generation Constraint in GWh | FALSE | L | Annual | Fuel Consumed | TBtu | 0 | 0 | 0 | 0 | 0 | 0 | 0
Wind Generation Cap 20% - CNPQ v5.14 | 1399 | 6402 | Generation Constraint in GWh | FALSE | L | Annual | Heat Rate | MMBtu/MWh | 0 | 0 | 0 | 0 | 0 | 0 | 0
Wind Generation Cap 20% - CNPQ v5.14 | 1399 | 6402 | Generation Constraint in GWh | FALSE | L | Annual | Generation | TWh | 5.6855 | 8.9262 | 8.9262 | 22.8642 | 32.5452 | 32.5452 | 50.7112
Wind Generation Cap 20% - CNPQ v5.14 | 1399 | 6402 | Generation Constraint in GWh | FALSE | L | Annual | Qualifying Generation | TWh | 5.6855 | 8.9262 | 8.9262 | 22.8642 | 32.5452 | 32.5452 | 50.7112
Wind Generation Cap 20% - CNPQ v5.14 | 1399 | 6402 | Generation Constraint in GWh | FALSE | L | Annual | Rate | lb/MWh | 0 | 0 | 0 | 0 | 0 | 0 | 0
Wind Generation Cap 20% - CNPQ v5.14 | 1399 | 6402 | Generation Constraint in GWh | FALSE | L | Annual | Constraint Shadow Price | US2011$/MWh | 0 | 0 | 0 | 0 | 0 | 0 | 0
Wind Generation Cap 20% - CNSK v5.14 | 1400 | 6403 | Generation Constraint in GWh | FALSE | L | Annual | Seasons Included | Seasons | Winter, Summer | Winter, Summer | Winter, Summer | Winter, Summer | Winter, Summer | Winter, Summer | Winter, Summer
Wind Generation Cap 20% - CNSK v5.14 | 1400 | 6403 | Generation Constraint in GWh | FALSE | L | Annual | Standard | GWh | 4557.8408 | 4594.3442 | 4667.351 | 4868.1196 | 5093.2239 | 5591.5658 | 6138.6771
Wind Generation Cap 20% - CNSK v5.14 | 1400 | 6403 | Generation Constraint in GWh | FALSE | L | Annual | Emissions at Affected Plants | GWh | 523.8402 | 4438.9227 | 4438.9227 | 4438.9227 | 4438.9227 | 4438.9227 | 4438.9227
Wind Generation Cap 20% - CNSK v5.14 | 1400 | 6403 | Generation Constraint in GWh | FALSE | L | Annual | Allowances Purchased | GWh | 0 | 0 | 0 | 0 | 0 | 0 | 0
Wind Generation Cap 20% - CNSK v5.14 | 1400 | 6403 | Generation Constraint in GWh | FALSE | L | Annual | Allowances Sold | GWh | 0 | 0 | 0 | 0 | 0 | 0 | 0
Wind Generation Cap 20% - CNSK v5.14 | 1400 | 6403 | Generation Constraint in GWh | FALSE | L | Annual | Allowances Banked | GWh | 0 | 0 | 0 | 0 | 0 | 0 | 0
Wind Generation Cap 20% - CNSK v5.14 | 1400 | 6403 | Generation Constraint in GWh | FALSE | L | Annual | Allowances Withdrawn (1:1) | GWh | 0 | 0 | 0 | 0 | 0 | 0 | 0
Wind Generation Cap 20% - CNSK v5.14 | 1400 | 6403 | Generation Constraint in GWh | FALSE | L | Annual | Allowances Withdrawn (n:1) | GWh | 0 | 0 | 0 | 0 | 0 | 0 | 0
Wind Generation Cap 20% - CNSK v5.14 | 1400 | 6403 | Generation Constraint in GWh | FALSE | L | Annual | Net Emissions Allowance Position | GWh | 523.8402 | 4438.9227 | 4438.9227 | 4438.9227 | 4438.9227 | 4438.9227 | 4438.9227
Wind Generation Cap 20% - CNSK v5.14 | 1400 | 6403 | Generation Constraint in GWh | FALSE | L | Annual | Fuel Consumed | TBtu | 0 | 0 | 0 | 0 | 0 | 0 | 0
Wind Generation Cap 20% - CNSK v5.14 | 1400 | 6403 | Generation Constraint in GWh | FALSE | L | Annual | Heat Rate | MMBtu/MWh | 0 | 0 | 0 | 0 | 0 | 0 | 0
Wind Generation Cap 20% - CNSK v5.14 | 1400 | 6403 | Generation Constraint in GWh | FALSE | L | Annual | Generation | TWh | 0.52384 | 4.4389 | 4.4389 | 4.4389 | 4.4389 | 4.4389 | 4.4389
Wind Generation Cap 20% - CNSK v5.14 | 1400 | 6403 | Generation Constraint in GWh | FALSE | L | Annual | Qualifying Generation | TWh | 0.52384 | 4.4389 | 4.4389 | 4.4389 | 4.4389 | 4.4389 | 4.4389
Wind Generation Cap 20% - CNSK v5.14 | 1400 | 6403 | Generation Constraint in GWh | FALSE | L | Annual | Rate | lb/MWh | 0 | 0 | 0 | 0 | 0 | 0 | 0
Wind Generation Cap 20% - CNSK v5.14 | 1400 | 6403 | Generation Constraint in GWh | FALSE | L | Annual | Constraint Shadow Price | US2011$/MWh | 0 | 0 | 0 | 0 | 0 | 0 | 0
Wind Generation Cap 20% - ERC_REST v5.14 | 1401 | 6404 | Generation Constraint in GWh | FALSE | L | Annual | Seasons Included | Seasons | Winter, Summer | Winter, Summer | Winter, Summer | Winter, Summer | Winter, Summer | Winter, Summer | Winter, Summer
Wind Generation Cap 20% - ERC_REST v5.14 | 1401 | 6404 | Generation Constraint in GWh | FALSE | L | Annual | Standard | GWh | 63317.1997 | 64289.3769 | 65863.9346 | 69088.6422 | 72484.6015 | 79144.4868 | 86416.918
Wind Generation Cap 20% - ERC_REST v5.14 | 1401 | 6404 | Generation Constraint in GWh | FALSE | L | Annual | Emissions at Affected Plants | GWh | 8816.3411 | 10087.1451 | 10087.1451 | 10087.1451 | 10087.1451 | 10087.1451 | 10087.1451
Wind Generation Cap 20% - ERC_REST v5.14 | 1401 | 6404 | Generation Constraint in GWh | FALSE | L | Annual | Allowances Purchased | GWh | 0 | 0 | 0 | 0 | 0 | 0 | 0
Wind Generation Cap 20% - ERC_REST v5.14 | 1401 | 6404 | Generation Constraint in GWh | FALSE | L | Annual | Allowances Sold | GWh | 0 | 0 | 0 | 0 | 0 | 0 | 0
Wind Generation Cap 20% - ERC_REST v5.14 | 1401 | 6404 | Generation Constraint in GWh | FALSE | L | Annual | Allowances Banked | GWh | 0 | 0 | 0 | 0 | 0 | 0 | 0
Wind Generation Cap 20% - ERC_REST v5.14 | 1401 | 6404 | Generation Constraint in GWh | FALSE | L | Annual | Allowances Withdrawn (1:1) | GWh | 0 | 0 | 0 | 0 | 0 | 0 | 0
Wind Generation Cap 20% - ERC_REST v5.14 | 1401 | 6404 | Generation Constraint in GWh | FALSE | L | Annual | Allowances Withdrawn (n:1) | GWh | 0 | 0 | 0 | 0 | 0 | 0 | 0
Wind Generation Cap 20% - ERC_REST v5.14 | 1401 | 6404 | Generation Constraint in GWh | FALSE | L | Annual | Net Emissions Allowance Position | GWh | 8816.3411 | 10087.1451 | 10087.1451 | 10087.1451 | 10087.1451 | 10087.1451 | 10087.1451
Wind Generation Cap 20% - ERC_REST v5.14 | 1401 | 6404 | Generation Constraint in GWh | FALSE | L | Annual | Fuel Consumed | TBtu | 0 | 0 | 0 | 0 | 0 | 0 | 0
Wind Generation Cap 20% - ERC_REST v5.14 | 1401 | 6404 | Generation Constraint in GWh | FALSE | L | Annual | Heat Rate | MMBtu/MWh | 0 | 0 | 0 | 0 | 0 | 0 | 0
Wind Generation Cap 20% - ERC_REST v5.14 | 1401 | 6404 | Generation Constraint in GWh | FALSE | L | Annual | Generation | TWh | 8.8163 | 10.0871 | 10.0871 | 10.0871 | 10.0871 | 10.0871 | 10.0871
Wind Generation Cap 20% - ERC_REST v5.14 | 1401 | 6404 | Generation Constraint in GWh | FALSE | L | Annual | Qualifying Generation | TWh | 8.8163 | 10.0871 | 10.0871 | 10.0871 | 10.0871 | 10.0871 | 10.0871
Wind Generation Cap 20% - ERC_REST v5.14 | 1401 | 6404 | Generation Constraint in GWh | FALSE | L | Annual | Rate | lb/MWh | 0 | 0 | 0 | 0 | 0 | 0 | 0
Wind Generation Cap 20% - ERC_REST v5.14 | 1401 | 6404 | Generation Constraint in GWh | FALSE | L | Annual | Constraint Shadow Price | US2011$/MWh | 0 | 0 | 0 | 0 | 0 | 0 | 0
Wind Generation Cap 20% - ERC_WEST v5.14 | 1402 | 6405 | Generation Constraint in GWh | FALSE | L | Annual | Seasons Included | Seasons | Winter, Summer | Winter, Summer | Winter, Summer | Winter, Summer | Winter, Summer | Winter, Summer | Winter, Summer
Wind Generation Cap 20% - ERC_WEST v5.14 | 1402 | 6405 | Generation Constraint in GWh | FALSE | L | Annual | Standard | GWh | 29680.0573 | 29680.0573 | 29680.0573 | 29680.0573 | 29680.0573 | 29680.0573 | 29680.0573
Wind Generation Cap 20% - ERC_WEST v5.14 | 1402 | 6405 | Generation Constraint in GWh | FALSE | L | Annual | Emissions at Affected Plants | GWh | 29679.0573 | 29680.0573 | 29680.0573 | 29680.0573 | 29680.0573 | 29680.0573 | 29680.0573
Wind Generation Cap 20% - ERC_WEST v5.14 | 1402 | 6405 | Generation Constraint in GWh | FALSE | L | Annual | Allowances Purchased | GWh | 0 | 0 | 0 | 0 | 0 | 0 | 0
Wind Generation Cap 20% - ERC_WEST v5.14 | 1402 | 6405 | Generation Constraint in GWh | FALSE | L | Annual | Allowances Sold | GWh | 0 | 0 | 0 | 0 | 0 | 0 | 0
Wind Generation Cap 20% - ERC_WEST v5.14 | 1402 | 6405 | Generation Constraint in GWh | FALSE | L | Annual | Allowances Banked | GWh | 0 | 0 | 0 | 0 | 0 | 0 | 0
Wind Generation Cap 20% - ERC_WEST v5.14 | 1402 | 6405 | Generation Constraint in GWh | FALSE | L | Annual | Allowances Withdrawn (1:1) | GWh | 0 | 0 | 0 | 0 | 0 | 0 | 0
Wind Generation Cap 20% - ERC_WEST v5.14 | 1402 | 6405 | Generation Constraint in GWh | FALSE | L | Annual | Allowances Withdrawn (n:1) | GWh | 0 | 0 | 0 | 0 | 0 | 0 | 0
Wind Generation Cap 20% - ERC_WEST v5.14 | 1402 | 6405 | Generation Constraint in GWh | FALSE | L | Annual | Net Emissions Allowance Position | GWh | 29679.0573 | 29680.0573 | 29680.0573 | 29680.0573 | 29680.0573 | 29680.0573 | 29680.0573
Wind Generation Cap 20% - ERC_WEST v5.14 | 1402 | 6405 | Generation Constraint in GWh | FALSE | L | Annual | Fuel Consumed | TBtu | 0 | 0 | 0 | 0 | 0 | 0 | 0
Wind Generation Cap 20% - ERC_WEST v5.14 | 1402 | 6405 | Generation Constraint in GWh | FALSE | L | Annual | Heat Rate | MMBtu/MWh | 0 | 0 | 0 | 0 | 0 | 0 | 0
Wind Generation Cap 20% - ERC_WEST v5.14 | 1402 | 6405 | Generation Constraint in GWh | FALSE | L | Annual | Generation | TWh | 29.6791 | 29.6801 | 29.6801 | 29.6801 | 29.6801 | 29.6801 | 29.6801
Wind Generation Cap 20% - ERC_WEST v5.14 | 1402 | 6405 | Generation Constraint in GWh | FALSE | L | Annual | Qualifying Generation | TWh | 29.6791 | 29.6801 | 29.6801 | 29.6801 | 29.6801 | 29.6801 | 29.6801
Wind Generation Cap 20% - ERC_WEST v5.14 | 1402 | 6405 | Generation Constraint in GWh | FALSE | L | Annual | Rate | lb/MWh | 0 | 0 | 0 | 0 | 0 | 0 | 0
Wind Generation Cap 20% - ERC_WEST v5.14 | 1402 | 6405 | Generation Constraint in GWh | FALSE | L | Annual | Constraint Shadow Price | US2011$/MWh | 0 | 0 | 0 | 0 | 0 | 0 | 67.1403
Wind Generation Cap 20% - FRCC v5.14 | 1403 | 6406 | Generation Constraint in GWh | FALSE | L | Annual | Seasons Included | Seasons | Winter, Summer | Winter, Summer | Winter, Summer | Winter, Summer | Winter, Summer | Winter, Summer | Winter, Summer
Wind Generation Cap 20% - FRCC v5.14 | 1403 | 6406 | Generation Constraint in GWh | FALSE | L | Annual | Standard | GWh | 46758.9772 | 47573.9554 | 48100.2858 | 49768.1204 | 52059.8684 | 56739.7208 | 61840.2704
Wind Generation Cap 20% - FRCC v5.14 | 1403 | 6406 | Generation Constraint in GWh | FALSE | L | Annual | Emissions at Affected Plants | GWh | 0 | 0 | 0 | 0 | 0 | 0 | 0
Wind Generation Cap 20% - FRCC v5.14 | 1403 | 6406 | Generation Constraint in GWh | FALSE | L | Annual | Allowances Purchased | GWh | 0 | 0 | 0 | 0 | 0 | 0 | 0
Wind Generation Cap 20% - FRCC v5.14 | 1403 | 6406 | Generation Constraint in GWh | FALSE | L | Annual | Allowances Sold | GWh | 0 | 0 | 0 | 0 | 0 | 0 | 0
Wind Generation Cap 20% - FRCC v5.14 | 1403 | 6406 | Generation Constraint in GWh | FALSE | L | Annual | Allowances Banked | GWh | 0 | 0 | 0 | 0 | 0 | 0 | 0
Wind Generation Cap 20% - FRCC v5.14 | 1403 | 6406 | Generation Constraint in GWh | FALSE | L | Annual | Allowances Withdrawn (1:1) | GWh | 0 | 0 | 0 | 0 | 0 | 0 | 0
Wind Generation Cap 20% - FRCC v5.14 | 1403 | 6406 | Generation Constraint in GWh | FALSE | L | Annual | Allowances Withdrawn (n:1) | GWh | 0 | 0 | 0 | 0 | 0 | 0 | 0
Wind Generation Cap 20% - FRCC v5.14 | 1403 | 6406 | Generation Constraint in GWh | FALSE | L | Annual | Net Emissions Allowance Position | GWh | 0 | 0 | 0 | 0 | 0 | 0 | 0
Wind Generation Cap 20% - FRCC v5.14 | 1403 | 6406 | Generation Constraint in GWh | FALSE | L | Annual | Fuel Consumed | TBtu | 0 | 0 | 0 | 0 | 0 | 0 | 0
Wind Generation Cap 20% - FRCC v5.14 | 1403 | 6406 | Generation Constraint in GWh | FALSE | L | Annual | Heat Rate | MMBtu/MWh | 0 | 0 | 0 | 0 | 0 | 0 | 0
Wind Generation Cap 20% - FRCC v5.14 | 1403 | 6406 | Generation Constraint in GWh | FALSE | L | Annual | Generation | TWh | 0 | 0 | 0 | 0 | 0 | 0 | 0
Wind Generation Cap 20% - FRCC v5.14 | 1403 | 6406 | Generation Constraint in GWh | FALSE | L | Annual | Qualifying Generation | TWh | 0 | 0 | 0 | 0 | 0 | 0 | 0
Wind Generation Cap 20% - FRCC v5.14 | 1403 | 6406 | Generation Constraint in GWh | FALSE | L | Annual | Rate | lb/MWh | 0 | 0 | 0 | 0 | 0 | 0 | 0
Wind Generation Cap 20% - FRCC v5.14 | 1403 | 6406 | Generation Constraint in GWh | FALSE | L | Annual | Constraint Shadow Price | US2011$/MWh | 0 | 0 | 0 | 0 | 0 | 0 | 0
Wind Generation Cap 20% - MAP_WAUE v5.14 | 1404 | 6407 | Generation Constraint in GWh | FALSE | L | Annual | Seasons Included | Seasons | Winter, Summer | Winter, Summer | Winter, Summer | Winter, Summer | Winter, Summer | Winter, Summer | Winter, Summer
Wind Generation Cap 20% - MAP_WAUE v5.14 | 1404 | 6407 | Generation Constraint in GWh | FALSE | L | Annual | Standard | GWh | 4483.4478 | 4605.1404 | 4663.8206 | 4824.6377 | 4920.5226 | 5128.4448 | 5345.1548
Wind Generation Cap 20% - MAP_WAUE v5.14 | 1404 | 6407 | Generation Constraint in GWh | FALSE | L | Annual | Emissions at Affected Plants | GWh | 954.9772 | 1327.7545 | 1327.7545 | 1617.3568 | 1617.3568 | 1617.3568 | 1617.3568
Wind Generation Cap 20% - MAP_WAUE v5.14 | 1404 | 6407 | Generation Constraint in GWh | FALSE | L | Annual | Allowances Purchased | GWh | 0 | 0 | 0 | 0 | 0 | 0 | 0
Wind Generation Cap 20% - MAP_WAUE v5.14 | 1404 | 6407 | Generation Constraint in GWh | FALSE | L | Annual | Allowances Sold | GWh | 0 | 0 | 0 | 0 | 0 | 0 | 0
Wind Generation Cap 20% - MAP_WAUE v5.14 | 1404 | 6407 | Generation Constraint in GWh | FALSE | L | Annual | Allowances Banked | GWh | 0 | 0 | 0 | 0 | 0 | 0 | 0
Wind Generation Cap 20% - MAP_WAUE v5.14 | 1404 | 6407 | Generation Constraint in GWh | FALSE | L | Annual | Allowances Withdrawn (1:1) | GWh | 0 | 0 | 0 | 0 | 0 | 0 | 0
Wind Generation Cap 20% - MAP_WAUE v5.14 | 1404 | 6407 | Generation Constraint in GWh | FALSE | L | Annual | Allowances Withdrawn (n:1) | GWh | 0 | 0 | 0 | 0 | 0 | 0 | 0
Wind Generation Cap 20% - MAP_WAUE v5.14 | 1404 | 6407 | Generation Constraint in GWh | FALSE | L | Annual | Net Emissions Allowance Position | GWh | 954.9772 | 1327.7545 | 1327.7545 | 1617.3568 | 1617.3568 | 1617.3568 | 1617.3568
Wind Generation Cap 20% - MAP_WAUE v5.14 | 1404 | 6407 | Generation Constraint in GWh | FALSE | L | Annual | Fuel Consumed | TBtu | 0 | 0 | 0 | 0 | 0 | 0 | 0
Wind Generation Cap 20% - MAP_WAUE v5.14 | 1404 | 6407 | Generation Constraint in GWh | FALSE | L | Annual | Heat Rate | MMBtu/MWh | 0 | 0 | 0 | 0 | 0 | 0 | 0
Wind Generation Cap 20% - MAP_WAUE v5.14 | 1404 | 6407 | Generation Constraint in GWh | FALSE | L | Annual | Generation | TWh | 0.95498 | 1.3278 | 1.3278 | 1.6174 | 1.6174 | 1.6174 | 1.6174
Wind Generation Cap 20% - MAP_WAUE v5.14 | 1404 | 6407 | Generation Constraint in GWh | FALSE | L | Annual | Qualifying Generation | TWh | 0.95498 | 1.3278 | 1.3278 | 1.6174 | 1.6174 | 1.6174 | 1.6174
Wind Generation Cap 20% - MAP_WAUE v5.14 | 1404 | 6407 | Generation Constraint in GWh | FALSE | L | Annual | Rate | lb/MWh | 0 | 0 | 0 | 0 | 0 | 0 | 0
Wind Generation Cap 20% - MAP_WAUE v5.14 | 1404 | 6407 | Generation Constraint in GWh | FALSE | L | Annual | Constraint Shadow Price | US2011$/MWh | 0 | 0 | 0 | 0 | 0 | 0 | 0
Wind Generation Cap 20% - MIS_IA v5.14 | 1405 | 6408 | Generation Constraint in GWh | FALSE | L | Annual | Seasons Included | Seasons | Winter, Summer | Winter, Summer | Winter, Summer | Winter, Summer | Winter, Summer | Winter, Summer | Winter, Summer
Wind Generation Cap 20% - MIS_IA v5.14 | 1405 | 6408 | Generation Constraint in GWh | FALSE | L | Annual | Standard | GWh | 10985.208 | 10985.208 | 10985.208 | 10985.208 | 10985.208 | 10985.208 | 10985.208
Wind Generation Cap 20% - MIS_IA v5.14 | 1405 | 6408 | Generation Constraint in GWh | FALSE | L | Annual | Emissions at Affected Plants | GWh | 10984.208 | 10985.208 | 10985.208 | 10985.208 | 10985.208 | 10985.208 | 10985.208
Wind Generation Cap 20% - MIS_IA v5.14 | 1405 | 6408 | Generation Constraint in GWh | FALSE | L | Annual | Allowances Purchased | GWh | 0 | 0 | 0 | 0 | 0 | 0 | 0
Wind Generation Cap 20% - MIS_IA v5.14 | 1405 | 6408 | Generation Constraint in GWh | FALSE | L | Annual | Allowances Sold | GWh | 0 | 0 | 0 | 0 | 0 | 0 | 0
Wind Generation Cap 20% - MIS_IA v5.14 | 1405 | 6408 | Generation Constraint in GWh | FALSE | L | Annual | Allowances Banked | GWh | 0 | 0 | 0 | 0 | 0 | 0 | 0
Wind Generation Cap 20% - MIS_IA v5.14 | 1405 | 6408 | Generation Constraint in GWh | FALSE | L | Annual | Allowances Withdrawn (1:1) | GWh | 0 | 0 | 0 | 0 | 0 | 0 | 0
Wind Generation Cap 20% - MIS_IA v5.14 | 1405 | 6408 | Generation Constraint in GWh | FALSE | L | Annual | Allowances Withdrawn (n:1) | GWh | 0 | 0 | 0 | 0 | 0 | 0 | 0
Wind Generation Cap 20% - MIS_IA v5.14 | 1405 | 6408 | Generation Constraint in GWh | FALSE | L | Annual | Net Emissions Allowance Position | GWh | 10984.208 | 10985.208 | 10985.208 | 10985.208 | 10985.208 | 10985.208 | 10985.208
Wind Generation Cap 20% - MIS_IA v5.14 | 1405 | 6408 | Generation Constraint in GWh | FALSE | L | Annual | Fuel Consumed | TBtu | 0 | 0 | 0 | 0 | 0 | 0 | 0
Wind Generation Cap 20% - MIS_IA v5.14 | 1405 | 6408 | Generation Constraint in GWh | FALSE | L | Annual | Heat Rate | MMBtu/MWh | 0 | 0 | 0 | 0 | 0 | 0 | 0
Wind Generation Cap 20% - MIS_IA v5.14 | 1405 | 6408 | Generation Constraint in GWh | FALSE | L | Annual | Generation | TWh | 10.9842 | 10.9852 | 10.9852 | 10.9852 | 10.9852 | 10.9852 | 10.9852
Wind Generation Cap 20% - MIS_IA v5.14 | 1405 | 6408 | Generation Constraint in GWh | FALSE | L | Annual | Qualifying Generation | TWh | 10.9842 | 10.9852 | 10.9852 | 10.9852 | 10.9852 | 10.9852 | 10.9852
Wind Generation Cap 20% - MIS_IA v5.14 | 1405 | 6408 | Generation Constraint in GWh | FALSE | L | Annual | Rate | lb/MWh | 0 | 0 | 0 | 0 | 0 | 0 | 0
Wind Generation Cap 20% - MIS_IA v5.14 | 1405 | 6408 | Generation Constraint in GWh | FALSE | L | Annual | Constraint Shadow Price | US2011$/MWh | 0 | 0 | 0 | 0 | 0 | 0 | 81.1593
Wind Generation Cap 20% - MIS_IL v5.14 | 1406 | 6409 | Generation Constraint in GWh | FALSE | L | Annual | Seasons Included | Seasons | Winter, Summer | Winter, Summer | Winter, Summer | Winter, Summer | Winter, Summer | Winter, Summer | Winter, Summer
Wind Generation Cap 20% - MIS_IL v5.14 | 1406 | 6409 | Generation Constraint in GWh | FALSE | L | Annual | Standard | GWh | 11523.3521 | 11749.0943 | 11842.0109 | 12148.0796 | 12386.934 | 12893.2818 | 13420.3295
Wind Generation Cap 20% - MIS_IL v5.14 | 1406 | 6409 | Generation Constraint in GWh | FALSE | L | Annual | Emissions at Affected Plants | GWh | 2121.6185 | 4889.2947 | 4889.2947 | 7090.6383 | 7090.6383 | 7090.6383 | 7090.6383
Wind Generation Cap 20% - MIS_IL v5.14 | 1406 | 6409 | Generation Constraint in GWh | FALSE | L | Annual | Allowances Purchased | GWh | 0 | 0 | 0 | 0 | 0 | 0 | 0
Wind Generation Cap 20% - MIS_IL v5.14 | 1406 | 6409 | Generation Constraint in GWh | FALSE | L | Annual | Allowances Sold | GWh | 0 | 0 | 0 | 0 | 0 | 0 | 0
Wind Generation Cap 20% - MIS_IL v5.14 | 1406 | 6409 | Generation Constraint in GWh | FALSE | L | Annual | Allowances Banked | GWh | 0 | 0 | 0 | 0 | 0 | 0 | 0
Wind Generation Cap 20% - MIS_IL v5.14 | 1406 | 6409 | Generation Constraint in GWh | FALSE | L | Annual | Allowances Withdrawn (1:1) | GWh | 0 | 0 | 0 | 0 | 0 | 0 | 0
Wind Generation Cap 20% - MIS_IL v5.14 | 1406 | 6409 | Generation Constraint in GWh | FALSE | L | Annual | Allowances Withdrawn (n:1) | GWh | 0 | 0 | 0 | 0 | 0 | 0 | 0
Wind Generation Cap 20% - MIS_IL v5.14 | 1406 | 6409 | Generation Constraint in GWh | FALSE | L | Annual | Net Emissions Allowance Position | GWh | 2121.6185 | 4889.2947 | 4889.2947 | 7090.6383 | 7090.6383 | 7090.6383 | 7090.6383
Wind Generation Cap 20% - MIS_IL v5.14 | 1406 | 6409 | Generation Constraint in GWh | FALSE | L | Annual | Fuel Consumed | TBtu | 0 | 0 | 0 | 0 | 0 | 0 | 0
Wind Generation Cap 20% - MIS_IL v5.14 | 1406 | 6409 | Generation Constraint in GWh | FALSE | L | Annual | Heat Rate | MMBtu/MWh | 0 | 0 | 0 | 0 | 0 | 0 | 0
Wind Generation Cap 20% - MIS_IL v5.14 | 1406 | 6409 | Generation Constraint in GWh | FALSE | L | Annual | Generation | TWh | 2.1216 | 4.8893 | 4.8893 | 7.0906 | 7.0906 | 7.0906 | 7.0906
Wind Generation Cap 20% - MIS_IL v5.14 | 1406 | 6409 | Generation Constraint in GWh | FALSE | L | Annual | Qualifying Generation | TWh | 2.1216 | 4.8893 | 4.8893 | 7.0906 | 7.0906 | 7.0906 | 7.0906
Wind Generation Cap 20% - MIS_IL v5.14 | 1406 | 6409 | Generation Constraint in GWh | FALSE | L | Annual | Rate | lb/MWh | 0 | 0 | 0 | 0 | 0 | 0 | 0
Wind Generation Cap 20% - MIS_IL v5.14 | 1406 | 6409 | Generation Constraint in GWh | FALSE | L | Annual | Constraint Shadow Price | US2011$/MWh | 0 | 0 | 0 | 0 | 0 | 0 | 0
Wind Generation Cap 20% - MIS_INKY v5.14 | 1407 | 6410 | Generation Constraint in GWh | FALSE | L | Annual | Seasons Included | Seasons | Winter, Summer | Winter, Summer | Winter, Summer | Winter, Summer | Winter, Summer | Winter, Summer | Winter, Summer
Wind Generation Cap 20% - MIS_INKY v5.14 | 1407 | 6410 | Generation Constraint in GWh | FALSE | L | Annual | Standard | GWh | 19515.2931 | 20015.4256 | 20209.8308 | 20749.0544 | 21119.4872 | 21823.4749 | 22550.9302
Wind Generation Cap 20% - MIS_INKY v5.14 | 1407 | 6410 | Generation Constraint in GWh | FALSE | L | Annual | Emissions at Affected Plants | GWh | 1145.5845 | 6266.8619 | 6266.8619 | 6266.8619 | 6266.8619 | 6266.8619 | 6266.8619
Wind Generation Cap 20% - MIS_INKY v5.14 | 1407 | 6410 | Generation Constraint in GWh | FALSE | L | Annual | Allowances Purchased | GWh | 0 | 0 | 0 | 0 | 0 | 0 | 0
Wind Generation Cap 20% - MIS_INKY v5.14 | 1407 | 6410 | Generation Constraint in GWh | FALSE | L | Annual | Allowances Sold | GWh | 0 | 0 | 0 | 0 | 0 | 0 | 0
Wind Generation Cap 20% - MIS_INKY v5.14 | 1407 | 6410 | Generation Constraint in GWh | FALSE | L | Annual | Allowances Banked | GWh | 0 | 0 | 0 | 0 | 0 | 0 | 0
Wind Generation Cap 20% - MIS_INKY v5.14 | 1407 | 6410 | Generation Constraint in GWh | FALSE | L | Annual | Allowances Withdrawn (1:1) | GWh | 0 | 0 | 0 | 0 | 0 | 0 | 0
Wind Generation Cap 20% - MIS_INKY v5.14 | 1407 | 6410 | Generation Constraint in GWh | FALSE | L | Annual | Allowances Withdrawn (n:1) | GWh | 0 | 0 | 0 | 0 | 0 | 0 | 0
Wind Generation Cap 20% - MIS_INKY v5.14 | 1407 | 6410 | Generation Constraint in GWh | FALSE | L | Annual | Net Emissions Allowance Position | GWh | 1145.5845 | 6266.8619 | 6266.8619 | 6266.8619 | 6266.8619 | 6266.8619 | 6266.8619
Wind Generation Cap 20% - MIS_INKY v5.14 | 1407 | 6410 | Generation Constraint in GWh | FALSE | L | Annual | Fuel Consumed | TBtu | 0 | 0 | 0 | 0 | 0 | 0 | 0
Wind Generation Cap 20% - MIS_INKY v5.14 | 1407 | 6410 | Generation Constraint in GWh | FALSE | L | Annual | Heat Rate | MMBtu/MWh | 0 | 0 | 0 | 0 | 0 | 0 | 0
Wind Generation Cap 20% - MIS_INKY v5.14 | 1407 | 6410 | Generation Constraint in GWh | FALSE | L | Annual | Generation | TWh | 1.1456 | 6.2669 | 6.2669 | 6.2669 | 6.2669 | 6.2669 | 6.2669
Wind Generation Cap 20% - MIS_INKY v5.14 | 1407 | 6410 | Generation Constraint in GWh | FALSE | L | Annual | Qualifying Generation | TWh | 1.1456 | 6.2669 | 6.2669 | 6.2669 | 6.2669 | 6.2669 | 6.2669
Wind Generation Cap 20% - MIS_INKY v5.14 | 1407 | 6410 | Generation Constraint in GWh | FALSE | L | Annual | Rate | lb/MWh | 0 | 0 | 0 | 0 | 0 | 0 | 0
Wind Generation Cap 20% - MIS_INKY v5.14 | 1407 | 6410 | Generation Constraint in GWh | FALSE | L | Annual | Constraint Shadow Price | US2011$/MWh | 0 | 0 | 0 | 0 | 0 | 0 | 0
Wind Generation Cap 20% - MIS_LMI v5.14 | 1408 | 6411 | Generation Constraint in GWh | FALSE | L | Annual | Seasons Included | Seasons | Winter, Summer | Winter, Summer | Winter, Summer | Winter, Summer | Winter, Summer | Winter, Summer | Winter, Summer
Wind Generation Cap 20% - MIS_LMI v5.14 | 1408 | 6411 | Generation Constraint in GWh | FALSE | L | Annual | Standard | GWh | 20670.136 | 21026.7554 | 21114.8764 | 21509.4274 | 21828.8686 | 22495.4062 | 23182.2972
Wind Generation Cap 20% - MIS_LMI v5.14 | 1408 | 6411 | Generation Constraint in GWh | FALSE | L | Annual | Emissions at Affected Plants | GWh | 3958.8353 | 8097.4871 | 8097.4871 | 8097.4871 | 8121.4026 | 8121.4026 | 8121.4026
Wind Generation Cap 20% - MIS_LMI v5.14 | 1408 | 6411 | Generation Constraint in GWh | FALSE | L | Annual | Allowances Purchased | GWh | 0 | 0 | 0 | 0 | 0 | 0 | 0
Wind Generation Cap 20% - MIS_LMI v5.14 | 1408 | 6411 | Generation Constraint in GWh | FALSE | L | Annual | Allowances Sold | GWh | 0 | 0 | 0 | 0 | 0 | 0 | 0
Wind Generation Cap 20% - MIS_LMI v5.14 | 1408 | 6411 | Generation Constraint in GWh | FALSE | L | Annual | Allowances Banked | GWh | 0 | 0 | 0 | 0 | 0 | 0 | 0
Wind Generation Cap 20% - MIS_LMI v5.14 | 1408 | 6411 | Generation Constraint in GWh | FALSE | L | Annual | Allowances Withdrawn (1:1) | GWh | 0 | 0 | 0 | 0 | 0 | 0 | 0
Wind Generation Cap 20% - MIS_LMI v5.14 | 1408 | 6411 | Generation Constraint in GWh | FALSE | L | Annual | Allowances Withdrawn (n:1) | GWh | 0 | 0 | 0 | 0 | 0 | 0 | 0
Wind Generation Cap 20% - MIS_LMI v5.14 | 1408 | 6411 | Generation Constraint in GWh | FALSE | L | Annual | Net Emissions Allowance Position | GWh | 3958.8353 | 8097.4871 | 8097.4871 | 8097.4871 | 8121.4026 | 8121.4026 | 8121.4026
Wind Generation Cap 20% - MIS_LMI v5.14 | 1408 | 6411 | Generation Constraint in GWh | FALSE | L | Annual | Fuel Consumed | TBtu | 0 | 0 | 0 | 0 | 0 | 0 | 0
Wind Generation Cap 20% - MIS_LMI v5.14 | 1408 | 6411 | Generation Constraint in GWh | FALSE | L | Annual | Heat Rate | MMBtu/MWh | 0 | 0 | 0 | 0 | 0 | 0 | 0
Wind Generation Cap 20% - MIS_LMI v5.14 | 1408 | 6411 | Generation Constraint in GWh | FALSE | L | Annual | Generation | TWh | 3.9588 | 8.0975 | 8.0975 | 8.0975 | 8.1214 | 8.1214 | 8.1214
Wind Generation Cap 20% - MIS_LMI v5.14 | 1408 | 6411 | Generation Constraint in GWh | FALSE | L | Annual | Qualifying Generation | TWh | 3.9588 | 8.0975 | 8.0975 | 8.0975 | 8.1214 | 8.1214 | 8.1214
Wind Generation Cap 20% - MIS_LMI v5.14 | 1408 | 6411 | Generation Constraint in GWh | FALSE | L | Annual | Rate | lb/MWh | 0 | 0 | 0 | 0 | 0 | 0 | 0
Wind Generation Cap 20% - MIS_LMI v5.14 | 1408 | 6411 | Generation Constraint in GWh | FALSE | L | Annual | Constraint Shadow Price | US2011$/MWh | 0 | 0 | 0 | 0 | 0 | 0 | 0
Wind Generation Cap 20% - MIS_MAPP v5.14 | 1409 | 6412 | Generation Constraint in GWh | FALSE | L | Annual | Seasons Included | Seasons | Winter, Summer | Winter, Summer | Winter, Summer | Winter, Summer | Winter, Summer | Winter, Summer | Winter, Summer
Wind Generation Cap 20% - MIS_MAPP v5.14 | 1409 | 6412 | Generation Constraint in GWh | FALSE | L | Annual | Standard | GWh | 8498.5512 | 8498.5512 | 8498.5512 | 8498.5512 | 8498.5512 | 8498.5512 | 8498.5512
Wind Generation Cap 20% - MIS_MAPP v5.14 | 1409 | 6412 | Generation Constraint in GWh | FALSE | L | Annual | Emissions at Affected Plants | GWh | 8497.5512 | 8498.5512 | 8498.5512 | 8498.5512 | 8498.5512 | 8498.5512 | 8498.5512
Wind Generation Cap 20% - MIS_MAPP v5.14 | 1409 | 6412 | Generation Constraint in GWh | FALSE | L | Annual | Allowances Purchased | GWh | 0 | 0 | 0 | 0 | 0 | 0 | 0
Wind Generation Cap 20% - MIS_MAPP v5.14 | 1409 | 6412 | Generation Constraint in GWh | FALSE | L | Annual | Allowances Sold | GWh | 0 | 0 | 0 | 0 | 0 | 0 | 0
Wind Generation Cap 20% - MIS_MAPP v5.14 | 1409 | 6412 | Generation Constraint in GWh | FALSE | L | Annual | Allowances Banked | GWh | 0 | 0 | 0 | 0 | 0 | 0 | 0
Wind Generation Cap 20% - MIS_MAPP v5.14 | 1409 | 6412 | Generation Constraint in GWh | FALSE | L | Annual | Allowances Withdrawn (1:1) | GWh | 0 | 0 | 0 | 0 | 0 | 0 | 0
Wind Generation Cap 20% - MIS_MAPP v5.14 | 1409 | 6412 | Generation Constraint in GWh | FALSE | L | Annual | Allowances Withdrawn (n:1) | GWh | 0 | 0 | 0 | 0 | 0 | 0 | 0
Wind Generation Cap 20% - MIS_MAPP v5.14 | 1409 | 6412 | Generation Constraint in GWh | FALSE | L | Annual | Net Emissions Allowance Position | GWh | 8497.5512 | 8498.5512 | 8498.5512 | 8498.5512 | 8498.5512 | 8498.5512 | 8498.5512
Wind Generation Cap 20% - MIS_MAPP v5.14 | 1409 | 6412 | Generation Constraint in GWh | FALSE | L | Annual | Fuel Consumed | TBtu | 0 | 0 | 0 | 0 | 0 | 0 | 0
Wind Generation Cap 20% - MIS_MAPP v5.14 | 1409 | 6412 | Generation Constraint in GWh | FALSE | L | Annual | Heat Rate | MMBtu/MWh | 0 | 0 | 0 | 0 | 0 | 0 | 0
Wind Generation Cap 20% - MIS_MAPP v5.14 | 1409 | 6412 | Generation Constraint in GWh | FALSE | L | Annual | Generation | TWh | 8.4976 | 8.4986 | 8.4986 | 8.4986 | 8.4986 | 8.4986 | 8.4986
Wind Generation Cap 20% - MIS_MAPP v5.14 | 1409 | 6412 | Generation Constraint in GWh | FALSE | L | Annual | Qualifying Generation | TWh | 8.4976 | 8.4986 | 8.4986 | 8.4986 | 8.4986 | 8.4986 | 8.4986
Wind Generation Cap 20% - MIS_MAPP v5.14 | 1409 | 6412 | Generation Constraint in GWh | FALSE | L | Annual | Rate | lb/MWh | 0 | 0 | 0 | 0 | 0 | 0 | 0
Wind Generation Cap 20% - MIS_MAPP v5.14 | 1409 | 6412 | Generation Constraint in GWh | FALSE | L | Annual | Constraint Shadow Price | US2011$/MWh | 0 | 0 | 0 | 0 | 0 | 0 | 41.2178
Wind Generation Cap 20% - MIS_MIDA v5.14 | 1410 | 6413 | Generation Constraint in GWh | FALSE | L | Annual | Seasons Included | Seasons | Winter, Summer | Winter, Summer | Winter, Summer | Winter, Summer | Winter, Summer | Winter, Summer | Winter, Summer
Wind Generation Cap 20% - MIS_MIDA v5.14 | 1410 | 6413 | Generation Constraint in GWh | FALSE | L | Annual | Standard | GWh | 12309.203 | 12309.203 | 12309.203 | 12309.203 | 12309.203 | 12309.203 | 12309.203
Wind Generation Cap 20% - MIS_MIDA v5.14 | 1410 | 6413 | Generation Constraint in GWh | FALSE | L | Annual | Emissions at Affected Plants | GWh | 12308.203 | 12309.203 | 12309.203 | 12309.203 | 12309.203 | 12309.203 | 12309.203
Wind Generation Cap 20% - MIS_MIDA v5.14 | 1410 | 6413 | Generation Constraint in GWh | FALSE | L | Annual | Allowances Purchased | GWh | 0 | 0 | 0 | 0 | 0 | 0 | 0
Wind Generation Cap 20% - MIS_MIDA v5.14 | 1410 | 6413 | Generation Constraint in GWh | FALSE | L | Annual | Allowances Sold | GWh | 0 | 0 | 0 | 0 | 0 | 0 | 0
Wind Generation Cap 20% - MIS_MIDA v5.14 | 1410 | 6413 | Generation Constraint in GWh | FALSE | L | Annual | Allowances Banked | GWh | 0 | 0 | 0 | 0 | 0 | 0 | 0
Wind Generation Cap 20% - MIS_MIDA v5.14 | 1410 | 6413 | Generation Constraint in GWh | FALSE | L | Annual | Allowances Withdrawn (1:1) | GWh | 0 | 0 | 0 | 0 | 0 | 0 | 0
Wind Generation Cap 20% - MIS_MIDA v5.14 | 1410 | 6413 | Generation Constraint in GWh | FALSE | L | Annual | Allowances Withdrawn (n:1) | GWh | 0 | 0 | 0 | 0 | 0 | 0 | 0
Wind Generation Cap 20% - MIS_MIDA v5.14 | 1410 | 6413 | Generation Constraint in GWh | FALSE | L | Annual | Net Emissions Allowance Position | GWh | 12308.203 | 12309.203 | 12309.203 | 12309.203 | 12309.203 | 12309.203 | 12309.203
Wind Generation Cap 20% - MIS_MIDA v5.14 | 1410 | 6413 | Generation Constraint in GWh | FALSE | L | Annual | Fuel Consumed | TBtu | 0 | 0 | 0 | 0 | 0 | 0 | 0
Wind Generation Cap 20% - MIS_MIDA v5.14 | 1410 | 6413 | Generation Constraint in GWh | FALSE | L | Annual | Heat Rate | MMBtu/MWh | 0 | 0 | 0 | 0 | 0 | 0 | 0
Wind Generation Cap 20% - MIS_MIDA v5.14 | 1410 | 6413 | Generation Constraint in GWh | FALSE | L | Annual | Generation | TWh | 12.3082 | 12.3092 | 12.3092 | 12.3092 | 12.3092 | 12.3092 | 12.3092
Wind Generation Cap 20% - MIS_MIDA v5.14 | 1410 | 6413 | Generation Constraint in GWh | FALSE | L | Annual | Qualifying Generation | TWh | 12.3082 | 12.3092 | 12.3092 | 12.3092 | 12.3092 | 12.3092 | 12.3092
Wind Generation Cap 20% - MIS_MIDA v5.14 | 1410 | 6413 | Generation Constraint in GWh | FALSE | L | Annual | Rate | lb/MWh | 0 | 0 | 0 | 0 | 0 | 0 | 0
Wind Generation Cap 20% - MIS_MIDA v5.14 | 1410 | 6413 | Generation Constraint in GWh | FALSE | L | Annual | Constraint Shadow Price | US2011$/MWh | 0 | 0 | 0 | 0 | 0 | 0 | 76.1195
Wind Generation Cap 20% - MIS_MNWI v5.14 | 1411 | 6414 | Generation Constraint in GWh | FALSE | L | Annual | Seasons Included | Seasons | Winter, Summer | Winter, Summer | Winter, Summer | Winter, Summer | Winter, Summer | Winter, Summer | Winter, Summer
Wind Generation Cap 20% - MIS_MNWI v5.14 | 1411 | 6414 | Generation Constraint in GWh | FALSE | L | Annual | Standard | GWh | 17568.661 | 18045.5998 | 18275.5802 | 18905.8565 | 19281.6496 | 20096.5407 | 20945.873
Wind Generation Cap 20% - MIS_MNWI v5.14 | 1411 | 6414 | Generation Constraint in GWh | FALSE | L | Annual | Emissions at Affected Plants | GWh | 9184.9623 | 18045.5998 | 18045.5998 | 18045.5998 | 18045.5998 | 18045.5998 | 18045.5998
Wind Generation Cap 20% - MIS_MNWI v5.14 | 1411 | 6414 | Generation Constraint in GWh | FALSE | L | Annual | Allowances Purchased | GWh | 0 | 0 | 0 | 0 | 0 | 0 | 0
Wind Generation Cap 20% - MIS_MNWI v5.14 | 1411 | 6414 | Generation Constraint in GWh | FALSE | L | Annual | Allowances Sold | GWh | 0 | 0 | 0 | 0 | 0 | 0 | 0
Wind Generation Cap 20% - MIS_MNWI v5.14 | 1411 | 6414 | Generation Constraint in GWh | FALSE | L | Annual | Allowances Banked | GWh | 0 | 0 | 0 | 0 | 0 | 0 | 0
Wind Generation Cap 20% - MIS_MNWI v5.14 | 1411 | 6414 | Generation Constraint in GWh | FALSE | L | Annual | Allowances Withdrawn (1:1) | GWh | 0 | 0 | 0 | 0 | 0 | 0 | 0
Wind Generation Cap 20% - MIS_MNWI v5.14 | 1411 | 6414 | Generation Constraint in GWh | FALSE | L | Annual | Allowances Withdrawn (n:1) | GWh | 0 | 0 | 0 | 0 | 0 | 0 | 0
Wind Generation Cap 20% - MIS_MNWI v5.14 | 1411 | 6414 | Generation Constraint in GWh | FALSE | L | Annual | Net Emissions Allowance Position | GWh | 9184.9623 | 18045.5998 | 18045.5998 | 18045.5998 | 18045.5998 | 18045.5998 | 18045.5998
Wind Generation Cap 20% - MIS_MNWI v5.14 | 1411 | 6414 | Generation Constraint in GWh | FALSE | L | Annual | Fuel Consumed | TBtu | 0 | 0 | 0 | 0 | 0 | 0 | 0
Wind Generation Cap 20% - MIS_MNWI v5.14 | 1411 | 6414 | Generation Constraint in GWh | FALSE | L | Annual | Heat Rate | MMBtu/MWh | 0 | 0 | 0 | 0 | 0 | 0 | 0
Wind Generation Cap 20% - MIS_MNWI v5.14 | 1411 | 6414 | Generation Constraint in GWh | FALSE | L | Annual | Generation | TWh | 9.185 | 18.0456 | 18.0456 | 18.0456 | 18.0456 | 18.0456 | 18.0456
Wind Generation Cap 20% - MIS_MNWI v5.14 | 1411 | 6414 | Generation Constraint in GWh | FALSE | L | Annual | Qualifying Generation | TWh | 9.185 | 18.0456 | 18.0456 | 18.0456 | 18.0456 | 18.0456 | 18.0456
Wind Generation Cap 20% - MIS_MNWI v5.14 | 1411 | 6414 | Generation Constraint in GWh | FALSE | L | Annual | Rate | lb/MWh | 0 | 0 | 0 | 0 | 0 | 0 | 0
Wind Generation Cap 20% - MIS_MNWI v5.14 | 1411 | 6414 | Generation Constraint in GWh | FALSE | L | Annual | Constraint Shadow Price | US2011$/MWh | 0 | 5.1196 | 0 | 0 | 0 | 0 | 0
Wind Generation Cap 20% - MIS_MO v5.14 | 1412 | 6415 | Generation Constraint in GWh | FALSE | L | Annual | Seasons Included | Seasons | Winter, Summer | Winter, Summer | Winter, Summer | Winter, Summer | Winter, Summer | Winter, Summer | Winter, Summer
Wind Generation Cap 20% - MIS_MO v5.14 | 1412 | 6415 | Generation Constraint in GWh | FALSE | L | Annual | Standard | GWh | 9791.898 | 9983.718 | 10062.6722 | 10322.7482 | 10525.7102 | 10955.9695 | 11403.8182
Wind Generation Cap 20% - MIS_MO v5.14 | 1412 | 6415 | Generation Constraint in GWh | FALSE | L | Annual | Emissions at Affected Plants | GWh | 777.6971 | 5196.109 | 5196.109 | 5415.0014 | 5415.0014 | 5415.0014 | 5415.0014
Wind Generation Cap 20% - MIS_MO v5.14 | 1412 | 6415 | Generation Constraint in GWh | FALSE | L | Annual | Allowances Purchased | GWh | 0 | 0 | 0 | 0 | 0 | 0 | 0
Wind Generation Cap 20% - MIS_MO v5.14 | 1412 | 6415 | Generation Constraint in GWh | FALSE | L | Annual | Allowances Sold | GWh | 0 | 0 | 0 | 0 | 0 | 0 | 0
Wind Generation Cap 20% - MIS_MO v5.14 | 1412 | 6415 | Generation Constraint in GWh | FALSE | L | Annual | Allowances Banked | GWh | 0 | 0 | 0 | 0 | 0 | 0 | 0
Wind Generation Cap 20% - MIS_MO v5.14 | 1412 | 6415 | Generation Constraint in GWh | FALSE | L | Annual | Allowances Withdrawn (1:1) | GWh | 0 | 0 | 0 | 0 | 0 | 0 | 0
Wind Generation Cap 20% - MIS_MO v5.14 | 1412 | 6415 | Generation Constraint in GWh | FALSE | L | Annual | Allowances Withdrawn (n:1) | GWh | 0 | 0 | 0 | 0 | 0 | 0 | 0
Wind Generation Cap 20% - MIS_MO v5.14 | 1412 | 6415 | Generation Constraint in GWh | FALSE | L | Annual | Net Emissions Allowance Position | GWh | 777.6971 | 5196.109 | 5196.109 | 5415.0014 | 5415.0014 | 5415.0014 | 5415.0014
Wind Generation Cap 20% - MIS_MO v5.14 | 1412 | 6415 | Generation Constraint in GWh | FALSE | L | Annual | Fuel Consumed | TBtu | 0 | 0 | 0 | 0 | 0 | 0 | 0
Wind Generation Cap 20% - MIS_MO v5.14 | 1412 | 6415 | Generation Constraint in GWh | FALSE | L | Annual | Heat Rate | MMBtu/MWh | 0 | 0 | 0 | 0 | 0 | 0 | 0
Wind Generation Cap 20% - MIS_MO v5.14 | 1412 | 6415 | Generation Constraint in GWh | FALSE | L | Annual | Generation | TWh | 0.7777 | 5.1961 | 5.1961 | 5.415 | 5.415 | 5.415 | 5.415
Wind Generation Cap 20% - MIS_MO v5.14 | 1412 | 6415 | Generation Constraint in GWh | FALSE | L | Annual | Qualifying Generation | TWh | 0.7777 | 5.1961 | 5.1961 | 5.415 | 5.415 | 5.415 | 5.415
Wind Generation Cap 20% - MIS_MO v5.14 | 1412 | 6415 | Generation Constraint in GWh | FALSE | L | Annual | Rate | lb/MWh | 0 | 0 | 0 | 0 | 0 | 0 | 0
Wind Generation Cap 20% - MIS_MO v5.14 | 1412 | 6415 | Generation Constraint in GWh | FALSE | L | Annual | Constraint Shadow Price | US2011$/MWh | 0 | 0 | 0 | 0 | 0 | 0 | 0
Wind Generation Cap 20% - MIS_WUMS v5.14 | 1413 | 6416 | Generation Constraint in GWh | FALSE | L | Annual | Seasons Included | Seasons | Winter, Summer | Winter, Summer | Winter, Summer | Winter, Summer | Winter, Summer | Winter, Summer | Winter, Summer
Wind Generation Cap 20% - MIS_WUMS v5.14 | 1413 | 6416 | Generation Constraint in GWh | FALSE | L | Annual | Standard | GWh | 10975.9131 | 11244.6985 | 11336.635 | 11610.9332 | 11790.0955 | 12143.6699 | 12507.8486
Wind Generation Cap 20% - MIS_WUMS v5.14 | 1413 | 6416 | Generation Constraint in GWh | FALSE | L | Annual | Emissions at Affected Plants | GWh | 1649.0175 | 3341.0963 | 3341.0963 | 3341.0963 | 3341.0963 | 3341.0963 | 3341.0963
Wind Generation Cap 20% - MIS_WUMS v5.14 | 1413 | 6416 | Generation Constraint in GWh | FALSE | L | Annual | Allowances Purchased | GWh | 0 | 0 | 0 | 0 | 0 | 0 | 0
Wind Generation Cap 20% - MIS_WUMS v5.14 | 1413 | 6416 | Generation Constraint in GWh | FALSE | L | Annual | Allowances Sold | GWh | 0 | 0 | 0 | 0 | 0 | 0 | 0
Wind Generation Cap 20% - MIS_WUMS v5.14 | 1413 | 6416 | Generation Constraint in GWh | FALSE | L | Annual | Allowances Banked | GWh | 0 | 0 | 0 | 0 | 0 | 0 | 0
Wind Generation Cap 20% - MIS_WUMS v5.14 | 1413 | 6416 | Generation Constraint in GWh | FALSE | L | Annual | Allowances Withdrawn (1:1) | GWh | 0 | 0 | 0 | 0 | 0 | 0 | 0
Wind Generation Cap 20% - MIS_WUMS v5.14 | 1413 | 6416 | Generation Constraint in GWh | FALSE | L | Annual | Allowances Withdrawn (n:1) | GWh | 0 | 0 | 0 | 0 | 0 | 0 | 0
Wind Generation Cap 20% - MIS_WUMS v5.14 | 1413 | 6416 | Generation Constraint in GWh | FALSE | L | Annual | Net Emissions Allowance Position | GWh | 1649.0175 | 3341.0963 | 3341.0963 | 3341.0963 | 3341.0963 | 3341.0963 | 3341.0963
Wind Generation Cap 20% - MIS_WUMS v5.14 | 1413 | 6416 | Generation Constraint in GWh | FALSE | L | Annual | Fuel Consumed | TBtu | 0 | 0 | 0 | 0 | 0 | 0 | 0
Wind Generation Cap 20% - MIS_WUMS v5.14 | 1413 | 6416 | Generation Constraint in GWh | FALSE | L | Annual | Heat Rate | MMBtu/MWh | 0 | 0 | 0 | 0 | 0 | 0 | 0
Wind Generation Cap 20% - MIS_WUMS v5.14 | 1413 | 6416 | Generation Constraint in GWh | FALSE | L | Annual | Generation | TWh | 1.649 | 3.3411 | 3.3411 | 3.3411 | 3.3411 | 3.3411 | 3.3411
Wind Generation Cap 20% - MIS_WUMS v5.14 | 1413 | 6416 | Generation Constraint in GWh | FALSE | L | Annual | Qualifying Generation | TWh | 1.649 | 3.3411 | 3.3411 | 3.3411 | 3.3411 | 3.3411 | 3.3411
Wind Generation Cap 20% - MIS_WUMS v5.14 | 1413 | 6416 | Generation Constraint in GWh | FALSE | L | Annual | Rate | lb/MWh | 0 | 0 | 0 | 0 | 0 | 0 | 0
Wind Generation Cap 20% - MIS_WUMS v5.14 | 1413 | 6416 | Generation Constraint in GWh | FALSE | L | Annual | Constraint Shadow Price | US2011$/MWh | 0 | 0 | 0 | 0 | 0 | 0 | 0
Wind Generation Cap 20% - NENG_CT v5.14 | 1414 | 6417 | Generation Constraint in GWh | FALSE | L | Annual | Seasons Included | Seasons | Winter, Summer | Winter, Summer | Winter, Summer | Winter, Summer | Winter, Summer | Winter, Summer | Winter, Summer
Wind Generation Cap 20% - NENG_CT v5.14 | 1414 | 6417 | Generation Constraint in GWh | FALSE | L | Annual | Standard | GWh | 6959.7835 | 7124.9058 | 7038.905 | 6967.2162 | 7002.3851 | 7069.8211 | 7137.9065
Wind Generation Cap 20% - NENG_CT v5.14 | 1414 | 6417 | Generation Constraint in GWh | FALSE | L | Annual | Emissions at Affected Plants | GWh | 0 | 35.3054 | 35.3054 | 35.3054 | 35.3054 | 35.3054 | 35.3054
Wind Generation Cap 20% - NENG_CT v5.14 | 1414 | 6417 | Generation Constraint in GWh | FALSE | L | Annual | Allowances Purchased | GWh | 0 | 0 | 0 | 0 | 0 | 0 | 0
Wind Generation Cap 20% - NENG_CT v5.14 | 1414 | 6417 | Generation Constraint in GWh | FALSE | L | Annual | Allowances Sold | GWh | 0 | 0 | 0 | 0 | 0 | 0 | 0
Wind Generation Cap 20% - NENG_CT v5.14 | 1414 | 6417 | Generation Constraint in GWh | FALSE | L | Annual | Allowances Banked | GWh | 0 | 0 | 0 | 0 | 0 | 0 | 0
Wind Generation Cap 20% - NENG_CT v5.14 | 1414 | 6417 | Generation Constraint in GWh | FALSE | L | Annual | Allowances Withdrawn (1:1) | GWh | 0 | 0 | 0 | 0 | 0 | 0 | 0
Wind Generation Cap 20% - NENG_CT v5.14 | 1414 | 6417 | Generation Constraint in GWh | FALSE | L | Annual | Allowances Withdrawn (n:1) | GWh | 0 | 0 | 0 | 0 | 0 | 0 | 0
Wind Generation Cap 20% - NENG_CT v5.14 | 1414 | 6417 | Generation Constraint in GWh | FALSE | L | Annual | Net Emissions Allowance Position | GWh | 0 | 35.3054 | 35.3054 | 35.3054 | 35.3054 | 35.3054 | 35.3054
Wind Generation Cap 20% - NENG_CT v5.14 | 1414 | 6417 | Generation Constraint in GWh | FALSE | L | Annual | Fuel Consumed | TBtu | 0 | 0 | 0 | 0 | 0 | 0 | 0
Wind Generation Cap 20% - NENG_CT v5.14 | 1414 | 6417 | Generation Constraint in GWh | FALSE | L | Annual | Heat Rate | MMBtu/MWh | 0 | 0 | 0 | 0 | 0 | 0 | 0
Wind Generation Cap 20% - NENG_CT v5.14 | 1414 | 6417 | Generation Constraint in GWh | FALSE | L | Annual | Generation | TWh | 0 | 0.035305 | 0.035305 | 0.035305 | 0.035305 | 0.035305 | 0.035305
Wind Generation Cap 20% - NENG_CT v5.14 | 1414 | 6417 | Generation Constraint in GWh | FALSE | L | Annual | Qualifying Generation | TWh | 0 | 0.035305 | 0.035305 | 0.035305 | 0.035305 | 0.035305 | 0.035305
Wind Generation Cap 20% - NENG_CT v5.14 | 1414 | 6417 | Generation Constraint in GWh | FALSE | L | Annual | Rate | lb/MWh | 0 | 0 | 0 | 0 | 0 | 0 | 0
Wind Generation Cap 20% - NENG_CT v5.14 | 1414 | 6417 | Generation Constraint in GWh | FALSE | L | Annual | Constraint Shadow Price | US2011$/MWh | 0 | 0 | 0 | 0 | 0 | 0 | 0
Wind Generation Cap 20% - NENG_ME v5.14 | 1415 | 6418 | Generation Constraint in GWh | FALSE | L | Annual | Seasons Included | Seasons | Winter, Summer | Winter, Summer | Winter, Summer | Winter, Summer | Winter, Summer | Winter, Summer | Winter, Summer
Wind Generation Cap 20% - NENG_ME v5.14 | 1415 | 6418 | Generation Constraint in GWh | FALSE | L | Annual | Standard | GWh | 2445.7397 | 2503.75 | 2473.5364 | 2448.3509 | 2460.7064 | 2484.3978 | 2508.3173
Wind Generation Cap 20% - NENG_ME v5.14 | 1415 | 6418 | Generation Constraint in GWh | FALSE | L | Annual | Emissions at Affected Plants | GWh | 1551.7533 | 2448.3509 | 2448.3509 | 2448.3509 | 2460.7064 | 2484.3978 | 2508.3173
Wind Generation Cap 20% - NENG_ME v5.14 | 1415 | 6418 | Generation Constraint in GWh | FALSE | L | Annual | Allowances Purchased | GWh | 0 | 0 | 0 | 0 | 0 | 0 | 0
Wind Generation Cap 20% - NENG_ME v5.14 | 1415 | 6418 | Generation Constraint in GWh | FALSE | L | Annual | Allowances Sold | GWh | 0 | 0 | 0 | 0 | 0 | 0 | 0
Wind Generation Cap 20% - NENG_ME v5.14 | 1415 | 6418 | Generation Constraint in GWh | FALSE | L | Annual | Allowances Banked | GWh | 0 | 0 | 0 | 0 | 0 | 0 | 0
Wind Generation Cap 20% - NENG_ME v5.14 | 1415 | 6418 | Generation Constraint in GWh | FALSE | L | Annual | Allowances Withdrawn (1:1) | GWh | 0 | 0 | 0 | 0 | 0 | 0 | 0
Wind Generation Cap 20% - NENG_ME v5.14 | 1415 | 6418 | Generation Constraint in GWh | FALSE | L | Annual | Allowances Withdrawn (n:1) | GWh | 0 | 0 | 0 | 0 | 0 | 0 | 0
Wind Generation Cap 20% - NENG_ME v5.14 | 1415 | 6418 | Generation Constraint in GWh | FALSE | L | Annual | Net Emissions Allowance Position | GWh | 1551.7533 | 2448.3509 | 2448.3509 | 2448.3509 | 2460.7064 | 2484.3978 | 2508.3173
Wind Generation Cap 20% - NENG_ME v5.14 | 1415 | 6418 | Generation Constraint in GWh | FALSE | L | Annual | Fuel Consumed | TBtu | 0 | 0 | 0 | 0 | 0 | 0 | 0
Wind Generation Cap 20% - NENG_ME v5.14 | 1415 | 6418 | Generation Constraint in GWh | FALSE | L | Annual | Heat Rate | MMBtu/MWh | 0 | 0 | 0 | 0 | 0 | 0 | 0
Wind Generation Cap 20% - NENG_ME v5.14 | 1415 | 6418 | Generation Constraint in GWh | FALSE | L | Annual | Generation | TWh | 1.5518 | 2.4484 | 2.4484 | 2.4484 | 2.4607 | 2.4844 | 2.5083
Wind Generation Cap 20% - NENG_ME v5.14 | 1415 | 6418 | Generation Constraint in GWh | FALSE | L | Annual | Qualifying Generation | TWh | 1.5518 | 2.4484 | 2.4484 | 2.4484 | 2.4607 | 2.4844 | 2.5083
Wind Generation Cap 20% - NENG_ME v5.14 | 1415 | 6418 | Generation Constraint in GWh | FALSE | L | Annual | Rate | lb/MWh | 0 | 0 | 0 | 0 | 0 | 0 | 0
Wind Generation Cap 20% - NENG_ME v5.14 | 1415 | 6418 | Generation Constraint in GWh | FALSE | L | Annual | Constraint Shadow Price | US2011$/MWh | 0 | 0 | 0 | 68.3329 | 35.1548 | 6.803 | 6.5292
Wind Generation Cap 20% - NENGREST v5.14 | 1416 | 6419 | Generation Constraint in GWh | FALSE | L | Annual | Seasons Included | Seasons | Winter, Summer | Winter, Summer | Winter, Summer | Winter, Summer | Winter, Summer | Winter, Summer | Winter, Summer
Wind Generation Cap 20% - NENGREST v5.14 | 1416 | 6419 | Generation Constraint in GWh | FALSE | L | Annual | Standard | GWh | 18106.1744 | 18535.7852 | 18312.0307 | 18125.5127 | 18217.0143 | 18392.4672 | 18569.61
Wind Generation Cap 20% - NENGREST v5.14 | 1416 | 6419 | Generation Constraint in GWh | FALSE | L | Annual | Emissions at Affected Plants | GWh | 1032.8443 | 9942.9294 | 9942.9294 | 9942.9294 | 9942.9294 | 9942.9294 | 9942.9294
Wind Generation Cap 20% - NENGREST v5.14 | 1416 | 6419 | Generation Constraint in GWh | FALSE | L | Annual | Allowances Purchased | GWh | 0 | 0 | 0 | 0 | 0 | 0 | 0
Wind Generation Cap 20% - NENGREST v5.14 | 1416 | 6419 | Generation Constraint in GWh | FALSE | L | Annual | Allowances Sold | GWh | 0 | 0 | 0 | 0 | 0 | 0 | 0
Wind Generation Cap 20% - NENGREST v5.14 | 1416 | 6419 | Generation Constraint in GWh | FALSE | L | Annual | Allowances Banked | GWh | 0 | 0 | 0 | 0 | 0 | 0 | 0
Wind Generation Cap 20% - NENGREST v5.14 | 1416 | 6419 | Generation Constraint in GWh | FALSE | L | Annual | Allowances Withdrawn (1:1) | GWh | 0 | 0 | 0 | 0 | 0 | 0 | 0
Wind Generation Cap 20% - NENGREST v5.14 | 1416 | 6419 | Generation Constraint in GWh | FALSE | L | Annual | Allowances Withdrawn (n:1) | GWh | 0 | 0 | 0 | 0 | 0 | 0 | 0
Wind Generation Cap 20% - NENGREST v5.14 | 1416 | 6419 | Generation Constraint in GWh | FALSE | L | Annual | Net Emissions Allowance Position | GWh | 1032.8443 | 9942.9294 | 9942.9294 | 9942.9294 | 9942.9294 | 9942.9294 | 9942.9294
Wind Generation Cap 20% - NENGREST v5.14 | 1416 | 6419 | Generation Constraint in GWh | FALSE | L | Annual | Fuel Consumed | TBtu | 0 | 0 | 0 | 0 | 0 | 0 | 0
Wind Generation Cap 20% - NENGREST v5.14 | 1416 | 6419 | Generation Constraint in GWh | FALSE | L | Annual | Heat Rate | MMBtu/MWh | 0 | 0 | 0 | 0 | 0 | 0 | 0
Wind Generation Cap 20% - NENGREST v5.14 | 1416 | 6419 | Generation Constraint in GWh | FALSE | L | Annual | Generation | TWh | 1.0328 | 9.9429 | 9.9429 | 9.9429 | 9.9429 | 9.9429 | 9.9429
Wind Generation Cap 20% - NENGREST v5.14 | 1416 | 6419 | Generation Constraint in GWh | FALSE | L | Annual | Qualifying Generation | TWh | 1.0328 | 9.9429 | 9.9429 | 9.9429 | 9.9429 | 9.9429 | 9.9429
Wind Generation Cap 20% - NENGREST v5.14 | 1416 | 6419 | Generation Constraint in GWh | FALSE | L | Annual | Rate | lb/MWh | 0 | 0 | 0 | 0 | 0 | 0 | 0
Wind Generation Cap 20% - NENGREST v5.14 | 1416 | 6419 | Generation Constraint in GWh | FALSE | L | Annual | Constraint Shadow Price | US2011$/MWh | 0 | 0 | 0 | 0 | 0 | 0 | 0
Wind Generation Cap 20% - NY_Z_A&B v5.14 | 1417 | 6420 | Generation Constraint in GWh | FALSE | L | Annual | Seasons Included | Seasons | Winter, Summer | Winter, Summer | Winter, Summer | Winter, Summer | Winter, Summer | Winter, Summer | Winter, Summer
Wind Generation Cap 20% - NY_Z_A&B v5.14 | 1417 | 6420 | Generation Constraint in GWh | FALSE | L | Annual | Standard | GWh | 4864.3545 | 4872.2184 | 4825.1598 | 4766.3499 | 4779.0224 | 4824.1222 | 4869.6478
Wind Generation Cap 20% - NY_Z_A&B v5.14 | 1417 | 6420 | Generation Constraint in GWh | FALSE | L | Annual | Emissions at Affected Plants | GWh | 994.9512 | 1025.5109 | 1025.5109 | 1025.5109 | 1025.5109 | 1025.5109 | 1025.5109
Wind Generation Cap 20% - NY_Z_A&B v5.14 | 1417 | 6420 | Generation Constraint in GWh | FALSE | L | Annual | Allowances Purchased | GWh | 0 | 0 | 0 | 0 | 0 | 0 | 0
Wind Generation Cap 20% - NY_Z_A&B v5.14 | 1417 | 6420 | Generation Constraint in GWh | FALSE | L | Annual | Allowances Sold | GWh | 0 | 0 | 0 | 0 | 0 | 0 | 0
Wind Generation Cap 20% - NY_Z_A&B v5.14 | 1417 | 6420 | Generation Constraint in GWh | FALSE | L | Annual | Allowances Banked | GWh | 0 | 0 | 0 | 0 | 0 | 0 | 0
Wind Generation Cap 20% - NY_Z_A&B v5.14 | 1417 | 6420 | Generation Constraint in GWh | FALSE | L | Annual | Allowances Withdrawn (1:1) | GWh | 0 | 0 | 0 | 0 | 0 | 0 | 0
Wind Generation Cap 20% - NY_Z_A&B v5.14 | 1417 | 6420 | Generation Constraint in GWh | FALSE | L | Annual | Allowances Withdrawn (n:1) | GWh | 0 | 0 | 0 | 0 | 0 | 0 | 0
Wind Generation Cap 20% - NY_Z_A&B v5.14 | 1417 | 6420 | Generation Constraint in GWh | FALSE | L | Annual | Net Emissions Allowance Position | GWh | 994.9512 | 1025.5109 | 1025.5109 | 1025.5109 | 1025.5109 | 1025.5109 | 1025.5109
Wind Generation Cap 20% - NY_Z_A&B v5.14 | 1417 | 6420 | Generation Constraint in GWh | FALSE | L | Annual | Fuel Consumed | TBtu | 0 | 0 | 0 | 0 | 0 | 0 | 0
Wind Generation Cap 20% - NY_Z_A&B v5.14 | 1417 | 6420 | Generation Constraint in GWh | FALSE | L | Annual | Heat Rate | MMBtu/MWh | 0 | 0 | 0 | 0 | 0 | 0 | 0
Wind Generation Cap 20% - NY_Z_A&B v5.14 | 1417 | 6420 | Generation Constraint in GWh | FALSE | L | Annual | Generation | TWh | 0.99495 | 1.0255 | 1.0255 | 1.0255 | 1.0255 | 1.0255 | 1.0255
Wind Generation Cap 20% - NY_Z_A&B v5.14 | 1417 | 6420 | Generation Constraint in GWh | FALSE | L | Annual | Qualifying Generation | TWh | 0.99495 | 1.0255 | 1.0255 | 1.0255 | 1.0255 | 1.0255 | 1.0255
Wind Generation Cap 20% - NY_Z_A&B v5.14 | 1417 | 6420 | Generation Constraint in GWh | FALSE | L | Annual | Rate | lb/MWh | 0 | 0 | 0 | 0 | 0 | 0 | 0
Wind Generation Cap 20% - NY_Z_A&B v5.14 | 1417 | 6420 | Generation Constraint in GWh | FALSE | L | Annual | Constraint Shadow Price | US2011$/MWh | 0 | 0 | 0 | 0 | 0 | 0 | 0
Wind Generation Cap 20% - NY_Z_C&E v5.14 | 1418 | 6421 | Generation Constraint in GWh | FALSE | L | Annual | Seasons Included | Seasons | Winter, Summer | Winter, Summer | Winter, Summer | Winter, Summer | Winter, Summer | Winter, Summer | Winter, Summer
Wind Generation Cap 20% - NY_Z_C&E v5.14 | 1418 | 6421 | Generation Constraint in GWh | FALSE | L | Annual | Standard | GWh | 4570.2852 | 4577.6735 | 4533.4604 | 4478.2065 | 4490.1127 | 4532.4856 | 4575.2584
Wind Generation Cap 20% - NY_Z_C&E v5.14 | 1418 | 6421 | Generation Constraint in GWh | FALSE | L | Annual | Emissions at Affected Plants | GWh | 1518.652 | 1779.5274 | 1779.5274 | 1779.5274 | 1779.5274 | 1779.5274 | 1779.5274
Wind Generation Cap 20% - NY_Z_C&E v5.14 | 1418 | 6421 | Generation Constraint in GWh | FALSE | L | Annual | Allowances Purchased | GWh | 0 | 0 | 0 | 0 | 0 | 0 | 0
Wind Generation Cap 20% - NY_Z_C&E v5.14 | 1418 | 6421 | Generation Constraint in GWh | FALSE | L | Annual | Allowances Sold | GWh | 0 | 0 | 0 | 0 | 0 | 0 | 0
Wind Generation Cap 20% - NY_Z_C&E v5.14 | 1418 | 6421 | Generation Constraint in GWh | FALSE | L | Annual | Allowances Banked | GWh | 0 | 0 | 0 | 0 | 0 | 0 | 0
Wind Generation Cap 20% - NY_Z_C&E v5.14 | 1418 | 6421 | Generation Constraint in GWh | FALSE | L | Annual | Allowances Withdrawn (1:1) | GWh | 0 | 0 | 0 | 0 | 0 | 0 | 0
Wind Generation Cap 20% - NY_Z_C&E v5.14 | 1418 | 6421 | Generation Constraint in GWh | FALSE | L | Annual | Allowances Withdrawn (n:1) | GWh | 0 | 0 | 0 | 0 | 0 | 0 | 0
Wind Generation Cap 20% - NY_Z_C&E v5.14 | 1418 | 6421 | Generation Constraint in GWh | FALSE | L | Annual | Net Emissions Allowance Position | GWh | 1518.652 | 1779.5274 | 1779.5274 | 1779.5274 | 1779.5274 | 1779.5274 | 1779.5274
Wind Generation Cap 20% - NY_Z_C&E v5.14 | 1418 | 6421 | Generation Constraint in GWh | FALSE | L | Annual | Fuel Consumed | TBtu | 0 | 0 | 0 | 0 | 0 | 0 | 0
Wind Generation Cap 20% - NY_Z_C&E v5.14 | 1418 | 6421 | Generation Constraint in GWh | FALSE | L | Annual | Heat Rate | MMBtu/MWh | 0 | 0 | 0 | 0 | 0 | 0 | 0
Wind Generation Cap 20% - NY_Z_C&E v5.14 | 1418 | 6421 | Generation Constraint in GWh | FALSE | L | Annual | Generation | TWh | 1.5187 | 1.7795 | 1.7795 | 1.7795 | 1.7795 | 1.7795 | 1.7795
Wind Generation Cap 20% - NY_Z_C&E v5.14 | 1418 | 6421 | Generation Constraint in GWh | FALSE | L | Annual | Qualifying Generation | TWh | 1.5187 | 1.7795 | 1.7795 | 1.7795 | 1.7795 | 1.7795 | 1.7795
Wind Generation Cap 20% - NY_Z_C&E v5.14 | 1418 | 6421 | Generation Constraint in GWh | FALSE | L | Annual | Rate | lb/MWh | 0 | 0 | 0 | 0 | 0 | 0 | 0
Wind Generation Cap 20% - NY_Z_C&E v5.14 | 1418 | 6421 | Generation Constraint in GWh | FALSE | L | Annual | Constraint Shadow Price | US2011$/MWh | 0 | 0 | 0 | 0 | 0 | 0 | 0
Wind Generation Cap 20% - NY_Z_D v5.14 | 1419 | 6422 | Generation Constraint in GWh | FALSE | L | Annual | Seasons Included | Seasons | Winter, Summer | Winter, Summer | Winter, Summer | Winter, Summer | Winter, Summer | Winter, Summer | Winter, Summer
Wind Generation Cap 20% - NY_Z_D v5.14 | 1419 | 6422 | Generation Constraint in GWh | FALSE | L | Annual | Standard | GWh | 1221.4562 | 1223.4296 | 1211.6203 | 1196.862 | 1200.0421 | 1211.3599 | 1222.7845
Wind Generation Cap 20% - NY_Z_D v5.14 | 1419 | 6422 | Generation Constraint in GWh | FALSE | L | Annual | Emissions at Affected Plants | GWh | 1176.1477 | 1196.862 | 1196.862 | 1196.862 | 1200.0421 | 1211.3599 | 1222.7846
Wind Generation Cap 20% - NY_Z_D v5.14 | 1419 | 6422 | Generation Constraint in GWh | FALSE | L | Annual | Allowances Purchased | GWh | 0 | 0 | 0 | 0 | 0 | 0 | 0
Wind Generation Cap 20% - NY_Z_D v5.14 | 1419 | 6422 | Generation Constraint in GWh | FALSE | L | Annual | Allowances Sold | GWh | 0 | 0 | 0 | 0 | 0 | 0 | 0
Wind Generation Cap 20% - NY_Z_D v5.14 | 1419 | 6422 | Generation Constraint in GWh | FALSE | L | Annual | Allowances Banked | GWh | 0 | 0 | 0 | 0 | 0 | 0 | 0
Wind Generation Cap 20% - NY_Z_D v5.14 | 1419 | 6422 | Generation Constraint in GWh | FALSE | L | Annual | Allowances Withdrawn (1:1) | GWh | 0 | 0 | 0 | 0 | 0 | 0 | 0
Wind Generation Cap 20% - NY_Z_D v5.14 | 1419 | 6422 | Generation Constraint in GWh | FALSE | L | Annual | Allowances Withdrawn (n:1) | GWh | 0 | 0 | 0 | 0 | 0 | 0 | 0
Wind Generation Cap 20% - NY_Z_D v5.14 | 1419 | 6422 | Generation Constraint in GWh | FALSE | L | Annual | Net Emissions Allowance Position | GWh | 1176.1477 | 1196.862 | 1196.862 | 1196.862 | 1200.0421 | 1211.3599 | 1222.7846
Wind Generation Cap 20% - NY_Z_D v5.14 | 1419 | 6422 | Generation Constraint in GWh | FALSE | L | Annual | Fuel Consumed | TBtu | 0 | 0 | 0 | 0 | 0 | 0 | 0
Wind Generation Cap 20% - NY_Z_D v5.14 | 1419 | 6422 | Generation Constraint in GWh | FALSE | L | Annual | Heat Rate | MMBtu/MWh | 0 | 0 | 0 | 0 | 0 | 0 | 0
Wind Generation Cap 20% - NY_Z_D v5.14 | 1419 | 6422 | Generation Constraint in GWh | FALSE | L | Annual | Generation | TWh | 1.1761 | 1.1969 | 1.1969 | 1.1969 | 1.2 | 1.2114 | 1.2228
Wind Generation Cap 20% - NY_Z_D v5.14 | 1419 | 6422 | Generation Constraint in GWh | FALSE | L | Annual | Qualifying Generation | TWh | 1.1761 | 1.1969 | 1.1969 | 1.1969 | 1.2 | 1.2114 | 1.2228
Wind Generation Cap 20% - NY_Z_D v5.14 | 1419 | 6422 | Generation Constraint in GWh | FALSE | L | Annual | Rate | lb/MWh | 0 | 0 | 0 | 0 | 0 | 0 | 0
Wind Generation Cap 20% - NY_Z_D v5.14 | 1419 | 6422 | Generation Constraint in GWh | FALSE | L | Annual | Constraint Shadow Price | US2011$/MWh | 0 | 0 | 0 | 44.4326 | 25.5355 | 14.2286 | 13.9663
Wind Generation Cap 20% - NY_Z_F v5.14 | 1420 | 6423 | Generation Constraint in GWh | FALSE | L | Annual | Seasons Included | Seasons | Winter, Summer | Winter, Summer | Winter, Summer | Winter, Summer | Winter, Summer | Winter, Summer | Winter, Summer
Wind Generation Cap 20% - NY_Z_F v5.14 | 1420 | 6423 | Generation Constraint in GWh | FALSE | L | Annual | Standard | GWh | 2190.9631 | 2194.5042 | 2173.3138 | 2146.8317 | 2152.5381 | 2172.8466 | 2193.3467
Wind Generation Cap 20% - NY_Z_F v5.14 | 1420 | 6423 | Generation Constraint in GWh | FALSE | L | Annual | Emissions at Affected Plants | GWh | 0 | 1276.883 | 1276.883 | 1276.883 | 1276.883 | 1276.883 | 1276.883
Wind Generation Cap 20% - NY_Z_F v5.14 | 1420 | 6423 | Generation Constraint in GWh | FALSE | L | Annual | Allowances Purchased | GWh | 0 | 0 | 0 | 0 | 0 | 0 | 0
Wind Generation Cap 20% - NY_Z_F v5.14 | 1420 | 6423 | Generation Constraint in GWh | FALSE | L | Annual | Allowances Sold | GWh | 0 | 0 | 0 | 0 | 0 | 0 | 0
Wind Generation Cap 20% - NY_Z_F v5.14 | 1420 | 6423 | Generation Constraint in GWh | FALSE | L | Annual | Allowances Banked | GWh | 0 | 0 | 0 | 0 | 0 | 0 | 0
Wind Generation Cap 20% - NY_Z_F v5.14 | 1420 | 6423 | Generation Constraint in GWh | FALSE | L | Annual | Allowances Withdrawn (1:1) | GWh | 0 | 0 | 0 | 0 | 0 | 0 | 0
Wind Generation Cap 20% - NY_Z_F v5.14 | 1420 | 6423 | Generation Constraint in GWh | FALSE | L | Annual | Allowances Withdrawn (n:1) | GWh | 0 | 0 | 0 | 0 | 0 | 0 | 0
Wind Generation Cap 20% - NY_Z_F v5.14 | 1420 | 6423 | Generation Constraint in GWh | FALSE | L | Annual | Net Emissions Allowance Position | GWh | 0 | 1276.883 | 1276.883 | 1276.883 | 1276.883 | 1276.883 | 1276.883
Wind Generation Cap 20% - NY_Z_F v5.14 | 1420 | 6423 | Generation Constraint in GWh | FALSE | L | Annual | Fuel Consumed | TBtu | 0 | 0 | 0 | 0 | 0 | 0 | 0
Wind Generation Cap 20% - NY_Z_F v5.14 | 1420 | 6423 | Generation Constraint in GWh | FALSE | L | Annual | Heat Rate | MMBtu/MWh | 0 | 0 | 0 | 0 | 0 | 0 | 0
Wind Generation Cap 20% - NY_Z_F v5.14 | 1420 | 6423 | Generation Constraint in GWh | FALSE | L | Annual | Generation | TWh | 0 | 1.2769 | 1.2769 | 1.2769 | 1.2769 | 1.2769 | 1.2769
Wind Generation Cap 20% - NY_Z_F v5.14 | 1420 | 6423 | Generation Constraint in GWh | FALSE | L | Annual | Qualifying Generation | TWh | 0 | 1.2769 | 1.2769 | 1.2769 | 1.2769 | 1.2769 | 1.2769
Wind Generation Cap 20% - NY_Z_F v5.14 | 1420 | 6423 | Generation Constraint in GWh | FALSE | L | Annual | Rate | lb/MWh | 0 | 0 | 0 | 0 | 0 | 0 | 0
Wind Generation Cap 20% - NY_Z_F v5.14 | 1420 | 6423 | Generation Constraint in GWh | FALSE | L | Annual | Constraint Shadow Price | US2011$/MWh | 0 | 0 | 0 | 0 | 0 | 0 | 0
Wind Generation Cap 20% - NY_Z_G-I v5.14 | 1421 | 6424 | Generation Constraint in GWh | FALSE | L | Annual | Seasons Included | Seasons | Winter, Summer | Winter, Summer | Winter, Summer | Winter, Summer | Winter, Summer | Winter, Summer | Winter, Summer
Wind Generation Cap 20% - NY_Z_G-I v5.14 | 1421 | 6424 | Generation Constraint in GWh | FALSE | L | Annual | Standard | GWh | 3697.3155 | 3695.9247 | 3652.605 | 3596.4017 | 3604.0319 | 3626.3339 | 3648.774
Wind Generation Cap 20% - NY_Z_G-I v5.14 | 1421 | 6424 | Generation Constraint in GWh | FALSE | L | Annual | Emissions at Affected Plants | GWh | 0 | 241.5738 | 241.5738 | 241.5738 | 241.5738 | 241.5738 | 241.5738
Wind Generation Cap 20% - NY_Z_G-I v5.14 | 1421 | 6424 | Generation Constraint in GWh | FALSE | L | Annual | Allowances Purchased | GWh | 0 | 0 | 0 | 0 | 0 | 0 | 0
Wind Generation Cap 20% - NY_Z_G-I v5.14 | 1421 | 6424 | Generation Constraint in GWh | FALSE | L | Annual | Allowances Sold | GWh | 0 | 0 | 0 | 0 | 0 | 0 | 0
Wind Generation Cap 20% - NY_Z_G-I v5.14 | 1421 | 6424 | Generation Constraint in GWh | FALSE | L | Annual | Allowances Banked | GWh | 0 | 0 | 0 | 0 | 0 | 0 | 0
Wind Generation Cap 20% - NY_Z_G-I v5.14 | 1421 | 6424 | Generation Constraint in GWh | FALSE | L | Annual | Allowances Withdrawn (1:1) | GWh | 0 | 0 | 0 | 0 | 0 | 0 | 0
Wind Generation Cap 20% - NY_Z_G-I v5.14 | 1421 | 6424 | Generation Constraint in GWh | FALSE | L | Annual | Allowances Withdrawn (n:1) | GWh | 0 | 0 | 0 | 0 | 0 | 0 | 0
Wind Generation Cap 20% - NY_Z_G-I v5.14 | 1421 | 6424 | Generation Constraint in GWh | FALSE | L | Annual | Net Emissions Allowance Position | GWh | 0 | 241.5738 | 241.5738 | 241.5738 | 241.5738 | 241.5738 | 241.5738
Wind Generation Cap 20% - NY_Z_G-I v5.14 | 1421 | 6424 | Generation Constraint in GWh | FALSE | L | Annual | Fuel Consumed | TBtu | 0 | 0 | 0 | 0 | 0 | 0 | 0
Wind Generation Cap 20% - NY_Z_G-I v5.14 | 1421 | 6424 | Generation Constraint in GWh | FALSE | L | Annual | Heat Rate | MMBtu/MWh | 0 | 0 | 0 | 0 | 0 | 0 | 0
Wind Generation Cap 20% - NY_Z_G-I v5.14 | 1421 | 6424 | Generation Constraint in GWh | FALSE | L | Annual | Generation | TWh | 0 | 0.24157 | 0.24157 | 0.24157 | 0.24157 | 0.24157 | 0.24157
Wind Generation Cap 20% - NY_Z_G-I v5.14 | 1421 | 6424 | Generation Constraint in GWh | FALSE | L | Annual | Qualifying Generation | TWh | 0 | 0.24157 | 0.24157 | 0.24157 | 0.24157 | 0.24157 | 0.24157
Wind Generation Cap 20% - NY_Z_G-I v5.14 | 1421 | 6424 | Generation Constraint in GWh | FALSE | L | Annual | Rate | lb/MWh | 0 | 0 | 0 | 0 | 0 | 0 | 0
Wind Generation Cap 20% - NY_Z_G-I v5.14 | 1421 | 6424 | Generation Constraint in GWh | FALSE | L | Annual | Constraint Shadow Price | US2011$/MWh | 0 | 0 | 0 | 0 | 0 | 0 | 0
Wind Generation Cap 20% - NY_Z_J v5.14 | 1422 | 6425 | Generation Constraint in GWh | FALSE | L | Annual | Seasons Included | Seasons | Winter, Summer | Winter, Summer | Winter, Summer | Winter, Summer | Winter, Summer | Winter, Summer | Winter, Summer
Wind Generation Cap 20% - NY_Z_J v5.14 | 1422 | 6425 | Generation Constraint in GWh | FALSE | L | Annual | Standard | GWh | 10239.6618 | 10211.6244 | 10066.8353 | 9873.3851 | 9887.9509 | 9910.4164 | 9932.9329
Wind Generation Cap 20% - NY_Z_J v5.14 | 1422 | 6425 | Generation Constraint in GWh | FALSE | L | Annual | Emissions at Affected Plants | GWh | 0 | 0 | 0 | 0 | 0 | 0 | 0
Wind Generation Cap 20% - NY_Z_J v5.14 | 1422 | 6425 | Generation Constraint in GWh | FALSE | L | Annual | Allowances Purchased | GWh | 0 | 0 | 0 | 0 | 0 | 0 | 0
Wind Generation Cap 20% - NY_Z_J v5.14 | 1422 | 6425 | Generation Constraint in GWh | FALSE | L | Annual | Allowances Sold | GWh | 0 | 0 | 0 | 0 | 0 | 0 | 0
Wind Generation Cap 20% - NY_Z_J v5.14 | 1422 | 6425 | Generation Constraint in GWh | FALSE | L | Annual | Allowances Banked | GWh | 0 | 0 | 0 | 0 | 0 | 0 | 0
Wind Generation Cap 20% - NY_Z_J v5.14 | 1422 | 6425 | Generation Constraint in GWh | FALSE | L | Annual | Allowances Withdrawn (1:1) | GWh | 0 | 0 | 0 | 0 | 0 | 0 | 0
Wind Generation Cap 20% - NY_Z_J v5.14 | 1422 | 6425 | Generation Constraint in GWh | FALSE | L | Annual | Allowances Withdrawn (n:1) | GWh | 0 | 0 | 0 | 0 | 0 | 0 | 0
Wind Generation Cap 20% - NY_Z_J v5.14 | 1422 | 6425 | Generation Constraint in GWh | FALSE | L | Annual | Net Emissions Allowance Position | GWh | 0 | 0 | 0 | 0 | 0 | 0 | 0
Wind Generation Cap 20% - NY_Z_J v5.14 | 1422 | 6425 | Generation Constraint in GWh | FALSE | L | Annual | Fuel Consumed | TBtu | 0 | 0 | 0 | 0 | 0 | 0 | 0
Wind Generation Cap 20% - NY_Z_J v5.14 | 1422 | 6425 | Generation Constraint in GWh | FALSE | L | Annual | Heat Rate | MMBtu/MWh | 0 | 0 | 0 | 0 | 0 | 0 | 0
Wind Generation Cap 20% - NY_Z_J v5.14 | 1422 | 6425 | Generation Constraint in GWh | FALSE | L | Annual | Generation | TWh | 0 | 0 | 0 | 0 | 0 | 0 | 0
Wind Generation Cap 20% - NY_Z_J v5.14 | 1422 | 6425 | Generation Constraint in GWh | FALSE | L | Annual | Qualifying Generation | TWh | 0 | 0 | 0 | 0 | 0 | 0 | 0
Wind Generation Cap 20% - NY_Z_J v5.14 | 1422 | 6425 | Generation Constraint in GWh | FALSE | L | Annual | Rate | lb/MWh | 0 | 0 | 0 | 0 | 0 | 0 | 0
Wind Generation Cap 20% - NY_Z_J v5.14 | 1422 | 6425 | Generation Constraint in GWh | FALSE | L | Annual | Constraint Shadow Price | US2011$/MWh | 0 | 0 | 0 | 0 | 0 | 0 | 0
Wind Generation Cap 20% - NY_Z_K v5.14 | 1423 | 6426 | Generation Constraint in GWh | FALSE | L | Annual | Seasons Included | Seasons | Winter, Summer | Winter, Summer | Winter, Summer | Winter, Summer | Winter, Summer | Winter, Summer | Winter, Summer
Wind Generation Cap 20% - NY_Z_K v5.14 | 1423 | 6426 | Generation Constraint in GWh | FALSE | L | Annual | Standard | GWh | 4604.611 | 4580.026 | 4495.7266 | 4386.8426 | 4388.9608 | 4410.8228 | 4432.7937
Wind Generation Cap 20% - NY_Z_K v5.14 | 1423 | 6426 | Generation Constraint in GWh | FALSE | L | Annual | Emissions at Affected Plants | GWh | 0 | 117.791 | 117.791 | 117.791 | 117.791 | 117.791 | 117.791
Wind Generation Cap 20% - NY_Z_K v5.14 | 1423 | 6426 | Generation Constraint in GWh | FALSE | L | Annual | Allowances Purchased | GWh | 0 | 0 | 0 | 0 | 0 | 0 | 0
Wind Generation Cap 20% - NY_Z_K v5.14 | 1423 | 6426 | Generation Constraint in GWh | FALSE | L | Annual | Allowances Sold | GWh | 0 | 0 | 0 | 0 | 0 | 0 | 0
Wind Generation Cap 20% - NY_Z_K v5.14 | 1423 | 6426 | Generation Constraint in GWh | FALSE | L | Annual | Allowances Banked | GWh | 0 | 0 | 0 | 0 | 0 | 0 | 0
Wind Generation Cap 20% - NY_Z_K v5.14 | 1423 | 6426 | Generation Constraint in GWh | FALSE | L | Annual | Allowances Withdrawn (1:1) | GWh | 0 | 0 | 0 | 0 | 0 | 0 | 0
Wind Generation Cap 20% - NY_Z_K v5.14 | 1423 | 6426 | Generation Constraint in GWh | FALSE | L | Annual | Allowances Withdrawn (n:1) | GWh | 0 | 0 | 0 | 0 | 0 | 0 | 0
Wind Generation Cap 20% - NY_Z_K v5.14 | 1423 | 6426 | Generation Constraint in GWh | FALSE | L | Annual | Net Emissions Allowance Position | GWh | 0 | 117.791 | 117.791 | 117.791 | 117.791 | 117.791 | 117.791
Wind Generation Cap 20% - NY_Z_K v5.14 | 1423 | 6426 | Generation Constraint in GWh | FALSE | L | Annual | Fuel Consumed | TBtu | 0 | 0 | 0 | 0 | 0 | 0 | 0
Wind Generation Cap 20% - NY_Z_K v5.14 | 1423 | 6426 | Generation Constraint in GWh | FALSE | L | Annual | Heat Rate | MMBtu/MWh | 0 | 0 | 0 | 0 | 0 | 0 | 0
Wind Generation Cap 20% - NY_Z_K v5.14 | 1423 | 6426 | Generation Constraint in GWh | FALSE | L | Annual | Generation | TWh | 0 | 0.11779 | 0.11779 | 0.11779 | 0.11779 | 0.11779 | 0.11779
Wind Generation Cap 20% - NY_Z_K v5.14 | 1423 | 6426 | Generation Constraint in GWh | FALSE | L | Annual | Qualifying Generation | TWh | 0 | 0.11779 | 0.11779 | 0.11779 | 0.11779 | 0.11779 | 0.11779
Wind Generation Cap 20% - NY_Z_K v5.14 | 1423 | 6426 | Generation Constraint in GWh | FALSE | L | Annual | Rate | lb/MWh | 0 | 0 | 0 | 0 | 0 | 0 | 0
Wind Generation Cap 20% - NY_Z_K v5.14 | 1423 | 6426 | Generation Constraint in GWh | FALSE | L | Annual | Constraint Shadow Price | US2011$/MWh | 0 | 0 | 0 | 0 | 0 | 0 | 0
Wind Generation Cap 20% - PJM_AP v5.14 | 1424 | 6427 | Generation Constraint in GWh | FALSE | L | Annual | Seasons Included | Seasons | Winter, Summer | Winter, Summer | Winter, Summer | Winter, Summer | Winter, Summer | Winter, Summer | Winter, Summer
Wind Generation Cap 20% - PJM_AP v5.14 | 1424 | 6427 | Generation Constraint in GWh | FALSE | L | Annual | Standard | GWh | 9611.4153 | 9846.8734 | 9926.7699 | 10165.0747 | 10326.6897 | 10641.4889 | 10965.8854
Wind Generation Cap 20% - PJM_AP v5.14 | 1424 | 6427 | Generation Constraint in GWh | FALSE | L | Annual | Emissions at Affected Plants | GWh | 2135.0173 | 2549.1722 | 2549.1722 | 2549.1722 | 2549.1722 | 2549.1722 | 2549.1722
Wind Generation Cap 20% - PJM_AP v5.14 | 1424 | 6427 | Generation Constraint in GWh | FALSE | L | Annual | Allowances Purchased | GWh | 0 | 0 | 0 | 0 | 0 | 0 | 0
Wind Generation Cap 20% - PJM_AP v5.14 | 1424 | 6427 | Generation Constraint in GWh | FALSE | L | Annual | Allowances Sold | GWh | 0 | 0 | 0 | 0 | 0 | 0 | 0
Wind Generation Cap 20% - PJM_AP v5.14 | 1424 | 6427 | Generation Constraint in GWh | FALSE | L | Annual | Allowances Banked | GWh | 0 | 0 | 0 | 0 | 0 | 0 | 0
Wind Generation Cap 20% - PJM_AP v5.14 | 1424 | 6427 | Generation Constraint in GWh | FALSE | L | Annual | Allowances Withdrawn (1:1) | GWh | 0 | 0 | 0 | 0 | 0 | 0 | 0
Wind Generation Cap 20% - PJM_AP v5.14 | 1424 | 6427 | Generation Constraint in GWh | FALSE | L | Annual | Allowances Withdrawn (n:1) | GWh | 0 | 0 | 0 | 0 | 0 | 0 | 0
Wind Generation Cap 20% - PJM_AP v5.14 | 1424 | 6427 | Generation Constraint in GWh | FALSE | L | Annual | Net Emissions Allowance Position | GWh | 2135.0173 | 2549.1722 | 2549.1722 | 2549.1722 | 2549.1722 | 2549.1722 | 2549.1722
Wind Generation Cap 20% - PJM_AP v5.14 | 1424 | 6427 | Generation Constraint in GWh | FALSE | L | Annual | Fuel Consumed | TBtu | 0 | 0 | 0 | 0 | 0 | 0 | 0
Wind Generation Cap 20% - PJM_AP v5.14 | 1424 | 6427 | Generation Constraint in GWh | FALSE | L | Annual | Heat Rate | MMBtu/MWh | 0 | 0 | 0 | 0 | 0 | 0 | 0
Wind Generation Cap 20% - PJM_AP v5.14 | 1424 | 6427 | Generation Constraint in GWh | FALSE | L | Annual | Generation | TWh | 2.135 | 2.5492 | 2.5492 | 2.5492 | 2.5492 | 2.5492 | 2.5492
Wind Generation Cap 20% - PJM_AP v5.14 | 1424 | 6427 | Generation Constraint in GWh | FALSE | L | Annual | Qualifying Generation | TWh | 2.135 | 2.5492 | 2.5492 | 2.5492 | 2.5492 | 2.5492 | 2.5492
Wind Generation Cap 20% - PJM_AP v5.14 | 1424 | 6427 | Generation Constraint in GWh | FALSE | L | Annual | Rate | lb/MWh | 0 | 0 | 0 | 0 | 0 | 0 | 0
Wind Generation Cap 20% - PJM_AP v5.14 | 1424 | 6427 | Generation Constraint in GWh | FALSE | L | Annual | Constraint Shadow Price | US2011$/MWh | 0 | 0 | 0 | 0 | 0 | 0 | 0
Wind Generation Cap 20% - PJM_ATSI v5.14 | 1425 | 6428 | Generation Constraint in GWh | FALSE | L | Annual | Seasons Included | Seasons | Winter, Summer | Winter, Summer | Winter, Summer | Winter, Summer | Winter, Summer | Winter, Summer | Winter, Summer
Wind Generation Cap 20% - PJM_ATSI v5.14 | 1425 | 6428 | Generation Constraint in GWh | FALSE | L | Annual | Standard | GWh | 14147.3412 | 14493.9309 | 14611.537 | 14962.317 | 15200.2109 | 15663.5892 | 16141.0945
Wind Generation Cap 20% - PJM_ATSI v5.14 | 1425 | 6428 | Generation Constraint in GWh | FALSE | L | Annual | Emissions at Affected Plants | GWh | 24.272 | 6487.3417 | 6487.3417 | 6487.3417 | 6487.3417 | 6487.3417 | 6487.3417
Wind Generation Cap 20% - PJM_ATSI v5.14 | 1425 | 6428 | Generation Constraint in GWh | FALSE | L | Annual | Allowances Purchased | GWh | 0 | 0 | 0 | 0 | 0 | 0 | 0
Wind Generation Cap 20% - PJM_ATSI v5.14 | 1425 | 6428 | Generation Constraint in GWh | FALSE | L | Annual | Allowances Sold | GWh | 0 | 0 | 0 | 0 | 0 | 0 | 0
Wind Generation Cap 20% - PJM_ATSI v5.14 | 1425 | 6428 | Generation Constraint in GWh | FALSE | L | Annual | Allowances Banked | GWh | 0 | 0 | 0 | 0 | 0 | 0 | 0
Wind Generation Cap 20% - PJM_ATSI v5.14 | 1425 | 6428 | Generation Constraint in GWh | FALSE | L | Annual | Allowances Withdrawn (1:1) | GWh | 0 | 0 | 0 | 0 | 0 | 0 | 0
Wind Generation Cap 20% - PJM_ATSI v5.14 | 1425 | 6428 | Generation Constraint in GWh | FALSE | L | Annual | Allowances Withdrawn (n:1) | GWh | 0 | 0 | 0 | 0 | 0 | 0 | 0
Wind Generation Cap 20% - PJM_ATSI v5.14 | 1425 | 6428 | Generation Constraint in GWh | FALSE | L | Annual | Net Emissions Allowance Position | GWh | 24.272 | 6487.3417 | 6487.3417 | 6487.3417 | 6487.3417 | 6487.3417 | 6487.3417
Wind Generation Cap 20% - PJM_ATSI v5.14 | 1425 | 6428 | Generation Constraint in GWh | FALSE | L | Annual | Fuel Consumed | TBtu | 0 | 0 | 0 | 0 | 0 | 0 | 0
Wind Generation Cap 20% - PJM_ATSI v5.14 | 1425 | 6428 | Generation Constraint in GWh | FALSE | L | Annual | Heat Rate | MMBtu/MWh | 0 | 0 | 0 | 0 | 0 | 0 | 0
Wind Generation Cap 20% - PJM_ATSI v5.14 | 1425 | 6428 | Generation Constraint in GWh | FALSE | L | Annual | Generation | TWh | 0.024272 | 6.4873 | 6.4873 | 6.4873 | 6.4873 | 6.4873 | 6.4873
Wind Generation Cap 20% - PJM_ATSI v5.14 | 1425 | 6428 | Generation Constraint in GWh | FALSE | L | Annual | Qualifying Generation | TWh | 0.024272 | 6.4873 | 6.4873 | 6.4873 | 6.4873 | 6.4873 | 6.4873
Wind Generation Cap 20% - PJM_ATSI v5.14 | 1425 | 6428 | Generation Constraint in GWh | FALSE | L | Annual | Rate | lb/MWh | 0 | 0 | 0 | 0 | 0 | 0 | 0
Wind Generation Cap 20% - PJM_ATSI v5.14 | 1425 | 6428 | Generation Constraint in GWh | FALSE | L | Annual | Constraint Shadow Price | US2011$/MWh | 0 | 0 | 0 | 0 | 0 | 0 | 0
Wind Generation Cap 20% - PJM_COMD v5.14 | 1426 | 6429 | Generation Constraint in GWh | FALSE | L | Annual | Seasons Included | Seasons | Winter, Summer | Winter, Summer | Winter, Summer | Winter, Summer | Winter, Summer | Winter, Summer | Winter, Summer
Wind Generation Cap 20% - PJM_COMD v5.14 | 1426 | 6429 | Generation Constraint in GWh | FALSE | L | Annual | Standard | GWh | 20616.3286 | 21121.4105 | 21292.7967 | 21803.9851 | 22150.6657 | 22825.9424 | 23521.8063
Wind Generation Cap 20% - PJM_COMD v5.14 | 1426 | 6429 | Generation Constraint in GWh | FALSE | L | Annual | Emissions at Affected Plants | GWh | 7222.8908 | 8430.0522 | 8430.0522 | 13982.5708 | 14986.7251 | 14986.7251 | 14986.7251
Wind Generation Cap 20% - PJM_COMD v5.14 | 1426 | 6429 | Generation Constraint in GWh | FALSE | L | Annual | Allowances Purchased | GWh | 0 | 0 | 0 | 0 | 0 | 0 | 0
Wind Generation Cap 20% - PJM_COMD v5.14 | 1426 | 6429 | Generation Constraint in GWh | FALSE | L | Annual | Allowances Sold | GWh | 0 | 0 | 0 | 0 | 0 | 0 | 0
Wind Generation Cap 20% - PJM_COMD v5.14 | 1426 | 6429 | Generation Constraint in GWh | FALSE | L | Annual | Allowances Banked | GWh | 0 | 0 | 0 | 0 | 0 | 0 | 0
Wind Generation Cap 20% - PJM_COMD v5.14 | 1426 | 6429 | Generation Constraint in GWh | FALSE | L | Annual | Allowances Withdrawn (1:1) | GWh | 0 | 0 | 0 | 0 | 0 | 0 | 0
Wind Generation Cap 20% - PJM_COMD v5.14 | 1426 | 6429 | Generation Constraint in GWh | FALSE | L | Annual | Allowances Withdrawn (n:1) | GWh | 0 | 0 | 0 | 0 | 0 | 0 | 0
Wind Generation Cap 20% - PJM_COMD v5.14 | 1426 | 6429 | Generation Constraint in GWh | FALSE | L | Annual | Net Emissions Allowance Position | GWh | 7222.8908 | 8430.0522 | 8430.0522 | 13982.5708 | 14986.7251 | 14986.7251 | 14986.7251
Wind Generation Cap 20% - PJM_COMD v5.14 | 1426 | 6429 | Generation Constraint in GWh | FALSE | L | Annual | Fuel Consumed | TBtu | 0 | 0 | 0 | 0 | 0 | 0 | 0
Wind Generation Cap 20% - PJM_COMD v5.14 | 1426 | 6429 | Generation Constraint in GWh | FALSE | L | Annual | Heat Rate | MMBtu/MWh | 0 | 0 | 0 | 0 | 0 | 0 | 0
Wind Generation Cap 20% - PJM_COMD v5.14 | 1426 | 6429 | Generation Constraint in GWh | FALSE | L | Annual | Generation | TWh | 7.2229 | 8.4301 | 8.4301 | 13.9826 | 14.9867 | 14.9867 | 14.9867
Wind Generation Cap 20% - PJM_COMD v5.14 | 1426 | 6429 | Generation Constraint in GWh | FALSE | L | Annual | Qualifying Generation | TWh | 7.2229 | 8.4301 | 8.4301 | 13.9826 | 14.9867 | 14.9867 | 14.9867
Wind Generation Cap 20% - PJM_COMD v5.14 | 1426 | 6429 | Generation Constraint in GWh | FALSE | L | Annual | Rate | lb/MWh | 0 | 0 | 0 | 0 | 0 | 0 | 0
Wind Generation Cap 20% - PJM_COMD v5.14 | 1426 | 6429 | Generation Constraint in GWh | FALSE | L | Annual | Constraint Shadow Price | US2011$/MWh | 0 | 0 | 0 | 0 | 0 | 0 | 0
Wind Generation Cap 20% - PJM_Dom v5.14 | 1427 | 6430 | Generation Constraint in GWh | FALSE | L | Annual | Seasons Included | Seasons | Winter, Summer | Winter, Summer | Winter, Summer | Winter, Summer | Winter, Summer | Winter, Summer | Winter, Summer
Wind Generation Cap 20% - PJM_Dom v5.14 | 1427 | 6430 | Generation Constraint in GWh | FALSE | L | Annual | Standard | GWh | 19196.5105 | 19759.5151 | 20114.6695 | 20983.2579 | 21868.5733 | 23584.6359 | 25435.3669
Wind Generation Cap 20% - PJM_Dom v5.14 | 1427 | 6430 | Generation Constraint in GWh | FALSE | L | Annual | Emissions at Affected Plants | GWh | 1113.5607 | 1113.5607 | 1113.5607 | 1113.5607 | 1113.5607 | 1113.5607 | 1113.5607
Wind Generation Cap 20% - PJM_Dom v5.14 | 1427 | 6430 | Generation Constraint in GWh | FALSE | L | Annual | Allowances Purchased | GWh | 0 | 0 | 0 | 0 | 0 | 0 | 0
Wind Generation Cap 20% - PJM_Dom v5.14 | 1427 | 6430 | Generation Constraint in GWh | FALSE | L | Annual | Allowances Sold | GWh | 0 | 0 | 0 | 0 | 0 | 0 | 0
Wind Generation Cap 20% - PJM_Dom v5.14 | 1427 | 6430 | Generation Constraint in GWh | FALSE | L | Annual | Allowances Banked | GWh | 0 | 0 | 0 | 0 | 0 | 0 | 0
Wind Generation Cap 20% - PJM_Dom v5.14 | 1427 | 6430 | Generation Constraint in GWh | FALSE | L | Annual | Allowances Withdrawn (1:1) | GWh | 0 | 0 | 0 | 0 | 0 | 0 | 0
Wind Generation Cap 20% - PJM_Dom v5.14 | 1427 | 6430 | Generation Constraint in GWh | FALSE | L | Annual | Allowances Withdrawn (n:1) | GWh | 0 | 0 | 0 | 0 | 0 | 0 | 0
Wind Generation Cap 20% - PJM_Dom v5.14 | 1427 | 6430 | Generation Constraint in GWh | FALSE | L | Annual | Net Emissions Allowance Position | GWh | 1113.5607 | 1113.5607 | 1113.5607 | 1113.5607 | 1113.5607 | 1113.5607 | 1113.5607
Wind Generation Cap 20% - PJM_Dom v5.14 | 1427 | 6430 | Generation Constraint in GWh | FALSE | L | Annual | Fuel Consumed | TBtu | 0 | 0 | 0 | 0 | 0 | 0 | 0
Wind Generation Cap 20% - PJM_Dom v5.14 | 1427 | 6430 | Generation Constraint in GWh | FALSE | L | Annual | Heat Rate | MMBtu/MWh | 0 | 0 | 0 | 0 | 0 | 0 | 0
Wind Generation Cap 20% - PJM_Dom v5.14 | 1427 | 6430 | Generation Constraint in GWh | FALSE | L | Annual | Generation | TWh | 1.1136 | 1.1136 | 1.1136 | 1.1136 | 1.1136 | 1.1136 | 1.1136
Wind Generation Cap 20% - PJM_Dom v5.14 | 1427 | 6430 | Generation Constraint in GWh | FALSE | L | Annual | Qualifying Generation | TWh | 1.1136 | 1.1136 | 1.1136 | 1.1136 | 1.1136 | 1.1136 | 1.1136
Wind Generation Cap 20% - PJM_Dom v5.14 | 1427 | 6430 | Generation Constraint in GWh | FALSE | L | Annual | Rate | lb/MWh | 0 | 0 | 0 | 0 | 0 | 0 | 0
Wind Generation Cap 20% - PJM_Dom v5.14 | 1427 | 6430 | Generation Constraint in GWh | FALSE | L | Annual | Constraint Shadow Price | US2011$/MWh | 0 | 0 | 0 | 0 | 0 | 0 | 0
Wind Generation Cap 20% - PJM_EMAC v5.14 | 1428 | 6431 | Generation Constraint in GWh | FALSE | L | Annual | Seasons Included | Seasons | Winter, Summer | Winter, Summer | Winter, Summer | Winter, Summer | Winter, Summer | Winter, Summer | Winter, Summer
Wind Generation Cap 20% - PJM_EMAC v5.14 | 1428 | 6431 | Generation Constraint in GWh | FALSE | L | Annual | Standard | GWh | 28433.8756 | 28624.1607 | 28592.8327 | 28754.7461 | 29256.5452 | 30337.9724 | 31459.3744
Wind Generation Cap 20% - PJM_EMAC v5.14 | 1428 | 6431 | Generation Constraint in GWh | FALSE | L | Annual | Emissions at Affected Plants | GWh | 27.3156 | 7018.1119 | 7018.1119 | 7018.1119 | 7018.1119 | 7018.1119 | 7018.1119
Wind Generation Cap 20% - PJM_EMAC v5.14 | 1428 | 6431 | Generation Constraint in GWh | FALSE | L | Annual | Allowances Purchased | GWh | 0 | 0 | 0 | 0 | 0 | 0 | 0
Wind Generation Cap 20% - PJM_EMAC v5.14 | 1428 | 6431 | Generation Constraint in GWh | FALSE | L | Annual | Allowances Sold | GWh | 0 | 0 | 0 | 0 | 0 | 0 | 0
Wind Generation Cap 20% - PJM_EMAC v5.14 | 1428 | 6431 | Generation Constraint in GWh | FALSE | L | Annual | Allowances Banked | GWh | 0 | 0 | 0 | 0 | 0 | 0 | 0
Wind Generation Cap 20% - PJM_EMAC v5.14 | 1428 | 6431 | Generation Constraint in GWh | FALSE | L | Annual | Allowances Withdrawn (1:1) | GWh | 0 | 0 | 0 | 0 | 0 | 0 | 0
Wind Generation Cap 20% - PJM_EMAC v5.14 | 1428 | 6431 | Generation Constraint in GWh | FALSE | L | Annual | Allowances Withdrawn (n:1) | GWh | 0 | 0 | 0 | 0 | 0 | 0 | 0
Wind Generation Cap 20% - PJM_EMAC v5.14 | 1428 | 6431 | Generation Constraint in GWh | FALSE | L | Annual | Net Emissions Allowance Position | GWh | 27.3156 | 7018.1119 | 7018.1119 | 7018.1119 | 7018.1119 | 7018.1119 | 7018.1119
Wind Generation Cap 20% - PJM_EMAC v5.14 | 1428 | 6431 | Generation Constraint in GWh | FALSE | L | Annual | Fuel Consumed | TBtu | 0 | 0 | 0 | 0 | 0 | 0 | 0
Wind Generation Cap 20% - PJM_EMAC v5.14 | 1428 | 6431 | Generation Constraint in GWh | FALSE | L | Annual | Heat Rate | MMBtu/MWh | 0 | 0 | 0 | 0 | 0 | 0 | 0
Wind Generation Cap 20% - PJM_EMAC v5.14 | 1428 | 6431 | Generation Constraint in GWh | FALSE | L | Annual | Generation | TWh | 0.027316 | 7.0181 | 7.0181 | 7.0181 | 7.0181 | 7.0181 | 7.0181
Wind Generation Cap 20% - PJM_EMAC v5.14 | 1428 | 6431 | Generation Constraint in GWh | FALSE | L | Annual | Qualifying Generation | TWh | 0.027316 | 7.0181 | 7.0181 | 7.0181 | 7.0181 | 7.0181 | 7.0181
Wind Generation Cap 20% - PJM_EMAC v5.14 | 1428 | 6431 | Generation Constraint in GWh | FALSE | L | Annual | Rate | lb/MWh | 0 | 0 | 0 | 0 | 0 | 0 | 0
Wind Generation Cap 20% - PJM_EMAC v5.14 | 1428 | 6431 | Generation Constraint in GWh | FALSE | L | Annual | Constraint Shadow Price | US2011$/MWh | 0 | 0 | 0 | 0 | 0 | 0 | 0
Wind Generation Cap 20% - PJM_PENE v5.14 | 1429 | 6432 | Generation Constraint in GWh | FALSE | L | Annual | Seasons Included | Seasons | Winter, Summer | Winter, Summer | Winter, Summer | Winter, Summer | Winter, Summer | Winter, Summer | Winter, Summer
Wind Generation Cap 20% - PJM_PENE v5.14 | 1429 | 6432 | Generation Constraint in GWh | FALSE | L | Annual | Standard | GWh | 3465.2629 | 3488.4472 | 3484.6302 | 3504.3578 | 3565.497 | 3697.2581 | 3833.8898
Wind Generation Cap 20% - PJM_PENE v5.14 | 1429 | 6432 | Generation Constraint in GWh | FALSE | L | Annual | Emissions at Affected Plants | GWh | 2469.7433 | 3484.6302 | 3484.6302 | 3504.3578 | 3504.3578 | 3504.3578 | 3504.3578
Wind Generation Cap 20% - PJM_PENE v5.14 | 1429 | 6432 | Generation Constraint in GWh | FALSE | L | Annual | Allowances Purchased | GWh | 0 | 0 | 0 | 0 | 0 | 0 | 0
Wind Generation Cap 20% - PJM_PENE v5.14 | 1429 | 6432 | Generation Constraint in GWh | FALSE | L | Annual | Allowances Sold | GWh | 0 | 0 | 0 | 0 | 0 | 0 | 0
Wind Generation Cap 20% - PJM_PENE v5.14 | 1429 | 6432 | Generation Constraint in GWh | FALSE | L | Annual | Allowances Banked | GWh | 0 | 0 | 0 | 0 | 0 | 0 | 0
Wind Generation Cap 20% - PJM_PENE v5.14 | 1429 | 6432 | Generation Constraint in GWh | FALSE | L | Annual | Allowances Withdrawn (1:1) | GWh | 0 | 0 | 0 | 0 | 0 | 0 | 0
Wind Generation Cap 20% - PJM_PENE v5.14 | 1429 | 6432 | Generation Constraint in GWh | FALSE | L | Annual | Allowances Withdrawn (n:1) | GWh | 0 | 0 | 0 | 0 | 0 | 0 | 0
Wind Generation Cap 20% - PJM_PENE v5.14 | 1429 | 6432 | Generation Constraint in GWh | FALSE | L | Annual | Net Emissions Allowance Position | GWh | 2469.7433 | 3484.6302 | 3484.6302 | 3504.3578 | 3504.3578 | 3504.3578 | 3504.3578
Wind Generation Cap 20% - PJM_PENE v5.14 | 1429 | 6432 | Generation Constraint in GWh | FALSE | L | Annual | Fuel Consumed | TBtu | 0 | 0 | 0 | 0 | 0 | 0 | 0
Wind Generation Cap 20% - PJM_PENE v5.14 | 1429 | 6432 | Generation Constraint in GWh | FALSE | L | Annual | Heat Rate | MMBtu/MWh | 0 | 0 | 0 | 0 | 0 | 0 | 0
Wind Generation Cap 20% - PJM_PENE v5.14 | 1429 | 6432 | Generation Constraint in GWh | FALSE | L | Annual | Generation | TWh | 2.4697 | 3.4846 | 3.4846 | 3.5044 | 3.5044 | 3.5044 | 3.5044
Wind Generation Cap 20% - PJM_PENE v5.14 | 1429 | 6432 | Generation Constraint in GWh | FALSE | L | Annual | Qualifying Generation | TWh | 2.4697 | 3.4846 | 3.4846 | 3.5044 | 3.5044 | 3.5044 | 3.5044
Wind Generation Cap 20% - PJM_PENE v5.14 | 1429 | 6432 | Generation Constraint in GWh | FALSE | L | Annual | Rate | lb/MWh | 0 | 0 | 0 | 0 | 0 | 0 | 0
Wind Generation Cap 20% - PJM_PENE v5.14 | 1429 | 6432 | Generation Constraint in GWh | FALSE | L | Annual | Constraint Shadow Price | US2011$/MWh | 0 | 0 | 44.1265 | 19.173 | 0 | 0 | 0
Wind Generation Cap 20% - PJM_SMAC v5.14 | 1430 | 6433 | Generation Constraint in GWh | FALSE | L | Annual | Seasons Included | Seasons | Winter, Summer | Winter, Summer | Winter, Summer | Winter, Summer | Winter, Summer | Winter, Summer | Winter, Summer
Wind Generation Cap 20% - PJM_SMAC v5.14 | 1430 | 6433 | Generation Constraint in GWh | FALSE | L | Annual | Standard | GWh | 13007.7659 | 13094.8128 | 13080.4817 | 13154.5498 | 13384.1004 | 13878.8048 | 14391.796
Wind Generation Cap 20% - PJM_SMAC v5.14 | 1430 | 6433 | Generation Constraint in GWh | FALSE | L | Annual | Emissions at Affected Plants | GWh | 0 | 9.0101 | 9.0101 | 9.0101 | 9.0101 | 9.0101 | 9.0101
Wind Generation Cap 20% - PJM_SMAC v5.14 | 1430 | 6433 | Generation Constraint in GWh | FALSE | L | Annual | Allowances Purchased | GWh | 0 | 0 | 0 | 0 | 0 | 0 | 0
Wind Generation Cap 20% - PJM_SMAC v5.14 | 1430 | 6433 | Generation Constraint in GWh | FALSE | L | Annual | Allowances Sold | GWh | 0 | 0 | 0 | 0 | 0 | 0 | 0
Wind Generation Cap 20% - PJM_SMAC v5.14 | 1430 | 6433 | Generation Constraint in GWh | FALSE | L | Annual | Allowances Banked | GWh | 0 | 0 | 0 | 0 | 0 | 0 | 0
Wind Generation Cap 20% - PJM_SMAC v5.14 | 1430 | 6433 | Generation Constraint in GWh | FALSE | L | Annual | Allowances Withdrawn (1:1) | GWh | 0 | 0 | 0 | 0 | 0 | 0 | 0
Wind Generation Cap 20% - PJM_SMAC v5.14 | 1430 | 6433 | Generation Constraint in GWh | FALSE | L | Annual | Allowances Withdrawn (n:1) | GWh | 0 | 0 | 0 | 0 | 0 | 0 | 0
Wind Generation Cap 20% - PJM_SMAC v5.14 | 1430 | 6433 | Generation Constraint in GWh | FALSE | L | Annual | Net Emissions Allowance Position | GWh | 0 | 9.0101 | 9.0101 | 9.0101 | 9.0101 | 9.0101 | 9.0101
Wind Generation Cap 20% - PJM_SMAC v5.14 | 1430 | 6433 | Generation Constraint in GWh | FALSE | L | Annual | Fuel Consumed | TBtu | 0 | 0 | 0 | 0 | 0 | 0 | 0
Wind Generation Cap 20% - PJM_SMAC v5.14 | 1430 | 6433 | Generation Constraint in GWh | FALSE | L | Annual | Heat Rate | MMBtu/MWh | 0 | 0 | 0 | 0 | 0 | 0 | 0
Wind Generation Cap 20% - PJM_SMAC v5.14 | 1430 | 6433 | Generation Constraint in GWh | FALSE | L | Annual | Generation | TWh | 0 | 0.0090101 | 0.0090101 | 0.0090101 | 0.0090101 | 0.0090101 | 0.0090101
Wind Generation Cap 20% - PJM_SMAC v5.14 | 1430 | 6433 | Generation Constraint in GWh | FALSE | L | Annual | Qualifying Generation | TWh | 0 | 0.0090101 | 0.0090101 | 0.0090101 | 0.0090101 | 0.0090101 | 0.0090101
Wind Generation Cap 20% - PJM_SMAC v5.14 | 1430 | 6433 | Generation Constraint in GWh | FALSE | L | Annual | Rate | lb/MWh | 0 | 0 | 0 | 0 | 0 | 0 | 0
Wind Generation Cap 20% - PJM_SMAC v5.14 | 1430 | 6433 | Generation Constraint in GWh | FALSE | L | Annual | Constraint Shadow Price | US2011$/MWh | 0 | 0 | 0 | 0 | 0 | 0 | 0
Wind Generation Cap 20% - PJM_West v5.14 | 1431 | 6434 | Generation Constraint in GWh | FALSE | L | Annual | Seasons Included | Seasons | Winter, Summer | Winter, Summer | Winter, Summer | Winter, Summer | Winter, Summer | Winter, Summer | Winter, Summer
Wind Generation Cap 20% - PJM_West v5.14 | 1431 | 6434 | Generation Constraint in GWh | FALSE | L | Annual | Standard | GWh | 40728.6184 | 41726.4575 | 42065.0479 | 43074.951 | 43759.8529 | 45093.9288 | 46468.6767
Wind Generation Cap 20% - PJM_West v5.14 | 1431 | 6434 | Generation Constraint in GWh | FALSE | L | Annual | Emissions at Affected Plants | GWh | 4266.7134 | 7567.5226 | 7567.5226 | 9202.3299 | 9202.3299 | 9202.3299 | 9202.3299
Wind Generation Cap 20% - PJM_West v5.14 | 1431 | 6434 | Generation Constraint in GWh | FALSE | L | Annual | Allowances Purchased | GWh | 0 | 0 | 0 | 0 | 0 | 0 | 0
Wind Generation Cap 20% - PJM_West v5.14 | 1431 | 6434 | Generation Constraint in GWh | FALSE | L | Annual | Allowances Sold | GWh | 0 | 0 | 0 | 0 | 0 | 0 | 0
Wind Generation Cap 20% - PJM_West v5.14 | 1431 | 6434 | Generation Constraint in GWh | FALSE | L | Annual | Allowances Banked | GWh | 0 | 0 | 0 | 0 | 0 | 0 | 0
Wind Generation Cap 20% - PJM_West v5.14 | 1431 | 6434 | Generation Constraint in GWh | FALSE | L | Annual | Allowances Withdrawn (1:1) | GWh | 0 | 0 | 0 | 0 | 0 | 0 | 0
Wind Generation Cap 20% - PJM_West v5.14 | 1431 | 6434 | Generation Constraint in GWh | FALSE | L | Annual | Allowances Withdrawn (n:1) | GWh | 0 | 0 | 0 | 0 | 0 | 0 | 0
Wind Generation Cap 20% - PJM_West v5.14 | 1431 | 6434 | Generation Constraint in GWh | FALSE | L | Annual | Net Emissions Allowance Position | GWh | 4266.7134 | 7567.5226 | 7567.5226 | 9202.3299 | 9202.3299 | 9202.3299 | 9202.3299
Wind Generation Cap 20% - PJM_West v5.14 | 1431 | 6434 | Generation Constraint in GWh | FALSE | L | Annual | Fuel Consumed | TBtu | 0 | 0 | 0 | 0 | 0 | 0 | 0
Wind Generation Cap 20% - PJM_West v5.14 | 1431 | 6434 | Generation Constraint in GWh | FALSE | L | Annual | Heat Rate | MMBtu/MWh | 0 | 0 | 0 | 0 | 0 | 0 | 0
Wind Generation Cap 20% - PJM_West v5.14 | 1431 | 6434 | Generation Constraint in GWh | FALSE | L | Annual | Generation | TWh | 4.2667 | 7.5675 | 7.5675 | 9.2023 | 9.2023 | 9.2023 | 9.2023
Wind Generation Cap 20% - PJM_West v5.14 | 1431 | 6434 | Generation Constraint in GWh | FALSE | L | Annual | Qualifying Generation | TWh | 4.2667 | 7.5675 | 7.5675 | 9.2023 | 9.2023 | 9.2023 | 9.2023
Wind Generation Cap 20% - PJM_West v5.14 | 1431 | 6434 | Generation Constraint in GWh | FALSE | L | Annual | Rate | lb/MWh | 0 | 0 | 0 | 0 | 0 | 0 | 0
Wind Generation Cap 20% - PJM_West v5.14 | 1431 | 6434 | Generation Constraint in GWh | FALSE | L | Annual | Constraint Shadow Price | US2011$/MWh | 0 | 0 | 0 | 0 | 0 | 0 | 0
Wind Generation Cap 20% - PJM_WMAC v5.14 | 1432 | 6435 | Generation Constraint in GWh | FALSE | L | Annual | Seasons Included | Seasons | Winter, Summer | Winter, Summer | Winter, Summer | Winter, Summer | Winter, Summer | Winter, Summer | Winter, Summer
Wind Generation Cap 20% - PJM_WMAC v5.14 | 1432 | 6435 | Generation Constraint in GWh | FALSE | L | Annual | Standard | GWh | 11333.9364 | 11409.7813 | 11397.2944 | 11461.8307 | 11661.8406 | 12092.882 | 12539.8568
Wind Generation Cap 20% - PJM_WMAC v5.14 | 1432 | 6435 | Generation Constraint in GWh | FALSE | L | Annual | Emissions at Affected Plants | GWh | 658.6091 | 1698.1952 | 1698.1952 | 1698.1952 | 1698.1952 | 1698.1952 | 1698.1952
Wind Generation Cap 20% - PJM_WMAC v5.14 | 1432 | 6435 | Generation Constraint in GWh | FALSE | L | Annual | Allowances Purchased | GWh | 0 | 0 | 0 | 0 | 0 | 0 | 0
Wind Generation Cap 20% - PJM_WMAC v5.14 | 1432 | 6435 | Generation Constraint in GWh | FALSE | L | Annual | Allowances Sold | GWh | 0 | 0 | 0 | 0 | 0 | 0 | 0
Wind Generation Cap 20% - PJM_WMAC v5.14 | 1432 | 6435 | Generation Constraint in GWh | FALSE | L | Annual | Allowances Banked | GWh | 0 | 0 | 0 | 0 | 0 | 0 | 0
Wind Generation Cap 20% - PJM_WMAC v5.14 | 1432 | 6435 | Generation Constraint in GWh | FALSE | L | Annual | Allowances Withdrawn (1:1) | GWh | 0 | 0 | 0 | 0 | 0 | 0 | 0
Wind Generation Cap 20% - PJM_WMAC v5.14 | 1432 | 6435 | Generation Constraint in GWh | FALSE | L | Annual | Allowances Withdrawn (n:1) | GWh | 0 | 0 | 0 | 0 | 0 | 0 | 0
Wind Generation Cap 20% - PJM_WMAC v5.14 | 1432 | 6435 | Generation Constraint in GWh | FALSE | L | Annual | Net Emissions Allowance Position | GWh | 658.6091 | 1698.1952 | 1698.1952 | 1698.1952 | 1698.1952 | 1698.1952 | 1698.1952
Wind Generation Cap 20% - PJM_WMAC v5.14 | 1432 | 6435 | Generation Constraint in GWh | FALSE | L | Annual | Fuel Consumed | TBtu | 0 | 0 | 0 | 0 | 0 | 0 | 0
Wind Generation Cap 20% - PJM_WMAC v5.14 | 1432 | 6435 | Generation Constraint in GWh | FALSE | L | Annual | Heat Rate | MMBtu/MWh | 0 | 0 | 0 | 0 | 0 | 0 | 0
Wind Generation Cap 20% - PJM_WMAC v5.14 | 1432 | 6435 | Generation Constraint in GWh | FALSE | L | Annual | Generation | TWh | 0.65861 | 1.6982 | 1.6982 | 1.6982 | 1.6982 | 1.6982 | 1.6982
Wind Generation Cap 20% - PJM_WMAC v5.14 | 1432 | 6435 | Generation Constraint in GWh | FALSE | L | Annual | Qualifying Generation | TWh | 0.65861 | 1.6982 | 1.6982 | 1.6982 | 1.6982 | 1.6982 | 1.6982
Wind Generation Cap 20% - PJM_WMAC v5.14 | 1432 | 6435 | Generation Constraint in GWh | FALSE | L | Annual | Rate | lb/MWh | 0 | 0 | 0 | 0 | 0 | 0 | 0
Wind Generation Cap 20% - PJM_WMAC v5.14 | 1432 | 6435 | Generation Constraint in GWh | FALSE | L | Annual | Constraint Shadow Price | US2011$/MWh | 0 | 0 | 0 | 0 | 0 | 0 | 0
Wind Generation Cap 20% - S_C_KY v5.14 | 1433 | 6436 | Generation Constraint in GWh | FALSE | L | Annual | Seasons Included | Seasons | Winter, Summer | Winter, Summer | Winter, Summer | Winter, Summer | Winter, Summer | Winter, Summer | Winter, Summer
Wind Generation Cap 20% - S_C_KY v5.14 | 1433 | 6436 | Generation Constraint in GWh | FALSE | L | Annual | Standard | GWh | 8438.3834 | 8744.1067 | 8958.8611 | 9416.8097 | 9748.6853 | 10316.2208 | 10916.7996
Wind Generation Cap 20% - S_C_KY v5.14 | 1433 | 6436 | Generation Constraint in GWh | FALSE | L | Annual | Emissions at Affected Plants | GWh | 0 | 0 | 0 | 0 | 0 | 0 | 0
Wind Generation Cap 20% - S_C_KY v5.14 | 1433 | 6436 | Generation Constraint in GWh | FALSE | L | Annual | Allowances Purchased | GWh | 0 | 0 | 0 | 0 | 0 | 0 | 0
Wind Generation Cap 20% - S_C_KY v5.14 | 1433 | 6436 | Generation Constraint in GWh | FALSE | L | Annual | Allowances Sold | GWh | 0 | 0 | 0 | 0 | 0 | 0 | 0
Wind Generation Cap 20% - S_C_KY v5.14 | 1433 | 6436 | Generation Constraint in GWh | FALSE | L | Annual | Allowances Banked | GWh | 0 | 0 | 0 | 0 | 0 | 0 | 0
Wind Generation Cap 20% - S_C_KY v5.14 | 1433 | 6436 | Generation Constraint in GWh | FALSE | L | Annual | Allowances Withdrawn (1:1) | GWh | 0 | 0 | 0 | 0 | 0 | 0 | 0
Wind Generation Cap 20% - S_C_KY v5.14 | 1433 | 6436 | Generation Constraint in GWh | FALSE | L | Annual | Allowances Withdrawn (n:1) | GWh | 0 | 0 | 0 | 0 | 0 | 0 | 0
Wind Generation Cap 20% - S_C_KY v5.14 | 1433 | 6436 | Generation Constraint in GWh | FALSE | L | Annual | Net Emissions Allowance Position | GWh | 0 | 0 | 0 | 0 | 0 | 0 | 0
Wind Generation Cap 20% - S_C_KY v5.14 | 1433 | 6436 | Generation Constraint in GWh | FALSE | L | Annual | Fuel Consumed | TBtu | 0 | 0 | 0 | 0 | 0 | 0 | 0
Wind Generation Cap 20% - S_C_KY v5.14 | 1433 | 6436 | Generation Constraint in GWh | FALSE | L | Annual | Heat Rate | MMBtu/MWh | 0 | 0 | 0 | 0 | 0 | 0 | 0
Wind Generation Cap 20% - S_C_KY v5.14 | 1433 | 6436 | Generation Constraint in GWh | FALSE | L | Annual | Generation | TWh | 0 | 0 | 0 | 0 | 0 | 0 | 0
Wind Generation Cap 20% - S_C_KY v5.14 | 1433 | 6436 | Generation Constraint in GWh | FALSE | L | Annual | Qualifying Generation | TWh | 0 | 0 | 0 | 0 | 0 | 0 | 0
Wind Generation Cap 20% - S_C_KY v5.14 | 1433 | 6436 | Generation Constraint in GWh | FALSE | L | Annual | Rate | lb/MWh | 0 | 0 | 0 | 0 | 0 | 0 | 0
Wind Generation Cap 20% - S_C_KY v5.14 | 1433 | 6436 | Generation Constraint in GWh | FALSE | L | Annual | Constraint Shadow Price | US2011$/MWh | 0 | 0 | 0 | 0 | 0 | 0 | 0
Wind Generation Cap 20% - S_C_TVA v5.14 | 1434 | 6437 | Generation Constraint in GWh | FALSE | L | Annual | Seasons Included | Seasons | Winter, Summer | Winter, Summer | Winter, Summer | Winter, Summer | Winter, Summer | Winter, Summer | Winter, Summer
Wind Generation Cap 20% - S_C_TVA v5.14 | 1434 | 6437 | Generation Constraint in GWh | FALSE | L | Annual | Standard | GWh | 34597.3881 | 35850.9665 | 36731.5386 | 38609.2971 | 39970.1098 | 42297.2147 | 44759.8095
Wind Generation Cap 20% - S_C_TVA v5.14 | 1434 | 6437 | Generation Constraint in GWh | FALSE | L | Annual | Emissions at Affected Plants | GWh | 47.9394 | 152.9685 | 152.9685 | 152.9685 | 152.9685 | 152.9685 | 152.9685
Wind Generation Cap 20% - S_C_TVA v5.14 | 1434 | 6437 | Generation Constraint in GWh | FALSE | L | Annual | Allowances Purchased | GWh | 0 | 0 | 0 | 0 | 0 | 0 | 0
Wind Generation Cap 20% - S_C_TVA v5.14 | 1434 | 6437 | Generation Constraint in GWh | FALSE | L | Annual | Allowances Sold | GWh | 0 | 0 | 0 | 0 | 0 | 0 | 0
Wind Generation Cap 20% - S_C_TVA v5.14 | 1434 | 6437 | Generation Constraint in GWh | FALSE | L | Annual | Allowances Banked | GWh | 0 | 0 | 0 | 0 | 0 | 0 | 0
Wind Generation Cap 20% - S_C_TVA v5.14 | 1434 | 6437 | Generation Constraint in GWh | FALSE | L | Annual | Allowances Withdrawn (1:1) | GWh | 0 | 0 | 0 | 0 | 0 | 0 | 0
Wind Generation Cap 20% - S_C_TVA v5.14 | 1434 | 6437 | Generation Constraint in GWh | FALSE | L | Annual | Allowances Withdrawn (n:1) | GWh | 0 | 0 | 0 | 0 | 0 | 0 | 0
Wind Generation Cap 20% - S_C_TVA v5.14 | 1434 | 6437 | Generation Constraint in GWh | FALSE | L | Annual | Net Emissions Allowance Position | GWh | 47.9394 | 152.9685 | 152.9685 | 152.9685 | 152.9685 | 152.9685 | 152.9685
Wind Generation Cap 20% - S_C_TVA v5.14 | 1434 | 6437 | Generation Constraint in GWh | FALSE | L | Annual | Fuel Consumed | TBtu | 0 | 0 | 0 | 0 | 0 | 0 | 0
Wind Generation Cap 20% - S_C_TVA v5.14 | 1434 | 6437 | Generation Constraint in GWh | FALSE | L | Annual | Heat Rate | MMBtu/MWh | 0 | 0 | 0 | 0 | 0 | 0 | 0
Wind Generation Cap 20% - S_C_TVA v5.14 | 1434 | 6437 | Generation Constraint in GWh | FALSE | L | Annual | Generation | TWh | 0.047939 | 0.15297 | 0.15297 | 0.15297 | 0.15297 | 0.15297 | 0.15297
Wind Generation Cap 20% - S_C_TVA v5.14 | 1434 | 6437 | Generation Constraint in GWh | FALSE | L | Annual | Qualifying Generation | TWh | 0.047939 | 0.15297 | 0.15297 | 0.15297 | 0.15297 | 0.15297 | 0.15297
Wind Generation Cap 20% - S_C_TVA v5.14 | 1434 | 6437 | Generation Constraint in GWh | FALSE | L | Annual | Rate | lb/MWh | 0 | 0 | 0 | 0 | 0 | 0 | 0
Wind Generation Cap 20% - S_C_TVA v5.14 | 1434 | 6437 | Generation Constraint in GWh | FALSE | L | Annual | Constraint Shadow Price | US2011$/MWh | 0 | 0 | 0 | 0 | 0 | 0 | 0
Wind Generation Cap 20% - S_D_AMSO v5.14 | 1435 | 6438 | Generation Constraint in GWh | FALSE | L | Annual | Seasons Included | Seasons | Winter, Summer | Winter, Summer | Winter, Summer | Winter, Summer | Winter, Summer | Winter, Summer | Winter, Summer
Wind Generation Cap 20% - S_D_AMSO v5.14 | 1435 | 6438 | Generation Constraint in GWh | FALSE | L | Annual | Standard | GWh | 6362.6153 | 6439.7149 | 6612.818 | 6949.686 | 7256.315 | 7833.6962 | 8457.0256
Wind Generation Cap 20% - S_D_AMSO v5.14 | 1435 | 6438 | Generation Constraint in GWh | FALSE | L | Annual | Emissions at Affected Plants | GWh | 0 | 0 | 0 | 0 | 0 | 0 | 0
Wind Generation Cap 20% - S_D_AMSO v5.14 | 1435 | 6438 | Generation Constraint in GWh | FALSE | L | Annual | Allowances Purchased | GWh | 0 | 0 | 0 | 0 | 0 | 0 | 0
Wind Generation Cap 20% - S_D_AMSO v5.14 | 1435 | 6438 | Generation Constraint in GWh | FALSE | L | Annual | Allowances Sold | GWh | 0 | 0 | 0 | 0 | 0 | 0 | 0
Wind Generation Cap 20% - S_D_AMSO v5.14 | 1435 | 6438 | Generation Constraint in GWh | FALSE | L | Annual | Allowances Banked | GWh | 0 | 0 | 0 | 0 | 0 | 0 | 0
Wind Generation Cap 20% - S_D_AMSO v5.14 | 1435 | 6438 | Generation Constraint in GWh | FALSE | L | Annual | Allowances Withdrawn (1:1) | GWh | 0 | 0 | 0 | 0 | 0 | 0 | 0
Wind Generation Cap 20% - S_D_AMSO v5.14 | 1435 | 6438 | Generation Constraint in GWh | FALSE | L | Annual | Allowances Withdrawn (n:1) | GWh | 0 | 0 | 0 | 0 | 0 | 0 | 0
Wind Generation Cap 20% - S_D_AMSO v5.14 | 1435 | 6438 | Generation Constraint in GWh | FALSE | L | Annual | Net Emissions Allowance Position | GWh | 0 | 0 | 0 | 0 | 0 | 0 | 0
Wind Generation Cap 20% - S_D_AMSO v5.14 | 1435 | 6438 | Generation Constraint in GWh | FALSE | L | Annual | Fuel Consumed | TBtu | 0 | 0 | 0 | 0 | 0 | 0 | 0
Wind Generation Cap 20% - S_D_AMSO v5.14 | 1435 | 6438 | Generation Constraint in GWh | FALSE | L | Annual | Heat Rate | MMBtu/MWh | 0 | 0 | 0 | 0 | 0 | 0 | 0
Wind Generation Cap 20% - S_D_AMSO v5.14 | 1435 | 6438 | Generation Constraint in GWh | FALSE | L | Annual | Generation | TWh | 0 | 0 | 0 | 0 | 0 | 0 | 0
Wind Generation Cap 20% - S_D_AMSO v5.14 | 1435 | 6438 | Generation Constraint in GWh | FALSE | L | Annual | Qualifying Generation | TWh | 0 | 0 | 0 | 0 | 0 | 0 | 0
Wind Generation Cap 20% - S_D_AMSO v5.14 | 1435 | 6438 | Generation Constraint in GWh | FALSE | L | Annual | Rate | lb/MWh | 0 | 0 | 0 | 0 | 0 | 0 | 0
Wind Generation Cap 20% - S_D_AMSO v5.14 | 1435 | 6438 | Generation Constraint in GWh | FALSE | L | Annual | Constraint Shadow Price | US2011$/MWh | 0 | 0 | 0 | 0 | 0 | 0 | 0
Wind Generation Cap 20% - S_D_N_AR v5.14 | 1436 | 6439 | Generation Constraint in GWh | FALSE | L | Annual | Seasons Included | Seasons | Winter, Summer | Winter, Summer | Winter, Summer | Winter, Summer | Winter, Summer | Winter, Summer | Winter, Summer
Wind Generation Cap 20% - S_D_N_AR v5.14 | 1436 | 6439 | Generation Constraint in GWh | FALSE | L | Annual | Standard | GWh | 7761.0238 | 7935.7098 | 8140.9862 | 8556.3283 | 8900.7134 | 9526.4463 | 10196.174
Wind Generation Cap 20% - S_D_N_AR v5.14 | 1436 | 6439 | Generation Constraint in GWh | FALSE | L | Annual | Emissions at Affected Plants | GWh | 0 | 1.0646 | 1.0646 | 1.0646 | 1.0646 | 1.0646 | 1.0646
Wind Generation Cap 20% - S_D_N_AR v5.14 | 1436 | 6439 | Generation Constraint in GWh | FALSE | L | Annual | Allowances Purchased | GWh | 0 | 0 | 0 | 0 | 0 | 0 | 0
Wind Generation Cap 20% - S_D_N_AR v5.14 | 1436 | 6439 | Generation Constraint in GWh | FALSE | L | Annual | Allowances Sold | GWh | 0 | 0 | 0 | 0 | 0 | 0 | 0
Wind Generation Cap 20% - S_D_N_AR v5.14 | 1436 | 6439 | Generation Constraint in GWh | FALSE | L | Annual | Allowances Banked | GWh | 0 | 0 | 0 | 0 | 0 | 0 | 0
Wind Generation Cap 20% - S_D_N_AR v5.14 | 1436 | 6439 | Generation Constraint in GWh | FALSE | L | Annual | Allowances Withdrawn (1:1) | GWh | 0 | 0 | 0 | 0 | 0 | 0 | 0
Wind Generation Cap 20% - S_D_N_AR v5.14 | 1436 | 6439 | Generation Constraint in GWh | FALSE | L | Annual | Allowances Withdrawn (n:1) | GWh | 0 | 0 | 0 | 0 | 0 | 0 | 0
Wind Generation Cap 20% - S_D_N_AR v5.14 | 1436 | 6439 | Generation Constraint in GWh | FALSE | L | Annual | Net Emissions Allowance Position | GWh | 0 | 1.0646 | 1.0646 | 1.0646 | 1.0646 | 1.0646 | 1.0646
Wind Generation Cap 20% - S_D_N_AR v5.14 | 1436 | 6439 | Generation Constraint in GWh | FALSE | L | Annual | Fuel Consumed | TBtu | 0 | 0 | 0 | 0 | 0 | 0 | 0
Wind Generation Cap 20% - S_D_N_AR v5.14 | 1436 | 6439 | Generation Constraint in GWh | FALSE | L | Annual | Heat Rate | MMBtu/MWh | 0 | 0 | 0 | 0 | 0 | 0 | 0
Wind Generation Cap 20% - S_D_N_AR v5.14 | 1436 | 6439 | Generation Constraint in GWh | FALSE | L | Annual | Generation | TWh | 0 | 0.0010646 | 0.0010646 | 0.0010646 | 0.0010646 | 0.0010646 | 0.0010646
Wind Generation Cap 20% - S_D_N_AR v5.14 | 1436 | 6439 | Generation Constraint in GWh | FALSE | L | Annual | Qualifying Generation | TWh | 0 | 0.0010646 | 0.0010646 | 0.0010646 | 0.0010646 | 0.0010646 | 0.0010646
Wind Generation Cap 20% - S_D_N_AR v5.14 | 1436 | 6439 | Generation Constraint in GWh | FALSE | L | Annual | Rate | lb/MWh | 0 | 0 | 0 | 0 | 0 | 0 | 0
Wind Generation Cap 20% - S_D_N_AR v5.14 | 1436 | 6439 | Generation Constraint in GWh | FALSE | L | Annual | Constraint Shadow Price | US2011$/MWh | 0 | 0 | 0 | 0 | 0 | 0 | 0
Wind Generation Cap 20% - S_D_REST v5.14 | 1437 | 6440 | Generation Constraint in GWh | FALSE | L | Annual | Seasons Included | Seasons | Winter, Summer | Winter, Summer | Winter, Summer | Winter, Summer | Winter, Summer | Winter, Summer | Winter, Summer
Wind Generation Cap 20% - S_D_REST v5.14 | 1437 | 6440 | Generation Constraint in GWh | FALSE | L | Annual | Standard | GWh | 10497.6653 | 10624.8796 | 10910.4997 | 11466.332 | 11972.2698 | 12924.9487 | 13953.4422
Wind Generation Cap 20% - S_D_REST v5.14 | 1437 | 6440 | Generation Constraint in GWh | FALSE | L | Annual | Emissions at Affected Plants | GWh | 0 | 0 | 0 | 0 | 0 | 0 | 0
Wind Generation Cap 20% - S_D_REST v5.14 | 1437 | 6440 | Generation Constraint in GWh | FALSE | L | Annual | Allowances Purchased | GWh | 0 | 0 | 0 | 0 | 0 | 0 | 0
Wind Generation Cap 20% - S_D_REST v5.14 | 1437 | 6440 | Generation Constraint in GWh | FALSE | L | Annual | Allowances Sold | GWh | 0 | 0 | 0 | 0 | 0 | 0 | 0
Wind Generation Cap 20% - S_D_REST v5.14 | 1437 | 6440 | Generation Constraint in GWh | FALSE | L | Annual | Allowances Banked | GWh | 0 | 0 | 0 | 0 | 0 | 0 | 0
Wind Generation Cap 20% - S_D_REST v5.14 | 1437 | 6440 | Generation Constraint in GWh | FALSE | L | Annual | Allowances Withdrawn (1:1) | GWh | 0 | 0 | 0 | 0 | 0 | 0 | 0
Wind Generation Cap 20% - S_D_REST v5.14 | 1437 | 6440 | Generation Constraint in GWh | FALSE | L | Annual | Allowances Withdrawn (n:1) | GWh | 0 | 0 | 0 | 0 | 0 | 0 | 0
Wind Generation Cap 20% - S_D_REST v5.14 | 1437 | 6440 | Generation Constraint in GWh | FALSE | L | Annual | Net Emissions Allowance Position | GWh | 0 | 0 | 0 | 0 | 0 | 0 | 0
Wind Generation Cap 20% - S_D_REST v5.14 | 1437 | 6440 | Generation Constraint in GWh | FALSE | L | Annual | Fuel Consumed | TBtu | 0 | 0 | 0 | 0 | 0 | 0 | 0
Wind Generation Cap 20% - S_D_REST v5.14 | 1437 | 6440 | Generation Constraint in GWh | FALSE | L | Annual | Heat Rate | MMBtu/MWh | 0 | 0 | 0 | 0 | 0 | 0 | 0
Wind Generation Cap 20% - S_D_REST v5.14 | 1437 | 6440 | Generation Constraint in GWh | FALSE | L | Annual | Generation | TWh | 0 | 0 | 0 | 0 | 0 | 0 | 0
Wind Generation Cap 20% - S_D_REST v5.14 | 1437 | 6440 | Generation Constraint in GWh | FALSE | L | Annual | Qualifying Generation | TWh | 0 | 0 | 0 | 0 | 0 | 0 | 0
Wind Generation Cap 20% - S_D_REST v5.14 | 1437 | 6440 | Generation Constraint in GWh | FALSE | L | Annual | Rate | lb/MWh | 0 | 0 | 0 | 0 | 0 | 0 | 0
Wind Generation Cap 20% - S_D_REST v5.14 | 1437 | 6440 | Generation Constraint in GWh | FALSE | L | Annual | Constraint Shadow Price | US2011$/MWh | 0 | 0 | 0 | 0 | 0 | 0 | 0
Wind Generation Cap 20% - S_D_WOTA v5.14 | 1438 | 6441 | Generation Constraint in GWh | FALSE | L | Annual | Seasons Included | Seasons | Winter, Summer | Winter, Summer | Winter, Summer | Winter, Summer | Winter, Summer | Winter, Summer | Winter, Summer
Wind Generation Cap 20% - S_D_WOTA v5.14 | 1438 | 6441 | Generation Constraint in GWh | FALSE | L | Annual | Standard | GWh | 6362.6153 | 6439.7149 | 6612.818 | 6949.686 | 7256.315 | 7833.6962 | 8457.0256
Wind Generation Cap 20% - S_D_WOTA v5.14 | 1438 | 6441 | Generation Constraint in GWh | FALSE | L | Annual | Emissions at Affected Plants | GWh | 0 | 0 | 0 | 0 | 0 | 0 | 0
Wind Generation Cap 20% - S_D_WOTA v5.14 | 1438 | 6441 | Generation Constraint in GWh | FALSE | L | Annual | Allowances Purchased | GWh | 0 | 0 | 0 | 0 | 0 | 0 | 0
Wind Generation Cap 20% - S_D_WOTA v5.14 | 1438 | 6441 | Generation Constraint in GWh | FALSE | L | Annual | Allowances Sold | GWh | 0 | 0 | 0 | 0 | 0 | 0 | 0
Wind Generation Cap 20% - S_D_WOTA v5.14 | 1438 | 6441 | Generation Constraint in GWh | FALSE | L | Annual | Allowances Banked | GWh | 0 | 0 | 0 | 0 | 0 | 0 | 0
Wind Generation Cap 20% - S_D_WOTA v5.14 | 1438 | 6441 | Generation Constraint in GWh | FALSE | L | Annual | Allowances Withdrawn (1:1) | GWh | 0 | 0 | 0 | 0 | 0 | 0 | 0
Wind Generation Cap 20% - S_D_WOTA v5.14 | 1438 | 6441 | Generation Constraint in GWh | FALSE | L | Annual | Allowances Withdrawn (n:1) | GWh | 0 | 0 | 0 | 0 | 0 | 0 | 0
Wind Generation Cap 20% - S_D_WOTA v5.14 | 1438 | 6441 | Generation Constraint in GWh | FALSE | L | Annual | Net Emissions Allowance Position | GWh | 0 | 0 | 0 | 0 | 0 | 0 | 0
Wind Generation Cap 20% - S_D_WOTA v5.14 | 1438 | 6441 | Generation Constraint in GWh | FALSE | L | Annual | Fuel Consumed | TBtu | 0 | 0 | 0 | 0 | 0 | 0 | 0
Wind Generation Cap 20% - S_D_WOTA v5.14 | 1438 | 6441 | Generation Constraint in GWh | FALSE | L | Annual | Heat Rate | MMBtu/MWh | 0 | 0 | 0 | 0 | 0 | 0 | 0
Wind Generation Cap 20% - S_D_WOTA v5.14 | 1438 | 6441 | Generation Constraint in GWh | FALSE | L | Annual | Generation | TWh | 0 | 0 | 0 | 0 | 0 | 0 | 0
Wind Generation Cap 20% - S_D_WOTA v5.14 | 1438 | 6441 | Generation Constraint in GWh | FALSE | L | Annual | Qualifying Generation | TWh | 0 | 0 | 0 | 0 | 0 | 0 | 0
Wind Generation Cap 20% - S_D_WOTA v5.14 | 1438 | 6441 | Generation Constraint in GWh | FALSE | L | Annual | Rate | lb/MWh | 0 | 0 | 0 | 0 | 0 | 0 | 0
Wind Generation Cap 20% - S_D_WOTA v5.14 | 1438 | 6441 | Generation Constraint in GWh | FALSE | L | Annual | Constraint Shadow Price | US2011$/MWh | 0 | 0 | 0 | 0 | 0 | 0 | 0
Wind Generation Cap 20% - S_SOU v5.14 | 1439 | 6442 | Generation Constraint in GWh | FALSE | L | Annual | Seasons Included | Seasons | Winter, Summer | Winter, Summer | Winter, Summer | Winter, Summer | Winter, Summer | Winter, Summer | Winter, Summer
Wind Generation Cap 20% - S_SOU v5.14 | 1439 | 6442 | Generation Constraint in GWh | FALSE | L | Annual | Standard | GWh | 49715.6424 | 51248.7172 | 52273.6136 | 54655.5166 | 56815.624 | 60832.0608 | 65132.4344
Wind Generation Cap 20% - S_SOU v5.14 | 1439 | 6442 | Generation Constraint in GWh | FALSE | L | Annual | Emissions at Affected Plants | GWh | 0 | 2.8744 | 2.8744 | 2.8744 | 2.8744 | 2.8744 | 2.8744
Wind Generation Cap 20% - S_SOU v5.14 | 1439 | 6442 | Generation Constraint in GWh | FALSE | L | Annual | Allowances Purchased | GWh | 0 | 0 | 0 | 0 | 0 | 0 | 0
Wind Generation Cap 20% - S_SOU v5.14 | 1439 | 6442 | Generation Constraint in GWh | FALSE | L | Annual | Allowances Sold | GWh | 0 | 0 | 0 | 0 | 0 | 0 | 0
Wind Generation Cap 20% - S_SOU v5.14 | 1439 | 6442 | Generation Constraint in GWh | FALSE | L | Annual | Allowances Banked | GWh | 0 | 0 | 0 | 0 | 0 | 0 | 0
Wind Generation Cap 20% - S_SOU v5.14 | 1439 | 6442 | Generation Constraint in GWh | FALSE | L | Annual | Allowances Withdrawn (1:1) | GWh | 0 | 0 | 0 | 0 | 0 | 0 | 0
Wind Generation Cap 20% - S_SOU v5.14 | 1439 | 6442 | Generation Constraint in GWh | FALSE | L | Annual | Allowances Withdrawn (n:1) | GWh | 0 | 0 | 0 | 0 | 0 | 0 | 0
Wind Generation Cap 20% - S_SOU v5.14 | 1439 | 6442 | Generation Constraint in GWh | FALSE | L | Annual | Net Emissions Allowance Position | GWh | 0 | 2.8744 | 2.8744 | 2.8744 | 2.8744 | 2.8744 | 2.8744
Wind Generation Cap 20% - S_SOU v5.14 | 1439 | 6442 | Generation Constraint in GWh | FALSE | L | Annual | Fuel Consumed | TBtu | 0 | 0 | 0 | 0 | 0 | 0 | 0
Wind Generation Cap 20% - S_SOU v5.14 | 1439 | 6442 | Generation Constraint in GWh | FALSE | L | Annual | Heat Rate | MMBtu/MWh | 0 | 0 | 0 | 0 | 0 | 0 | 0
Wind Generation Cap 20% - S_SOU v5.14 | 1439 | 6442 | Generation Constraint in GWh | FALSE | L | Annual | Generation | TWh | 0 | 0.0028744 | 0.0028744 | 0.0028744 | 0.0028744 | 0.0028744 | 0.0028744
Wind Generation Cap 20% - S_SOU v5.14 | 1439 | 6442 | Generation Constraint in GWh | FALSE | L | Annual | Qualifying Generation | TWh | 0 | 0.0028744 | 0.0028744 | 0.0028744 | 0.0028744 | 0.0028744 | 0.0028744
Wind Generation Cap 20% - S_SOU v5.14 | 1439 | 6442 | Generation Constraint in GWh | FALSE | L | Annual | Rate | lb/MWh | 0 | 0 | 0 | 0 | 0 | 0 | 0
Wind Generation Cap 20% - S_SOU v5.14 | 1439 | 6442 | Generation Constraint in GWh | FALSE | L | Annual | Constraint Shadow Price | US2011$/MWh | 0 | 0 | 0 | 0 | 0 | 0 | 0
Wind Generation Cap 20% - S_VACA v5.14 | 1440 | 6443 | Generation Constraint in GWh | FALSE | L | Annual | Seasons Included | Seasons | Winter, Summer | Winter, Summer | Winter, Summer | Winter, Summer | Winter, Summer | Winter, Summer | Winter, Summer
Wind Generation Cap 20% - S_VACA v5.14 | 1440 | 6443 | Generation Constraint in GWh | FALSE | L | Annual | Standard | GWh | 44312.6185 | 45612.2787 | 46432.1303 | 48437.2113 | 50480.9059 | 54442.3275 | 58714.6225
Wind Generation Cap 20% - S_VACA v5.14 | 1440 | 6443 | Generation Constraint in GWh | FALSE | L | Annual | Emissions at Affected Plants | GWh | 1709.1632 | 1709.1632 | 1709.1632 | 1709.1632 | 1709.1632 | 1709.1632 | 1709.1632
Wind Generation Cap 20% - S_VACA v5.14 | 1440 | 6443 | Generation Constraint in GWh | FALSE | L | Annual | Allowances Purchased | GWh | 0 | 0 | 0 | 0 | 0 | 0 | 0
Wind Generation Cap 20% - S_VACA v5.14 | 1440 | 6443 | Generation Constraint in GWh | FALSE | L | Annual | Allowances Sold | GWh | 0 | 0 | 0 | 0 | 0 | 0 | 0
Wind Generation Cap 20% - S_VACA v5.14 | 1440 | 6443 | Generation Constraint in GWh | FALSE | L | Annual | Allowances Banked | GWh | 0 | 0 | 0 | 0 | 0 | 0 | 0
Wind Generation Cap 20% - S_VACA v5.14 | 1440 | 6443 | Generation Constraint in GWh | FALSE | L | Annual | Allowances Withdrawn (1:1) | GWh | 0 | 0 | 0 | 0 | 0 | 0 | 0
Wind Generation Cap 20% - S_VACA v5.14 | 1440 | 6443 | Generation Constraint in GWh | FALSE | L | Annual | Allowances Withdrawn (n:1) | GWh | 0 | 0 | 0 | 0 | 0 | 0 | 0
Wind Generation Cap 20% - S_VACA v5.14 | 1440 | 6443 | Generation Constraint in GWh | FALSE | L | Annual | Net Emissions Allowance Position | GWh | 1709.1632 | 1709.1632 | 1709.1632 | 1709.1632 | 1709.1632 | 1709.1632 | 1709.1632
Wind Generation Cap 20% - S_VACA v5.14 | 1440 | 6443 | Generation Constraint in GWh | FALSE | L | Annual | Fuel Consumed | TBtu | 0 | 0 | 0 | 0 | 0 | 0 | 0
Wind Generation Cap 20% - S_VACA v5.14 | 1440 | 6443 | Generation Constraint in GWh | FALSE | L | Annual | Heat Rate | MMBtu/MWh | 0 | 0 | 0 | 0 | 0 | 0 | 0
Wind Generation Cap 20% - S_VACA v5.14 | 1440 | 6443 | Generation Constraint in GWh | FALSE | L | Annual | Generation | TWh | 1.7092 | 1.7092 | 1.7092 | 1.7092 | 1.7092 | 1.7092 | 1.7092
Wind Generation Cap 20% - S_VACA v5.14 | 1440 | 6443 | Generation Constraint in GWh | FALSE | L | Annual | Qualifying Generation | TWh | 1.7092 | 1.7092 | 1.7092 | 1.7092 | 1.7092 | 1.7092 | 1.7092
Wind Generation Cap 20% - S_VACA v5.14 | 1440 | 6443 | Generation Constraint in GWh | FALSE | L | Annual | Rate | lb/MWh | 0 | 0 | 0 | 0 | 0 | 0 | 0
Wind Generation Cap 20% - S_VACA v5.14 | 1440 | 6443 | Generation Constraint in GWh | FALSE | L | Annual | Constraint Shadow Price | US2011$/MWh | 0 | 0 | 0 | 0 | 0 | 0 | 0
Wind Generation Cap 20% - SPP_N v5.14 | 1441 | 6444 | Generation Constraint in GWh | FALSE | L | Annual | Seasons Included | Seasons | Winter, Summer | Winter, Summer | Winter, Summer | Winter, Summer | Winter, Summer | Winter, Summer | Winter, Summer
Wind Generation Cap 20% - SPP_N v5.14 | 1441 | 6444 | Generation Constraint in GWh | FALSE | L | Annual | Standard | GWh | 14394.8574 | 14655.9849 | 14816.0461 | 15287.328 | 15662.8044 | 16475.6863 | 17330.7586
Wind Generation Cap 20% - SPP_N v5.14 | 1441 | 6444 | Generation Constraint in GWh | FALSE | L | Annual | Emissions at Affected Plants | GWh | 11705.6767 | 13509.2306 | 14816.0461 | 15287.328 | 15662.8044 | 16475.6863 | 17330.7586
Wind Generation Cap 20% - SPP_N v5.14 | 1441 | 6444 | Generation Constraint in GWh | FALSE | L | Annual | Allowances Purchased | GWh | 0 | 0 | 0 | 0 | 0 | 0 | 0
Wind Generation Cap 20% - SPP_N v5.14 | 1441 | 6444 | Generation Constraint in GWh | FALSE | L | Annual | Allowances Sold | GWh | 0 | 0 | 0 | 0 | 0 | 0 | 0
Wind Generation Cap 20% - SPP_N v5.14 | 1441 | 6444 | Generation Constraint in GWh | FALSE | L | Annual | Allowances Banked | GWh | 0 | 0 | 0 | 0 | 0 | 0 | 0
Wind Generation Cap 20% - SPP_N v5.14 | 1441 | 6444 | Generation Constraint in GWh | FALSE | L | Annual | Allowances Withdrawn (1:1) | GWh | 0 | 0 | 0 | 0 | 0 | 0 | 0
Wind Generation Cap 20% - SPP_N v5.14 | 1441 | 6444 | Generation Constraint in GWh | FALSE | L | Annual | Allowances Withdrawn (n:1) | GWh | 0 | 0 | 0 | 0 | 0 | 0 | 0
Wind Generation Cap 20% - SPP_N v5.14 | 1441 | 6444 | Generation Constraint in GWh | FALSE | L | Annual | Net Emissions Allowance Position | GWh | 11705.6767 | 13509.2306 | 14816.0461 | 15287.328 | 15662.8044 | 16475.6863 | 17330.7586
Wind Generation Cap 20% - SPP_N v5.14 | 1441 | 6444 | Generation Constraint in GWh | FALSE | L | Annual | Fuel Consumed | TBtu | 0 | 0 | 0 | 0 | 0 | 0 | 0
Wind Generation Cap 20% - SPP_N v5.14 | 1441 | 6444 | Generation Constraint in GWh | FALSE | L | Annual | Heat Rate | MMBtu/MWh | 0 | 0 | 0 | 0 | 0 | 0 | 0
Wind Generation Cap 20% - SPP_N v5.14 | 1441 | 6444 | Generation Constraint in GWh | FALSE | L | Annual | Generation | TWh | 11.7057 | 13.5092 | 14.816 | 15.2873 | 15.6628 | 16.4757 | 17.3308
Wind Generation Cap 20% - SPP_N v5.14 | 1441 | 6444 | Generation Constraint in GWh | FALSE | L | Annual | Qualifying Generation | TWh | 11.7057 | 13.5092 | 14.816 | 15.2873 | 15.6628 | 16.4757 | 17.3308
Wind Generation Cap 20% - SPP_N v5.14 | 1441 | 6444 | Generation Constraint in GWh | FALSE | L | Annual | Rate | lb/MWh | 0 | 0 | 0 | 0 | 0 | 0 | 0
Wind Generation Cap 20% - SPP_N v5.14 | 1441 | 6444 | Generation Constraint in GWh | FALSE | L | Annual | Constraint Shadow Price | US2011$/MWh | 0 | 0 | 5.6765 | 6.7132 | 16.0328 | 1.8581 | 1.0472
Wind Generation Cap 20% - SPP_NEBR v5.14 | 1442 | 6445 | Generation Constraint in GWh | FALSE | L | Annual | Seasons Included | Seasons | Winter, Summer | Winter, Summer | Winter, Summer | Winter, Summer | Winter, Summer | Winter, Summer | Winter, Summer
Wind Generation Cap 20% - SPP_NEBR v5.14 | 1442 | 6445 | Generation Constraint in GWh | FALSE | L | Annual | Standard | GWh | 6584.8006 | 6763.542 | 6849.7314 | 7085.9389 | 7226.7742 | 7532.1695 | 7850.4722
Wind Generation Cap 20% - SPP_NEBR v5.14 | 1442 | 6445 | Generation Constraint in GWh | FALSE | L | Annual | Emissions at Affected Plants | GWh | 3854.2911 | 6763.542 | 6849.7314 | 7085.9389 | 7226.7742 | 7532.1695 | 7850.4722
Wind Generation Cap 20% - SPP_NEBR v5.14 | 1442 | 6445 | Generation Constraint in GWh | FALSE | L | Annual | Allowances Purchased | GWh | 0 | 0 | 0 | 0 | 0 | 0 | 0
Wind Generation Cap 20% - SPP_NEBR v5.14 | 1442 | 6445 | Generation Constraint in GWh | FALSE | L | Annual | Allowances Sold | GWh | 0 | 0 | 0 | 0 | 0 | 0 | 0
Wind Generation Cap 20% - SPP_NEBR v5.14 | 1442 | 6445 | Generation Constraint in GWh | FALSE | L | Annual | Allowances Banked | GWh | 0 | 0 | 0 | 0 | 0 | 0 | 0
Wind Generation Cap 20% - SPP_NEBR v5.14 | 1442 | 6445 | Generation Constraint in GWh | FALSE | L | Annual | Allowances Withdrawn (1:1) | GWh | 0 | 0 | 0 | 0 | 0 | 0 | 0
Wind Generation Cap 20% - SPP_NEBR v5.14 | 1442 | 6445 | Generation Constraint in GWh | FALSE | L | Annual | Allowances Withdrawn (n:1) | GWh | 0 | 0 | 0 | 0 | 0 | 0 | 0
Wind Generation Cap 20% - SPP_NEBR v5.14 | 1442 | 6445 | Generation Constraint in GWh | FALSE | L | Annual | Net Emissions Allowance Position | GWh | 3854.2911 | 6763.542 | 6849.7314 | 7085.9389 | 7226.7742 | 7532.1695 | 7850.4722
Wind Generation Cap 20% - SPP_NEBR v5.14 | 1442 | 6445 | Generation Constraint in GWh | FALSE | L | Annual | Fuel Consumed | TBtu | 0 | 0 | 0 | 0 | 0 | 0 | 0
Wind Generation Cap 20% - SPP_NEBR v5.14 | 1442 | 6445 | Generation Constraint in GWh | FALSE | L | Annual | Heat Rate | MMBtu/MWh | 0 | 0 | 0 | 0 | 0 | 0 | 0
Wind Generation Cap 20% - SPP_NEBR v5.14 | 1442 | 6445 | Generation Constraint in GWh | FALSE | L | Annual | Generation | TWh | 3.8543 | 6.7635 | 6.8497 | 7.0859 | 7.2268 | 7.5322 | 7.8505
Wind Generation Cap 20% - SPP_NEBR v5.14 | 1442 | 6445 | Generation Constraint in GWh | FALSE | L | Annual | Qualifying Generation | TWh | 3.8543 | 6.7635 | 6.8497 | 7.0859 | 7.2268 | 7.5322 | 7.8505
Wind Generation Cap 20% - SPP_NEBR v5.14 | 1442 | 6445 | Generation Constraint in GWh | FALSE | L | Annual | Rate | lb/MWh | 0 | 0 | 0 | 0 | 0 | 0 | 0
Wind Generation Cap 20% - SPP_NEBR v5.14 | 1442 | 6445 | Generation Constraint in GWh | FALSE | L | Annual | Constraint Shadow Price | US2011$/MWh | 0 | 5.9966 | 2.5027 | 4.9696 | 13.0079 | 0.71118 | 1.1844
Wind Generation Cap 20% - SPP_SE v5.14 | 1443 | 6446 | Generation Constraint in GWh | FALSE | L | Annual | Seasons Included | Seasons | Winter, Summer | Winter, Summer | Winter, Summer | Winter, Summer | Winter, Summer | Winter, Summer | Winter, Summer
Wind Generation Cap 20% - SPP_SE v5.14 | 1443 | 6446 | Generation Constraint in GWh | FALSE | L | Annual | Standard | GWh | 2702.7976 | 2739.5396 | 2807.7726 | 2946.1859 | 3082.6998 | 3346.1996 | 3632.2299
Wind Generation Cap 20% - SPP_SE v5.14 | 1443 | 6446 | Generation Constraint in GWh | FALSE | L | Annual | Emissions at Affected Plants | GWh | 0 | 0 | 0 | 0 | 0 | 0 | 0
Wind Generation Cap 20% - SPP_SE v5.14 | 1443 | 6446 | Generation Constraint in GWh | FALSE | L | Annual | Allowances Purchased | GWh | 0 | 0 | 0 | 0 | 0 | 0 | 0
Wind Generation Cap 20% - SPP_SE v5.14 | 1443 | 6446 | Generation Constraint in GWh | FALSE | L | Annual | Allowances Sold | GWh | 0 | 0 | 0 | 0 | 0 | 0 | 0
Wind Generation Cap 20% - SPP_SE v5.14 | 1443 | 6446 | Generation Constraint in GWh | FALSE | L | Annual | Allowances Banked | GWh | 0 | 0 | 0 | 0 | 0 | 0 | 0
Wind Generation Cap 20% - SPP_SE v5.14 | 1443 | 6446 | Generation Constraint in GWh | FALSE | L | Annual | Allowances Withdrawn (1:1) | GWh | 0 | 0 | 0 | 0 | 0 | 0 | 0
Wind Generation Cap 20% - SPP_SE v5.14 | 1443 | 6446 | Generation Constraint in GWh | FALSE | L | Annual | Allowances Withdrawn (n:1) | GWh | 0 | 0 | 0 | 0 | 0 | 0 | 0
Wind Generation Cap 20% - SPP_SE v5.14 | 1443 | 6446 | Generation Constraint in GWh | FALSE | L | Annual | Net Emissions Allowance Position | GWh | 0 | 0 | 0 | 0 | 0 | 0 | 0
Wind Generation Cap 20% - SPP_SE v5.14 | 1443 | 6446 | Generation Constraint in GWh | FALSE | L | Annual | Fuel Consumed | TBtu | 0 | 0 | 0 | 0 | 0 | 0 | 0
Wind Generation Cap 20% - SPP_SE v5.14 | 1443 | 6446 | Generation Constraint in GWh | FALSE | L | Annual | Heat Rate | MMBtu/MWh | 0 | 0 | 0 | 0 | 0 | 0 | 0
Wind Generation Cap 20% - SPP_SE v5.14 | 1443 | 6446 | Generation Constraint in GWh | FALSE | L | Annual | Generation | TWh | 0 | 0 | 0 | 0 | 0 | 0 | 0
Wind Generation Cap 20% - SPP_SE v5.14 | 1443 | 6446 | Generation Constraint in GWh | FALSE | L | Annual | Qualifying Generation | TWh | 0 | 0 | 0 | 0 | 0 | 0 | 0
Wind Generation Cap 20% - SPP_SE v5.14 | 1443 | 6446 | Generation Constraint in GWh | FALSE | L | Annual | Rate | lb/MWh | 0 | 0 | 0 | 0 | 0 | 0 | 0
Wind Generation Cap 20% - SPP_SE v5.14 | 1443 | 6446 | Generation Constraint in GWh | FALSE | L | Annual | Constraint Shadow Price | US2011$/MWh | 0 | 0 | 0 | 0 | 0 | 0 | 0
Wind Generation Cap 20% - SPP_SPS v5.14 | 1444 | 6447 | Generation Constraint in GWh | FALSE | L | Annual | Seasons Included | Seasons | Winter, Summer | Winter, Summer | Winter, Summer | Winter, Summer | Winter, Summer | Winter, Summer | Winter, Summer
Wind Generation Cap 20% - SPP_SPS v5.14 | 1444 | 6447 | Generation Constraint in GWh | FALSE | L | Annual | Standard | GWh | 16646.4727 | 16646.4727 | 16646.4727 | 16646.4727 | 16646.4727 | 16646.4727 | 16646.4727
Wind Generation Cap 20% - SPP_SPS v5.14 | 1444 | 6447 | Generation Constraint in GWh | FALSE | L | Annual | Emissions at Affected Plants | GWh | 16645.4727 | 16646.4727 | 16646.4727 | 16646.4727 | 16646.4727 | 16646.4727 | 16646.4727
Wind Generation Cap 20% - SPP_SPS v5.14 | 1444 | 6447 | Generation Constraint in GWh | FALSE | L | Annual | Allowances Purchased | GWh | 0 | 0 | 0 | 0 | 0 | 0 | 0
Wind Generation Cap 20% - SPP_SPS v5.14 | 1444 | 6447 | Generation Constraint in GWh | FALSE | L | Annual | Allowances Sold | GWh | 0 | 0 | 0 | 0 | 0 | 0 | 0
Wind Generation Cap 20% - SPP_SPS v5.14 | 1444 | 6447 | Generation Constraint in GWh | FALSE | L | Annual | Allowances Banked | GWh | 0 | 0 | 0 | 0 | 0 | 0 | 0
Wind Generation Cap 20% - SPP_SPS v5.14 | 1444 | 6447 | Generation Constraint in GWh | FALSE | L | Annual | Allowances Withdrawn (1:1) | GWh | 0 | 0 | 0 | 0 | 0 | 0 | 0
Wind Generation Cap 20% - SPP_SPS v5.14 | 1444 | 6447 | Generation Constraint in GWh | FALSE | L | Annual | Allowances Withdrawn (n:1) | GWh | 0 | 0 | 0 | 0 | 0 | 0 | 0
Wind Generation Cap 20% - SPP_SPS v5.14 | 1444 | 6447 | Generation Constraint in GWh | FALSE | L | Annual | Net Emissions Allowance Position | GWh | 16645.4727 | 16646.4727 | 16646.4727 | 16646.4727 | 16646.4727 | 16646.4727 | 16646.4727
Wind Generation Cap 20% - SPP_SPS v5.14 | 1444 | 6447 | Generation Constraint in GWh | FALSE | L | Annual | Fuel Consumed | TBtu | 0 | 0 | 0 | 0 | 0 | 0 | 0
Wind Generation Cap 20% - SPP_SPS v5.14 | 1444 | 6447 | Generation Constraint in GWh | FALSE | L | Annual | Heat Rate | MMBtu/MWh | 0 | 0 | 0 | 0 | 0 | 0 | 0
Wind Generation Cap 20% - SPP_SPS v5.14 | 1444 | 6447 | Generation Constraint in GWh | FALSE | L | Annual | Generation | TWh | 16.6455 | 16.6465 | 16.6465 | 16.6465 | 16.6465 | 16.6465 | 16.6465
Wind Generation Cap 20% - SPP_SPS v5.14 | 1444 | 6447 | Generation Constraint in GWh | FALSE | L | Annual | Qualifying Generation | TWh | 16.6455 | 16.6465 | 16.6465 | 16.6465 | 16.6465 | 16.6465 | 16.6465
Wind Generation Cap 20% - SPP_SPS v5.14 | 1444 | 6447 | Generation Constraint in GWh | FALSE | L | Annual | Rate | lb/MWh | 0 | 0 | 0 | 0 | 0 | 0 | 0
Wind Generation Cap 20% - SPP_SPS v5.14 | 1444 | 6447 | Generation Constraint in GWh | FALSE | L | Annual | Constraint Shadow Price | US2011$/MWh | 0 | 0 | 0 | 0 | 0 | 0 | 47.9745
Wind Generation Cap 20% - SPP_WEST v5.14 | 1445 | 6448 | Generation Constraint in GWh | FALSE | L | Annual | Seasons Included | Seasons | Winter, Summer | Winter, Summer | Winter, Summer | Winter, Summer | Winter, Summer | Winter, Summer | Winter, Summer
Wind Generation Cap 20% - SPP_WEST v5.14 | 1445 | 6448 | Generation Constraint in GWh | FALSE | L | Annual | Standard | GWh | 24653.932 | 24985.2885 | 25613.0472 | 26880.5623 | 28120.0665 | 30506.5647 | 33095.6079
Wind Generation Cap 20% - SPP_WEST v5.14 | 1445 | 6448 | Generation Constraint in GWh | FALSE | L | Annual | Emissions at Affected Plants | GWh | 13770.8445 | 16799.5011 | 16799.5011 | 16799.5011 | 16799.5011 | 16799.5011 | 16799.5011
Wind Generation Cap 20% - SPP_WEST v5.14 | 1445 | 6448 | Generation Constraint in GWh | FALSE | L | Annual | Allowances Purchased | GWh | 0 | 0 | 0 | 0 | 0 | 0 | 0
Wind Generation Cap 20% - SPP_WEST v5.14 | 1445 | 6448 | Generation Constraint in GWh | FALSE | L | Annual | Allowances Sold | GWh | 0 | 0 | 0 | 0 | 0 | 0 | 0
Wind Generation Cap 20% - SPP_WEST v5.14 | 1445 | 6448 | Generation Constraint in GWh | FALSE | L | Annual | Allowances Banked | GWh | 0 | 0 | 0 | 0 | 0 | 0 | 0
Wind Generation Cap 20% - SPP_WEST v5.14 | 1445 | 6448 | Generation Constraint in GWh | FALSE | L | Annual | Allowances Withdrawn (1:1) | GWh | 0 | 0 | 0 | 0 | 0 | 0 | 0
Wind Generation Cap 20% - SPP_WEST v5.14 | 1445 | 6448 | Generation Constraint in GWh | FALSE | L | Annual | Allowances Withdrawn (n:1) | GWh | 0 | 0 | 0 | 0 | 0 | 0 | 0
Wind Generation Cap 20% - SPP_WEST v5.14 | 1445 | 6448 | Generation Constraint in GWh | FALSE | L | Annual | Net Emissions Allowance Position | GWh | 13770.8445 | 16799.5011 | 16799.5011 | 16799.5011 | 16799.5011 | 16799.5011 | 16799.5011
Wind Generation Cap 20% - SPP_WEST v5.14 | 1445 | 6448 | Generation Constraint in GWh | FALSE | L | Annual | Fuel Consumed | TBtu | 0 | 0 | 0 | 0 | 0 | 0 | 0
Wind Generation Cap 20% - SPP_WEST v5.14 | 1445 | 6448 | Generation Constraint in GWh | FALSE | L | Annual | Heat Rate | MMBtu/MWh | 0 | 0 | 0 | 0 | 0 | 0 | 0
Wind Generation Cap 20% - SPP_WEST v5.14 | 1445 | 6448 | Generation Constraint in GWh | FALSE | L | Annual | Generation | TWh | 13.7708 | 16.7995 | 16.7995 | 16.7995 | 16.7995 | 16.7995 | 16.7995
Wind Generation Cap 20% - SPP_WEST v5.14 | 1445 | 6448 | Generation Constraint in GWh | FALSE | L | Annual | Qualifying Generation | TWh | 13.7708 | 16.7995 | 16.7995 | 16.7995 | 16.7995 | 16.7995 | 16.7995
Wind Generation Cap 20% - SPP_WEST v5.14 | 1445 | 6448 | Generation Constraint in GWh | FALSE | L | Annual | Rate | lb/MWh | 0 | 0 | 0 | 0 | 0 | 0 | 0
Wind Generation Cap 20% - SPP_WEST v5.14 | 1445 | 6448 | Generation Constraint in GWh | FALSE | L | Annual | Constraint Shadow Price | US2011$/MWh | 0 | 0 | 0 | 0 | 0 | 0 | 0
Wind Generation Cap 20% - WEC_CALN v5.14 | 1446 | 6449 | Generation Constraint in GWh | FALSE | L | Annual | Seasons Included | Seasons | Winter, Summer | Winter, Summer | Winter, Summer | Winter, Summer | Winter, Summer | Winter, Summer | Winter, Summer
Wind Generation Cap 20% - WEC_CALN v5.14 | 1446 | 6449 | Generation Constraint in GWh | FALSE | L | Annual | Standard | GWh | 22802.793 | 23070.5319 | 23369.8482 | 24288.3269 | 25159.0536 | 27299.958 | 29623.0494
Wind Generation Cap 20% - WEC_CALN v5.14 | 1446 | 6449 | Generation Constraint in GWh | FALSE | L | Annual | Emissions at Affected Plants | GWh | 3552.8761 | 3697.5411 | 3697.5411 | 3697.5411 | 3697.5411 | 3697.5411 | 4318.1317
Wind Generation Cap 20% - WEC_CALN v5.14 | 1446 | 6449 | Generation Constraint in GWh | FALSE | L | Annual | Allowances Purchased | GWh | 0 | 0 | 0 | 0 | 0 | 0 | 0
Wind Generation Cap 20% - WEC_CALN v5.14 | 1446 | 6449 | Generation Constraint in GWh | FALSE | L | Annual | Allowances Sold | GWh | 0 | 0 | 0 | 0 | 0 | 0 | 0
Wind Generation Cap 20% - WEC_CALN v5.14 | 1446 | 6449 | Generation Constraint in GWh | FALSE | L | Annual | Allowances Banked | GWh | 0 | 0 | 0 | 0 | 0 | 0 | 0
Wind Generation Cap 20% - WEC_CALN v5.14 | 1446 | 6449 | Generation Constraint in GWh | FALSE | L | Annual | Allowances Withdrawn (1:1) | GWh | 0 | 0 | 0 | 0 | 0 | 0 | 0
Wind Generation Cap 20% - WEC_CALN v5.14 | 1446 | 6449 | Generation Constraint in GWh | FALSE | L | Annual | Allowances Withdrawn (n:1) | GWh | 0 | 0 | 0 | 0 | 0 | 0 | 0
Wind Generation Cap 20% - WEC_CALN v5.14 | 1446 | 6449 | Generation Constraint in GWh | FALSE | L | Annual | Net Emissions Allowance Position | GWh | 3552.8761 | 3697.5411 | 3697.5411 | 3697.5411 | 3697.5411 | 3697.5411 | 4318.1317
Wind Generation Cap 20% - WEC_CALN v5.14 | 1446 | 6449 | Generation Constraint in GWh | FALSE | L | Annual | Fuel Consumed | TBtu | 0 | 0 | 0 | 0 | 0 | 0 | 0
Wind Generation Cap 20% - WEC_CALN v5.14 | 1446 | 6449 | Generation Constraint in GWh | FALSE | L | Annual | Heat Rate | MMBtu/MWh | 0 | 0 | 0 | 0 | 0 | 0 | 0
Wind Generation Cap 20% - WEC_CALN v5.14 | 1446 | 6449 | Generation Constraint in GWh | FALSE | L | Annual | Generation | TWh | 3.5529 | 3.6975 | 3.6975 | 3.6975 | 3.6975 | 3.6975 | 4.3181
Wind Generation Cap 20% - WEC_CALN v5.14 | 1446 | 6449 | Generation Constraint in GWh | FALSE | L | Annual | Qualifying Generation | TWh | 3.5529 | 3.6975 | 3.6975 | 3.6975 | 3.6975 | 3.6975 | 4.3181
Wind Generation Cap 20% - WEC_CALN v5.14 | 1446 | 6449 | Generation Constraint in GWh | FALSE | L | Annual | Rate | lb/MWh | 0 | 0 | 0 | 0 | 0 | 0 | 0
Wind Generation Cap 20% - WEC_CALN v5.14 | 1446 | 6449 | Generation Constraint in GWh | FALSE | L | Annual | Constraint Shadow Price | US2011$/MWh | 0 | 0 | 0 | 0 | 0 | 0 | 0
Wind Generation Cap 20% - WEC_LADW v5.14 | 1447 | 6450 | Generation Constraint in GWh | FALSE | L | Annual | Seasons Included | Seasons | Winter, Summer | Winter, Summer | Winter, Summer | Winter, Summer | Winter, Summer | Winter, Summer | Winter, Summer
Wind Generation Cap 20% - WEC_LADW v5.14 | 1447 | 6450 | Generation Constraint in GWh | FALSE | L | Annual | Standard | GWh | 5249.4004 | 5311.0271 | 5379.9223 | 5591.333 | 5791.7524 | 6284.5349 | 6819.2522
Wind Generation Cap 20% - WEC_LADW v5.14 | 1447 | 6450 | Generation Constraint in GWh | FALSE | L | Annual | Emissions at Affected Plants | GWh | 287.1868 | 1340.4484 | 1340.4484 | 1340.4484 | 1340.4484 | 1340.4484 | 1875.3838
Wind Generation Cap 20% - WEC_LADW v5.14 | 1447 | 6450 | Generation Constraint in GWh | FALSE | L | Annual | Allowances Purchased | GWh | 0 | 0 | 0 | 0 | 0 | 0 | 0
Wind Generation Cap 20% - WEC_LADW v5.14 | 1447 | 6450 | Generation Constraint in GWh | FALSE | L | Annual | Allowances Sold | GWh | 0 | 0 | 0 | 0 | 0 | 0 | 0
Wind Generation Cap 20% - WEC_LADW v5.14 | 1447 | 6450 | Generation Constraint in GWh | FALSE | L | Annual | Allowances Banked | GWh | 0 | 0 | 0 | 0 | 0 | 0 | 0
Wind Generation Cap 20% - WEC_LADW v5.14 | 1447 | 6450 | Generation Constraint in GWh | FALSE | L | Annual | Allowances Withdrawn (1:1) | GWh | 0 | 0 | 0 | 0 | 0 | 0 | 0
Wind Generation Cap 20% - WEC_LADW v5.14 | 1447 | 6450 | Generation Constraint in GWh | FALSE | L | Annual | Allowances Withdrawn (n:1) | GWh | 0 | 0 | 0 | 0 | 0 | 0 | 0
Wind Generation Cap 20% - WEC_LADW v5.14 | 1447 | 6450 | Generation Constraint in GWh | FALSE | L | Annual | Net Emissions Allowance Position | GWh | 287.1868 | 1340.4484 | 1340.4484 | 1340.4484 | 1340.4484 | 1340.4484 | 1875.3838
Wind Generation Cap 20% - WEC_LADW v5.14 | 1447 | 6450 | Generation Constraint in GWh | FALSE | L | Annual | Fuel Consumed | TBtu | 0 | 0 | 0 | 0 | 0 | 0 | 0
Wind Generation Cap 20% - WEC_LADW v5.14 | 1447 | 6450 | Generation Constraint in GWh | FALSE | L | Annual | Heat Rate | MMBtu/MWh | 0 | 0 | 0 | 0 | 0 | 0 | 0
Wind Generation Cap 20% - WEC_LADW v5.14 | 1447 | 6450 | Generation Constraint in GWh | FALSE | L | Annual | Generation | TWh | 0.28719 | 1.3404 | 1.3404 | 1.3404 | 1.3404 | 1.3404 | 1.8754
Wind Generation Cap 20% - WEC_LADW v5.14 | 1447 | 6450 | Generation Constraint in GWh | FALSE | L | Annual | Qualifying Generation | TWh | 0.28719 | 1.3404 | 1.3404 | 1.3404 | 1.3404 | 1.3404 | 1.8754
Wind Generation Cap 20% - WEC_LADW v5.14 | 1447 | 6450 | Generation Constraint in GWh | FALSE | L | Annual | Rate | lb/MWh | 0 | 0 | 0 | 0 | 0 | 0 | 0
Wind Generation Cap 20% - WEC_LADW v5.14 | 1447 | 6450 | Generation Constraint in GWh | FALSE | L | Annual | Constraint Shadow Price | US2011$/MWh | 0 | 0 | 0 | 0 | 0 | 0 | 0
Wind Generation Cap 20% - WEC_SDGE v5.14 | 1448 | 6451 | Generation Constraint in GWh | FALSE | L | Annual | Seasons Included | Seasons | Winter, Summer | Winter, Summer | Winter, Summer | Winter, Summer | Winter, Summer | Winter, Summer | Winter, Summer
Wind Generation Cap 20% - WEC_SDGE v5.14 | 1448 | 6451 | Generation Constraint in GWh | FALSE | L | Annual | Standard | GWh | 4113.7195 | 4162.0111 | 4215.9983 | 4381.6627 | 4570.0138 | 4956.1649 | 5375.1769
Wind Generation Cap 20% - WEC_SDGE v5.14 | 1448 | 6451 | Generation Constraint in GWh | FALSE | L | Annual | Emissions at Affected Plants | GWh | 144.7342 | 734.1208 | 734.1208 | 734.1208 | 734.1208 | 734.1208 | 1022.9788
Wind Generation Cap 20% - WEC_SDGE v5.14 | 1448 | 6451 | Generation Constraint in GWh | FALSE | L | Annual | Allowances Purchased | GWh | 0 | 0 | 0 | 0 | 0 | 0 | 0
Wind Generation Cap 20% - WEC_SDGE v5.14 | 1448 | 6451 | Generation Constraint in GWh | FALSE | L | Annual | Allowances Sold | GWh | 0 | 0 | 0 | 0 | 0 | 0 | 0
Wind Generation Cap 20% - WEC_SDGE v5.14 | 1448 | 6451 | Generation Constraint in GWh | FALSE | L | Annual | Allowances Banked | GWh | 0 | 0 | 0 | 0 | 0 | 0 | 0
Wind Generation Cap 20% - WEC_SDGE v5.14 | 1448 | 6451 | Generation Constraint in GWh | FALSE | L | Annual | Allowances Withdrawn (1:1) | GWh | 0 | 0 | 0 | 0 | 0 | 0 | 0
Wind Generation Cap 20% - WEC_SDGE v5.14 | 1448 | 6451 | Generation Constraint in GWh | FALSE | L | Annual | Allowances Withdrawn (n:1) | GWh | 0 | 0 | 0 | 0 | 0 | 0 | 0
Wind Generation Cap 20% - WEC_SDGE v5.14 | 1448 | 6451 | Generation Constraint in GWh | FALSE | L | Annual | Net Emissions Allowance Position | GWh | 144.7342 | 734.1208 | 734.1208 | 734.1208 | 734.1208 | 734.1208 | 1022.9788
Wind Generation Cap 20% - WEC_SDGE v5.14 | 1448 | 6451 | Generation Constraint in GWh | FALSE | L | Annual | Fuel Consumed | TBtu | 0 | 0 | 0 | 0 | 0 | 0 | 0
Wind Generation Cap 20% - WEC_SDGE v5.14 | 1448 | 6451 | Generation Constraint in GWh | FALSE | L | Annual | Heat Rate | MMBtu/MWh | 0 | 0 | 0 | 0 | 0 | 0 | 0
Wind Generation Cap 20% - WEC_SDGE v5.14 | 1448 | 6451 | Generation Constraint in GWh | FALSE | L | Annual | Generation | TWh | 0.14473 | 0.73412 | 0.73412 | 0.73412 | 0.73412 | 0.73412 | 1.023
Wind Generation Cap 20% - WEC_SDGE v5.14 | 1448 | 6451 | Generation Constraint in GWh | FALSE | L | Annual | Qualifying Generation | TWh | 0.14473 | 0.73412 | 0.73412 | 0.73412 | 0.73412 | 0.73412 | 1.023
Wind Generation Cap 20% - WEC_SDGE v5.14 | 1448 | 6451 | Generation Constraint in GWh | FALSE | L | Annual | Rate | lb/MWh | 0 | 0 | 0 | 0 | 0 | 0 | 0
Wind Generation Cap 20% - WEC_SDGE v5.14 | 1448 | 6451 | Generation Constraint in GWh | FALSE | L | Annual | Constraint Shadow Price | US2011$/MWh | 0 | 0 | 0 | 0 | 0 | 0 | 0
Wind Generation Cap 20% - WECC_AZ v5.14 | 1449 | 6452 | Generation Constraint in GWh | FALSE | L | Annual | Seasons Included | Seasons | Winter, Summer | Winter, Summer | Winter, Summer | Winter, Summer | Winter, Summer | Winter, Summer | Winter, Summer
Wind Generation Cap 20% - WECC_AZ v5.14 | 1449 | 6452 | Generation Constraint in GWh | FALSE | L | Annual | Standard | GWh | 18331.9397 | 18774.9441 | 19115.9971 | 20062.393 | 21089.1806 | 23191.269 | 25502.8954
Wind Generation Cap 20% - WECC_AZ v5.14 | 1449 | 6452 | Generation Constraint in GWh | FALSE | L | Annual | Emissions at Affected Plants | GWh | 578.8271 | 578.8884 | 578.8884 | 578.8884 | 578.8884 | 578.8884 | 579.1337
Wind Generation Cap 20% - WECC_AZ v5.14 | 1449 | 6452 | Generation Constraint in GWh | FALSE | L | Annual | Allowances Purchased | GWh | 0 | 0 | 0 | 0 | 0 | 0 | 0
Wind Generation Cap 20% - WECC_AZ v5.14 | 1449 | 6452 | Generation Constraint in GWh | FALSE | L | Annual | Allowances Sold | GWh | 0 | 0 | 0 | 0 | 0 | 0 | 0
Wind Generation Cap 20% - WECC_AZ v5.14 | 1449 | 6452 | Generation Constraint in GWh | FALSE | L | Annual | Allowances Banked | GWh | 0 | 0 | 0 | 0 | 0 | 0 | 0
Wind Generation Cap 20% - WECC_AZ v5.14 | 1449 | 6452 | Generation Constraint in GWh | FALSE | L | Annual | Allowances Withdrawn (1:1) | GWh | 0 | 0 | 0 | 0 | 0 | 0 | 0
Wind Generation Cap 20% - WECC_AZ v5.14 | 1449 | 6452 | Generation Constraint in GWh | FALSE | L | Annual | Allowances Withdrawn (n:1) | GWh | 0 | 0 | 0 | 0 | 0 | 0 | 0
Wind Generation Cap 20% - WECC_AZ v5.14 | 1449 | 6452 | Generation Constraint in GWh | FALSE | L | Annual | Net Emissions Allowance Position | GWh | 578.8271 | 578.8884 | 578.8884 | 578.8884 | 578.8884 | 578.8884 | 579.1337
Wind Generation Cap 20% - WECC_AZ v5.14 | 1449 | 6452 | Generation Constraint in GWh | FALSE | L | Annual | Fuel Consumed | TBtu | 0 | 0 | 0 | 0 | 0 | 0 | 0
Wind Generation Cap 20% - WECC_AZ v5.14 | 1449 | 6452 | Generation Constraint in GWh | FALSE | L | Annual | Heat Rate | MMBtu/MWh | 0 | 0 | 0 | 0 | 0 | 0 | 0
Wind Generation Cap 20% - WECC_AZ v5.14 | 1449 | 6452 | Generation Constraint in GWh | FALSE | L | Annual | Generation | TWh | 0.57883 | 0.57889 | 0.57889 | 0.57889 | 0.57889 | 0.57889 | 0.57913
Wind Generation Cap 20% - WECC_AZ v5.14 | 1449 | 6452 | Generation Constraint in GWh | FALSE | L | Annual | Qualifying Generation | TWh | 0.57883 | 0.57889 | 0.57889 | 0.57889 | 0.57889 | 0.57889 | 0.57913
Wind Generation Cap 20% - WECC_AZ v5.14 | 1449 | 6452 | Generation Constraint in GWh | FALSE | L | Annual | Rate | lb/MWh | 0 | 0 | 0 | 0 | 0 | 0 | 0
Wind Generation Cap 20% - WECC_AZ v5.14 | 1449 | 6452 | Generation Constraint in GWh | FALSE | L | Annual | Constraint Shadow Price | US2011$/MWh | 0 | 0 | 0 | 0 | 0 | 0 | 0
Wind Generation Cap 20% - WECC_CO v5.14 | 1450 | 6453 | Generation Constraint in GWh | FALSE | L | Annual | Seasons Included | Seasons | Winter, Summer | Winter, Summer | Winter, Summer | Winter, Summer | Winter, Summer | Winter, Summer | Winter, Summer
Wind Generation Cap 20% - WECC_CO v5.14 | 1450 | 6453 | Generation Constraint in GWh | FALSE | L | Annual | Standard | GWh | 12586.8485 | 12972.0096 | 13246.4928 | 13946.2821 | 14624.3948 | 15944.9514 | 17384.76
Wind Generation Cap 20% - WECC_CO v5.14 | 1450 | 6453 | Generation Constraint in GWh | FALSE | L | Annual | Emissions at Affected Plants | GWh | 8456.7854 | 11983.3462 | 12184.7173 | 12184.7173 | 12184.7173 | 12184.7173 | 12184.7173
Wind Generation Cap 20% - WECC_CO v5.14 | 1450 | 6453 | Generation Constraint in GWh | FALSE | L | Annual | Allowances Purchased | GWh | 0 | 0 | 0 | 0 | 0 | 0 | 0
Wind Generation Cap 20% - WECC_CO v5.14 | 1450 | 6453 | Generation Constraint in GWh | FALSE | L | Annual | Allowances Sold | GWh | 0 | 0 | 0 | 0 | 0 | 0 | 0
Wind Generation Cap 20% - WECC_CO v5.14 | 1450 | 6453 | Generation Constraint in GWh | FALSE | L | Annual | Allowances Banked | GWh | 0 | 0 | 0 | 0 | 0 | 0 | 0
Wind Generation Cap 20% - WECC_CO v5.14 | 1450 | 6453 | Generation Constraint in GWh | FALSE | L | Annual | Allowances Withdrawn (1:1) | GWh | 0 | 0 | 0 | 0 | 0 | 0 | 0
Wind Generation Cap 20% - WECC_CO v5.14 | 1450 | 6453 | Generation Constraint in GWh | FALSE | L | Annual | Allowances Withdrawn (n:1) | GWh | 0 | 0 | 0 | 0 | 0 | 0 | 0
Wind Generation Cap 20% - WECC_CO v5.14 | 1450 | 6453 | Generation Constraint in GWh | FALSE | L | Annual | Net Emissions Allowance Position | GWh | 8456.7854 | 11983.3462 | 12184.7173 | 12184.7173 | 12184.7173 | 12184.7173 | 12184.7173
Wind Generation Cap 20% - WECC_CO v5.14 | 1450 | 6453 | Generation Constraint in GWh | FALSE | L | Annual | Fuel Consumed | TBtu | 0 | 0 | 0 | 0 | 0 | 0 | 0
Wind Generation Cap 20% - WECC_CO v5.14 | 1450 | 6453 | Generation Constraint in GWh | FALSE | L | Annual | Heat Rate | MMBtu/MWh | 0 | 0 | 0 | 0 | 0 | 0 | 0
Wind Generation Cap 20% - WECC_CO v5.14 | 1450 | 6453 | Generation Constraint in GWh | FALSE | L | Annual | Generation | TWh | 8.4568 | 11.9833 | 12.1847 | 12.1847 | 12.1847 | 12.1847 | 12.1847
Wind Generation Cap 20% - WECC_CO v5.14 | 1450 | 6453 | Generation Constraint in GWh | FALSE | L | Annual | Qualifying Generation | TWh | 8.4568 | 11.9833 | 12.1847 | 12.1847 | 12.1847 | 12.1847 | 12.1847
Wind Generation Cap 20% - WECC_CO v5.14 | 1450 | 6453 | Generation Constraint in GWh | FALSE | L | Annual | Rate | lb/MWh | 0 | 0 | 0 | 0 | 0 | 0 | 0
Wind Generation Cap 20% - WECC_CO v5.14 | 1450 | 6453 | Generation Constraint in GWh | FALSE | L | Annual | Constraint Shadow Price | US2011$/MWh | 0 | 0 | 0 | 0 | 0 | 0 | 0
Wind Generation Cap 20% - WECC_ID v5.14 | 1451 | 6454 | Generation Constraint in GWh | FALSE | L | Annual | Seasons Included | Seasons | Winter, Summer | Winter, Summer | Winter, Summer | Winter, Summer | Winter, Summer | Winter, Summer | Winter, Summer
Wind Generation Cap 20% - WECC_ID v5.14 | 1451 | 6454 | Generation Constraint in GWh | FALSE | L | Annual | Standard | GWh | 4362.649 | 4464.9408 | 4536.4392 | 4724.9772 | 4901.5697 | 5258.1045 | 5640.5785
Wind Generation Cap 20% - WECC_ID v5.14 | 1451 | 6454 | Generation Constraint in GWh | FALSE | L | Annual | Emissions at Affected Plants | GWh | 3673.3632 | 3675.6966 | 3675.6966 | 3675.6966 | 3682.371 | 3682.371 | 3682.371
Wind Generation Cap 20% - WECC_ID v5.14 | 1451 | 6454 | Generation Constraint in GWh | FALSE | L | Annual | Allowances Purchased | GWh | 0 | 0 | 0 | 0 | 0 | 0 | 0
Wind Generation Cap 20% - WECC_ID v5.14 | 1451 | 6454 | Generation Constraint in GWh | FALSE | L | Annual | Allowances Sold | GWh | 0 | 0 | 0 | 0 | 0 | 0 | 0
Wind Generation Cap 20% - WECC_ID v5.14 | 1451 | 6454 | Generation Constraint in GWh | FALSE | L | Annual | Allowances Banked | GWh | 0 | 0 | 0 | 0 | 0 | 0 | 0
Wind Generation Cap 20% - WECC_ID v5.14 | 1451 | 6454 | Generation Constraint in GWh | FALSE | L | Annual | Allowances Withdrawn (1:1) | GWh | 0 | 0 | 0 | 0 | 0 | 0 | 0
Wind Generation Cap 20% - WECC_ID v5.14 | 1451 | 6454 | Generation Constraint in GWh | FALSE | L | Annual | Allowances Withdrawn (n:1) | GWh | 0 | 0 | 0 | 0 | 0 | 0 | 0
Wind Generation Cap 20% - WECC_ID v5.14 | 1451 | 6454 | Generation Constraint in GWh | FALSE | L | Annual | Net Emissions Allowance Position | GWh | 3673.3632 | 3675.6966 | 3675.6966 | 3675.6966 | 3682.371 | 3682.371 | 3682.371
Wind Generation Cap 20% - WECC_ID v5.14 | 1451 | 6454 | Generation Constraint in GWh | FALSE | L | Annual | Fuel Consumed | TBtu | 0 | 0 | 0 | 0 | 0 | 0 | 0
Wind Generation Cap 20% - WECC_ID v5.14 | 1451 | 6454 | Generation Constraint in GWh | FALSE | L | Annual | Heat Rate | MMBtu/MWh | 0 | 0 | 0 | 0 | 0 | 0 | 0
Wind Generation Cap 20% - WECC_ID v5.14 | 1451 | 6454 | Generation Constraint in GWh | FALSE | L | Annual | Generation | TWh | 3.6734 | 3.6757 | 3.6757 | 3.6757 | 3.6824 | 3.6824 | 3.6824
Wind Generation Cap 20% - WECC_ID v5.14 | 1451 | 6454 | Generation Constraint in GWh | FALSE | L | Annual | Qualifying Generation | TWh | 3.6734 | 3.6757 | 3.6757 | 3.6757 | 3.6824 | 3.6824 | 3.6824
Wind Generation Cap 20% - WECC_ID v5.14 | 1451 | 6454 | Generation Constraint in GWh | FALSE | L | Annual | Rate | lb/MWh | 0 | 0 | 0 | 0 | 0 | 0 | 0
Wind Generation Cap 20% - WECC_ID v5.14 | 1451 | 6454 | Generation Constraint in GWh | FALSE | L | Annual | Constraint Shadow Price | US2011$/MWh | 0 | 0 | 0 | 0 | 0 | 0 | 0
Wind Generation Cap 20% - WECC_IID v5.14 | 1452 | 6455 | Generation Constraint in GWh | FALSE | L | Annual | Seasons Included | Seasons | Winter, Summer | Winter, Summer | Winter, Summer | Winter, Summer | Winter, Summer | Winter, Summer | Winter, Summer
Wind Generation Cap 20% - WECC_IID v5.14 | 1452 | 6455 | Generation Constraint in GWh | FALSE | L | Annual | Standard | GWh | 427.9914 | 438.3105 | 446.2548 | 468.2996 | 492.2171 | 541.182 | 595.0279
Wind Generation Cap 20% - WECC_IID v5.14 | 1452 | 6455 | Generation Constraint in GWh | FALSE | L | Annual | Emissions at Affected Plants | GWh | 334.452 | 334.452 | 334.452 | 334.452 | 334.452 | 334.452 | 334.452
Wind Generation Cap 20% - WECC_IID v5.14 | 1452 | 6455 | Generation Constraint in GWh | FALSE | L | Annual | Allowances Purchased | GWh | 0 | 0 | 0 | 0 | 0 | 0 | 0
Wind Generation Cap 20% - WECC_IID v5.14 | 1452 | 6455 | Generation Constraint in GWh | FALSE | L | Annual | Allowances Sold | GWh | 0 | 0 | 0 | 0 | 0 | 0 | 0
Wind Generation Cap 20% - WECC_IID v5.14 | 1452 | 6455 | Generation Constraint in GWh | FALSE | L | Annual | Allowances Banked | GWh | 0 | 0 | 0 | 0 | 0 | 0 | 0
Wind Generation Cap 20% - WECC_IID v5.14 | 1452 | 6455 | Generation Constraint in GWh | FALSE | L | Annual | Allowances Withdrawn (1:1) | GWh | 0 | 0 | 0 | 0 | 0 | 0 | 0
Wind Generation Cap 20% - WECC_IID v5.14 | 1452 | 6455 | Generation Constraint in GWh | FALSE | L | Annual | Allowances Withdrawn (n:1) | GWh | 0 | 0 | 0 | 0 | 0 | 0 | 0
Wind Generation Cap 20% - WECC_IID v5.14 | 1452 | 6455 | Generation Constraint in GWh | FALSE | L | Annual | Net Emissions Allowance Position | GWh | 334.452 | 334.452 | 334.452 | 334.452 | 334.452 | 334.452 | 334.452
Wind Generation Cap 20% - WECC_IID v5.14 | 1452 | 6455 | Generation Constraint in GWh | FALSE | L | Annual | Fuel Consumed | TBtu | 0 | 0 | 0 | 0 | 0 | 0 | 0
Wind Generation Cap 20% - WECC_IID v5.14 | 1452 | 6455 | Generation Constraint in GWh | FALSE | L | Annual | Heat Rate | MMBtu/MWh | 0 | 0 | 0 | 0 | 0 | 0 | 0
Wind Generation Cap 20% - WECC_IID v5.14 | 1452 | 6455 | Generation Constraint in GWh | FALSE | L | Annual | Generation | TWh | 0.33445 | 0.33445 | 0.33445 | 0.33445 | 0.33445 | 0.33445 | 0.33445
Wind Generation Cap 20% - WECC_IID v5.14 | 1452 | 6455 | Generation Constraint in GWh | FALSE | L | Annual | Qualifying Generation | TWh | 0.33445 | 0.33445 | 0.33445 | 0.33445 | 0.33445 | 0.33445 | 0.33445
Wind Generation Cap 20% - WECC_IID v5.14 | 1452 | 6455 | Generation Constraint in GWh | FALSE | L | Annual | Rate | lb/MWh | 0 | 0 | 0 | 0 | 0 | 0 | 0
Wind Generation Cap 20% - WECC_IID v5.14 | 1452 | 6455 | Generation Constraint in GWh | FALSE | L | Annual | Constraint Shadow Price | US2011$/MWh | 0 | 0 | 0 | 0 | 0 | 0 | 0
Wind Generation Cap 20% - WECC_MT v5.14 | 1453 | 6456 | Generation Constraint in GWh | FALSE | L | Annual | Seasons Included | Seasons | Winter, Summer | Winter, Summer | Winter, Summer | Winter, Summer | Winter, Summer | Winter, Summer | Winter, Summer
Wind Generation Cap 20% - WECC_MT v5.14 | 1453 | 6456 | Generation Constraint in GWh | FALSE | L | Annual | Standard | GWh | 2189.9796 | 2241.3168 | 2277.1996 | 2371.8212 | 2460.4476 | 2639.3816 | 2831.3338
Wind Generation Cap 20% - WECC_MT v5.14 | 1453 | 6456 | Generation Constraint in GWh | FALSE | L | Annual | Emissions at Affected Plants | GWh | 1722.3448 | 1763.6102 | 1763.6102 | 1763.6102 | 2212.495 | 2212.495 | 2212.495
Wind Generation Cap 20% - WECC_MT v5.14 | 1453 | 6456 | Generation Constraint in GWh | FALSE | L | Annual | Allowances Purchased | GWh | 0 | 0 | 0 | 0 | 0 | 0 | 0
Wind Generation Cap 20% - WECC_MT v5.14 | 1453 | 6456 | Generation Constraint in GWh | FALSE | L | Annual | Allowances Sold | GWh | 0 | 0 | 0 | 0 | 0 | 0 | 0
Wind Generation Cap 20% - WECC_MT v5.14 | 1453 | 6456 | Generation Constraint in GWh | FALSE | L | Annual | Allowances Banked | GWh | 0 | 0 | 0 | 0 | 0 | 0 | 0
Wind Generation Cap 20% - WECC_MT v5.14 | 1453 | 6456 | Generation Constraint in GWh | FALSE | L | Annual | Allowances Withdrawn (1:1) | GWh | 0 | 0 | 0 | 0 | 0 | 0 | 0
Wind Generation Cap 20% - WECC_MT v5.14 | 1453 | 6456 | Generation Constraint in GWh | FALSE | L | Annual | Allowances Withdrawn (n:1) | GWh | 0 | 0 | 0 | 0 | 0 | 0 | 0
Wind Generation Cap 20% - WECC_MT v5.14 | 1453 | 6456 | Generation Constraint in GWh | FALSE | L | Annual | Net Emissions Allowance Position | GWh | 1722.3448 | 1763.6102 | 1763.6102 | 1763.6102 | 2212.495 | 2212.495 | 2212.495
Wind Generation Cap 20% - WECC_MT v5.14 | 1453 | 6456 | Generation Constraint in GWh | FALSE | L | Annual | Fuel Consumed | TBtu | 0 | 0 | 0 | 0 | 0 | 0 | 0
Wind Generation Cap 20% - WECC_MT v5.14 | 1453 | 6456 | Generation Constraint in GWh | FALSE | L | Annual | Heat Rate | MMBtu/MWh | 0 | 0 | 0 | 0 | 0 | 0 | 0
Wind Generation Cap 20% - WECC_MT v5.14 | 1453 | 6456 | Generation Constraint in GWh | FALSE | L | Annual | Generation | TWh | 1.7223 | 1.7636 | 1.7636 | 1.7636 | 2.2125 | 2.2125 | 2.2125
Wind Generation Cap 20% - WECC_MT v5.14 | 1453 | 6456 | Generation Constraint in GWh | FALSE | L | Annual | Qualifying Generation | TWh | 1.7223 | 1.7636 | 1.7636 | 1.7636 | 2.2125 | 2.2125 | 2.2125
Wind Generation Cap 20% - WECC_MT v5.14 | 1453 | 6456 | Generation Constraint in GWh | FALSE | L | Annual | Rate | lb/MWh | 0 | 0 | 0 | 0 | 0 | 0 | 0
Wind Generation Cap 20% - WECC_MT v5.14 | 1453 | 6456 | Generation Constraint in GWh | FALSE | L | Annual | Constraint Shadow Price | US2011$/MWh | 0 | 0 | 0 | 0 | 0 | 0 | 0
Wind Generation Cap 20% - WECC_NM v5.14 | 1454 | 6457 | Generation Constraint in GWh | FALSE | L | Annual | Seasons Included | Seasons | Winter, Summer | Winter, Summer | Winter, Summer | Winter, Summer | Winter, Summer | Winter, Summer | Winter, Summer
Wind Generation Cap 20% - WECC_NM v5.14 | 1454 | 6457 | Generation Constraint in GWh | FALSE | L | Annual | Standard | GWh | 4423.7046 | 4530.5883 | 4612.8741 | 4841.211 | 5088.944 | 5596.1147 | 6153.8406
Wind Generation Cap 20% - WECC_NM v5.14 | 1454 | 6457 | Generation Constraint in GWh | FALSE | L | Annual | Emissions at Affected Plants | GWh | 2949.8038 | 4249.5234 | 4249.5234 | 4249.5234 | 4249.5234 | 4249.5234 | 4249.5234
Wind Generation Cap 20% - WECC_NM v5.14 | 1454 | 6457 | Generation Constraint in GWh | FALSE | L | Annual | Allowances Purchased | GWh | 0 | 0 | 0 | 0 | 0 | 0 | 0
Wind Generation Cap 20% - WECC_NM v5.14 | 1454 | 6457 | Generation Constraint in GWh | FALSE | L | Annual | Allowances Sold | GWh | 0 | 0 | 0 | 0 | 0 | 0 | 0
Wind Generation Cap 20% - WECC_NM v5.14 | 1454 | 6457 | Generation Constraint in GWh | FALSE | L | Annual | Allowances Banked | GWh | 0 | 0 | 0 | 0 | 0 | 0 | 0
Wind Generation Cap 20% - WECC_NM v5.14 | 1454 | 6457 | Generation Constraint in GWh | FALSE | L | Annual | Allowances Withdrawn (1:1) | GWh | 0 | 0 | 0 | 0 | 0 | 0 | 0
Wind Generation Cap 20% - WECC_NM v5.14 | 1454 | 6457 | Generation Constraint in GWh | FALSE | L | Annual | Allowances Withdrawn (n:1) | GWh | 0 | 0 | 0 | 0 | 0 | 0 | 0
Wind Generation Cap 20% - WECC_NM v5.14 | 1454 | 6457 | Generation Constraint in GWh | FALSE | L | Annual | Net Emissions Allowance Position | GWh | 2949.8038 | 4249.5234 | 4249.5234 | 4249.5234 | 4249.5234 | 4249.5234 | 4249.5234
Wind Generation Cap 20% - WECC_NM v5.14 | 1454 | 6457 | Generation Constraint in GWh | FALSE | L | Annual | Fuel Consumed | TBtu | 0 | 0 | 0 | 0 | 0 | 0 | 0
Wind Generation Cap 20% - WECC_NM v5.14 | 1454 | 6457 | Generation Constraint in GWh | FALSE | L | Annual | Heat Rate | MMBtu/MWh | 0 | 0 | 0 | 0 | 0 | 0 | 0
Wind Generation Cap 20% - WECC_NM v5.14 | 1454 | 6457 | Generation Constraint in GWh | FALSE | L | Annual | Generation | TWh | 2.9498 | 4.2495 | 4.2495 | 4.2495 | 4.2495 | 4.2495 | 4.2495
Wind Generation Cap 20% - WECC_NM v5.14 | 1454 | 6457 | Generation Constraint in GWh | FALSE | L | Annual | Qualifying Generation | TWh | 2.9498 | 4.2495 | 4.2495 | 4.2495 | 4.2495 | 4.2495 | 4.2495
Wind Generation Cap 20% - WECC_NM v5.14 | 1454 | 6457 | Generation Constraint in GWh | FALSE | L | Annual | Rate | lb/MWh | 0 | 0 | 0 | 0 | 0 | 0 | 0
Wind Generation Cap 20% - WECC_NM v5.14 | 1454 | 6457 | Generation Constraint in GWh | FALSE | L | Annual | Constraint Shadow Price | US2011$/MWh | 0 | 0 | 0 | 0 | 0 | 0 | 0
Wind Generation Cap 20% - WECC_NNV v5.14 | 1455 | 6458 | Generation Constraint in GWh | FALSE | L | Annual | Seasons Included | Seasons | Winter, Summer | Winter, Summer | Winter, Summer | Winter, Summer | Winter, Summer | Winter, Summer | Winter, Summer
Wind Generation Cap 20% - WECC_NNV v5.14 | 1455 | 6458 | Generation Constraint in GWh | FALSE | L | Annual | Standard | GWh | 2495.0365 | 2553.5281 | 2594.4116 | 2702.2196 | 2803.197 | 3007.0674 | 3225.77
Wind Generation Cap 20% - WECC_NNV v5.14 | 1455 | 6458 | Generation Constraint in GWh | FALSE | L | Annual | Emissions at Affected Plants | GWh | 250.549 | 251.4241 | 251.4241 | 251.4241 | 251.4241 | 251.4241 | 251.4241
Wind Generation Cap 20% - WECC_NNV v5.14 | 1455 | 6458 | Generation Constraint in GWh | FALSE | L | Annual | Allowances Purchased | GWh | 0 | 0 | 0 | 0 | 0 | 0 | 0
Wind Generation Cap 20% - WECC_NNV v5.14 | 1455 | 6458 | Generation Constraint in GWh | FALSE | L | Annual | Allowances Sold | GWh | 0 | 0 | 0 | 0 | 0 | 0 | 0
Wind Generation Cap 20% - WECC_NNV v5.14 | 1455 | 6458 | Generation Constraint in GWh | FALSE | L | Annual | Allowances Banked | GWh | 0 | 0 | 0 | 0 | 0 | 0 | 0
Wind Generation Cap 20% - WECC_NNV v5.14 | 1455 | 6458 | Generation Constraint in GWh | FALSE | L | Annual | Allowances Withdrawn (1:1) | GWh | 0 | 0 | 0 | 0 | 0 | 0 | 0
Wind Generation Cap 20% - WECC_NNV v5.14 | 1455 | 6458 | Generation Constraint in GWh | FALSE | L | Annual | Allowances Withdrawn (n:1) | GWh | 0 | 0 | 0 | 0 | 0 | 0 | 0
Wind Generation Cap 20% - WECC_NNV v5.14 | 1455 | 6458 | Generation Constraint in GWh | FALSE | L | Annual | Net Emissions Allowance Position | GWh | 250.549 | 251.4241 | 251.4241 | 251.4241 | 251.4241 | 251.4241 | 251.4241
Wind Generation Cap 20% - WECC_NNV v5.14 | 1455 | 6458 | Generation Constraint in GWh | FALSE | L | Annual | Fuel Consumed | TBtu | 0 | 0 | 0 | 0 | 0 | 0 | 0
Wind Generation Cap 20% - WECC_NNV v5.14 | 1455 | 6458 | Generation Constraint in GWh | FALSE | L | Annual | Heat Rate | MMBtu/MWh | 0 | 0 | 0 | 0 | 0 | 0 | 0
Wind Generation Cap 20% - WECC_NNV v5.14 | 1455 | 6458 | Generation Constraint in GWh | FALSE | L | Annual | Generation | TWh | 0.25055 | 0.25142 | 0.25142 | 0.25142 | 0.25142 | 0.25142 | 0.25142
Wind Generation Cap 20% - WECC_NNV v5.14 | 1455 | 6458 | Generation Constraint in GWh | FALSE | L | Annual | Qualifying Generation | TWh | 0.25055 | 0.25142 | 0.25142 | 0.25142 | 0.25142 | 0.25142 | 0.25142
Wind Generation Cap 20% - WECC_NNV v5.14 | 1455 | 6458 | Generation Constraint in GWh | FALSE | L | Annual | Rate | lb/MWh | 0 | 0 | 0 | 0 | 0 | 0 | 0
Wind Generation Cap 20% - WECC_NNV v5.14 | 1455 | 6458 | Generation Constraint in GWh | FALSE | L | Annual | Constraint Shadow Price | US2011$/MWh | 0 | 0 | 0 | 0 | 0 | 0 | 0
Wind Generation Cap 20% - WECC_PNW v5.14 | 1456 | 6459 | Generation Constraint in GWh | FALSE | L | Annual | Seasons Included | Seasons | Winter, Summer | Winter, Summer | Winter, Summer | Winter, Summer | Winter, Summer | Winter, Summer | Winter, Summer
Wind Generation Cap 20% - WECC_PNW v5.14 | 1456 | 6459 | Generation Constraint in GWh | FALSE | L | Annual | Standard | GWh | 33495.9083 | 34281.4498 | 34830.5152 | 36278.3769 | 37634.5038 | 40372.482 | 43309.6584
Wind Generation Cap 20% - WECC_PNW v5.14 | 1456 | 6459 | Generation Constraint in GWh | FALSE | L | Annual | Emissions at Affected Plants | GWh | 17438.4368 | 17491.023 | 17491.023 | 17491.023 | 17570.0474 | 17570.0474 | 17570.0474
Wind Generation Cap 20% - WECC_PNW v5.14 | 1456 | 6459 | Generation Constraint in GWh | FALSE | L | Annual | Allowances Purchased | GWh | 0 | 0 | 0 | 0 | 0 | 0 | 0
Wind Generation Cap 20% - WECC_PNW v5.14 | 1456 | 6459 | Generation Constraint in GWh | FALSE | L | Annual | Allowances Sold | GWh | 0 | 0 | 0 | 0 | 0 | 0 | 0
Wind Generation Cap 20% - WECC_PNW v5.14 | 1456 | 6459 | Generation Constraint in GWh | FALSE | L | Annual | Allowances Banked | GWh | 0 | 0 | 0 | 0 | 0 | 0 | 0
Wind Generation Cap 20% - WECC_PNW v5.14 | 1456 | 6459 | Generation Constraint in GWh | FALSE | L | Annual | Allowances Withdrawn (1:1) | GWh | 0 | 0 | 0 | 0 | 0 | 0 | 0
Wind Generation Cap 20% - WECC_PNW v5.14 | 1456 | 6459 | Generation Constraint in GWh | FALSE | L | Annual | Allowances Withdrawn (n:1) | GWh | 0 | 0 | 0 | 0 | 0 | 0 | 0
Wind Generation Cap 20% - WECC_PNW v5.14 | 1456 | 6459 | Generation Constraint in GWh | FALSE | L | Annual | Net Emissions Allowance Position | GWh | 17438.4368 | 17491.023 | 17491.023 | 17491.023 | 17570.0474 | 17570.0474 | 17570.0474
Wind Generation Cap 20% - WECC_PNW v5.14 | 1456 | 6459 | Generation Constraint in GWh | FALSE | L | Annual | Fuel Consumed | TBtu | 0 | 0 | 0 | 0 | 0 | 0 | 0
Wind Generation Cap 20% - WECC_PNW v5.14 | 1456 | 6459 | Generation Constraint in GWh | FALSE | L | Annual | Heat Rate | MMBtu/MWh | 0 | 0 | 0 | 0 | 0 | 0 | 0
Wind Generation Cap 20% - WECC_PNW v5.14 | 1456 | 6459 | Generation Constraint in GWh | FALSE | L | Annual | Generation | TWh | 17.4384 | 17.491 | 17.491 | 17.491 | 17.57 | 17.57 | 17.57
Wind Generation Cap 20% - WECC_PNW v5.14 | 1456 | 6459 | Generation Constraint in GWh | FALSE | L | Annual | Qualifying Generation | TWh | 17.4384 | 17.491 | 17.491 | 17.491 | 17.57 | 17.57 | 17.57
Wind Generation Cap 20% - WECC_PNW v5.14 | 1456 | 6459 | Generation Constraint in GWh | FALSE | L | Annual | Rate | lb/MWh | 0 | 0 | 0 | 0 | 0 | 0 | 0
Wind Generation Cap 20% - WECC_PNW v5.14 | 1456 | 6459 | Generation Constraint in GWh | FALSE | L | Annual | Constraint Shadow Price | US2011$/MWh | 0 | 0 | 0 | 0 | 0 | 0 | 0
Wind Generation Cap 20% - WECC_SCE v5.14 | 1457 | 6460 | Generation Constraint in GWh | FALSE | L | Annual | Seasons Included | Seasons | Winter, Summer | Winter, Summer | Winter, Summer | Winter, Summer | Winter, Summer | Winter, Summer | Winter, Summer
Wind Generation Cap 20% - WECC_SCE v5.14 | 1457 | 6460 | Generation Constraint in GWh | FALSE | L | Annual | Standard | GWh | 21748.1951 | 22003.5509 | 22289.0237 | 23165.0221 | 23995.4771 | 26037.3632 | 28253.0101
Wind Generation Cap 20% - WECC_SCE v5.14 | 1457 | 6460 | Generation Constraint in GWh | FALSE | L | Annual | Emissions at Affected Plants | GWh | 9368.8643 | 14126.0051 | 14126.0051 | 14126.0051 | 14126.0051 | 14126.0051 | 14126.0051
Wind Generation Cap 20% - WECC_SCE v5.14 | 1457 | 6460 | Generation Constraint in GWh | FALSE | L | Annual | Allowances Purchased | GWh | 0 | 0 | 0 | 0 | 0 | 0 | 0
Wind Generation Cap 20% - WECC_SCE v5.14 | 1457 | 6460 | Generation Constraint in GWh | FALSE | L | Annual | Allowances Sold | GWh | 0 | 0 | 0 | 0 | 0 | 0 | 0
Wind Generation Cap 20% - WECC_SCE v5.14 | 1457 | 6460 | Generation Constraint in GWh | FALSE | L | Annual | Allowances Banked | GWh | 0 | 0 | 0 | 0 | 0 | 0 | 0
Wind Generation Cap 20% - WECC_SCE v5.14 | 1457 | 6460 | Generation Constraint in GWh | FALSE | L | Annual | Allowances Withdrawn (1:1) | GWh | 0 | 0 | 0 | 0 | 0 | 0 | 0
Wind Generation Cap 20% - WECC_SCE v5.14 | 1457 | 6460 | Generation Constraint in GWh | FALSE | L | Annual | Allowances Withdrawn (n:1) | GWh | 0 | 0 | 0 | 0 | 0 | 0 | 0
Wind Generation Cap 20% - WECC_SCE v5.14 | 1457 | 6460 | Generation Constraint in GWh | FALSE | L | Annual | Net Emissions Allowance Position | GWh | 9368.8643 | 14126.0051 | 14126.0051 | 14126.0051 | 14126.0051 | 14126.0051 | 14126.0051
Wind Generation Cap 20% - WECC_SCE v5.14 | 1457 | 6460 | Generation Constraint in GWh | FALSE | L | Annual | Fuel Consumed | TBtu | 0 | 0 | 0 | 0 | 0 | 0 | 0
Wind Generation Cap 20% - WECC_SCE v5.14 | 1457 | 6460 | Generation Constraint in GWh | FALSE | L | Annual | Heat Rate | MMBtu/MWh | 0 | 0 | 0 | 0 | 0 | 0 | 0
Wind Generation Cap 20% - WECC_SCE v5.14 | 1457 | 6460 | Generation Constraint in GWh | FALSE | L | Annual | Generation | TWh | 9.3689 | 14.126 | 14.126 | 14.126 | 14.126 | 14.126 | 14.126
Wind Generation Cap 20% - WECC_SCE v5.14 | 1457 | 6460 | Generation Constraint in GWh | FALSE | L | Annual | Qualifying Generation | TWh | 9.3689 | 14.126 | 14.126 | 14.126 | 14.126 | 14.126 | 14.126
Wind Generation Cap 20% - WECC_SCE v5.14 | 1457 | 6460 | Generation Constraint in GWh | FALSE | L | Annual | Rate | lb/MWh | 0 | 0 | 0 | 0 | 0 | 0 | 0
Wind Generation Cap 20% - WECC_SCE v5.14 | 1457 | 6460 | Generation Constraint in GWh | FALSE | L | Annual | Constraint Shadow Price | US2011$/MWh | 0 | 0 | 0 | 0 | 0 | 0 | 0
Wind Generation Cap 20% - WECC_SF v5.14 | 1458 | 6461 | Generation Constraint in GWh | FALSE | L | Annual | Seasons Included | Seasons | Winter, Summer | Winter, Summer | Winter, Summer | Winter, Summer | Winter, Summer | Winter, Summer | Winter, Summer
Wind Generation Cap 20% - WECC_SF v5.14 | 1458 | 6461 | Generation Constraint in GWh | FALSE | L | Annual | Standard | GWh | 1150.8955 | 1164.3976 | 1179.4921 | 1225.8111 | 1269.7218 | 1377.6877 | 1494.8414
Wind Generation Cap 20% - WECC_SF v5.14 | 1458 | 6461 | Generation Constraint in GWh | FALSE | L | Annual | Emissions at Affected Plants | GWh | 439.8692 | 1164.3976 | 1179.4921 | 1179.4921 | 1179.4921 | 1179.4921 | 1179.4921
Wind Generation Cap 20% - WECC_SF v5.14 | 1458 | 6461 | Generation Constraint in GWh | FALSE | L | Annual | Allowances Purchased | GWh | 0 | 0 | 0 | 0 | 0 | 0 | 0
Wind Generation Cap 20% - WECC_SF v5.14 | 1458 | 6461 | Generation Constraint in GWh | FALSE | L | Annual | Allowances Sold | GWh | 0 | 0 | 0 | 0 | 0 | 0 | 0
Wind Generation Cap 20% - WECC_SF v5.14 | 1458 | 6461 | Generation Constraint in GWh | FALSE | L | Annual | Allowances Banked | GWh | 0 | 0 | 0 | 0 | 0 | 0 | 0
Wind Generation Cap 20% - WECC_SF v5.14 | 1458 | 6461 | Generation Constraint in GWh | FALSE | L | Annual | Allowances Withdrawn (1:1) | GWh | 0 | 0 | 0 | 0 | 0 | 0 | 0
Wind Generation Cap 20% - WECC_SF v5.14 | 1458 | 6461 | Generation Constraint in GWh | FALSE | L | Annual | Allowances Withdrawn (n:1) | GWh | 0 | 0 | 0 | 0 | 0 | 0 | 0
Wind Generation Cap 20% - WECC_SF v5.14 | 1458 | 6461 | Generation Constraint in GWh | FALSE | L | Annual | Net Emissions Allowance Position | GWh | 439.8692 | 1164.3976 | 1179.4921 | 1179.4921 | 1179.4921 | 1179.4921 | 1179.4921
Wind Generation Cap 20% - WECC_SF v5.14 | 1458 | 6461 | Generation Constraint in GWh | FALSE | L | Annual | Fuel Consumed | TBtu | 0 | 0 | 0 | 0 | 0 | 0 | 0
Wind Generation Cap 20% - WECC_SF v5.14 | 1458 | 6461 | Generation Constraint in GWh | FALSE | L | Annual | Heat Rate | MMBtu/MWh | 0 | 0 | 0 | 0 | 0 | 0 | 0
Wind Generation Cap 20% - WECC_SF v5.14 | 1458 | 6461 | Generation Constraint in GWh | FALSE | L | Annual | Generation | TWh | 0.43987 | 1.1644 | 1.1795 | 1.1795 | 1.1795 | 1.1795 | 1.1795
Wind Generation Cap 20% - WECC_SF v5.14 | 1458 | 6461 | Generation Constraint in GWh | FALSE | L | Annual | Qualifying Generation | TWh | 0.43987 | 1.1644 | 1.1795 | 1.1795 | 1.1795 | 1.1795 | 1.1795
Wind Generation Cap 20% - WECC_SF v5.14 | 1458 | 6461 | Generation Constraint in GWh | FALSE | L | Annual | Rate | lb/MWh | 0 | 0 | 0 | 0 | 0 | 0 | 0
Wind Generation Cap 20% - WECC_SF v5.14 | 1458 | 6461 | Generation Constraint in GWh | FALSE | L | Annual | Constraint Shadow Price | US2011$/MWh | 0 | 22.9151 | 1.0573 | 0 | 0 | 0 | 0
Wind Generation Cap 20% - WECC_SNV v5.14 | 1459 | 6462 | Generation Constraint in GWh | FALSE | L | Annual | Seasons Included | Seasons | Winter, Summer | Winter, Summer | Winter, Summer | Winter, Summer | Winter, Summer | Winter, Summer | Winter, Summer
Wind Generation Cap 20% - WECC_SNV v5.14 | 1459 | 6462 | Generation Constraint in GWh | FALSE | L | Annual | Standard | GWh | 4306.2225 | 4410.2669 | 4490.3669 | 4712.6384 | 4953.7907 | 5447.4893 | 5990.4001
Wind Generation Cap 20% - WECC_SNV v5.14 | 1459 | 6462 | Generation Constraint in GWh | FALSE | L | Annual | Emissions at Affected Plants | GWh | 0 | 0 | 0 | 0 | 0 | 0 | 0
Wind Generation Cap 20% - WECC_SNV v5.14 | 1459 | 6462 | Generation Constraint in GWh | FALSE | L | Annual | Allowances Purchased | GWh | 0 | 0 | 0 | 0 | 0 | 0 | 0
Wind Generation Cap 20% - WECC_SNV v5.14 | 1459 | 6462 | Generation Constraint in GWh | FALSE | L | Annual | Allowances Sold | GWh | 0 | 0 | 0 | 0 | 0 | 0 | 0
Wind Generation Cap 20% - WECC_SNV v5.14 | 1459 | 6462 | Generation Constraint in GWh | FALSE | L | Annual | Allowances Banked | GWh | 0 | 0 | 0 | 0 | 0 | 0 | 0
Wind Generation Cap 20% - WECC_SNV v5.14 | 1459 | 6462 | Generation Constraint in GWh | FALSE | L | Annual | Allowances Withdrawn (1:1) | GWh | 0 | 0 | 0 | 0 | 0 | 0 | 0
Wind Generation Cap 20% - WECC_SNV v5.14 | 1459 | 6462 | Generation Constraint in GWh | FALSE | L | Annual | Allowances Withdrawn (n:1) | GWh | 0 | 0 | 0 | 0 | 0 | 0 | 0
Wind Generation Cap 20% - WECC_SNV v5.14 | 1459 | 6462 | Generation Constraint in GWh | FALSE | L | Annual | Net Emissions Allowance Position | GWh | 0 | 0 | 0 | 0 | 0 | 0 | 0
Wind Generation Cap 20% - WECC_SNV v5.14 | 1459 | 6462 | Generation Constraint in GWh | FALSE | L | Annual | Fuel Consumed | TBtu | 0 | 0 | 0 | 0 | 0 | 0 | 0
Wind Generation Cap 20% - WECC_SNV v5.14 | 1459 | 6462 | Generation Constraint in GWh | FALSE | L | Annual | Heat Rate | MMBtu/MWh | 0 | 0 | 0 | 0 | 0 | 0 | 0
Wind Generation Cap 20% - WECC_SNV v5.14 | 1459 | 6462 | Generation Constraint in GWh | FALSE | L | Annual | Generation | TWh | 0 | 0 | 0 | 0 | 0 | 0 | 0
Wind Generation Cap 20% - WECC_SNV v5.14 | 1459 | 6462 | Generation Constraint in GWh | FALSE | L | Annual | Qualifying Generation | TWh | 0 | 0 | 0 | 0 | 0 | 0 | 0
Wind Generation Cap 20% - WECC_SNV v5.14 | 1459 | 6462 | Generation Constraint in GWh | FALSE | L | Annual | Rate | lb/MWh | 0 | 0 | 0 | 0 | 0 | 0 | 0
Wind Generation Cap 20% - WECC_SNV v5.14 | 1459 | 6462 | Generation Constraint in GWh | FALSE | L | Annual | Constraint Shadow Price | US2011$/MWh | 0 | 0 | 0 | 0 | 0 | 0 | 0
Wind Generation Cap 20% - WECC_UT v5.14 | 1460 | 6463 | Generation Constraint in GWh | FALSE | L | Annual | Seasons Included | Seasons | Winter, Summer | Winter, Summer | Winter, Summer | Winter, Summer | Winter, Summer | Winter, Summer | Winter, Summer
Wind Generation Cap 20% - WECC_UT v5.14 | 1460 | 6463 | Generation Constraint in GWh | FALSE | L | Annual | Standard | GWh | 7377.1184 | 7550.1073 | 7671.0204 | 7989.8628 | 8288.5038 | 8891.4507 | 9538.2643
Wind Generation Cap 20% - WECC_UT v5.14 | 1460 | 6463 | Generation Constraint in GWh | FALSE | L | Annual | Emissions at Affected Plants | GWh | 798.8453 | 799.018 | 799.018 | 799.018 | 799.018 | 799.018 | 799.018
Wind Generation Cap 20% - WECC_UT v5.14 | 1460 | 6463 | Generation Constraint in GWh | FALSE | L | Annual | Allowances Purchased | GWh | 0 | 0 | 0 | 0 | 0 | 0 | 0
Wind Generation Cap 20% - WECC_UT v5.14 | 1460 | 6463 | Generation Constraint in GWh | FALSE | L | Annual | Allowances Sold | GWh | 0 | 0 | 0 | 0 | 0 | 0 | 0
Wind Generation Cap 20% - WECC_UT v5.14 | 1460 | 6463 | Generation Constraint in GWh | FALSE | L | Annual | Allowances Banked | GWh | 0 | 0 | 0 | 0 | 0 | 0 | 0
Wind Generation Cap 20% - WECC_UT v5.14 | 1460 | 6463 | Generation Constraint in GWh | FALSE | L | Annual | Allowances Withdrawn (1:1) | GWh | 0 | 0 | 0 | 0 | 0 | 0 | 0
Wind Generation Cap 20% - WECC_UT v5.14 | 1460 | 6463 | Generation Constraint in GWh | FALSE | L | Annual | Allowances Withdrawn (n:1) | GWh | 0 | 0 | 0 | 0 | 0 | 0 | 0
Wind Generation Cap 20% - WECC_UT v5.14 | 1460 | 6463 | Generation Constraint in GWh | FALSE | L | Annual | Net Emissions Allowance Position | GWh | 798.8453 | 799.018 | 799.018 | 799.018 | 799.018 | 799.018 | 799.018
Wind Generation Cap 20% - WECC_UT v5.14 | 1460 | 6463 | Generation Constraint in GWh | FALSE | L | Annual | Fuel Consumed | TBtu | 0 | 0 | 0 | 0 | 0 | 0 | 0
Wind Generation Cap 20% - WECC_UT v5.14 | 1460 | 6463 | Generation Constraint in GWh | FALSE | L | Annual | Heat Rate | MMBtu/MWh | 0 | 0 | 0 | 0 | 0 | 0 | 0
Wind Generation Cap 20% - WECC_UT v5.14 | 1460 | 6463 | Generation Constraint in GWh | FALSE | L | Annual | Generation | TWh | 0.79885 | 0.79902 | 0.79902 | 0.79902 | 0.79902 | 0.79902 | 0.79902
Wind Generation Cap 20% - WECC_UT v5.14 | 1460 | 6463 | Generation Constraint in GWh | FALSE | L | Annual | Qualifying Generation | TWh | 0.79885 | 0.79902 | 0.79902 | 0.79902 | 0.79902 | 0.79902 | 0.79902
Wind Generation Cap 20% - WECC_UT v5.14 | 1460 | 6463 | Generation Constraint in GWh | FALSE | L | Annual | Rate | lb/MWh | 0 | 0 | 0 | 0 | 0 | 0 | 0
Wind Generation Cap 20% - WECC_UT v5.14 | 1460 | 6463 | Generation Constraint in GWh | FALSE | L | Annual | Constraint Shadow Price | US2011$/MWh | 0 | 0 | 0 | 0 | 0 | 0 | 0
Wind Generation Cap 20% - WECC_WY v5.14 | 1461 | 6464 | Generation Constraint in GWh | FALSE | L | Annual | Seasons Included | Seasons | Winter, Summer | Winter, Summer | Winter, Summer | Winter, Summer | Winter, Summer | Winter, Summer | Winter, Summer
Wind Generation Cap 20% - WECC_WY v5.14 | 1461 | 6464 | Generation Constraint in GWh | FALSE | L | Annual | Standard | GWh | 4305.8624 | 4305.8624 | 4305.8624 | 4305.8624 | 4305.8624 | 4305.8624 | 4305.8624
Wind Generation Cap 20% - WECC_WY v5.14 | 1461 | 6464 | Generation Constraint in GWh | FALSE | L | Annual | Emissions at Affected Plants | GWh | 4304.8624 | 4304.8624 | 4305.8624 | 4305.8624 | 4305.8624 | 4305.8624 | 4305.8624
Wind Generation Cap 20% - WECC_WY v5.14 | 1461 | 6464 | Generation Constraint in GWh | FALSE | L | Annual | Allowances Purchased | GWh | 0 | 0 | 0 | 0 | 0 | 0 | 0
Wind Generation Cap 20% - WECC_WY v5.14 | 1461 | 6464 | Generation Constraint in GWh | FALSE | L | Annual | Allowances Sold | GWh | 0 | 0 | 0 | 0 | 0 | 0 | 0
Wind Generation Cap 20% - WECC_WY v5.14 | 1461 | 6464 | Generation Constraint in GWh | FALSE | L | Annual | Allowances Banked | GWh | 0 | 0 | 0 | 0 | 0 | 0 | 0
Wind Generation Cap 20% - WECC_WY v5.14 | 1461 | 6464 | Generation Constraint in GWh | FALSE | L | Annual | Allowances Withdrawn (1:1) | GWh | 0 | 0 | 0 | 0 | 0 | 0 | 0
Wind Generation Cap 20% - WECC_WY v5.14 | 1461 | 6464 | Generation Constraint in GWh | FALSE | L | Annual | Allowances Withdrawn (n:1) | GWh | 0 | 0 | 0 | 0 | 0 | 0 | 0
Wind Generation Cap 20% - WECC_WY v5.14 | 1461 | 6464 | Generation Constraint in GWh | FALSE | L | Annual | Net Emissions Allowance Position | GWh | 4304.8624 | 4304.8624 | 4305.8624 | 4305.8624 | 4305.8624 | 4305.8624 | 4305.8624
Wind Generation Cap 20% - WECC_WY v5.14 | 1461 | 6464 | Generation Constraint in GWh | FALSE | L | Annual | Fuel Consumed | TBtu | 0 | 0 | 0 | 0 | 0 | 0 | 0
Wind Generation Cap 20% - WECC_WY v5.14 | 1461 | 6464 | Generation Constraint in GWh | FALSE | L | Annual | Heat Rate | MMBtu/MWh | 0 | 0 | 0 | 0 | 0 | 0 | 0
Wind Generation Cap 20% - WECC_WY v5.14 | 1461 | 6464 | Generation Constraint in GWh | FALSE | L | Annual | Generation | TWh | 4.3049 | 4.3049 | 4.3059 | 4.3059 | 4.3059 | 4.3059 | 4.3059
Wind Generation Cap 20% - WECC_WY v5.14 | 1461 | 6464 | Generation Constraint in GWh | FALSE | L | Annual | Qualifying Generation | TWh | 4.3049 | 4.3049 | 4.3059 | 4.3059 | 4.3059 | 4.3059 | 4.3059
Wind Generation Cap 20% - WECC_WY v5.14 | 1461 | 6464 | Generation Constraint in GWh | FALSE | L | Annual | Rate | lb/MWh | 0 | 0 | 0 | 0 | 0 | 0 | 0
Wind Generation Cap 20% - WECC_WY v5.14 | 1461 | 6464 | Generation Constraint in GWh | FALSE | L | Annual | Constraint Shadow Price | US2011$/MWh | 0 | 0 | 0 | 0 | 0 | 0 | 13.8872
Zero Reserve Margin Type 3 Constraints | 1462 | 5803 | MACT Fuel Choice Floor in lbs/MMBtu | FALSE | L | Annual | Seasons Included | Seasons | Winter, Summer | Winter, Summer | Winter, Summer | Winter, Summer | Winter, Summer | Winter, Summer | Winter, Summer
Zero Reserve Margin Type 3 Constraints | 1462 | 5803 | MACT Fuel Choice Floor in lbs/MMBtu | FALSE | L | Annual | Emission Floor | lb/MMBtu | 0 | 0 | 0 | 0 | 0 | 0 | 0
Zero Reserve Margin Type 3 Constraints | 1462 | 5803 | MACT Fuel Choice Floor in lbs/MMBtu | FALSE | L | Annual | Emissions at Affected Plants NOX | Thousand Tons | 0 | 0 | 0 | 0 | 0 | 0 | 0
Zero Reserve Margin Type 3 Constraints | 1462 | 5803 | MACT Fuel Choice Floor in lbs/MMBtu | FALSE | L | Annual | Allowances Purchased NOX | Thousand Tons | 0 | 0 | 0 | 0 | 0 | 0 | 0
Zero Reserve Margin Type 3 Constraints | 1462 | 5803 | MACT Fuel Choice Floor in lbs/MMBtu | FALSE | L | Annual | Allowances Sold NOX | Thousand Tons | 0 | 0 | 0 | 0 | 0 | 0 | 0
Zero Reserve Margin Type 3 Constraints | 1462 | 5803 | MACT Fuel Choice Floor in lbs/MMBtu | FALSE | L | Annual | Allowances Banked | Thousand Tons | 0 | 0 | 0 | 0 | 0 | 0 | 0
Zero Reserve Margin Type 3 Constraints | 1462 | 5803 | MACT Fuel Choice Floor in lbs/MMBtu | FALSE | L | Annual | Allowances Withdrawn (1:1) | Thousand Tons | 0 | 0 | 0 | 0 | 0 | 0 | 0
Zero Reserve Margin Type 3 Constraints | 1462 | 5803 | MACT Fuel Choice Floor in lbs/MMBtu | FALSE | L | Annual | Allowances Withdrawn (n:1) | Thousand Tons | 0 | 0 | 0 | 0 | 0 | 0 | 0
Zero Reserve Margin Type 3 Constraints | 1462 | 5803 | MACT Fuel Choice Floor in lbs/MMBtu | FALSE | L | Annual | Net Emissions Allowance Position | Thousand Tons | 0 | 0 | 0 | 0 | 0 | 0 | 0
Zero Reserve Margin Type 3 Constraints | 1462 | 5803 | MACT Fuel Choice Floor in lbs/MMBtu | FALSE | L | Annual | Fuel Consumed | TBtu | 0 | 0 | 0 | 0 | 0 | 0 | 0
Zero Reserve Margin Type 3 Constraints | 1462 | 5803 | MACT Fuel Choice Floor in lbs/MMBtu | FALSE | L | Annual | Rate | lb/MMBtu | 0 | 0 | 0 | 0 | 0 | 0 | 0
Zero Reserve Margin Type 3 Constraints | 1462 | 5803 | MACT Fuel Choice Floor in lbs/MMBtu | FALSE | L | Annual | Generation | TWh | 0 | 0 | 0 | 0 | 0 | 0 | 0
Zero Reserve Margin Type 3 Constraints | 1462 | 5803 | MACT Fuel Choice Floor in lbs/MMBtu | FALSE | L | Annual | Qualifying Generation | TWh | 0 | 0 | 0 | 0 | 0 | 0 | 0
Zero Reserve Margin Type 3 Constraints | 1462 | 5803 | MACT Fuel Choice Floor in lbs/MMBtu | FALSE | L | Annual | Constraint Shadow Price | US2011$/Ton | 0 | 0 | 0 | 0 | 0 | 0 | 0

## FuelReport
Fuel Consumption by Fuel and Fuel Type [Tbtu] | [7 empty] | Fuel | 2016 | 2018 | 2020 | 2025 | 2030 | 2040 | 2050
[8 empty] | Oil | 6.871 | 3.7902 | 0.35181 | 0.71131 | 0.00035458 | 0 | 0
Fuel Type | 2016 | 2018 | 2020 | 2025 | 2030 | 2040 | 2050 | Pet. Coke | 61.2585 | 45.114 | 50.6934 | 94.0552 | 111.9917 | 109.0539 | 117.8004
Biomass | 510.5033 | 389.6461 | 433.9112 | 495.7545 | 568.5943 | 557.3446 | 618.6954 | Waste Coal | 73.1609 | 73.1609 | 73.1609 | 73.1609 | 73.1609 | 69.3116 | 69.3116
EPA v5.15 Biomass | 510.5033 | 389.6461 | 433.9112 | 495.7545 | 568.5943 | 557.3446 | 618.6954 | Biomass | 510.5033 | 389.6461 | 433.9112 | 495.7545 | 568.5943 | 557.3446 | 618.6954
Coal | 13525.6813 | 14104.3776 | 14710.9814 | 14277.4748 | 14603.4151 | 13058.8849 | 12715.3431 | NaturalGas | 9980.7805 | 9574.2865 | 8881.8861 | 9657.5014 | 10006.9634 | 11817.8259 | 15482.8546
EPA v5.15 Coal BA | 136.2024 | 136.2636 | 136.2636 | 136.2636 | 166.984 | 260.1511 | 158.5483 | Nuclear | 8024.1988 | 7993.2967 | 8345.7174 | 8354.0686 | 8190.6677 | 4968.3188 | 650.0097
EPA v5.15 Coal BB | 1068.9437 | 1021.9846 | 1075.0183 | 983.0429 | 1008.9909 | 885.609 | 1016.6081 | Coal | 13525.6813 | 14104.3776 | 14710.9814 | 14277.4748 | 14603.4151 | 13058.8849 | 12715.3431
EPA v5.15 Coal BD | 18.3902 | 18.96 | 19.9485 | 18.96 | 18.96 | 18.96 | 18.96
EPA v5.15 Coal BE | 1538.0103 | 1408.2633 | 1411.2325 | 1240.4102 | 1341.2007 | 991.9783 | 787.5495
EPA v5.15 Coal BG | 1812.5613 | 2204.7686 | 2260.1705 | 2488.2652 | 1991.8559 | 2130.0657 | 2129.7955
EPA v5.15 Coal BH | 2799.2471 | 2833.5146 | 3002.9465 | 2720.5709 | 3281.9251 | 2630.0001 | 2637.3473
EPA v5.15 Coal LA | 0 | 0 | 0 | 0 | 0 | 0 | 0
EPA v5.15 Coal LD | 0 | 0 | 0 | 0 | 0 | 0 | 0
EPA v5.15 Coal LE | 892.9079 | 894.1589 | 925.6322 | 915.3923 | 935.5767 | 923.8735 | 843.0761
EPA v5.15 Coal LG | 110.8815 | 110.8815 | 110.8815 | 110.8815 | 110.8815 | 110.8815 | 91.245
EPA v5.15 Coal LH | 0 | 0 | 0 | 0 | 0 | 0 | 0
EPA v5.15 Coal SA | 3992.3201 | 4341.9403 | 4613.3188 | 4358.1939 | 4404.0241 | 3442.6359 | 2815.6123
EPA v5.15 Coal SB | 596.2552 | 557.4409 | 562.9086 | 632.4641 | 669.9858 | 975.2086 | 1451.7547
EPA v5.15 Coal SD | 225.4029 | 246.5606 | 262.5139 | 342.5703 | 342.5703 | 359.0612 | 434.4414
EPA v5.15 Coal SE | 334.5587 | 329.6406 | 330.1466 | 330.4601 | 330.4601 | 330.4601 | 330.4049
Fwaste | 12.1431 | 12.1431 | 12.1431 | 12.1431 | 12.1431 | 12.1431 | 12.1431
EPA v5.15 Fossil Waste | 12.1431 | 12.1431 | 12.1431 | 12.1431 | 12.1431 | 12.1431 | 12.1431
Geothermal | 164.2286 | 164.2286 | 307.995 | 408.9083 | 471.1033 | 479.709 | 553.0372
EPA v5.15 Geo | 164.2286 | 164.2286 | 307.995 | 408.9083 | 471.1033 | 479.709 | 553.0372
Hydro | 0 | 0 | 0 | 0 | 0 | 0 | 0
EPA v5.15 Hydro | 0 | 0 | 0 | 0 | 0 | 0 | 0
LF Gas | 153.0264 | 153.0344 | 153.0344 | 153.0344 | 153.0344 | 153.0344 | 153.0344
EPA v5.15 LFG | 153.0264 | 153.0344 | 153.0344 | 153.0344 | 153.0344 | 153.0344 | 153.0344
MSW | 139.4436 | 139.4436 | 139.4436 | 139.4436 | 139.4436 | 139.4436 | 139.4436
EPA v5.15 MSW | 139.4436 | 139.4436 | 139.4436 | 139.4436 | 139.4436 | 139.4436 | 139.4436
NaturalGas | 9980.7805 | 9574.2865 | 8881.8861 | 9657.5014 | 10006.9634 | 11817.8259 | 15482.8546
EPA v5.15 Gas | 9980.7805 | 9574.2865 | 8881.8861 | 9657.5014 | 10006.9634 | 11817.8259 | 15482.8546
None | 0 | 0 | 0 | 0 | 0 | 0 | 0
EPA v5.15 None | 0 | 0 | 0 | 0 | 0 | 0 | 0
Non-Fossil | 88.2799 | 88.2799 | 88.2799 | 88.2799 | 88.2799 | 88.2799 | 88.2799
EPA v5.15 Non-Fossil waste | 88.2799 | 88.2799 | 88.2799 | 88.2799 | 88.2799 | 88.2799 | 88.2799
Nuclear | 8024.1988 | 7993.2967 | 8345.7174 | 8354.0686 | 8190.6677 | 4968.3188 | 650.0097
EPA v5.15 Nuclear | 8024.1988 | 7993.2967 | 8345.7174 | 8354.0686 | 8190.6677 | 4968.3188 | 650.0097
Oil | 6.871 | 3.7902 | 0.35181 | 0.71131 | 0.00035458 | 0 | 0
EPA v5.15 DFO | 3.9484 | 2.949 | 0.35181 | 0.71131 | 0.00035458 | 0 | 0
EPA v5.15 RFO | 2.9226 | 0.84116 | 0 | 0 | 0 | 0 | 0
Pet. Coke | 61.2585 | 45.114 | 50.6934 | 94.0552 | 111.9917 | 109.0539 | 117.8004
EPA v5.15 Pet Coke | 61.2585 | 45.114 | 50.6934 | 94.0552 | 111.9917 | 109.0539 | 117.8004
Pumps | 0 | 0 | 0 | 0 | 0 | 0 | 0
EPA v5.15 Pump Storage | 0 | 0 | 0 | 0 | 0 | 0 | 0
Solar | 0 | 0 | 0 | 0 | 0 | 0 | 0
EPA v5.15 Solar | 0 | 0 | 0 | 0 | 0 | 0 | 0
Tires | 3.3351 | 3.3351 | 3.3351 | 3.3351 | 3.3351 | 3.3351 | 3.3351
EPA v5.15 Tires | 3.3351 | 3.3351 | 3.3351 | 3.3351 | 3.3351 | 3.3351 | 3.3351
Waste Coal | 73.1609 | 73.1609 | 73.1609 | 73.1609 | 73.1609 | 69.3116 | 69.3116
EPA v5.15 Waste Coal | 73.1609 | 73.1609 | 73.1609 | 73.1609 | 73.1609 | 69.3116 | 69.3116
Wind | 0 | 0 | 0 | 0 | 0 | 0 | 0
EPA v5.15 Wind | 0 | 0 | 0 | 0 | 0 | 0 | 0
Grand Total | 32742.9111 | 32744.1366 | 33200.9332 | 33757.8711 | 34422.1328 | 31456.6848 | 30603.2882
Fuel Costs by Fuel and Fuel Type[MMUS$]
Fuel Type | 2016 | 2018 | 2020 | 2025 | 2030 | 2040 | 2050
Biomass | 1758.571 | 1087.7468 | 1212.9696 | 1474.2863 | 1771.421 | 1618.7089 | 1864.2299
EPA v5.15 Biomass | 1758.571 | 1087.7468 | 1212.9696 | 1474.2863 | 1771.421 | 1618.7089 | 1864.2299
Coal | 30574.477 | 32546.228 | 35062.8799 | 35764.7828 | 39088.0108 | 38306.7606 | 43553.6296
EPA v5.15 Coal BA | 207.5121 | 214.8682 | 224.1387 | 245.9213 | 347.3918 | 690.2655 | 511.9567
EPA v5.15 Coal BB | 2379.5892 | 2314.4823 | 2578.5036 | 2419.6666 | 2768.411 | 2593.0853 | 3487.2596
EPA v5.15 Coal BD | 61.716 | 65.1334 | 66.9426 | 64.1324 | 67.0555 | 71.1949 | 79.3287
EPA v5.15 Coal BE | 4009.0973 | 3786.5387 | 3890.6926 | 3551.0963 | 4041.1516 | 3219.834 | 2945.5999
EPA v5.15 Coal BG | 4742.352 | 6100.823 | 6436.8176 | 7368.6371 | 6242.3918 | 7145.4329 | 8107.8202
EPA v5.15 Coal BH | 7024.1312 | 6739.3389 | 7264.2881 | 6920.2302 | 9066.9151 | 7802.8804 | 9270.7881
EPA v5.15 Coal LA | 0 | 0 | 0 | 0 | 0 | 0 | 0
EPA v5.15 Coal LD | 0 | 0 | 0 | 0 | 0 | 0 | 0
EPA v5.15 Coal LE | 1653.9986 | 1838.5556 | 2023.3163 | 2099.3981 | 2253.2631 | 2449.9327 | 2636.0299
EPA v5.15 Coal LG | 202.9476 | 231.4082 | 250.1637 | 262.5005 | 275.4666 | 303.4169 | 304.3014
EPA v5.15 Coal LH | 0 | 0 | 0 | 0 | 0 | 0 | 0
EPA v5.15 Coal SA | 8458.1359 | 9507.8055 | 10488.052 | 10585.7971 | 11464.764 | 10288.1287 | 9862.242
EPA v5.15 Coal SB | 1122.9162 | 998.0426 | 1044.096 | 1279.9691 | 1484.4758 | 2417.8662 | 4510.8977
EPA v5.15 Coal SD | 179.7461 | 212.8072 | 242.1017 | 372.5656 | 415.3507 | 543.2519 | 885.5249
EPA v5.15 Coal SE | 532.3347 | 536.4244 | 553.7671 | 594.8686 | 661.3737 | 781.4713 | 951.8806
Fwaste | 0 | 0 | 0 | 0 | 0 | 0 | 0
EPA v5.15 Fossil Waste | 0 | 0 | 0 | 0 | 0 | 0 | 0
Geothermal | 0 | 0 | 0 | 0 | 0 | 0 | 0
EPA v5.15 Geo | 0 | 0 | 0 | 0 | 0 | 0 | 0
Hydro | 0 | 0 | 0 | 0 | 0 | 0 | 0
EPA v5.15 Hydro | 0 | 0 | 0 | 0 | 0 | 0 | 0
LF Gas | 0 | 0 | 0 | 0 | 0 | 0 | 0
EPA v5.15 LFG | 0 | 0 | 0 | 0 | 0 | 0 | 0
MSW | 0 | 0 | 0 | 0 | 0 | 0 | 0
EPA v5.15 MSW | 0 | 0 | 0 | 0 | 0 | 0 | 0
NaturalGas | 43646.2722 | 44524.9888 | 46619.3546 | 49890.332 | 59888.1191 | 66055.0981 | 97633.7962
EPA v5.15 Gas | 43646.2722 | 44524.9888 | 46619.3546 | 49890.332 | 59888.1191 | 66055.0981 | 97633.7962
None | 0 | 0 | 0 | 0 | 0 | 0 | 0
EPA v5.15 None | 0 | 0 | 0 | 0 | 0 | 0 | 0
Non-Fossil | 0 | 0 | 0 | 0 | 0 | 0 | 0
EPA v5.15 Non-Fossil waste | 0 | 0 | 0 | 0 | 0 | 0 | 0
Nuclear | 6026.1733 | 6066.9122 | 6376.1281 | 6741.7333 | 6839.2076 | 4148.5462 | 542.7581
EPA v5.15 Nuclear | 6026.1733 | 6066.9122 | 6376.1281 | 6741.7333 | 6839.2076 | 4148.5462 | 542.7581
Oil | 122.0634 | 78.1964 | 8.1391 | 17.9927 | 0.0093125 | 0 | 0
EPA v5.15 DFO | 82.959 | 64.1116 | 8.1391 | 17.9927 | 0.0093125 | 0 | 0
EPA v5.15 RFO | 39.1044 | 14.0848 | 0 | 0 | 0 | 0 | 0
Pet. Coke | 190.704 | 133.9385 | 150.5134 | 279.4085 | 332.8238 | 324.3599 | 350.674
EPA v5.15 Pet Coke | 190.704 | 133.9385 | 150.5134 | 279.4085 | 332.8238 | 324.3599 | 350.674
Pumps | 0 | 0 | 0 | 0 | 0 | 0 | 0
EPA v5.15 Pump Storage | 0 | 0 | 0 | 0 | 0 | 0 | 0
Solar | 0 | 0 | 0 | 0 | 0 | 0 | 0
EPA v5.15 Solar | 0 | 0 | 0 | 0 | 0 | 0 | 0
Tires | 0 | 0 | 0 | 0 | 0 | 0 | 0
EPA v5.15 Tires | 0 | 0 | 0 | 0 | 0 | 0 | 0
Waste Coal | 143.0543 | 146.8568 | 151.7618 | 158.3147 | 160.7784 | 164.1433 | 166.0482
EPA v5.15 Waste Coal | 143.0543 | 146.8568 | 151.7618 | 158.3147 | 160.7784 | 164.1433 | 166.0482
Wind | 0 | 0 | 0 | 0 | 0 | 0 | 0
EPA v5.15 Wind | 0 | 0 | 0 | 0 | 0 | 0 | 0
Grand Total | 82461.3152 | 84584.8675 | 89581.7464 | 94326.8503 | 108080.37 | 110617.617 | 144111.1361
Fuel Costs by Fuel and Fuel Type[US$/MMBtu]
Fuel Type | 2016 | 2018 | 2020 | 2025 | 2030 | 2040 | 2050
Biomass | 3.4448 | 2.7916 | 2.7954 | 2.9738 | 3.1154 | 2.9043 | 3.0132
EPA v5.15 Biomass | 3.4448 | 2.7916 | 2.7954 | 2.9738 | 3.1154 | 2.9043 | 3.0132
Coal | 2.2605 | 2.3075 | 2.3834 | 2.505 | 2.6766 | 2.9334 | 3.4253
EPA v5.15 Coal BA | 1.5236 | 1.5769 | 1.6449 | 1.8047 | 2.0804 | 2.6533 | 3.229
EPA v5.15 Coal BB | 2.2261 | 2.2647 | 2.3986 | 2.4614 | 2.7437 | 2.928 | 3.4303
EPA v5.15 Coal BD | 3.3559 | 3.4353 | 3.3558 | 3.3825 | 3.5367 | 3.755 | 4.184
EPA v5.15 Coal BE | 2.6067 | 2.6888 | 2.7569 | 2.8628 | 3.0131 | 3.2459 | 3.7402
EPA v5.15 Coal BG | 2.6164 | 2.7671 | 2.8479 | 2.9614 | 3.134 | 3.3546 | 3.8069
EPA v5.15 Coal BH | 2.5093 | 2.3784 | 2.4191 | 2.5437 | 2.7627 | 2.9669 | 3.5152
EPA v5.15 Coal LA | 0 | 0 | 0 | 0 | 0 | 0 | 0
EPA v5.15 Coal LD | 0 | 0 | 0 | 0 | 0 | 0 | 0
EPA v5.15 Coal LE | 1.8524 | 2.0562 | 2.1859 | 2.2934 | 2.4084 | 2.6518 | 3.1267
EPA v5.15 Coal LG | 1.8303 | 2.087 | 2.2561 | 2.3674 | 2.4843 | 2.7364 | 3.335
EPA v5.15 Coal LH | 0 | 0 | 0 | 0 | 0 | 0 | 0
EPA v5.15 Coal SA | 2.1186 | 2.1898 | 2.2734 | 2.4289 | 2.6032 | 2.9884 | 3.5027
EPA v5.15 Coal SB | 1.8833 | 1.7904 | 1.8548 | 2.0238 | 2.2157 | 2.4793 | 3.1072
EPA v5.15 Coal SD | 0.79744 | 0.8631 | 0.92224 | 1.0876 | 1.2125 | 1.513 | 2.0383
EPA v5.15 Coal SE | 1.5912 | 1.6273 | 1.6773 | 1.8001 | 2.0014 | 2.3648 | 2.881
Fwaste | 0 | 0 | 0 | 0 | 0 | 0 | 0
EPA v5.15 Fossil Waste | 0 | 0 | 0 | 0 | 0 | 0 | 0
Geothermal | 0 | 0 | 0 | 0 | 0 | 0 | 0
EPA v5.15 Geo | 0 | 0 | 0 | 0 | 0 | 0 | 0
Hydro | 0 | 0 | 0 | 0 | 0 | 0 | 0
EPA v5.15 Hydro | 0 | 0 | 0 | 0 | 0 | 0 | 0
LF Gas | 0 | 0 | 0 | 0 | 0 | 0 | 0
EPA v5.15 LFG | 0 | 0 | 0 | 0 | 0 | 0 | 0
MSW | 0 | 0 | 0 | 0 | 0 | 0 | 0
EPA v5.15 MSW | 0 | 0 | 0 | 0 | 0 | 0 | 0
NaturalGas | 4.373 | 4.6505 | 5.2488 | 5.166 | 5.9846 | 5.5894 | 6.3059
EPA v5.15 Gas | 4.373 | 4.6505 | 5.2488 | 5.166 | 5.9846 | 5.5894 | 6.3059
None | 0 | 0 | 0 | 0 | 0 | 0 | 0
EPA v5.15 None | 0 | 0 | 0 | 0 | 0 | 0 | 0
Non-Fossil | 0 | 0 | 0 | 0 | 0 | 0 | 0
EPA v5.15 Non-Fossil waste | 0 | 0 | 0 | 0 | 0 | 0 | 0
Nuclear | 0.751 | 0.759 | 0.764 | 0.807 | 0.835 | 0.835 | 0.835
EPA v5.15 Nuclear | 0.751 | 0.759 | 0.764 | 0.807 | 0.835 | 0.835 | 0.835
Oil | 17.7649 | 20.6312 | 23.1345 | 25.295 | 26.2632 | 0 | 0
EPA v5.15 DFO | 21.0106 | 21.7399 | 23.1345 | 25.295 | 26.2632 | 0 | 0
EPA v5.15 RFO | 13.38 | 16.7443 | 0 | 0 | 0 | 0 | 0
Pet. Coke | 3.1131 | 2.9689 | 2.9691 | 2.9707 | 2.9719 | 2.9743 | 2.9768
EPA v5.15 Pet Coke | 3.1131 | 2.9689 | 2.9691 | 2.9707 | 2.9719 | 2.9743 | 2.9768
Pumps | 0 | 0 | 0 | 0 | 0 | 0 | 0
EPA v5.15 Pump Storage | 0 | 0 | 0 | 0 | 0 | 0 | 0
Solar | 0 | 0 | 0 | 0 | 0 | 0 | 0
EPA v5.15 Solar | 0 | 0 | 0 | 0 | 0 | 0 | 0
Tires | 0 | 0 | 0 | 0 | 0 | 0 | 0
EPA v5.15 Tires | 0 | 0 | 0 | 0 | 0 | 0 | 0
Waste Coal | 1.9553 | 2.0073 | 2.0744 | 2.1639 | 2.1976 | 2.3682 | 2.3957
EPA v5.15 Waste Coal | 1.9553 | 2.0073 | 2.0744 | 2.1639 | 2.1976 | 2.3682 | 2.3957
Wind | 0 | 0 | 0 | 0 | 0 | 0 | 0
EPA v5.15 Wind | 0 | 0 | 0 | 0 | 0 | 0 | 0
Grand Total | 2.5184 | 2.5832 | 2.6982 | 2.7942 | 3.1399 | 3.5165 | 4.709

## Table 1-16_US
Base Case
| 2016 | 2018 | 2020 | 2025 | 2030 | 2040 | 2050
1. Reserve Margin Capacity Winter [MW] | 890688.9246 | 896474.5382 | 904240.287 | 917564.7631 | 951758.6904 | 1039084.0282 | 1109601.472
Plus Firm Contract Purchases Winter [MW] | 0 | 0 | 0 | 0 | 0 | 0 | 0
Plus Transmission In Winter [MW] | 9331.9714 | 9541.13 | 8165.6255 | 8920.7944 | 15218.3456 | 16466.5355 | 14896.1849
Less Firm Contract Sales Winter [MW] | 0 | 0 | 0 | 0 | 0 | 0 | 0
Less Transmission Out Winter [MW] | 12878.2937 | 13246.9438 | 11345.7156 | 12827.772 | 20158.921 | 22272.789 | 21015.2932
Total Reserve Margin Capacity Winter [MW] | 887142.6024 | 892768.7244 | 901060.1969 | 913657.7854 | 946818.115 | 1033277.7747 | 1103482.3638
2. Peak Load Winter [MW] | 650626.9023 | 662702.9614 | 673412.1475 | 699661.9288 | 729848.701 | 792791.449 | 845042.8539
Less DSM [MW] | 0 | 0 | 0 | 0 | 0 | 0 | 0
Net Demand Winter [MW] | 650626.9023 | 662702.9614 | 673412.1475 | 699661.9288 | 729848.701 | 792791.449 | 845042.8539
3. Reserve Margin Winter [%] | 36.352 | 34.7163 | 33.8052 | 30.5856 | 29.728 | 30.3341 | 30.583
1. Reserve Margin Capacity Summer [MW] | 890688.9246 | 896474.5382 | 904240.287 | 917564.7631 | 951758.6904 | 1039084.0282 | 1109601.472
Plus Firm Contract Purchases Summer [MW] | 0 | 0 | 0 | 0 | 0 | 0 | 0
Plus Transmission In Summer [MW] | 58267.1784 | 60974.8367 | 64681.3992 | 80158.1829 | 88141.4752 | 80960.2198 | 81047.3868
Less Firm Contract Sales Summer [MW] | 0 | 0 | 0 | 0 | 0 | 0 | 0
Less Transmission Out Summer [MW] | 56390.3639 | 58592.7706 | 62514.3567 | 76754.2511 | 82140.53 | 74742.4072 | 75267.91
Total Reserve Margin Capacity Summer [MW] | 892565.7391 | 898856.6042 | 906407.3295 | 920968.6949 | 957759.6356 | 1045301.8408 | 1115380.9488
2. Peak Load Summer [MW] | 735618.5671 | 748996.8392 | 761844.8435 | 792624.4805 | 829420.9632 | 906823.0265 | 966691.045
Less DSM [MW] | 0 | 0 | 0 | 0 | 0 | 0 | 0
Net Demand Summer [MW] | 735618.5671 | 748996.8392 | 761844.8435 | 792624.4805 | 829420.9632 | 906823.0265 | 966691.045
3. Reserve Margin Summer [%] | 21.3354 | 20.0081 | 18.9753 | 16.1923 | 15.4733 | 15.2708 | 15.3813
1. Reserve Margin Capacity Annual [MW] | 890688.9246 | 896474.5382 | 904240.287 | 917564.7631 | 951758.6904 | 1039084.0282 | 1109601.472
Plus Firm Contract Purchases Annual [MW] | 0 | 0 | 0 | 0 | 0 | 0 | 0
Plus Transmission In Annual [MW] | 60087.9214 | 62759.9988 | 66487.0188 | 80877.4146 | 87806.4962 | 83961.1234 | 83807.1641
Less Firm Contract Sales Annual [MW] | 0 | 0 | 0 | 0 | 0 | 0 | 0
Less Transmission Out Annual [MW] | 54546.0009 | 57065.6886 | 58786.5849 | 68089.8211 | 67987.5423 | 62703.8823 | 61802.9676
Total Reserve Margin Capacity Annual [MW] | 896230.8452 | 902168.8484 | 911940.7209 | 930352.3565 | 971577.6443 | 1060341.2694 | 1131605.6685
(for seasonal/annual regions combined)
2. Peak Load Annual [MW] | 743132.0767 | 756619.53 | 769593.3786 | 800738.0741 | 838029.126 | 916557.7995 | 977140.274
Less DSM [MW] | 0 | 0 | 0 | 0 | 0 | 0 | 0
Net Demand Annual [MW] | 743132.0767 | 756619.53 | 769593.3786 | 800738.0741 | 838029.126 | 916557.7995 | 977140.274
(for seasonal/annual regions combined)
3. Reserve Margin Annual [%] | 20.6018 | 19.2368 | 18.4964 | 16.1869 | 15.936 | 15.6873 | 15.8079
(for seasonal/annual regions combined)
4. Total Generation [GWh] | 4057245.0032 | 4135775.3689 | 4189537.2492 | 4328444.6265 | 4467313.2899 | 4746523.6071 | 5049870.3031
Inter-Region Transmission [GWh] | 7173.9089 | 12725.1704 | 11235.7451 | 11092.2798 | 10965.2761 | 1304.4382 | -6964.6718
Pumping & Storage Losses [GWh] | 13488.5232 | 14418.9185 | 13136.2915 | 11791.4232 | 12943.045 | 7274.656 | 6925.7966
Plus Purchases [GWh] | 0 | 0 | 0 | 0 | 0 | 0 | 0
Less Sales [GWh] | 0 | 0 | 0 | 0 | 0 | 0 | 0
5. Total Supply for Demand [GWh] | 4050930.3889 | 4134081.6208 | 4187636.7027 | 4327745.4831 | 4465335.5211 | 4740553.3893 | 5035979.8347
6. Projected Demand [GWh] | 4050930.392 | 4134081.624 | 4187636.706 | 4327710.399 | 4465284.252 | 4740546.761 | 5035975.4629
Energy Not Served [GWh] | 0 | 0 | 0 | 0 | 0 | 0 | 0
Less DSM [GWh] | 0 | 0 | 0 | 0 | 0 | 0 | 0
Energy Demand Response [GWh] | 0 | 0 | 0 | 0 | 0 | 0 | 0
Net Demand [GWh] | 4050930.392 | 4134081.624 | 4187636.706 | 4327710.399 | 4465284.252 | 4740546.761 | 5035975.4629
7. Dumped Energy [GWh] | -0.0031451 | -0.0032072 | -0.0032745 | 35.0841 | 51.2691 | 6.6283 | 4.3718
8. Total Generation [GWh] | 4057245.0032 | 4135775.3689 | 4189537.2492 | 4328444.6265 | 4467313.2899 | 4746523.6071 | 5049870.3031
Less T&D Losses [GWh] | 274776.6519 | 269471.7172 | 267927.2677 | 270570.8092 | 278884.2208 | 296852.6797 | 316618.0577
9. Total Sales [GWh] | 3782468.3513 | 3866303.6517 | 3921609.9815 | 4057873.8173 | 4188429.0691 | 4449670.9274 | 4733252.2454
Capacity Avoided Costs [US$/kW]
ANNUAL | 5.2664 | 5.7154 | 5.803 | 27.6374 | 51.399 | 72.988 | 73.431
WINTER | 0.45171 | 0.45171 | 0.45171 | 0.47301 | 0.90732 | 0.71205 | 0.65866
SUMMER | 4.8147 | 5.2637 | 5.3513 | 27.1644 | 50.4917 | 72.276 | 72.7724
10. Capacity by Capacity Reporting Type [MW]
00 New Combined Cycle | 0 | 2348.684 | 4359.1561 | 14888.6012 | 43961.5292 | 100757.2623 | 186172.4832
00 New Combined Cycle - Uncontrolled | 0 | 0 | 0 | 0 | 0 | 0 | 0
00 New Combined Cycle with Carbon Capture | 0 | 0 | 0 | 0 | 0 | 0 | 0
00 New Combustion Turbine | 2001.7271 | 2001.7271 | 2101.5266 | 4531.8295 | 8481.7438 | 26281.2463 | 42231.6
00 New Energy Efficiency | 0 | 0 | 0 | 0 | 0 | 0 | 0
00 New Hydro | 0 | 0 | 4836 | 10661.5038 | 10661.5038 | 10661.5038 | 10661.5038
00 New Nuclear | 0 | 0 | 0 | 0 | 0 | 0 | 0
00 New Biomass | 0 | 0 | 0 | 0 | 0 | 0 | 0
00 New Geothermal | 0 | 0 | 628.8 | 1070.1713 | 1342.1976 | 1379.8366 | 1700.5572
00 New Landfill Gas | 0 | 0 | 0 | 0 | 0 | 0 | 0
00 New Offshore Wind | 0 | 0 | 0 | 0 | 0 | 0 | 0
00 New Onshore Wind | 870.74 | 22672.9359 | 22739.6307 | 25963.2566 | 26506.9488 | 26750.4904 | 27445.8095
00 New Solar PV | 993.9014 | 1003.8543 | 6015.2788 | 10791.6375 | 24939.2722 | 248931.4294 | 331292.4024
00 New Solar Thermal | 0 | 0 | 0 | 0 | 0 | 0 | 0
00 New Fuel Cell | 0 | 0 | 0 | 0 | 0 | 0 | 0
00 New IGCC | 0 | 0 | 0 | 0 | 0 | 0 | 0
00 New Advanced Coal with CCS | 0 | 330 | 330 | 330 | 330 | 330 | 330
00 New SPC - Uncontrolled | 0 | 0 | 0 | 0 | 0 | 0 | 0
00 New SPC-WetFGD_SCR | 0 | 0 | 0 | 0 | 0 | 0 | 0
00 New Future Technology | 0 | 0 | 0 | 0 | 0 | 0 | 0
00 Exist Combined Cycle | 231270.9029 | 233014.9029 | 233014.9029 | 233014.9029 | 233014.9029 | 233014.9029 | 233014.9029
00 Exist Combustion Turbine | 138335.1676 | 138415.1676 | 138415.1676 | 138415.1676 | 138093.1676 | 138093.1676 | 138093.1676
00 Exist Coal Steam_Uncontrolled | 2089.3305 | 1080.3305 | 1080.3305 | 1080.3305 | 1080.3305 | 873.7 | 873.7
00 Exist Coal Steam_ACI | 419.5 | 164.5 | 164.5 | 164.5 | 164.5 | 164.5 | 164.5
00 Exist Coal Steam_ACI_DSI | 3645 | 3615.4925 | 3615.4925 | 3615.4925 | 3185 | 3185 | 3185
00 Exist Coal Steam_DryFGD | 2201.2704 | 1345.531 | 1345.531 | 1083.531 | 1083.531 | 1083.531 | 1083.531
00 Exist Coal Steam_DryFGD_ACI | 5424.6279 | 5420.3383 | 5420.3383 | 5420.3383 | 5420.3383 | 5420.3383 | 5420.3383
00 Exist Coal Steam_DryFGD_SCR | 1887.6555 | 1887.4282 | 1887.4282 | 1887.4282 | 1887.4282 | 1557.4282 | 1557.4282
00 Exist Coal Steam_DryFGD_SCR_ACI | 11323.925 | 11322.6375 | 11322.6375 | 11322.6375 | 11322.6375 | 11322.6375 | 11322.6375
00 Exist Coal Steam_DryFGD_SCR_ACI_DSI | 1530 | 1530 | 1530 | 1530 | 1530 | 1530 | 1530
00 Exist Coal Steam_DryFGD_SNCR | 283.8 | 283.8 | 283.8 | 283.8 | 283.8 | 283.8 | 283.8
00 Exist Coal Steam_DryFGD_SNCR_ACI | 1953.7882 | 1590.156 | 1590.156 | 1590.156 | 1590.156 | 1590.156 | 1590.156
00 Exist Coal Steam_DSI | 3.3618e-07 | 3.3618e-07 | 3.3618e-07 | 3.3618e-07 | 3.3618e-07 | 3.3618e-07 | 3.3618e-07
00 Exist Coal Steam_SCR | 741 | 1.465e-06 | 1.465e-06 | 1.465e-06 | 1.465e-06 | 1.465e-06 | 1.465e-06
00 Exist Coal Steam_SCR_ACI | 0 | 0 | 0 | 0 | 0 | 0 | 0
00 Exist Coal Steam_SCR_DSI | 0 | 0 | 0 | 0 | 0 | 0 | 0
00 Exist Coal Steam_SNCR | 636.1293 | 98.1046 | 98.1046 | 98.1046 | 98.1046 | 98.1046 | 98.1046
00 Exist Coal Steam_SNCR_ACI | 0 | 0 | 0 | 0 | 0 | 0 | 0
00 Exist Coal Steam_SNCR_ACI_DSI | 0 | 0 | 0 | 0 | 0 | 0 | 0
00 Exist Coal Steam_SNCR_DSI | 0 | 0 | 0 | 0 | 0 | 0 | 0
00 Exist Coal Steam_WetFGD | 7563.0852 | 5965.8995 | 5965.8995 | 5576.1476 | 5576.1476 | 5576.1476 | 5576.1476
00 Exist Coal Steam_WetFGD_ACI | 10783.092 | 10368.1842 | 10366.2897 | 10366.2897 | 10366.2897 | 10366.2897 | 10366.2897
00 Exist Coal Steam_WetFGD_ACI_DSI | 1659 | 1659 | 1659 | 1659 | 1659 | 1659 | 1659
00 Exist Coal Steam_WetFGD_SCR | 66866.4361 | 64334.4361 | 64334.4361 | 64334.4361 | 64334.4361 | 63224.4361 | 63224.4361
00 Exist Coal Steam_WetFGD_SCR_ACI | 21220.0367 | 21220.0367 | 21220.0367 | 21220.0367 | 21220.0367 | 20934 | 20334
00 Exist Coal Steam_WetFGD_SCR_ACI_DSI | 1454 | 1454 | 1454 | 1454 | 1454 | 1454 | 1454
00 Exist Coal Steam_WetFGD_SCR_DSI | 1005 | 1005 | 1005 | 1005 | 1005 | 1005 | 1005
00 Exist Coal Steam_WetFGD_SNCR | 1953.5337 | 1941.7337 | 1941.7337 | 1941.7337 | 1941.7337 | 1640.2 | 1640.2
00 Exist Coal Steam_WetFGD_SNCR_ACI | 2201 | 2201 | 2201 | 2201 | 2201 | 2201 | 2201
00 Exist Coal Steam_WetFGD_SNCR_ACI_DSI | 638 | 638 | 638 | 638 | 638 | 638 | 638
00 Exist FBC_Uncontrolled | 1061 | 1061 | 1061 | 1061 | 1061 | 1061 | 1061
00 Exist FBC_ACI | 305 | 305 | 305 | 305 | 305 | 305 | 305
00 Exist FBC_DryFGD | 43 | 43 | 43 | 43 | 43 | 0 | 0
00 Exist FBC_DryFGD_SNCR | 2651 | 2102.0243 | 2102.0243 | 2102.0243 | 2102.0243 | 2102.0243 | 2102.0243
00 Exist FBC_DryFGD_SNCR_ACI | 1155 | 1155 | 1155 | 1155 | 1155 | 1155 | 1155
00 Exist FBC_SNCR | 449 | 449 | 449 | 449 | 449 | 449 | 449
00 Exist FBC_SNCR_ACI | 10.6 | 10.6 | 10.6 | 10.6 | 10.6 | 10.6 | 10.6
00 Exist FBC_WetFGD_SNCR_ACI | 286 | 286 | 286 | 286 | 286 | 286 | 286
00 Exist IGCC | 1601.7 | 1601.7 | 1601.7 | 1601.7 | 1601.7 | 1601.7 | 1601.7
00 Exist Fossil_Other | 435.8 | 435.8 | 435.8 | 435.8 | 435.8 | 435.8 | 435.8
00 Exist Fuel Cell | 120.2 | 120.2 | 120.2 | 120.2 | 120.2 | 120.2 | 120.2
00 Exist Hydro | 78888.93 | 79112.93 | 79112.93 | 79112.93 | 79112.93 | 79112.93 | 79112.93
00 Exist Non Fossil_Other | 4297.8 | 4297.8 | 4297.8 | 4297.8 | 4297.8 | 4297.8 | 4297.8
00 Exist Nuclear | 96510.7432 | 96031.7432 | 100431.7432 | 100431.7432 | 98528.7432 | 59304.8432 | 7850.1
00 Exist Oil/Gas Steam | 64145.4042 | 62208.8422 | 60713.8422 | 59762.6792 | 59762.6792 | 59762.6792 | 59762.6792
00 Exist Oil/Gas Steam_SCR | 14596.9 | 13923.9 | 13923.9 | 12414.9 | 12414.9 | 12414.9 | 12414.9
00 Exist Oil/Gas Steam_SNCR | 4175 | 4097 | 4097 | 4097 | 4097 | 4097 | 4097
00 Exist Biomass | 4388.3 | 4388.3 | 4388.3 | 4388.3 | 4388.3 | 4388.3 | 4388.3
00 Exist Landfill Gas | 2110.6 | 2110.6 | 2110.6 | 2110.6 | 2110.6 | 2110.6 | 2110.6
00 Exist Geothermal | 2602.3 | 2602.3 | 2602.3 | 2602.3 | 2602.3 | 2602.3 | 2602.3
00 Exist Pump Storage | 22351.9 | 22351.9 | 22351.9 | 22351.9 | 22351.9 | 22351.9 | 22351.9
00 Exist Solar PV | 12341 | 12601 | 12601 | 12601 | 12601 | 12601 | 12601
00 Exist Solar Thermal | 2456.5 | 2456.5 | 2456.5 | 2456.5 | 2456.5 | 2456.5 | 2456.5
00 Exist Wind | 76424.506 | 76424.506 | 76824.506 | 76824.506 | 76824.506 | 76824.506 | 76824.506
00 International Imports | 200 | 200 | 200 | 200 | 200 | 200 | 200
00 Ret.ACI | 2755.9995 | 591.8102 | 591.8102 | 591.8102 | 591.8102 | 253.2308 | 253.2308
00 Ret.ACI & DryFGD | 188.9246 | 285.8909 | 285.8909 | 285.8909 | 285.8909 | 285.8909 | 285.8909
00 Ret.ACI & DryFGD & HRI | 0 | 0 | 0 | 0 | 0 | 0 | 0
00 Ret.ACI & DSI | 12015.8668 | 12015.8668 | 12015.8668 | 12015.8668 | 12015.8668 | 10436.4665 | 10436.4665
00 Ret.ACI & DSI & DryFGD | 0 | 0 | 0 | 0 | 0 | 0 | 0
00 Ret.ACI & DSI & DryFGD & HRI | 0 | 0 | 0 | 0 | 0 | 0 | 0
00 Ret.ACI & DSI & HRI | 0 | 0 | 0 | 0 | 0 | 0 | 0
00 Ret.ACI & DSI & WetFGD & HRI | 0 | 0 | 0 | 0 | 0 | 0 | 0
00 Ret.ACI & HRI | 0 | 0 | 0 | 0 | 0 | 0 | 0
00 Ret.ACI & SCR | 0 | 0 | 0 | 0 | 0 | 0 | 0
00 Ret.ACI & SCR & DryFGD & CCS | 0 | 0 | 0 | 0 | 0 | 0 | 0
00 Ret.ACI & SCR & DryFGD & HRI | 0 | 0 | 0 | 0 | 0 | 0 | 0
00 Ret.ACI & SCR & DryFGD & HRI & CCS | 0 | 0 | 0 | 0 | 0 | 0 | 0
00 Ret.ACI & SCR & DSI | 0 | 0 | 0 | 0 | 0 | 0 | 0
00 Ret.ACI & SCR & DSI & DryFGD | 0 | 0 | 0 | 0 | 0 | 0 | 0
00 Ret.ACI & SCR & DSI & DryFGD & HRI | 0 | 0 | 0 | 0 | 0 | 0 | 0
00 Ret.ACI & SCR & DSI & HRI | 0 | 0 | 0 | 0 | 0 | 0 | 0
00 Ret.ACI & SCR & DSI & WetFGD | 0 | 0 | 0 | 0 | 0 | 0 | 0
00 Ret.ACI & SCR & DSI & WetFGD & HRI | 0 | 0 | 0 | 0 | 0 | 0 | 0
00 Ret.ACI & SCR & HRI | 0 | 0 | 0 | 0 | 0 | 0 | 0
00 Ret.ACI & SCR & WetFGD & CCS | 0 | 0 | 0 | 0 | 0 | 0 | 0
00 Ret.ACI & SCR & WetFGD & HRI | 0 | 0 | 0 | 0 | 0 | 0 | 0
00 Ret.ACI & SCR & WetFGD & HRI & CCS | 0 | 0 | 0 | 0 | 0 | 0 | 0
00 Ret.ACI & SNCR | 0 | 0 | 0 | 0 | 0 | 0 | 0
00 Ret.ACI & SNCR & DSI | 0 | 0 | 0 | 0 | 0 | 0 | 0
00 Ret.ACI & SNCR & DSI & DryFGD | 0 | 0 | 0 | 0 | 0 | 0 | 0
00 Ret.ACI & SNCR & DSI & DryFGD & HRI | 0 | 0 | 0 | 0 | 0 | 0 | 0
00 Ret.ACI & SNCR & DSI & HRI | 0 | 0 | 0 | 0 | 0 | 0 | 0
00 Ret.ACI & SNCR & DSI & WetFGD | 0 | 0 | 0 | 0 | 0 | 0 | 0
00 Ret.ACI & SNCR & DSI & WetFGD & HRI | 0 | 0 | 0 | 0 | 0 | 0 | 0
00 Ret.ACI & SNCR & HRI | 0 | 0 | 0 | 0 | 0 | 0 | 0
00 Ret.ACI & WetFGD | 0.98473 | 2038.1591 | 2038.1591 | 2038.1591 | 2038.1591 | 2038.1591 | 2038.1591
00 Ret.ACI & WetFGD & DSI | 0 | 0 | 0 | 0 | 0 | 0 | 0
00 Ret.ACI & WetFGD & HRI | 0 | 0 | 0 | 0 | 0 | 0 | 0
00 Ret.C2G | 8926 | 11106.1289 | 8911.8776 | 5835.2036 | 5770.3093 | 5770.3093 | 5770.3093
00 Ret.C2G & SCR | 0 | 265.9339 | 266.1852 | 266.1852 | 266.1852 | 266.1852 | 266.1852
00 Ret.CCG | 0 | 0 | 0 | 0 | 0 | 0 | 0
00 Ret.DryFGD | 0 | 583.6572 | 583.6572 | 583.6572 | 583.6572 | 583.6572 | 583.6572
00 Ret.DryFGD & ACI & CCS | 0 | 0 | 0 | 0 | 0 | 0 | 0
00 Ret.DryFGD & ACI & HRI & CCS | 0 | 0 | 0 | 0 | 0 | 0 | 0
00 Ret.DryFGD & CCS | 0 | 0 | 0 | 0 | 0 | 0 | 0
00 Ret.DryFGD & HRI | 0 | 0 | 0 | 0 | 0 | 0 | 0
00 Ret.DryFGD & HRI & CCS | 0 | 0 | 0 | 0 | 0 | 0 | 0
00 Ret.DSI | 0 | 0 | 0 | 0 | 0 | 0 | 0
00 Ret.DSI & DryFGD | 0 | 0 | 0 | 0 | 0 | 0 | 0
00 Ret.DSI & DryFGD & HRI | 0 | 0 | 0 | 0 | 0 | 0 | 0
00 Ret.DSI & HRI | 0 | 0 | 0 | 0 | 0 | 0 | 0
00 Ret.DSI & WetFGD | 0 | 0 | 0 | 0 | 0 | 0 | 0
00 Ret.DSI & WetFGD & HRI | 0 | 0 | 0 | 0 | 0 | 0 | 0
00 Ret.Exist FBC_DryFGD_SNCR_ACI & CCS | 0 | 0 | 0 | 0 | 0 | 0 | 0
00 Ret.ExistACI & DryFGD | 0 | 0 | 0 | 0 | 0 | 0 | 0
00 Ret.ExistACI & DryFGD & CCS | 0 | 0 | 0 | 0 | 0 | 0 | 0
00 Ret.ExistACI & DryFGD & HRI | 0 | 0 | 0 | 0 | 0 | 0 | 0
00 Ret.ExistACI & DryFGD & HRI & CCS | 0 | 0 | 0 | 0 | 0 | 0 | 0
00 Ret.ExistACI & DSI | 1450.534 | 1450.534 | 1450.534 | 1450.534 | 1450.534 | 1450.534 | 1450.534
00 Ret.ExistACI & DSI & DryFGD | 0 | 0 | 0 | 0 | 0 | 0 | 0
00 Ret.ExistACI & DSI & DryFGD & HRI | 0 | 0 | 0 | 0 | 0 | 0 | 0
00 Ret.ExistACI & DSI & HRI | 0 | 0 | 0 | 0 | 0 | 0 | 0
00 Ret.ExistACI & DSI & WetFGD | 0 | 0 | 0 | 0 | 0 | 0 | 0
00 Ret.ExistACI & DSI & WetFGD & HRI | 0 | 0 | 0 | 0 | 0 | 0 | 0
00 Ret.ExistACI & HRI | 0 | 0 | 0 | 0 | 0 | 0 | 0
00 Ret.ExistACI & HRI & WetFGD | 0 | 0 | 0 | 0 | 0 | 0 | 0
00 Ret.ExistACI & SCR | 0 | 0 | 0 | 0 | 0 | 0 | 0
00 Ret.ExistACI & SCR & DryFGD | 0 | 0 | 0 | 0 | 0 | 0 | 0
00 Ret.ExistACI & SCR & DryFGD & CCS | 0 | 0 | 0 | 0 | 0 | 0 | 0
00 Ret.ExistACI & SCR & DryFGD & HRI | 0 | 0 | 0 | 0 | 0 | 0 | 0
00 Ret.ExistACI & SCR & DryFGD & HRI & CCS | 0 | 0 | 0 | 0 | 0 | 0 | 0
00 Ret.ExistACI & SCR & DSI | 0 | 0 | 0 | 0 | 0 | 0 | 0
00 Ret.ExistACI & SCR & DSI & DryFGD | 0 | 0 | 0 | 0 | 0 | 0 | 0
00 Ret.ExistACI & SCR & DSI & DryFGD & HRI | 0 | 0 | 0 | 0 | 0 | 0 | 0
00 Ret.ExistACI & SCR & DSI & HRI | 0 | 0 | 0 | 0 | 0 | 0 | 0
00 Ret.ExistACI & SCR & HRI | 0 | 0 | 0 | 0 | 0 | 0 | 0
00 Ret.ExistACI & SCR & WetFGD | 18.2933 | 18.2933 | 18.2933 | 18.2933 | 18.2933 | 18.2933 | 18.2933
00 Ret.ExistACI & SCR & WetFGD & CCS | 0 | 0 | 0 | 0 | 0 | 0 | 0
00 Ret.ExistACI & SCR & WetFGD & HRI | 0 | 0 | 0 | 0 | 0 | 0 | 0
00 Ret.ExistACI & SCR & WetFGD & HRI & CCS | 0 | 0 | 0 | 0 | 0 | 0 | 0
00 Ret.ExistACI & SNCR | 0 | 0 | 0 | 0 | 0 | 0 | 0
00 Ret.ExistACI & SNCR & DryFGD | 0 | 0 | 0 | 0 | 0 | 0 | 0
00 Ret.ExistACI & SNCR & DryFGD & HRI | 0 | 0 | 0 | 0 | 0 | 0 | 0
00 Ret.ExistACI & SNCR & DSI | 0 | 0 | 0 | 0 | 0 | 0 | 0
00 Ret.ExistACI & SNCR & DSI & HRI | 0 | 0 | 0 | 0 | 0 | 0 | 0
00 Ret.ExistACI & SNCR & HRI | 0 | 0 | 0 | 0 | 0 | 0 | 0
00 Ret.ExistACI & SNCR & WetFGD | 0 | 0 | 0 | 0 | 0 | 0 | 0
00 Ret.ExistACI & SNCR & WetFGD & HRI | 0 | 0 | 0 | 0 | 0 | 0 | 0
00 Ret.ExistACI & WetFGD | 0 | 0 | 0 | 0 | 0 | 0 | 0
00 Ret.ExistACI & WetFGD & CCS | 0 | 0 | 0 | 0 | 0 | 0 | 0
00 Ret.ExistACI & WetFGD & HRI & CCS | 0 | 0 | 0 | 0 | 0 | 0 | 0
00 Ret.ExistACI_DSI & DryFGD | 516.4405 | 516.4405 | 516.4405 | 516.4405 | 516.4405 | 516.4405 | 516.4405
00 Ret.ExistACI_DSI & DryFGD & CCS | 0 | 0 | 0 | 0 | 0 | 0 | 0
00 Ret.ExistACI_DSI & DryFGD & HRI | 0 | 0 | 0 | 0 | 0 | 0 | 0
00 Ret.ExistACI_DSI & DryFGD & HRI & CCS | 0 | 0 | 0 | 0 | 0 | 0 | 0
00 Ret.ExistACI_DSI & HRI | 0 | 0 | 0 | 0 | 0 | 0 | 0
00 Ret.ExistACI_DSI & SCR | 0 | 29.3366 | 29.3366 | 29.3366 | 0 | 0 | 0
00 Ret.ExistACI_DSI & SCR & DryFGD | 0 | 0 | 0 | 0 | 0 | 0 | 0
00 Ret.ExistACI_DSI & SCR & DryFGD & CCS | 0 | 0 | 0 | 0 | 0 | 0 | 0
00 Ret.ExistACI_DSI & SCR & DryFGD & HRI | 0 | 0 | 0 | 0 | 0 | 0 | 0
00 Ret.ExistACI_DSI & SCR & DryFGD & HRI & CCS | 0 | 0 | 0 | 0 | 0 | 0 | 0
00 Ret.ExistACI_DSI & SCR & HRI | 0 | 0 | 0 | 0 | 0 | 0 | 0
00 Ret.ExistACI_DSI & SCR & WetFGD | 0 | 0 | 0 | 0 | 2558.6215 | 2558.6215 | 2558.6215
00 Ret.ExistACI_DSI & SCR & WetFGD & CCS | 0 | 0 | 0 | 0 | 0 | 0 | 0
00 Ret.ExistACI_DSI & SCR & WetFGD & HRI | 0 | 0 | 0 | 0 | 0 | 0 | 0
00 Ret.ExistACI_DSI & SCR & WetFGD & HRI & CCS | 0 | 0 | 0 | 0 | 0 | 0 | 0
00 Ret.ExistACI_DSI & SNCR | 0 | 0 | 0 | 0 | 0 | 0 | 0
00 Ret.ExistACI_DSI & SNCR & DryFGD | 0 | 0 | 0 | 0 | 0 | 0 | 0
00 Ret.ExistACI_DSI & SNCR & DryFGD & HRI | 0 | 0 | 0 | 0 | 0 | 0 | 0
00 Ret.ExistACI_DSI & SNCR & HRI | 0 | 0 | 0 | 0 | 0 | 0 | 0
00 Ret.ExistACI_DSI & SNCR & WetFGD | 0 | 0 | 0 | 0 | 0 | 0 | 0
00 Ret.ExistACI_DSI & SNCR & WetFGD & HRI | 0 | 0 | 0 | 0 | 0 | 0 | 0
00 Ret.ExistACI_DSI & WetFGD | 2575.2091 | 2575.2091 | 2575.2091 | 2575.2091 | 1.9733 | 1.9733 | 1.9733
00 Ret.ExistACI_DSI & WetFGD & CCS | 0 | 0 | 0 | 0 | 0 | 0 | 0
00 Ret.ExistACI_DSI & WetFGD & HRI | 0 | 0 | 0 | 0 | 0 | 0 | 0
00 Ret.ExistACI_DSI & WetFGD & HRI & CCS | 0 | 0 | 0 | 0 | 0 | 0 | 0
00 Ret.ExistDryFGD & ACI | 3188.4827 | 2894.5829 | 2894.5829 | 2894.5829 | 2894.5829 | 2894.5829 | 2894.5829
00 Ret.ExistDryFGD & ACI & CCS | 0 | 0 | 0 | 0 | 0 | 0 | 0
00 Ret.ExistDryFGD & ACI & HRI | 0 | 0 | 0 | 0 | 0 | 0 | 0
00 Ret.ExistDryFGD & ACI & HRI & CCS | 0 | 0 | 0 | 0 | 0 | 0 | 0
00 Ret.ExistDryFGD & ACI & SCR | 0 | 292.1033 | 292.1033 | 292.1033 | 292.1033 | 292.1033 | 292.1033
00 Ret.ExistDryFGD & ACI & SCR & CCS | 0 | 0 | 0 | 0 | 0 | 0 | 0
00 Ret.ExistDryFGD & ACI & SCR & HRI | 0 | 0 | 0 | 0 | 0 | 0 | 0
00 Ret.ExistDryFGD & ACI & SCR & HRI & CCS | 0 | 0 | 0 | 0 | 0 | 0 | 0
00 Ret.ExistDryFGD & ACI & SNCR | 0 | 0 | 0 | 0 | 0 | 0 | 0
00 Ret.ExistDryFGD & ACI & SNCR & HRI | 0 | 0 | 0 | 0 | 0 | 0 | 0
00 Ret.ExistDryFGD & CCS | 0 | 0 | 0 | 0 | 0 | 0 | 0
00 Ret.ExistDryFGD & HRI | 0 | 0 | 0 | 0 | 0 | 0 | 0
00 Ret.ExistDryFGD & HRI & CCS | 0 | 0 | 0 | 0 | 0 | 0 | 0
00 Ret.ExistDryFGD & SCR | 0 | 500.8128 | 500.8128 | 500.8128 | 500.8128 | 500.8128 | 500.8128
00 Ret.ExistDryFGD & SCR & CCS | 0 | 0 | 0 | 0 | 0 | 0 | 0
00 Ret.ExistDryFGD & SCR & HRI | 0 | 0 | 0 | 0 | 0 | 0 | 0
00 Ret.ExistDryFGD & SCR & HRI & CCS | 0 | 0 | 0 | 0 | 0 | 0 | 0
00 Ret.ExistDryFGD & SNCR | 0 | 0 | 0 | 0 | 0 | 0 | 0
00 Ret.ExistDryFGD & SNCR & HRI | 0 | 0 | 0 | 0 | 0 | 0 | 0
00 Ret.ExistDryFGD_ACI & CCS | 0 | 0 | 0 | 0 | 0 | 0 | 0
00 Ret.ExistDryFGD_ACI & HRI | 0 | 0 | 0 | 0 | 0 | 0 | 0
00 Ret.ExistDryFGD_ACI & HRI & CCS | 0 | 0 | 0 | 0 | 0 | 0 | 0
00 Ret.ExistDryFGD_ACI & SCR | 1288.0376 | 1640.8224 | 1640.8224 | 1640.8224 | 1640.8224 | 1640.8224 | 1640.8224
00 Ret.ExistDryFGD_ACI & SCR & CCS | 0 | 0 | 0 | 0 | 0 | 0 | 0
00 Ret.ExistDryFGD_ACI & SCR & HRI | 0 | 0 | 0 | 0 | 0 | 0 | 0
00 Ret.ExistDryFGD_ACI & SCR & HRI & CCS | 0 | 0 | 0 | 0 | 0 | 0 | 0
00 Ret.ExistDryFGD_SCR & ACI & CCS | 0 | 0 | 0 | 0 | 0 | 0 | 0
00 Ret.ExistDryFGD_SCR & ACI & HRI | 0 | 0 | 0 | 0 | 0 | 0 | 0
00 Ret.ExistDryFGD_SCR & ACI & HRI & CCS | 0 | 0 | 0 | 0 | 0 | 0 | 0
00 Ret.ExistDryFGD_SCR & CCS | 0 | 0 | 0 | 0 | 0 | 0 | 0
00 Ret.ExistDryFGD_SNCR & ACI & HRI | 0 | 0 | 0 | 0 | 0 | 0 | 0
00 Ret.ExistDSI & ACI | 0.99947 | 0.99947 | 0.99947 | 0.99947 | 0.99947 | 0.99947 | 0.99947
00 Ret.ExistDSI & ACI & HRI | 0 | 0 | 0 | 0 | 0 | 0 | 0
00 Ret.ExistDSI & ACI & SCR | 0 | 0 | 0 | 0 | 0 | 0 | 0
00 Ret.ExistDSI & ACI & SCR & DryFGD & CCS | 0 | 0 | 0 | 0 | 0 | 0 | 0
00 Ret.ExistDSI & ACI & SCR & DryFGD & HRI | 0 | 0 | 0 | 0 | 0 | 0 | 0
00 Ret.ExistDSI & ACI & SCR & DryFGD & HRI & CCS | 0 | 0 | 0 | 0 | 0 | 0 | 0
00 Ret.ExistDSI & ACI & SCR & HRI | 0 | 0 | 0 | 0 | 0 | 0 | 0
00 Ret.ExistDSI & ACI & SCR & WetFGD & CCS | 0 | 0 | 0 | 0 | 0 | 0 | 0
00 Ret.ExistDSI & ACI & SCR & WetFGD & HRI | 0 | 0 | 0 | 0 | 0 | 0 | 0
00 Ret.ExistDSI & ACI & SCR & WetFGD & HRI & CCS | 0 | 0 | 0 | 0 | 0 | 0 | 0
00 Ret.ExistDSI & DryFGD | 0 | 0 | 0 | 0 | 0 | 0 | 0
00 Ret.ExistDSI & DryFGD & ACI | 0 | 0 | 0 | 0 | 0 | 0 | 0
00 Ret.ExistDSI & DryFGD & ACI & CCS | 0 | 0 | 0 | 0 | 0 | 0 | 0
00 Ret.ExistDSI & DryFGD & ACI & HRI | 0 | 0 | 0 | 0 | 0 | 0 | 0
00 Ret.ExistDSI & DryFGD & ACI & HRI & CCS | 0 | 0 | 0 | 0 | 0 | 0 | 0
00 Ret.ExistDSI & DryFGD & CCS | 0 | 0 | 0 | 0 | 0 | 0 | 0
00 Ret.ExistDSI & DryFGD & HRI | 0 | 0 | 0 | 0 | 0 | 0 | 0
00 Ret.ExistDSI & DryFGD & HRI & CCS | 0 | 0 | 0 | 0 | 0 | 0 | 0
00 Ret.ExistDSI & HRI | 0 | 0 | 0 | 0 | 0 | 0 | 0
00 Ret.ExistDSI & SCR | 0 | 0 | 0 | 0 | 0 | 0 | 0
00 Ret.ExistDSI & SCR & DryFGD | 0 | 0 | 0 | 0 | 0 | 0 | 0
00 Ret.ExistDSI & SCR & DryFGD & ACI | 0 | 0 | 0 | 0 | 0 | 0 | 0
00 Ret.ExistDSI & SCR & DryFGD & CCS | 0 | 0 | 0 | 0 | 0 | 0 | 0
00 Ret.ExistDSI & SCR & DryFGD & HRI | 0 | 0 | 0 | 0 | 0 | 0 | 0
00 Ret.ExistDSI & SCR & DryFGD & HRI & CCS | 0 | 0 | 0 | 0 | 0 | 0 | 0
00 Ret.ExistDSI & SCR & HRI | 0 | 0 | 0 | 0 | 0 | 0 | 0
00 Ret.ExistDSI & SCR & WetFGD | 0 | 0 | 0 | 0 | 0 | 0 | 0
00 Ret.ExistDSI & SCR & WetFGD & ACI | 0 | 0 | 0 | 0 | 0 | 0 | 0
00 Ret.ExistDSI & SCR & WetFGD & CCS | 0 | 0 | 0 | 0 | 0 | 0 | 0
00 Ret.ExistDSI & SCR & WetFGD & HRI | 0 | 0 | 0 | 0 | 0 | 0 | 0
00 Ret.ExistDSI & SCR & WetFGD & HRI & CCS | 0 | 0 | 0 | 0 | 0 | 0 | 0
00 Ret.ExistDSI & SNCR | 0 | 0 | 0 | 0 | 0 | 0 | 0
00 Ret.ExistDSI & SNCR & ACI | 0 | 0 | 0 | 0 | 0 | 0 | 0
00 Ret.ExistDSI & SNCR & ACI & HRI | 0 | 0 | 0 | 0 | 0 | 0 | 0
00 Ret.ExistDSI & SNCR & DryFGD | 0 | 0 | 0 | 0 | 0 | 0 | 0
00 Ret.ExistDSI & SNCR & DryFGD & ACI | 0 | 0 | 0 | 0 | 0 | 0 | 0
00 Ret.ExistDSI & SNCR & DryFGD & ACI & HRI | 0 | 0 | 0 | 0 | 0 | 0 | 0
00 Ret.ExistDSI & SNCR & DryFGD & HRI | 0 | 0 | 0 | 0 | 0 | 0 | 0
00 Ret.ExistDSI & SNCR & HRI | 0 | 0 | 0 | 0 | 0 | 0 | 0
00 Ret.ExistDSI & SNCR & WetFGD | 0 | 0 | 0 | 0 | 0 | 0 | 0
00 Ret.ExistDSI & SNCR & WetFGD & ACI | 0 | 0 | 0 | 0 | 0 | 0 | 0
00 Ret.ExistDSI & SNCR & WetFGD & ACI & HRI | 0 | 0 | 0 | 0 | 0 | 0 | 0
00 Ret.ExistDSI & SNCR & WetFGD & HRI | 0 | 0 | 0 | 0 | 0 | 0 | 0
00 Ret.ExistDSI & WetFGD | 0 | 0 | 0 | 0 | 0 | 0 | 0
00 Ret.ExistDSI & WetFGD & ACI | 0 | 0 | 0 | 0 | 0 | 0 | 0
00 Ret.ExistDSI & WetFGD & ACI & CCS | 0 | 0 | 0 | 0 | 0 | 0 | 0
00 Ret.ExistDSI & WetFGD & ACI & HRI | 0 | 0 | 0 | 0 | 0 | 0 | 0
00 Ret.ExistDSI & WetFGD & ACI & HRI & CCS | 0 | 0 | 0 | 0 | 0 | 0 | 0
00 Ret.ExistDSI & WetFGD & CCS | 0 | 0 | 0 | 0 | 0 | 0 | 0
00 Ret.ExistDSI & WetFGD & HRI | 0 | 0 | 0 | 0 | 0 | 0 | 0
00 Ret.ExistDSI & WetFGD & HRI & CCS | 0 | 0 | 0 | 0 | 0 | 0 | 0
00 Ret.ExistSCR & ACI | 0 | 0 | 0 | 0 | 0 | 0 | 0
00 Ret.ExistSCR & ACI & DryFGD | 0 | 0 | 0 | 0 | 0 | 0 | 0
00 Ret.ExistSCR & ACI & DryFGD & HRI | 0 | 0 | 0 | 0 | 0 | 0 | 0
00 Ret.ExistSCR & ACI & DSI | 3201.1374 | 3201.1374 | 3201.1374 | 3201.1374 | 3201.1374 | 3201.1374 | 3201.1374
00 Ret.ExistSCR & ACI & DSI & DryFGD | 0 | 0 | 0 | 0 | 0 | 0 | 0
00 Ret.ExistSCR & ACI & DSI & DryFGD & HRI | 0 | 0 | 0 | 0 | 0 | 0 | 0
00 Ret.ExistSCR & ACI & DSI & HRI | 0 | 0 | 0 | 0 | 0 | 0 | 0
00 Ret.ExistSCR & ACI & DSI & WetFGD | 0 | 0 | 0 | 0 | 0 | 0 | 0
00 Ret.ExistSCR & ACI & DSI & WetFGD & HRI | 0 | 0 | 0 | 0 | 0 | 0 | 0
00 Ret.ExistSCR & ACI & HRI | 0 | 0 | 0 | 0 | 0 | 0 | 0
00 Ret.ExistSCR & ACI & WetFGD | 0 | 0 | 0 | 0 | 0 | 0 | 0
00 Ret.ExistSCR & ACI & WetFGD & HRI | 0 | 0 | 0 | 0 | 0 | 0 | 0
00 Ret.ExistSCR & DryFGD | 0 | 0 | 0 | 0 | 0 | 0 | 0
00 Ret.ExistSCR & DryFGD & ACI & CCS | 0 | 0 | 0 | 0 | 0 | 0 | 0
00 Ret.ExistSCR & DryFGD & ACI & HRI & CCS | 0 | 0 | 0 | 0 | 0 | 0 | 0
00 Ret.ExistSCR & DryFGD & CCS | 0 | 0 | 0 | 0 | 0 | 0 | 0
00 Ret.ExistSCR & DryFGD & HRI | 0 | 0 | 0 | 0 | 0 | 0 | 0
00 Ret.ExistSCR & DryFGD & HRI & CCS | 0 | 0 | 0 | 0 | 0 | 0 | 0
00 Ret.ExistSCR & DSI | 0 | 0 | 0 | 0 | 0 | 0 | 0
00 Ret.ExistSCR & DSI & DryFGD | 0 | 0 | 0 | 0 | 0 | 0 | 0
00 Ret.ExistSCR & DSI & DryFGD & HRI | 0 | 0 | 0 | 0 | 0 | 0 | 0
00 Ret.ExistSCR & DSI & HRI | 0 | 0 | 0 | 0 | 0 | 0 | 0
00 Ret.ExistSCR & DSI & WetFGD | 0 | 0 | 0 | 0 | 0 | 0 | 0
00 Ret.ExistSCR & DSI & WetFGD & HRI | 0 | 0 | 0 | 0 | 0 | 0 | 0
00 Ret.ExistSCR & HRI | 0 | 0 | 0 | 0 | 0 | 0 | 0
00 Ret.ExistSCR & WetFGD | 1183.3871 | 1183.3871 | 1183.3871 | 1183.3871 | 1183.3871 | 1183.3871 | 1183.3871
00 Ret.ExistSCR & WetFGD & ACI & CCS | 0 | 0 | 0 | 0 | 0 | 0 | 0
00 Ret.ExistSCR & WetFGD & ACI & HRI & CCS | 0 | 0 | 0 | 0 | 0 | 0 | 0
00 Ret.ExistSCR & WetFGD & CCS | 0 | 0 | 0 | 0 | 0 | 0 | 0
00 Ret.ExistSCR & WetFGD & HRI | 0 | 0 | 0 | 0 | 0 | 0 | 0
00 Ret.ExistSCR & WetFGD & HRI & CCS | 0 | 0 | 0 | 0 | 0 | 0 | 0
00 Ret.ExistSCR_ACI & DryFGD | 391.9311 | 391.9311 | 391.9311 | 391.9311 | 391.9311 | 391.9311 | 391.9311
00 Ret.ExistSCR_ACI & DryFGD & CCS | 0 | 0 | 0 | 0 | 0 | 0 | 0
00 Ret.ExistSCR_ACI & DryFGD & HRI | 0 | 0 | 0 | 0 | 0 | 0 | 0
00 Ret.ExistSCR_ACI & DryFGD & HRI & CCS | 0 | 0 | 0 | 0 | 0 | 0 | 0
00 Ret.ExistSCR_ACI & DSI | 0 | 0 | 0 | 0 | 0 | 0 | 0
00 Ret.ExistSCR_ACI & DSI & HRI | 0 | 0 | 0 | 0 | 0 | 0 | 0
00 Ret.ExistSCR_ACI & HRI | 0 | 0 | 0 | 0 | 0 | 0 | 0
00 Ret.ExistSCR_ACI & WetFGD | 0 | 0 | 0 | 0 | 0 | 0 | 0
00 Ret.ExistSCR_ACI & WetFGD & CCS | 0 | 0 | 0 | 0 | 0 | 0 | 0
00 Ret.ExistSCR_ACI & WetFGD & HRI | 0 | 0 | 0 | 0 | 0 | 0 | 0
00 Ret.ExistSCR_ACI & WetFGD & HRI & CCS | 0 | 0 | 0 | 0 | 0 | 0 | 0
00 Ret.ExistSCR_DryFGD & ACI | 1048.9064 | 1048.8503 | 1048.8503 | 1048.8503 | 1048.8503 | 1048.8503 | 1048.8503
00 Ret.ExistSCR_DryFGD & HRI | 0 | 0 | 0 | 0 | 0 | 0 | 0
00 Ret.ExistSCR_DryFGD & HRI & CCS | 0 | 0 | 0 | 0 | 0 | 0 | 0
00 Ret.ExistSCR_DryFGD_ACI & CCS | 0 | 0 | 0 | 0 | 0 | 0 | 0
00 Ret.ExistSCR_DryFGD_ACI & HRI | 0 | 0 | 0 | 0 | 0 | 0 | 0
00 Ret.ExistSCR_DryFGD_ACI & HRI & CCS | 0 | 0 | 0 | 0 | 0 | 0 | 0
00 Ret.ExistSCR_DryFGD_ACI_DSI & CCS | 0 | 0 | 0 | 0 | 0 | 0 | 0
00 Ret.ExistSCR_DryFGD_ACI_DSI & HRI | 0 | 0 | 0 | 0 | 0 | 0 | 0
00 Ret.ExistSCR_DryFGD_ACI_DSI & HRI & CCS | 0 | 0 | 0 | 0 | 0 | 0 | 0
00 Ret.ExistSCR_DSI & ACI | 0 | 0 | 0 | 0 | 0 | 0 | 0
00 Ret.ExistSCR_DSI & ACI & HRI | 0 | 0 | 0 | 0 | 0 | 0 | 0
00 Ret.ExistSCR_DSI & DryFGD | 0 | 0 | 0 | 0 | 0 | 0 | 0
00 Ret.ExistSCR_DSI & DryFGD & ACI | 0 | 0 | 0 | 0 | 0 | 0 | 0
00 Ret.ExistSCR_DSI & DryFGD & ACI & HRI | 0 | 0 | 0 | 0 | 0 | 0 | 0
00 Ret.ExistSCR_DSI & DryFGD & HRI | 0 | 0 | 0 | 0 | 0 | 0 | 0
00 Ret.ExistSCR_DSI & HRI | 0 | 0 | 0 | 0 | 0 | 0 | 0
00 Ret.ExistSCR_DSI & WetFGD | 0 | 0 | 0 | 0 | 0 | 0 | 0
00 Ret.ExistSCR_DSI & WetFGD & ACI | 0 | 0 | 0 | 0 | 0 | 0 | 0
00 Ret.ExistSCR_DSI & WetFGD & ACI & HRI | 0 | 0 | 0 | 0 | 0 | 0 | 0
00 Ret.ExistSCR_DSI & WetFGD & HRI | 0 | 0 | 0 | 0 | 0 | 0 | 0
00 Ret.ExistSCR_WetFGD & ACI | 9026.7986 | 9026.7986 | 9026.7986 | 9026.7986 | 9026.7986 | 9026.7986 | 9026.7986
00 Ret.ExistSCR_WetFGD & HRI | 0 | 0 | 0 | 0 | 0 | 0 | 0
00 Ret.ExistSCR_WetFGD & HRI & CCS | 0 | 0 | 0 | 0 | 0 | 0 | 0
00 Ret.ExistSCR_WetFGD_ACI & CCS | 0 | 0 | 0 | 0 | 0 | 0 | 0
00 Ret.ExistSCR_WetFGD_ACI & HRI | 0 | 0 | 0 | 0 | 0 | 0 | 0
00 Ret.ExistSCR_WetFGD_ACI & HRI & CCS | 0 | 0 | 0 | 0 | 0 | 0 | 0
00 Ret.ExistSCR_WetFGD_ACI_DSI & CCS | 0 | 0 | 0 | 0 | 0 | 0 | 0
00 Ret.ExistSCR_WetFGD_ACI_DSI & HRI | 0 | 0 | 0 | 0 | 0 | 0 | 0
00 Ret.ExistSCR_WetFGD_ACI_DSI & HRI & CCS | 0 | 0 | 0 | 0 | 0 | 0 | 0
00 Ret.ExistSCR_WetFGD_DSI & HRI | 0 | 0 | 0 | 0 | 0 | 0 | 0
00 Ret.ExistSCR_WetFGD_DSI & HRI & CCS | 0 | 0 | 0 | 0 | 0 | 0 | 0
00 Ret.ExistSNCR & ACI | 2.514e-07 | 2.514e-07 | 2.514e-07 | 2.514e-07 | 2.514e-07 | 2.514e-07 | 2.514e-07
00 Ret.ExistSNCR & ACI & DryFGD | 0 | 0 | 0 | 0 | 0 | 0 | 0
00 Ret.ExistSNCR & ACI & DryFGD & HRI | 0 | 0 | 0 | 0 | 0 | 0 | 0
00 Ret.ExistSNCR & ACI & DSI | 98.0896 | 98.0896 | 98.0896 | 98.0896 | 98.0896 | 98.0896 | 98.0896
00 Ret.ExistSNCR & ACI & DSI & DryFGD | 0 | 0 | 0 | 0 | 0 | 0 | 0
00 Ret.ExistSNCR & ACI & DSI & DryFGD & HRI | 0 | 0 | 0 | 0 | 0 | 0 | 0
00 Ret.ExistSNCR & ACI & DSI & HRI | 0 | 0 | 0 | 0 | 0 | 0 | 0
00 Ret.ExistSNCR & ACI & DSI & WetFGD | 0 | 0 | 0 | 0 | 0 | 0 | 0
00 Ret.ExistSNCR & ACI & DSI & WetFGD & HRI | 0 | 0 | 0 | 0 | 0 | 0 | 0
00 Ret.ExistSNCR & ACI & HRI | 0 | 0 | 0 | 0 | 0 | 0 | 0
00 Ret.ExistSNCR & ACI & WetFGD | 223.6491 | 223.6491 | 223.6491 | 223.6491 | 223.6491 | 223.6491 | 223.6491
00 Ret.ExistSNCR & ACI & WetFGD & HRI | 0 | 0 | 0 | 0 | 0 | 0 | 0
00 Ret.ExistSNCR & DryFGD | 0 | 0 | 0 | 0 | 0 | 0 | 0
00 Ret.ExistSNCR & DryFGD & ACI & CCS | 0 | 0 | 0 | 0 | 0 | 0 | 0
00 Ret.ExistSNCR & DryFGD & ACI & HRI & CCS | 0 | 0 | 0 | 0 | 0 | 0 | 0
00 Ret.ExistSNCR & DryFGD & CCS | 0 | 0 | 0 | 0 | 0 | 0 | 0
00 Ret.ExistSNCR & DryFGD & HRI | 0 | 0 | 0 | 0 | 0 | 0 | 0
00 Ret.ExistSNCR & DryFGD & HRI & CCS | 0 | 0 | 0 | 0 | 0 | 0 | 0
00 Ret.ExistSNCR & DSI | 0.2044 | 0.2044 | 0.2044 | 0.2044 | 0.2044 | 0.2044 | 0.2044
00 Ret.ExistSNCR & DSI & DryFGD | 0 | 0 | 0 | 0 | 0 | 0 | 0
00 Ret.ExistSNCR & DSI & DryFGD & HRI | 0 | 0 | 0 | 0 | 0 | 0 | 0
00 Ret.ExistSNCR & DSI & HRI | 0 | 0 | 0 | 0 | 0 | 0 | 0
00 Ret.ExistSNCR & DSI & WetFGD | 0 | 0 | 0 | 0 | 0 | 0 | 0
00 Ret.ExistSNCR & DSI & WetFGD & HRI | 0 | 0 | 0 | 0 | 0 | 0 | 0
00 Ret.ExistSNCR & HRI | 0 | 0 | 0 | 0 | 0 | 0 | 0
00 Ret.ExistSNCR & WetFGD | 0 | 0 | 0 | 0 | 0 | 0 | 0
00 Ret.ExistSNCR & WetFGD & ACI & CCS | 0 | 0 | 0 | 0 | 0 | 0 | 0
00 Ret.ExistSNCR & WetFGD & ACI & HRI & CCS | 0 | 0 | 0 | 0 | 0 | 0 | 0
00 Ret.ExistSNCR & WetFGD & CCS | 0 | 0 | 0 | 0 | 0 | 0 | 0
00 Ret.ExistSNCR & WetFGD & HRI | 0 | 0 | 0 | 0 | 0 | 0 | 0
00 Ret.ExistSNCR & WetFGD & HRI & CCS | 0 | 0 | 0 | 0 | 0 | 0 | 0
00 Ret.ExistSNCR_ACI & DryFGD | 533.0535 | 533.0535 | 533.0535 | 533.0535 | 533.0535 | 533.0535 | 533.0535
00 Ret.ExistSNCR_ACI & DryFGD & CCS | 0 | 0 | 0 | 0 | 0 | 0 | 0
00 Ret.ExistSNCR_ACI & DryFGD & HRI | 0 | 0 | 0 | 0 | 0 | 0 | 0
00 Ret.ExistSNCR_ACI & DryFGD & HRI & CCS | 0 | 0 | 0 | 0 | 0 | 0 | 0
00 Ret.ExistSNCR_ACI & DSI | 651.2048 | 651.2048 | 651.2048 | 651.2048 | 651.2048 | 651.2048 | 651.2048
00 Ret.ExistSNCR_ACI & DSI & HRI | 0 | 0 | 0 | 0 | 0 | 0 | 0
00 Ret.ExistSNCR_ACI & HRI | 0 | 0 | 0 | 0 | 0 | 0 | 0
00 Ret.ExistSNCR_ACI & WetFGD | 0 | 0 | 0 | 0 | 0 | 0 | 0
00 Ret.ExistSNCR_ACI & WetFGD & CCS | 0 | 0 | 0 | 0 | 0 | 0 | 0
00 Ret.ExistSNCR_ACI & WetFGD & HRI | 0 | 0 | 0 | 0 | 0 | 0 | 0
00 Ret.ExistSNCR_ACI & WetFGD & HRI & CCS | 0 | 0 | 0 | 0 | 0 | 0 | 0
00 Ret.ExistSNCR_ACI_DSI & DryFGD | 0 | 0 | 0 | 0 | 0 | 0 | 0
00 Ret.ExistSNCR_ACI_DSI & DryFGD & HRI | 0 | 0 | 0 | 0 | 0 | 0 | 0
00 Ret.ExistSNCR_ACI_DSI & HRI | 0 | 0 | 0 | 0 | 0 | 0 | 0
00 Ret.ExistSNCR_ACI_DSI & WetFGD | 0 | 0 | 0 | 0 | 0 | 0 | 0
00 Ret.ExistSNCR_ACI_DSI & WetFGD & HRI | 0 | 0 | 0 | 0 | 0 | 0 | 0
00 Ret.ExistSNCR_DryFGD & ACI | 0 | 0 | 0 | 0 | 0 | 0 | 0
00 Ret.ExistSNCR_DryFGD & HRI | 0 | 0 | 0 | 0 | 0 | 0 | 0
00 Ret.ExistSNCR_DryFGD_ACI & CCS | 0 | 0 | 0 | 0 | 0 | 0 | 0
00 Ret.ExistSNCR_DryFGD_ACI & HRI | 0 | 0 | 0 | 0 | 0 | 0 | 0
00 Ret.ExistSNCR_DryFGD_ACI & HRI & CCS | 0 | 0 | 0 | 0 | 0 | 0 | 0
00 Ret.ExistSNCR_DSI & ACI | 0 | 0 | 0 | 0 | 0 | 0 | 0
00 Ret.ExistSNCR_DSI & ACI & DryFGD | 0 | 0 | 0 | 0 | 0 | 0 | 0
00 Ret.ExistSNCR_DSI & ACI & DryFGD & HRI | 0 | 0 | 0 | 0 | 0 | 0 | 0
00 Ret.ExistSNCR_DSI & ACI & HRI | 0 | 0 | 0 | 0 | 0 | 0 | 0
00 Ret.ExistSNCR_DSI & ACI & WetFGD | 0 | 0 | 0 | 0 | 0 | 0 | 0
00 Ret.ExistSNCR_DSI & ACI & WetFGD & HRI | 0 | 0 | 0 | 0 | 0 | 0 | 0
00 Ret.ExistSNCR_DSI & DryFGD | 0 | 0 | 0 | 0 | 0 | 0 | 0
00 Ret.ExistSNCR_DSI & DryFGD & ACI & CCS | 0 | 0 | 0 | 0 | 0 | 0 | 0
00 Ret.ExistSNCR_DSI & DryFGD & ACI & HRI & CCS | 0 | 0 | 0 | 0 | 0 | 0 | 0
00 Ret.ExistSNCR_DSI & DryFGD & CCS | 0 | 0 | 0 | 0 | 0 | 0 | 0
00 Ret.ExistSNCR_DSI & DryFGD & HRI | 0 | 0 | 0 | 0 | 0 | 0 | 0
00 Ret.ExistSNCR_DSI & DryFGD & HRI & CCS | 0 | 0 | 0 | 0 | 0 | 0 | 0
00 Ret.ExistSNCR_DSI & HRI | 0 | 0 | 0 | 0 | 0 | 0 | 0
00 Ret.ExistSNCR_DSI & WetFGD | 0 | 0 | 0 | 0 | 0 | 0 | 0
00 Ret.ExistSNCR_DSI & WetFGD & ACI & CCS | 0 | 0 | 0 | 0 | 0 | 0 | 0
00 Ret.ExistSNCR_DSI & WetFGD & ACI & HRI & CCS | 0 | 0 | 0 | 0 | 0 | 0 | 0
00 Ret.ExistSNCR_DSI & WetFGD & CCS | 0 | 0 | 0 | 0 | 0 | 0 | 0
00 Ret.ExistSNCR_DSI & WetFGD & HRI | 0 | 0 | 0 | 0 | 0 | 0 | 0
00 Ret.ExistSNCR_DSI & WetFGD & HRI & CCS | 0 | 0 | 0 | 0 | 0 | 0 | 0
00 Ret.ExistSNCR_WetFGD & ACI | 2089.4786 | 2089.4786 | 2089.4786 | 2089.4786 | 2089.4786 | 2089.4786 | 2089.4786
00 Ret.ExistSNCR_WetFGD & HRI | 0 | 0 | 0 | 0 | 0 | 0 | 0
00 Ret.ExistSNCR_WetFGD & HRI & CCS | 0 | 0 | 0 | 0 | 0 | 0 | 0
00 Ret.ExistSNCR_WetFGD_ACI & CCS | 0 | 0 | 0 | 0 | 0 | 0 | 0
00 Ret.ExistSNCR_WetFGD_ACI & HRI | 0 | 0 | 0 | 0 | 0 | 0 | 0
00 Ret.ExistSNCR_WetFGD_ACI & HRI & CCS | 0 | 0 | 0 | 0 | 0 | 0 | 0
00 Ret.ExistSNCR_WetFGD_ACI_DSI & CCS | 0 | 0 | 0 | 0 | 0 | 0 | 0
00 Ret.ExistSNCR_WetFGD_ACI_DSI & HRI | 0 | 0 | 0 | 0 | 0 | 0 | 0
00 Ret.ExistSNCR_WetFGD_ACI_DSI & HRI & CCS | 0 | 0 | 0 | 0 | 0 | 0 | 0
00 Ret.ExistWetFGD & ACI | 10574.691 | 8402.8222 | 8402.8222 | 8402.8222 | 8402.8222 | 8402.8222 | 8402.8222
00 Ret.ExistWetFGD & ACI & CCS | 0 | 0 | 0 | 0 | 0 | 0 | 0
00 Ret.ExistWetFGD & ACI & HRI | 0 | 0 | 0 | 0 | 0 | 0 | 0
00 Ret.ExistWetFGD & ACI & HRI & CCS | 0 | 0 | 0 | 0 | 0 | 0 | 0
00 Ret.ExistWetFGD & ACI & SCR | 0 | 2159.3814 | 2159.3814 | 2159.3814 | 2159.3814 | 2159.3814 | 2159.3814
00 Ret.ExistWetFGD & ACI & SCR & CCS | 0 | 0 | 0 | 0 | 0 | 0 | 0
00 Ret.ExistWetFGD & ACI & SCR & HRI | 0 | 0 | 0 | 0 | 0 | 0 | 0
00 Ret.ExistWetFGD & ACI & SCR & HRI & CCS | 0 | 0 | 0 | 0 | 0 | 0 | 0
00 Ret.ExistWetFGD & ACI & SNCR | 0 | 0 | 0 | 0 | 0 | 0 | 0
00 Ret.ExistWetFGD & ACI & SNCR & HRI | 0 | 0 | 0 | 0 | 0 | 0 | 0
00 Ret.ExistWetFGD & CCS | 0 | 0 | 0 | 0 | 0 | 0 | 0
00 Ret.ExistWetFGD & HRI | 0 | 0 | 0 | 0 | 0 | 0 | 0
00 Ret.ExistWetFGD & HRI & CCS | 0 | 0 | 0 | 0 | 0 | 0 | 0
00 Ret.ExistWetFGD & SCR | 4021.8623 | 5058.1498 | 5058.1498 | 5445.6772 | 5445.6772 | 5445.6772 | 5445.6772
00 Ret.ExistWetFGD & SCR & CCS | 0 | 0 | 0 | 0 | 0 | 0 | 0
00 Ret.ExistWetFGD & SCR & HRI | 0 | 0 | 0 | 0 | 0 | 0 | 0
00 Ret.ExistWetFGD & SCR & HRI & CCS | 0 | 0 | 0 | 0 | 0 | 0 | 0
00 Ret.ExistWetFGD & SNCR | 0 | 0 | 0 | 0 | 0 | 0 | 0
00 Ret.ExistWetFGD & SNCR & HRI | 0 | 0 | 0 | 0 | 0 | 0 | 0
00 Ret.ExistWetFGD_ACI & CCS | 0 | 0 | 0 | 0 | 0 | 0 | 0
00 Ret.ExistWetFGD_ACI & HRI | 0 | 0 | 0 | 0 | 0 | 0 | 0
00 Ret.ExistWetFGD_ACI & HRI & CCS | 0 | 0 | 0 | 0 | 0 | 0 | 0
00 Ret.ExistWetFGD_ACI & SCR | 0 | 412.4591 | 414.3425 | 414.3425 | 414.3425 | 414.3425 | 414.3425
00 Ret.ExistWetFGD_ACI & SCR & CCS | 0 | 0 | 0 | 0 | 0 | 0 | 0
00 Ret.ExistWetFGD_ACI & SCR & HRI | 0 | 0 | 0 | 0 | 0 | 0 | 0
00 Ret.ExistWetFGD_ACI & SCR & HRI & CCS | 0 | 0 | 0 | 0 | 0 | 0 | 0
00 Ret.ExistWetFGD_ACI & SNCR | 0 | 0 | 0 | 0 | 0 | 0 | 0
00 Ret.ExistWetFGD_ACI & SNCR & HRI | 0 | 0 | 0 | 0 | 0 | 0 | 0
00 Ret.ExistWetFGD_ACI_DSI & CCS | 0 | 0 | 0 | 0 | 0 | 0 | 0
00 Ret.ExistWetFGD_ACI_DSI & HRI | 0 | 0 | 0 | 0 | 0 | 0 | 0
00 Ret.ExistWetFGD_ACI_DSI & HRI & CCS | 0 | 0 | 0 | 0 | 0 | 0 | 0
00 Ret.ExistWetFGD_ACI_DSI & SCR | 0 | 0 | 0 | 0 | 0 | 0 | 0
00 Ret.ExistWetFGD_ACI_DSI & SCR & CCS | 0 | 0 | 0 | 0 | 0 | 0 | 0
00 Ret.ExistWetFGD_ACI_DSI & SCR & HRI | 0 | 0 | 0 | 0 | 0 | 0 | 0
00 Ret.ExistWetFGD_ACI_DSI & SCR & HRI & CCS | 0 | 0 | 0 | 0 | 0 | 0 | 0
00 Ret.ExistWetFGD_SCR & ACI & CCS | 0 | 0 | 0 | 0 | 0 | 0 | 0
00 Ret.ExistWetFGD_SCR & ACI & HRI | 0 | 0 | 0 | 0 | 0 | 0 | 0
00 Ret.ExistWetFGD_SCR & ACI & HRI & CCS | 0 | 0 | 0 | 0 | 0 | 0 | 0
00 Ret.ExistWetFGD_SCR & CCS | 0 | 0 | 0 | 0 | 0 | 0 | 0
00 Ret.ExistWetFGD_SCR_DSI & CCS | 0 | 0 | 0 | 0 | 0 | 0 | 0
00 Ret.ExistWetFGD_SNCR & ACI & CCS | 0 | 0 | 0 | 0 | 0 | 0 | 0
00 Ret.ExistWetFGD_SNCR & ACI & HRI | 0 | 0 | 0 | 0 | 0 | 0 | 0
00 Ret.ExistWetFGD_SNCR & ACI & HRI & CCS | 0 | 0 | 0 | 0 | 0 | 0 | 0
00 Ret.ExistWetFGD_SNCR & CCS | 0 | 0 | 0 | 0 | 0 | 0 | 0
00 Ret.FB & ACI | 439.7376 | 439.7376 | 439.7376 | 439.7376 | 439.7376 | 439.7376 | 439.7376
00 Ret.FB & ACI & HRI | 0 | 0 | 0 | 0 | 0 | 0 | 0
00 Ret.FB & HRI | 0 | 0 | 0 | 0 | 0 | 0 | 0
00 Ret.FB DryFGD | 0 | 0 | 0 | 0 | 0 | 0 | 0
00 Ret.FB DryFGD & ACI | 0 | 0 | 0 | 0 | 0 | 0 | 0
00 Ret.FB DryFGD & ACI & HRI | 0 | 0 | 0 | 0 | 0 | 0 | 0
00 Ret.FB DryFGD & HRI | 0 | 0 | 0 | 0 | 0 | 0 | 0
00 Ret.FB DryFGD & SCR | 0 | 0 | 0 | 0 | 0 | 0 | 0
00 Ret.FB DryFGD & SCR & HRI | 0 | 0 | 0 | 0 | 0 | 0 | 0
00 Ret.FB DryFGD & SNCR | 0 | 0 | 0 | 0 | 0 | 0 | 0
00 Ret.FB DryFGD & SNCR & HRI | 0 | 0 | 0 | 0 | 0 | 0 | 0
00 Ret.FB SNCR & DryFGD & ACI | 0 | 0 | 0 | 0 | 0 | 0 | 0
00 Ret.FB SNCR & DryFGD & ACI & HRI | 0 | 0 | 0 | 0 | 0 | 0 | 0
00 Ret.FB-ACI & SNCR | 0 | 0 | 0 | 0 | 0 | 0 | 0
00 Ret.FB-ACI & SNCR & CCS | 0 | 0 | 0 | 0 | 0 | 0 | 0
00 Ret.FB-ACI & SNCR & HRI | 0 | 0 | 0 | 0 | 0 | 0 | 0
00 Ret.FB-ACI & SNCR & HRI & CCS | 0 | 0 | 0 | 0 | 0 | 0 | 0
00 Ret.FB-Exist ACI & DryFGD | 0 | 0 | 0 | 0 | 0 | 0 | 0
00 Ret.FB-Exist ACI & DryFGD & HRI | 0 | 0 | 0 | 0 | 0 | 0 | 0
00 Ret.FB-Exist ACI & DryFGD & SNCR | 0 | 0 | 0 | 0 | 0 | 0 | 0
00 Ret.FB-Exist ACI & DryFGD & SNCR & HRI | 0 | 0 | 0 | 0 | 0 | 0 | 0
00 Ret.FB-Exist ACI & SNCR | 0 | 0 | 0 | 0 | 0 | 0 | 0
00 Ret.FB-Exist ACI & SNCR & HRI | 0 | 0 | 0 | 0 | 0 | 0 | 0
00 Ret.FB-ExistACI & HRI | 0 | 0 | 0 | 0 | 0 | 0 | 0
00 Ret.FB-ExistDryFGD & HRI | 0 | 0 | 0 | 0 | 0 | 0 | 0
00 Ret.FB-ExistDryFGD & SNCR | 0 | 0 | 0 | 0 | 0 | 0 | 0
00 Ret.FB-ExistDryFGD & SNCR & HRI | 0 | 0 | 0 | 0 | 0 | 0 | 0
00 Ret.FB-ExistDryFGD_SNCR & ACI | 0 | 0 | 0 | 0 | 0 | 0 | 0
00 Ret.FB-ExistDryFGD_SNCR & ACI & HRI | 0 | 0 | 0 | 0 | 0 | 0 | 0
00 Ret.FB-ExistDryFGD_SNCR & HRI | 0 | 0 | 0 | 0 | 0 | 0 | 0
00 Ret.FB-ExistDryFGD_SNCR_ACI & HRI | 0 | 0 | 0 | 0 | 0 | 0 | 0
00 Ret.FB-ExistDryFGD_SNCR_ACI & HRI & CCS | 0 | 0 | 0 | 0 | 0 | 0 | 0
00 Ret.FB-ExistSNCR & ACI | 59.9671 | 59.9671 | 59.9671 | 59.9671 | 59.9671 | 59.9671 | 59.9671
00 Ret.FB-ExistSNCR & ACI & HRI | 0 | 0 | 0 | 0 | 0 | 0 | 0
00 Ret.FB-ExistSNCR & DryFGD | 0 | 0 | 0 | 0 | 0 | 0 | 0
00 Ret.FB-ExistSNCR & DryFGD & ACI | 0 | 0 | 0 | 0 | 0 | 0 | 0
00 Ret.FB-ExistSNCR & DryFGD & ACI & HRI | 0 | 0 | 0 | 0 | 0 | 0 | 0
00 Ret.FB-ExistSNCR & DryFGD & HRI | 0 | 0 | 0 | 0 | 0 | 0 | 0
00 Ret.FB-ExistSNCR & HRI | 0 | 0 | 0 | 0 | 0 | 0 | 0
00 Ret.FB-ExistWetFGD_SNCR_ACI & HRI | 0 | 0 | 0 | 0 | 0 | 0 | 0
00 Ret.FB-SCR & DryFGD & ACI | 0 | 0 | 0 | 0 | 0 | 0 | 0
00 Ret.FB-SCR & DryFGD & ACI & HRI | 0 | 0 | 0 | 0 | 0 | 0 | 0
00 Ret.FB-SNCR | 0 | 0 | 0 | 0 | 0 | 0 | 0
00 Ret.FB-SNCR & HRI | 0 | 0 | 0 | 0 | 0 | 0 | 0
00 Ret.HRI | 0 | 0 | 0 | 0 | 0 | 0 | 0
00 Ret.Oil/Gas Steam SCR | 1.7408 | 0.73638 | 0.73638 | 0.73638 | 0.73638 | 0.73638 | 0.73638
00 Ret.SCR | 4.7736e-07 | 4.7736e-07 | 4.7736e-07 | 4.7736e-07 | 4.7736e-07 | 4.7736e-07 | 4.7736e-07
00 Ret.SCR & DryFGD | 0 | 0 | 0 | 0 | 0 | 0 | 0
00 Ret.SCR & DryFGD & ACI | 0 | 0 | 0 | 0 | 0 | 0 | 0
00 Ret.SCR & DryFGD & CCS | 0 | 0 | 0 | 0 | 0 | 0 | 0
00 Ret.SCR & DryFGD & HRI | 0 | 0 | 0 | 0 | 0 | 0 | 0
00 Ret.SCR & DryFGD & HRI & CCS | 0 | 0 | 0 | 0 | 0 | 0 | 0
00 Ret.SCR & DSI | 0.03162 | 0.03162 | 0.03162 | 0.03162 | 0.03162 | 0.03162 | 0.03162
00 Ret.SCR & DSI & DryFGD | 0 | 0 | 0 | 0 | 0 | 0 | 0
00 Ret.SCR & DSI & DryFGD & HRI | 0 | 0 | 0 | 0 | 0 | 0 | 0
00 Ret.SCR & DSI & HRI | 0 | 0 | 0 | 0 | 0 | 0 | 0
00 Ret.SCR & DSI & WetFGD | 0 | 0 | 0 | 0 | 0 | 0 | 0
00 Ret.SCR & DSI & WetFGD & HRI | 0 | 0 | 0 | 0 | 0 | 0 | 0
00 Ret.SCR & HRI | 0 | 0 | 0 | 0 | 0 | 0 | 0
00 Ret.SCR & WetFGD | 955.6588 | 955.6588 | 955.6588 | 955.6588 | 955.6588 | 955.6588 | 955.6588
00 Ret.SCR & WetFGD & ACI | 0 | 0 | 0 | 0 | 0 | 0 | 0
00 Ret.SCR & WetFGD & CCS | 0 | 0 | 0 | 0 | 0 | 0 | 0
00 Ret.SCR & WetFGD & HRI | 0 | 0 | 0 | 0 | 0 | 0 | 0
00 Ret.SCR & WetFGD & HRI & CCS | 0 | 0 | 0 | 0 | 0 | 0 | 0
00 Ret.SNCR | 0 | 0 | 0 | 0 | 0 | 0 | 0
00 Ret.SNCR & DryFGD | 0 | 0 | 0 | 0 | 0 | 0 | 0
00 Ret.SNCR & DryFGD & ACI | 0 | 0 | 0 | 0 | 0 | 0 | 0
00 Ret.SNCR & DryFGD & ACI & HRI | 0 | 0 | 0 | 0 | 0 | 0 | 0
00 Ret.SNCR & DryFGD & HRI | 0 | 0 | 0 | 0 | 0 | 0 | 0
00 Ret.SNCR & DSI | 0 | 0 | 0 | 0 | 0 | 0 | 0
00 Ret.SNCR & DSI & HRI | 0 | 0 | 0 | 0 | 0 | 0 | 0
00 Ret.SNCR & HRI | 0 | 0 | 0 | 0 | 0 | 0 | 0
00 Ret.SNCR & WetFGD | 0 | 0 | 0 | 0 | 0 | 0 | 0
00 Ret.SNCR & WetFGD & ACI | 0 | 0 | 0 | 0 | 0 | 0 | 0
00 Ret.SNCR & WetFGD & ACI & HRI | 0 | 0 | 0 | 0 | 0 | 0 | 0
00 Ret.SNCR & WetFGD & HRI | 0 | 0 | 0 | 0 | 0 | 0 | 0
00 Ret.WetFGD | 0 | 0 | 0 | 0 | 0 | 0 | 0
00 Ret.WetFGD & ACI & CCS | 0 | 0 | 0 | 0 | 0 | 0 | 0
00 Ret.WetFGD & ACI & HRI & CCS | 0 | 0 | 0 | 0 | 0 | 0 | 0
00 Ret.WetFGD & CCS | 0 | 0 | 0 | 0 | 0 | 0 | 0
00 Ret.WetFGD & HRI | 0 | 0 | 0 | 0 | 0 | 0 | 0
00 Ret.WetFGD & HRI & CCS | 0 | 0 | 0 | 0 | 0 | 0 | 0
00 CC Retirement | 6658.9971 | 6769.9971 | 6769.9971 | 6769.9971 | 6769.9971 | 6769.9971 | 6769.9971
00 CT Retirement | 5458.1524 | 5458.1524 | 5458.1524 | 5458.1524 | 5780.1524 | 5780.1524 | 5780.1524
00 O/G Retirement | 6328.955 | 9017.5215 | 10512.5215 | 12972.6845 | 12972.6845 | 12972.6845 | 12972.6845
00 Coal Retirement | 60102.2029 | 63621.3469 | 65815.3469 | 69154.0209 | 69678.7443 | 73873.9248 | 74473.9248
00 IGCC Retirement | 45 | 45 | 45 | 45 | 45 | 45 | 45
00 Nuke Retirement | 2619.2568 | 3173.2568 | 3173.2568 | 3173.2568 | 5076.2568 | 44300.1568 | 95754.9
00 Non-Fossil Retirement | 101.7 | 101.7 | 101.7 | 101.7 | 101.7 | 101.7 | 101.7
Total | 1063301.399 | 1090219.8107 | 1107672.9904 | 1134897.3736 | 1182868.9549 | 1481737.5282 | 1666480.1156
(**) Ind. Boiler capacity in MMBtu/hr, not included in the total
11. Capacity Additions and Changes by Capacity Reporting Type [MW]
00 New Combined Cycle | 0 | 2348.684 | 2010.4721 | 10529.4451 | 29072.928 | 56795.7331 | 85415.2209
00 New Combined Cycle - Uncontrolled | 0 | 0 | 0 | 0 | 0 | 0 | 0
00 New Combined Cycle with Carbon Capture | 0 | 0 | 0 | 0 | 0 | 0 | 0
00 New Combustion Turbine | 2001.7271 | 0 | 99.7995 | 2430.3029 | 3949.9143 | 17799.5024 | 15950.3537
00 New Energy Efficiency | 0 | 0 | 0 | 0 | 0 | 0 | 0
00 New Hydro | 0 | 0 | 4836 | 5825.5038 | 0 | 0 | 0
00 New Nuclear | 0 | 0 | 0 | 0 | 0 | 0 | 0
00 New Biomass | 0 | 0 | 0 | 0 | 0 | 0 | 0
00 New Geothermal | 0 | 0 | 628.8 | 441.3713 | 272.0264 | 37.639 | 320.7206
00 New Landfill Gas | 0 | 0 | 0 | 0 | 0 | 0 | 0
00 New Offshore Wind | 0 | 0 | 0 | 0 | 0 | 0 | 0
00 New Onshore Wind | 870.74 | 21802.1959 | 66.6948 | 3223.6259 | 543.6922 | 243.5416 | 695.3191
00 New Solar PV | 993.9014 | 9.9529 | 5011.4246 | 4776.3586 | 14147.6348 | 223992.1572 | 82360.973
00 New Solar Thermal | 0 | 0 | 0 | 0 | 0 | 0 | 0
00 New Fuel Cell | 0 | 0 | 0 | 0 | 0 | 0 | 0
00 New IGCC | 0 | 0 | 0 | 0 | 0 | 0 | 0
00 New Advanced Coal with CCS | 0 | 330 | 0 | 0 | 0 | 0 | 0
00 New SPC - Uncontrolled | 0 | 0 | 0 | 0 | 0 | 0 | 0
00 New SPC-WetFGD_SCR | 0 | 0 | 0 | 0 | 0 | 0 | 0
00 New Future Technology | 0 | 0 | 0 | 0 | 0 | 0 | 0
00 Exist Combined Cycle | 0 | 0 | 0 | 0 | 0 | 0 | 0
00 Exist Combustion Turbine | 0 | 0 | 0 | 0 | 0 | 0 | 0
00 Exist Coal Steam_Uncontrolled | 0 | 0 | 0 | 0 | 0 | 0 | 0
00 Exist Coal Steam_ACI | 0 | 0 | 0 | 0 | 0 | 0 | 0
00 Exist Coal Steam_ACI_DSI | 0 | 0 | 0 | 0 | 0 | 0 | 0
00 Exist Coal Steam_DryFGD | 0 | 0 | 0 | 0 | 0 | 0 | 0
00 Exist Coal Steam_DryFGD_ACI | 0 | 0 | 0 | 0 | 0 | 0 | 0
00 Exist Coal Steam_DryFGD_SCR | 0 | 0 | 0 | 0 | 0 | 0 | 0
00 Exist Coal Steam_DryFGD_SCR_ACI | 0 | 0 | 0 | 0 | 0 | 0 | 0
00 Exist Coal Steam_DryFGD_SCR_ACI_DSI | 0 | 0 | 0 | 0 | 0 | 0 | 0
00 Exist Coal Steam_DryFGD_SNCR | 0 | 0 | 0 | 0 | 0 | 0 | 0
00 Exist Coal Steam_DryFGD_SNCR_ACI | 0 | 0 | 0 | 0 | 0 | 0 | 0
00 Exist Coal Steam_DSI | 0 | 0 | 0 | 0 | 0 | 0 | 0
00 Exist Coal Steam_SCR | 0 | 0 | 0 | 0 | 0 | 0 | 0
00 Exist Coal Steam_SCR_ACI | 0 | 0 | 0 | 0 | 0 | 0 | 0
00 Exist Coal Steam_SCR_DSI | 0 | 0 | 0 | 0 | 0 | 0 | 0
00 Exist Coal Steam_SNCR | 0 | 0 | 0 | 0 | 0 | 0 | 0
00 Exist Coal Steam_SNCR_ACI | 0 | 0 | 0 | 0 | 0 | 0 | 0
00 Exist Coal Steam_SNCR_ACI_DSI | 0 | 0 | 0 | 0 | 0 | 0 | 0
00 Exist Coal Steam_SNCR_DSI | 0 | 0 | 0 | 0 | 0 | 0 | 0
00 Exist Coal Steam_WetFGD | 0 | 0 | 0 | 0 | 0 | 0 | 0
00 Exist Coal Steam_WetFGD_ACI | 0 | 0 | 0 | 0 | 0 | 0 | 0
00 Exist Coal Steam_WetFGD_ACI_DSI | 0 | 0 | 0 | 0 | 0 | 0 | 0
00 Exist Coal Steam_WetFGD_SCR | 0 | 0 | 0 | 0 | 0 | 0 | 0
00 Exist Coal Steam_WetFGD_SCR_ACI | 0 | 0 | 0 | 0 | 0 | 0 | 0
00 Exist Coal Steam_WetFGD_SCR_ACI_DSI | 0 | 0 | 0 | 0 | 0 | 0 | 0
00 Exist Coal Steam_WetFGD_SCR_DSI | 0 | 0 | 0 | 0 | 0 | 0 | 0
00 Exist Coal Steam_WetFGD_SNCR | 0 | 0 | 0 | 0 | 0 | 0 | 0
00 Exist Coal Steam_WetFGD_SNCR_ACI | 0 | 0 | 0 | 0 | 0 | 0 | 0
00 Exist Coal Steam_WetFGD_SNCR_ACI_DSI | 0 | 0 | 0 | 0 | 0 | 0 | 0
00 Exist FBC_Uncontrolled | 0 | 0 | 0 | 0 | 0 | 0 | 0
00 Exist FBC_ACI | 0 | 0 | 0 | 0 | 0 | 0 | 0
00 Exist FBC_DryFGD | 0 | 0 | 0 | 0 | 0 | 0 | 0
00 Exist FBC_DryFGD_SNCR | 0 | 0 | 0 | 0 | 0 | 0 | 0
00 Exist FBC_DryFGD_SNCR_ACI | 0 | 0 | 0 | 0 | 0 | 0 | 0
00 Exist FBC_SNCR | 0 | 0 | 0 | 0 | 0 | 0 | 0
00 Exist FBC_SNCR_ACI | 0 | 0 | 0 | 0 | 0 | 0 | 0
00 Exist FBC_WetFGD_SNCR_ACI | 0 | 0 | 0 | 0 | 0 | 0 | 0
00 Exist IGCC | 0 | 0 | 0 | 0 | 0 | 0 | 0
00 Exist Fossil_Other | 0 | 0 | 0 | 0 | 0 | 0 | 0
00 Exist Fuel Cell | 0 | 0 | 0 | 0 | 0 | 0 | 0
00 Exist Hydro | 0 | 0 | 0 | 0 | 0 | 0 | 0
00 Exist Non Fossil_Other | 0 | 0 | 0 | 0 | 0 | 0 | 0
00 Exist Nuclear | 0 | 0 | 0 | 0 | 0 | 0 | 0
00 Exist Oil/Gas Steam | 0 | 0 | 0 | 0 | 0 | 0 | 0
00 Exist Oil/Gas Steam_SCR | 0 | 0 | 0 | 0 | 0 | 0 | 0
00 Exist Oil/Gas Steam_SNCR | 0 | 0 | 0 | 0 | 0 | 0 | 0
00 Exist Biomass | 0 | 0 | 0 | 0 | 0 | 0 | 0
00 Exist Landfill Gas | 0 | 0 | 0 | 0 | 0 | 0 | 0
00 Exist Geothermal | 0 | 0 | 0 | 0 | 0 | 0 | 0
00 Exist Pump Storage | 0 | 0 | 0 | 0 | 0 | 0 | 0
00 Exist Solar PV | 0 | 0 | 0 | 0 | 0 | 0 | 0
00 Exist Solar Thermal | 0 | 0 | 0 | 0 | 0 | 0 | 0
00 Exist Wind | 0 | 0 | 0 | 0 | 0 | 0 | 0
00 International Imports | 0 | 0 | 0 | 0 | 0 | 0 | 0
00 Ret.ACI | 2847.1764 | 0 | 0 | 0 | 0 | 0 | 0
00 Ret.ACI & DryFGD | 188.9246 | 96.9663 | 0 | 0 | 0 | 0 | 0
00 Ret.ACI & DryFGD & HRI | 0 | 0 | 0 | 0 | 0 | 0 | 0
00 Ret.ACI & DSI | 12015.8668 | 0 | 0 | 0 | 0 | 0 | 0
00 Ret.ACI & DSI & DryFGD | 0 | 0 | 0 | 0 | 0 | 0 | 0
00 Ret.ACI & DSI & DryFGD & HRI | 0 | 0 | 0 | 0 | 0 | 0 | 0
00 Ret.ACI & DSI & HRI | 0 | 0 | 0 | 0 | 0 | 0 | 0
00 Ret.ACI & DSI & WetFGD & HRI | 0 | 0 | 0 | 0 | 0 | 0 | 0
00 Ret.ACI & HRI | 0 | 0 | 0 | 0 | 0 | 0 | 0
00 Ret.ACI & SCR | 0 | 0 | 0 | 0 | 0 | 0 | 0
00 Ret.ACI & SCR & DryFGD & CCS | 0 | 0 | 0 | 0 | 0 | 0 | 0
00 Ret.ACI & SCR & DryFGD & HRI | 0 | 0 | 0 | 0 | 0 | 0 | 0
00 Ret.ACI & SCR & DryFGD & HRI & CCS | 0 | 0 | 0 | 0 | 0 | 0 | 0
00 Ret.ACI & SCR & DSI | 0 | 0 | 0 | 0 | 0 | 0 | 0
00 Ret.ACI & SCR & DSI & DryFGD | 0 | 0 | 0 | 0 | 0 | 0 | 0
00 Ret.ACI & SCR & DSI & DryFGD & HRI | 0 | 0 | 0 | 0 | 0 | 0 | 0
00 Ret.ACI & SCR & DSI & HRI | 0 | 0 | 0 | 0 | 0 | 0 | 0
00 Ret.ACI & SCR & DSI & WetFGD | 0 | 0 | 0 | 0 | 0 | 0 | 0
00 Ret.ACI & SCR & DSI & WetFGD & HRI | 0 | 0 | 0 | 0 | 0 | 0 | 0
00 Ret.ACI & SCR & HRI | 0 | 0 | 0 | 0 | 0 | 0 | 0
00 Ret.ACI & SCR & WetFGD & CCS | 0 | 0 | 0 | 0 | 0 | 0 | 0
00 Ret.ACI & SCR & WetFGD & HRI | 0 | 0 | 0 | 0 | 0 | 0 | 0
00 Ret.ACI & SCR & WetFGD & HRI & CCS | 0 | 0 | 0 | 0 | 0 | 0 | 0
00 Ret.ACI & SNCR | 0 | 0 | 0 | 0 | 0 | 0 | 0
00 Ret.ACI & SNCR & DSI | 0 | 0 | 0 | 0 | 0 | 0 | 0
00 Ret.ACI & SNCR & DSI & DryFGD | 0 | 0 | 0 | 0 | 0 | 0 | 0
00 Ret.ACI & SNCR & DSI & DryFGD & HRI | 0 | 0 | 0 | 0 | 0 | 0 | 0
00 Ret.ACI & SNCR & DSI & HRI | 0 | 0 | 0 | 0 | 0 | 0 | 0
00 Ret.ACI & SNCR & DSI & WetFGD | 0 | 0 | 0 | 0 | 0 | 0 | 0
00 Ret.ACI & SNCR & DSI & WetFGD & HRI | 0 | 0 | 0 | 0 | 0 | 0 | 0
00 Ret.ACI & SNCR & HRI | 0 | 0 | 0 | 0 | 0 | 0 | 0
00 Ret.ACI & WetFGD | 0.98473 | 2037.1743 | 0 | 0 | 0 | 0 | 0
00 Ret.ACI & WetFGD & DSI | 0 | 0 | 0 | 0 | 0 | 0 | 0
00 Ret.ACI & WetFGD & HRI | 0 | 0 | 0 | 0 | 0 | 0 | 0
00 Ret.C2G | 11028 | 4562.0629 | 0 | 0 | 0 | 0 | 0
00 Ret.C2G & SCR | 0 | 265.9339 | 0.25127 | 0 | 0 | 0 | 0
00 Ret.CCG | 0 | 0 | 0 | 0 | 0 | 0 | 0
00 Ret.DryFGD | 0 | 583.6572 | 0 | 0 | 0 | 0 | 0
00 Ret.DryFGD & ACI & CCS | 0 | 0 | 0 | 0 | 0 | 0 | 0
00 Ret.DryFGD & ACI & HRI & CCS | 0 | 0 | 0 | 0 | 0 | 0 | 0
00 Ret.DryFGD & CCS | 0 | 0 | 0 | 0 | 0 | 0 | 0
00 Ret.DryFGD & HRI | 0 | 0 | 0 | 0 | 0 | 0 | 0
00 Ret.DryFGD & HRI & CCS | 0 | 0 | 0 | 0 | 0 | 0 | 0
00 Ret.DSI | 0 | 0 | 0 | 0 | 0 | 0 | 0
00 Ret.DSI & DryFGD | 0 | 0 | 0 | 0 | 0 | 0 | 0
00 Ret.DSI & DryFGD & HRI | 0 | 0 | 0 | 0 | 0 | 0 | 0
00 Ret.DSI & HRI | 0 | 0 | 0 | 0 | 0 | 0 | 0
00 Ret.DSI & WetFGD | 0 | 0 | 0 | 0 | 0 | 0 | 0
00 Ret.DSI & WetFGD & HRI | 0 | 0 | 0 | 0 | 0 | 0 | 0
00 Ret.Exist FBC_DryFGD_SNCR_ACI & CCS | 0 | 0 | 0 | 0 | 0 | 0 | 0
00 Ret.ExistACI & DryFGD | 0 | 0 | 0 | 0 | 0 | 0 | 0
00 Ret.ExistACI & DryFGD & CCS | 0 | 0 | 0 | 0 | 0 | 0 | 0
00 Ret.ExistACI & DryFGD & HRI | 0 | 0 | 0 | 0 | 0 | 0 | 0
00 Ret.ExistACI & DryFGD & HRI & CCS | 0 | 0 | 0 | 0 | 0 | 0 | 0
00 Ret.ExistACI & DSI | 1450.534 | 0 | 0 | 0 | 0 | 0 | 0
00 Ret.ExistACI & DSI & DryFGD | 0 | 0 | 0 | 0 | 0 | 0 | 0
00 Ret.ExistACI & DSI & DryFGD & HRI | 0 | 0 | 0 | 0 | 0 | 0 | 0
00 Ret.ExistACI & DSI & HRI | 0 | 0 | 0 | 0 | 0 | 0 | 0
00 Ret.ExistACI & DSI & WetFGD | 0 | 0 | 0 | 0 | 0 | 0 | 0
00 Ret.ExistACI & DSI & WetFGD & HRI | 0 | 0 | 0 | 0 | 0 | 0 | 0
00 Ret.ExistACI & HRI | 0 | 0 | 0 | 0 | 0 | 0 | 0
00 Ret.ExistACI & HRI & WetFGD | 0 | 0 | 0 | 0 | 0 | 0 | 0
00 Ret.ExistACI & SCR | 0 | 0 | 0 | 0 | 0 | 0 | 0
00 Ret.ExistACI & SCR & DryFGD | 0 | 0 | 0 | 0 | 0 | 0 | 0
00 Ret.ExistACI & SCR & DryFGD & CCS | 0 | 0 | 0 | 0 | 0 | 0 | 0
00 Ret.ExistACI & SCR & DryFGD & HRI | 0 | 0 | 0 | 0 | 0 | 0 | 0
00 Ret.ExistACI & SCR & DryFGD & HRI & CCS | 0 | 0 | 0 | 0 | 0 | 0 | 0
00 Ret.ExistACI & SCR & DSI | 0 | 0 | 0 | 0 | 0 | 0 | 0
00 Ret.ExistACI & SCR & DSI & DryFGD | 0 | 0 | 0 | 0 | 0 | 0 | 0
00 Ret.ExistACI & SCR & DSI & DryFGD & HRI | 0 | 0 | 0 | 0 | 0 | 0 | 0
00 Ret.ExistACI & SCR & DSI & HRI | 0 | 0 | 0 | 0 | 0 | 0 | 0
00 Ret.ExistACI & SCR & HRI | 0 | 0 | 0 | 0 | 0 | 0 | 0
00 Ret.ExistACI & SCR & WetFGD | 18.2933 | 0 | 0 | 0 | 0 | 0 | 0
00 Ret.ExistACI & SCR & WetFGD & CCS | 0 | 0 | 0 | 0 | 0 | 0 | 0
00 Ret.ExistACI & SCR & WetFGD & HRI | 0 | 0 | 0 | 0 | 0 | 0 | 0
00 Ret.ExistACI & SCR & WetFGD & HRI & CCS | 0 | 0 | 0 | 0 | 0 | 0 | 0
00 Ret.ExistACI & SNCR | 0 | 0 | 0 | 0 | 0 | 0 | 0
00 Ret.ExistACI & SNCR & DryFGD | 0 | 0 | 0 | 0 | 0 | 0 | 0
00 Ret.ExistACI & SNCR & DryFGD & HRI | 0 | 0 | 0 | 0 | 0 | 0 | 0
00 Ret.ExistACI & SNCR & DSI | 0 | 0 | 0 | 0 | 0 | 0 | 0
00 Ret.ExistACI & SNCR & DSI & HRI | 0 | 0 | 0 | 0 | 0 | 0 | 0
00 Ret.ExistACI & SNCR & HRI | 0 | 0 | 0 | 0 | 0 | 0 | 0
00 Ret.ExistACI & SNCR & WetFGD | 0 | 0 | 0 | 0 | 0 | 0 | 0
00 Ret.ExistACI & SNCR & WetFGD & HRI | 0 | 0 | 0 | 0 | 0 | 0 | 0
00 Ret.ExistACI & WetFGD | 0 | 0 | 0 | 0 | 0 | 0 | 0
00 Ret.ExistACI & WetFGD & CCS | 0 | 0 | 0 | 0 | 0 | 0 | 0
00 Ret.ExistACI & WetFGD & HRI & CCS | 0 | 0 | 0 | 0 | 0 | 0 | 0
00 Ret.ExistACI_DSI & DryFGD | 516.4405 | 0 | 0 | 0 | 0 | 0 | 0
00 Ret.ExistACI_DSI & DryFGD & CCS | 0 | 0 | 0 | 0 | 0 | 0 | 0
00 Ret.ExistACI_DSI & DryFGD & HRI | 0 | 0 | 0 | 0 | 0 | 0 | 0
00 Ret.ExistACI_DSI & DryFGD & HRI & CCS | 0 | 0 | 0 | 0 | 0 | 0 | 0
00 Ret.ExistACI_DSI & HRI | 0 | 0 | 0 | 0 | 0 | 0 | 0
00 Ret.ExistACI_DSI & SCR | 0 | 29.3366 | 0 | 0 | 0 | 0 | 0
00 Ret.ExistACI_DSI & SCR & DryFGD | 0 | 0 | 0 | 0 | 0 | 0 | 0
00 Ret.ExistACI_DSI & SCR & DryFGD & CCS | 0 | 0 | 0 | 0 | 0 | 0 | 0
00 Ret.ExistACI_DSI & SCR & DryFGD & HRI | 0 | 0 | 0 | 0 | 0 | 0 | 0
00 Ret.ExistACI_DSI & SCR & DryFGD & HRI & CCS | 0 | 0 | 0 | 0 | 0 | 0 | 0
00 Ret.ExistACI_DSI & SCR & HRI | 0 | 0 | 0 | 0 | 0 | 0 | 0
00 Ret.ExistACI_DSI & SCR & WetFGD | 0 | 0 | 0 | 0 | 2558.6215 | 0 | 0
00 Ret.ExistACI_DSI & SCR & WetFGD & CCS | 0 | 0 | 0 | 0 | 0 | 0 | 0
00 Ret.ExistACI_DSI & SCR & WetFGD & HRI | 0 | 0 | 0 | 0 | 0 | 0 | 0
00 Ret.ExistACI_DSI & SCR & WetFGD & HRI & CCS | 0 | 0 | 0 | 0 | 0 | 0 | 0
00 Ret.ExistACI_DSI & SNCR | 0 | 0 | 0 | 0 | 0 | 0 | 0
00 Ret.ExistACI_DSI & SNCR & DryFGD | 0 | 0 | 0 | 0 | 0 | 0 | 0
00 Ret.ExistACI_DSI & SNCR & DryFGD & HRI | 0 | 0 | 0 | 0 | 0 | 0 | 0
00 Ret.ExistACI_DSI & SNCR & HRI | 0 | 0 | 0 | 0 | 0 | 0 | 0
00 Ret.ExistACI_DSI & SNCR & WetFGD | 0 | 0 | 0 | 0 | 0 | 0 | 0
00 Ret.ExistACI_DSI & SNCR & WetFGD & HRI | 0 | 0 | 0 | 0 | 0 | 0 | 0
00 Ret.ExistACI_DSI & WetFGD | 2575.2091 | 0 | 0 | 0 | 0 | 0 | 0
00 Ret.ExistACI_DSI & WetFGD & CCS | 0 | 0 | 0 | 0 | 0 | 0 | 0
00 Ret.ExistACI_DSI & WetFGD & HRI | 0 | 0 | 0 | 0 | 0 | 0 | 0
00 Ret.ExistACI_DSI & WetFGD & HRI & CCS | 0 | 0 | 0 | 0 | 0 | 0 | 0
00 Ret.ExistDryFGD & ACI | 3188.4827 | 0 | 0 | 0 | 0 | 0 | 0
00 Ret.ExistDryFGD & ACI & CCS | 0 | 0 | 0 | 0 | 0 | 0 | 0
00 Ret.ExistDryFGD & ACI & HRI | 0 | 0 | 0 | 0 | 0 | 0 | 0
00 Ret.ExistDryFGD & ACI & HRI & CCS | 0 | 0 | 0 | 0 | 0 | 0 | 0
00 Ret.ExistDryFGD & ACI & SCR | 0 | 292.1033 | 0 | 0 | 0 | 0 | 0
00 Ret.ExistDryFGD & ACI & SCR & CCS | 0 | 0 | 0 | 0 | 0 | 0 | 0
00 Ret.ExistDryFGD & ACI & SCR & HRI | 0 | 0 | 0 | 0 | 0 | 0 | 0
00 Ret.ExistDryFGD & ACI & SCR & HRI & CCS | 0 | 0 | 0 | 0 | 0 | 0 | 0
00 Ret.ExistDryFGD & ACI & SNCR | 0 | 0 | 0 | 0 | 0 | 0 | 0
00 Ret.ExistDryFGD & ACI & SNCR & HRI | 0 | 0 | 0 | 0 | 0 | 0 | 0
00 Ret.ExistDryFGD & CCS | 0 | 0 | 0 | 0 | 0 | 0 | 0
00 Ret.ExistDryFGD & HRI | 0 | 0 | 0 | 0 | 0 | 0 | 0
00 Ret.ExistDryFGD & HRI & CCS | 0 | 0 | 0 | 0 | 0 | 0 | 0
00 Ret.ExistDryFGD & SCR | 0 | 500.8128 | 0 | 0 | 0 | 0 | 0
00 Ret.ExistDryFGD & SCR & CCS | 0 | 0 | 0 | 0 | 0 | 0 | 0
00 Ret.ExistDryFGD & SCR & HRI | 0 | 0 | 0 | 0 | 0 | 0 | 0
00 Ret.ExistDryFGD & SCR & HRI & CCS | 0 | 0 | 0 | 0 | 0 | 0 | 0
00 Ret.ExistDryFGD & SNCR | 0 | 0 | 0 | 0 | 0 | 0 | 0
00 Ret.ExistDryFGD & SNCR & HRI | 0 | 0 | 0 | 0 | 0 | 0 | 0
00 Ret.ExistDryFGD_ACI & CCS | 0 | 0 | 0 | 0 | 0 | 0 | 0
00 Ret.ExistDryFGD_ACI & HRI | 0 | 0 | 0 | 0 | 0 | 0 | 0
00 Ret.ExistDryFGD_ACI & HRI & CCS | 0 | 0 | 0 | 0 | 0 | 0 | 0
00 Ret.ExistDryFGD_ACI & SCR | 1288.0376 | 352.7848 | 0 | 0 | 0 | 0 | 0
00 Ret.ExistDryFGD_ACI & SCR & CCS | 0 | 0 | 0 | 0 | 0 | 0 | 0
00 Ret.ExistDryFGD_ACI & SCR & HRI | 0 | 0 | 0 | 0 | 0 | 0 | 0
00 Ret.ExistDryFGD_ACI & SCR & HRI & CCS | 0 | 0 | 0 | 0 | 0 | 0 | 0
00 Ret.ExistDryFGD_SCR & ACI & CCS | 0 | 0 | 0 | 0 | 0 | 0 | 0
00 Ret.ExistDryFGD_SCR & ACI & HRI | 0 | 0 | 0 | 0 | 0 | 0 | 0
00 Ret.ExistDryFGD_SCR & ACI & HRI & CCS | 0 | 0 | 0 | 0 | 0 | 0 | 0
00 Ret.ExistDryFGD_SCR & CCS | 0 | 0 | 0 | 0 | 0 | 0 | 0
00 Ret.ExistDryFGD_SNCR & ACI & HRI | 0 | 0 | 0 | 0 | 0 | 0 | 0
00 Ret.ExistDSI & ACI | 0.99947 | 0 | 0 | 0 | 0 | 0 | 0
00 Ret.ExistDSI & ACI & HRI | 0 | 0 | 0 | 0 | 0 | 0 | 0
00 Ret.ExistDSI & ACI & SCR | 0 | 0 | 0 | 0 | 0 | 0 | 0
00 Ret.ExistDSI & ACI & SCR & DryFGD & CCS | 0 | 0 | 0 | 0 | 0 | 0 | 0
00 Ret.ExistDSI & ACI & SCR & DryFGD & HRI | 0 | 0 | 0 | 0 | 0 | 0 | 0
00 Ret.ExistDSI & ACI & SCR & DryFGD & HRI & CCS | 0 | 0 | 0 | 0 | 0 | 0 | 0
00 Ret.ExistDSI & ACI & SCR & HRI | 0 | 0 | 0 | 0 | 0 | 0 | 0
00 Ret.ExistDSI & ACI & SCR & WetFGD & CCS | 0 | 0 | 0 | 0 | 0 | 0 | 0
00 Ret.ExistDSI & ACI & SCR & WetFGD & HRI | 0 | 0 | 0 | 0 | 0 | 0 | 0
00 Ret.ExistDSI & ACI & SCR & WetFGD & HRI & CCS | 0 | 0 | 0 | 0 | 0 | 0 | 0
00 Ret.ExistDSI & DryFGD | 0 | 0 | 0 | 0 | 0 | 0 | 0
00 Ret.ExistDSI & DryFGD & ACI | 0 | 0 | 0 | 0 | 0 | 0 | 0
00 Ret.ExistDSI & DryFGD & ACI & CCS | 0 | 0 | 0 | 0 | 0 | 0 | 0
00 Ret.ExistDSI & DryFGD & ACI & HRI | 0 | 0 | 0 | 0 | 0 | 0 | 0
00 Ret.ExistDSI & DryFGD & ACI & HRI & CCS | 0 | 0 | 0 | 0 | 0 | 0 | 0
00 Ret.ExistDSI & DryFGD & CCS | 0 | 0 | 0 | 0 | 0 | 0 | 0
00 Ret.ExistDSI & DryFGD & HRI | 0 | 0 | 0 | 0 | 0 | 0 | 0
00 Ret.ExistDSI & DryFGD & HRI & CCS | 0 | 0 | 0 | 0 | 0 | 0 | 0
00 Ret.ExistDSI & HRI | 0 | 0 | 0 | 0 | 0 | 0 | 0
00 Ret.ExistDSI & SCR | 0 | 0 | 0 | 0 | 0 | 0 | 0
00 Ret.ExistDSI & SCR & DryFGD | 0 | 0 | 0 | 0 | 0 | 0 | 0
00 Ret.ExistDSI & SCR & DryFGD & ACI | 0 | 0 | 0 | 0 | 0 | 0 | 0
00 Ret.ExistDSI & SCR & DryFGD & CCS | 0 | 0 | 0 | 0 | 0 | 0 | 0
00 Ret.ExistDSI & SCR & DryFGD & HRI | 0 | 0 | 0 | 0 | 0 | 0 | 0
00 Ret.ExistDSI & SCR & DryFGD & HRI & CCS | 0 | 0 | 0 | 0 | 0 | 0 | 0
00 Ret.ExistDSI & SCR & HRI | 0 | 0 | 0 | 0 | 0 | 0 | 0
00 Ret.ExistDSI & SCR & WetFGD | 0 | 0 | 0 | 0 | 0 | 0 | 0
00 Ret.ExistDSI & SCR & WetFGD & ACI | 0 | 0 | 0 | 0 | 0 | 0 | 0
00 Ret.ExistDSI & SCR & WetFGD & CCS | 0 | 0 | 0 | 0 | 0 | 0 | 0
00 Ret.ExistDSI & SCR & WetFGD & HRI | 0 | 0 | 0 | 0 | 0 | 0 | 0
00 Ret.ExistDSI & SCR & WetFGD & HRI & CCS | 0 | 0 | 0 | 0 | 0 | 0 | 0
00 Ret.ExistDSI & SNCR | 0 | 0 | 0 | 0 | 0 | 0 | 0
00 Ret.ExistDSI & SNCR & ACI | 0 | 0 | 0 | 0 | 0 | 0 | 0
00 Ret.ExistDSI & SNCR & ACI & HRI | 0 | 0 | 0 | 0 | 0 | 0 | 0
00 Ret.ExistDSI & SNCR & DryFGD | 0 | 0 | 0 | 0 | 0 | 0 | 0
00 Ret.ExistDSI & SNCR & DryFGD & ACI | 0 | 0 | 0 | 0 | 0 | 0 | 0
00 Ret.ExistDSI & SNCR & DryFGD & ACI & HRI | 0 | 0 | 0 | 0 | 0 | 0 | 0
00 Ret.ExistDSI & SNCR & DryFGD & HRI | 0 | 0 | 0 | 0 | 0 | 0 | 0
00 Ret.ExistDSI & SNCR & HRI | 0 | 0 | 0 | 0 | 0 | 0 | 0
00 Ret.ExistDSI & SNCR & WetFGD | 0 | 0 | 0 | 0 | 0 | 0 | 0
00 Ret.ExistDSI & SNCR & WetFGD & ACI | 0 | 0 | 0 | 0 | 0 | 0 | 0
00 Ret.ExistDSI & SNCR & WetFGD & ACI & HRI | 0 | 0 | 0 | 0 | 0 | 0 | 0
00 Ret.ExistDSI & SNCR & WetFGD & HRI | 0 | 0 | 0 | 0 | 0 | 0 | 0
00 Ret.ExistDSI & WetFGD | 0 | 0 | 0 | 0 | 0 | 0 | 0
00 Ret.ExistDSI & WetFGD & ACI | 0 | 0 | 0 | 0 | 0 | 0 | 0
00 Ret.ExistDSI & WetFGD & ACI & CCS | 0 | 0 | 0 | 0 | 0 | 0 | 0
00 Ret.ExistDSI & WetFGD & ACI & HRI | 0 | 0 | 0 | 0 | 0 | 0 | 0
00 Ret.ExistDSI & WetFGD & ACI & HRI & CCS | 0 | 0 | 0 | 0 | 0 | 0 | 0
00 Ret.ExistDSI & WetFGD & CCS | 0 | 0 | 0 | 0 | 0 | 0 | 0
00 Ret.ExistDSI & WetFGD & HRI | 0 | 0 | 0 | 0 | 0 | 0 | 0
00 Ret.ExistDSI & WetFGD & HRI & CCS | 0 | 0 | 0 | 0 | 0 | 0 | 0
00 Ret.ExistSCR & ACI | 0 | 0 | 0 | 0 | 0 | 0 | 0
00 Ret.ExistSCR & ACI & DryFGD | 0 | 0 | 0 | 0 | 0 | 0 | 0
00 Ret.ExistSCR & ACI & DryFGD & HRI | 0 | 0 | 0 | 0 | 0 | 0 | 0
00 Ret.ExistSCR & ACI & DSI | 3201.1374 | 0 | 0 | 0 | 0 | 0 | 0
00 Ret.ExistSCR & ACI & DSI & DryFGD | 0 | 0 | 0 | 0 | 0 | 0 | 0
00 Ret.ExistSCR & ACI & DSI & DryFGD & HRI | 0 | 0 | 0 | 0 | 0 | 0 | 0
00 Ret.ExistSCR & ACI & DSI & HRI | 0 | 0 | 0 | 0 | 0 | 0 | 0
00 Ret.ExistSCR & ACI & DSI & WetFGD | 0 | 0 | 0 | 0 | 0 | 0 | 0
00 Ret.ExistSCR & ACI & DSI & WetFGD & HRI | 0 | 0 | 0 | 0 | 0 | 0 | 0
00 Ret.ExistSCR & ACI & HRI | 0 | 0 | 0 | 0 | 0 | 0 | 0
00 Ret.ExistSCR & ACI & WetFGD | 0 | 0 | 0 | 0 | 0 | 0 | 0
00 Ret.ExistSCR & ACI & WetFGD & HRI | 0 | 0 | 0 | 0 | 0 | 0 | 0
00 Ret.ExistSCR & DryFGD | 0 | 0 | 0 | 0 | 0 | 0 | 0
00 Ret.ExistSCR & DryFGD & ACI & CCS | 0 | 0 | 0 | 0 | 0 | 0 | 0
00 Ret.ExistSCR & DryFGD & ACI & HRI & CCS | 0 | 0 | 0 | 0 | 0 | 0 | 0
00 Ret.ExistSCR & DryFGD & CCS | 0 | 0 | 0 | 0 | 0 | 0 | 0
00 Ret.ExistSCR & DryFGD & HRI | 0 | 0 | 0 | 0 | 0 | 0 | 0
00 Ret.ExistSCR & DryFGD & HRI & CCS | 0 | 0 | 0 | 0 | 0 | 0 | 0
00 Ret.ExistSCR & DSI | 0 | 0 | 0 | 0 | 0 | 0 | 0
00 Ret.ExistSCR & DSI & DryFGD | 0 | 0 | 0 | 0 | 0 | 0 | 0
00 Ret.ExistSCR & DSI & DryFGD & HRI | 0 | 0 | 0 | 0 | 0 | 0 | 0
00 Ret.ExistSCR & DSI & HRI | 0 | 0 | 0 | 0 | 0 | 0 | 0
00 Ret.ExistSCR & DSI & WetFGD | 0 | 0 | 0 | 0 | 0 | 0 | 0
00 Ret.ExistSCR & DSI & WetFGD & HRI | 0 | 0 | 0 | 0 | 0 | 0 | 0
00 Ret.ExistSCR & HRI | 0 | 0 | 0 | 0 | 0 | 0 | 0
00 Ret.ExistSCR & WetFGD | 1183.3871 | 0 | 0 | 0 | 0 | 0 | 0
00 Ret.ExistSCR & WetFGD & ACI & CCS | 0 | 0 | 0 | 0 | 0 | 0 | 0
00 Ret.ExistSCR & WetFGD & ACI & HRI & CCS | 0 | 0 | 0 | 0 | 0 | 0 | 0
00 Ret.ExistSCR & WetFGD & CCS | 0 | 0 | 0 | 0 | 0 | 0 | 0
00 Ret.ExistSCR & WetFGD & HRI | 0 | 0 | 0 | 0 | 0 | 0 | 0
00 Ret.ExistSCR & WetFGD & HRI & CCS | 0 | 0 | 0 | 0 | 0 | 0 | 0
00 Ret.ExistSCR_ACI & DryFGD | 391.9311 | 0 | 0 | 0 | 0 | 0 | 0
00 Ret.ExistSCR_ACI & DryFGD & CCS | 0 | 0 | 0 | 0 | 0 | 0 | 0
00 Ret.ExistSCR_ACI & DryFGD & HRI | 0 | 0 | 0 | 0 | 0 | 0 | 0
00 Ret.ExistSCR_ACI & DryFGD & HRI & CCS | 0 | 0 | 0 | 0 | 0 | 0 | 0
00 Ret.ExistSCR_ACI & DSI | 0 | 0 | 0 | 0 | 0 | 0 | 0
00 Ret.ExistSCR_ACI & DSI & HRI | 0 | 0 | 0 | 0 | 0 | 0 | 0
00 Ret.ExistSCR_ACI & HRI | 0 | 0 | 0 | 0 | 0 | 0 | 0
00 Ret.ExistSCR_ACI & WetFGD | 0 | 0 | 0 | 0 | 0 | 0 | 0
00 Ret.ExistSCR_ACI & WetFGD & CCS | 0 | 0 | 0 | 0 | 0 | 0 | 0
00 Ret.ExistSCR_ACI & WetFGD & HRI | 0 | 0 | 0 | 0 | 0 | 0 | 0
00 Ret.ExistSCR_ACI & WetFGD & HRI & CCS | 0 | 0 | 0 | 0 | 0 | 0 | 0
00 Ret.ExistSCR_DryFGD & ACI | 1048.9064 | 0 | 0 | 0 | 0 | 0 | 0
00 Ret.ExistSCR_DryFGD & HRI | 0 | 0 | 0 | 0 | 0 | 0 | 0
00 Ret.ExistSCR_DryFGD & HRI & CCS | 0 | 0 | 0 | 0 | 0 | 0 | 0
00 Ret.ExistSCR_DryFGD_ACI & CCS | 0 | 0 | 0 | 0 | 0 | 0 | 0
00 Ret.ExistSCR_DryFGD_ACI & HRI | 0 | 0 | 0 | 0 | 0 | 0 | 0
00 Ret.ExistSCR_DryFGD_ACI & HRI & CCS | 0 | 0 | 0 | 0 | 0 | 0 | 0
00 Ret.ExistSCR_DryFGD_ACI_DSI & CCS | 0 | 0 | 0 | 0 | 0 | 0 | 0
00 Ret.ExistSCR_DryFGD_ACI_DSI & HRI | 0 | 0 | 0 | 0 | 0 | 0 | 0
00 Ret.ExistSCR_DryFGD_ACI_DSI & HRI & CCS | 0 | 0 | 0 | 0 | 0 | 0 | 0
00 Ret.ExistSCR_DSI & ACI | 0 | 0 | 0 | 0 | 0 | 0 | 0
00 Ret.ExistSCR_DSI & ACI & HRI | 0 | 0 | 0 | 0 | 0 | 0 | 0
00 Ret.ExistSCR_DSI & DryFGD | 0 | 0 | 0 | 0 | 0 | 0 | 0
00 Ret.ExistSCR_DSI & DryFGD & ACI | 0 | 0 | 0 | 0 | 0 | 0 | 0
00 Ret.ExistSCR_DSI & DryFGD & ACI & HRI | 0 | 0 | 0 | 0 | 0 | 0 | 0
00 Ret.ExistSCR_DSI & DryFGD & HRI | 0 | 0 | 0 | 0 | 0 | 0 | 0
00 Ret.ExistSCR_DSI & HRI | 0 | 0 | 0 | 0 | 0 | 0 | 0
00 Ret.ExistSCR_DSI & WetFGD | 0 | 0 | 0 | 0 | 0 | 0 | 0
00 Ret.ExistSCR_DSI & WetFGD & ACI | 0 | 0 | 0 | 0 | 0 | 0 | 0
00 Ret.ExistSCR_DSI & WetFGD & ACI & HRI | 0 | 0 | 0 | 0 | 0 | 0 | 0
00 Ret.ExistSCR_DSI & WetFGD & HRI | 0 | 0 | 0 | 0 | 0 | 0 | 0
00 Ret.ExistSCR_WetFGD & ACI | 9026.7986 | 0 | 0 | 0 | 0 | 0 | 0
00 Ret.ExistSCR_WetFGD & HRI | 0 | 0 | 0 | 0 | 0 | 0 | 0
00 Ret.ExistSCR_WetFGD & HRI & CCS | 0 | 0 | 0 | 0 | 0 | 0 | 0
00 Ret.ExistSCR_WetFGD_ACI & CCS | 0 | 0 | 0 | 0 | 0 | 0 | 0
00 Ret.ExistSCR_WetFGD_ACI & HRI | 0 | 0 | 0 | 0 | 0 | 0 | 0
00 Ret.ExistSCR_WetFGD_ACI & HRI & CCS | 0 | 0 | 0 | 0 | 0 | 0 | 0
00 Ret.ExistSCR_WetFGD_ACI_DSI & CCS | 0 | 0 | 0 | 0 | 0 | 0 | 0
00 Ret.ExistSCR_WetFGD_ACI_DSI & HRI | 0 | 0 | 0 | 0 | 0 | 0 | 0
00 Ret.ExistSCR_WetFGD_ACI_DSI & HRI & CCS | 0 | 0 | 0 | 0 | 0 | 0 | 0
00 Ret.ExistSCR_WetFGD_DSI & HRI | 0 | 0 | 0 | 0 | 0 | 0 | 0
00 Ret.ExistSCR_WetFGD_DSI & HRI & CCS | 0 | 0 | 0 | 0 | 0 | 0 | 0
00 Ret.ExistSNCR & ACI | 98.3089 | 0 | 0 | 0 | 0 | 0 | 0
00 Ret.ExistSNCR & ACI & DryFGD | 0 | 0 | 0 | 0 | 0 | 0 | 0
00 Ret.ExistSNCR & ACI & DryFGD & HRI | 0 | 0 | 0 | 0 | 0 | 0 | 0
00 Ret.ExistSNCR & ACI & DSI | 98.0896 | 0 | 0 | 0 | 0 | 0 | 0
00 Ret.ExistSNCR & ACI & DSI & DryFGD | 0 | 0 | 0 | 0 | 0 | 0 | 0
00 Ret.ExistSNCR & ACI & DSI & DryFGD & HRI | 0 | 0 | 0 | 0 | 0 | 0 | 0
00 Ret.ExistSNCR & ACI & DSI & HRI | 0 | 0 | 0 | 0 | 0 | 0 | 0
00 Ret.ExistSNCR & ACI & DSI & WetFGD | 0 | 0 | 0 | 0 | 0 | 0 | 0
00 Ret.ExistSNCR & ACI & DSI & WetFGD & HRI | 0 | 0 | 0 | 0 | 0 | 0 | 0
00 Ret.ExistSNCR & ACI & HRI | 0 | 0 | 0 | 0 | 0 | 0 | 0
00 Ret.ExistSNCR & ACI & WetFGD | 223.6491 | 0 | 0 | 0 | 0 | 0 | 0
00 Ret.ExistSNCR & ACI & WetFGD & HRI | 0 | 0 | 0 | 0 | 0 | 0 | 0
00 Ret.ExistSNCR & DryFGD | 0 | 0 | 0 | 0 | 0 | 0 | 0
00 Ret.ExistSNCR & DryFGD & ACI & CCS | 0 | 0 | 0 | 0 | 0 | 0 | 0
00 Ret.ExistSNCR & DryFGD & ACI & HRI & CCS | 0 | 0 | 0 | 0 | 0 | 0 | 0
00 Ret.ExistSNCR & DryFGD & CCS | 0 | 0 | 0 | 0 | 0 | 0 | 0
00 Ret.ExistSNCR & DryFGD & HRI | 0 | 0 | 0 | 0 | 0 | 0 | 0
00 Ret.ExistSNCR & DryFGD & HRI & CCS | 0 | 0 | 0 | 0 | 0 | 0 | 0
00 Ret.ExistSNCR & DSI | 0.2044 | 0 | 0 | 0 | 0 | 0 | 0
00 Ret.ExistSNCR & DSI & DryFGD | 0 | 0 | 0 | 0 | 0 | 0 | 0
00 Ret.ExistSNCR & DSI & DryFGD & HRI | 0 | 0 | 0 | 0 | 0 | 0 | 0
00 Ret.ExistSNCR & DSI & HRI | 0 | 0 | 0 | 0 | 0 | 0 | 0
00 Ret.ExistSNCR & DSI & WetFGD | 0 | 0 | 0 | 0 | 0 | 0 | 0
00 Ret.ExistSNCR & DSI & WetFGD & HRI | 0 | 0 | 0 | 0 | 0 | 0 | 0
00 Ret.ExistSNCR & HRI | 0 | 0 | 0 | 0 | 0 | 0 | 0
00 Ret.ExistSNCR & WetFGD | 0 | 0 | 0 | 0 | 0 | 0 | 0
00 Ret.ExistSNCR & WetFGD & ACI & CCS | 0 | 0 | 0 | 0 | 0 | 0 | 0
00 Ret.ExistSNCR & WetFGD & ACI & HRI & CCS | 0 | 0 | 0 | 0 | 0 | 0 | 0
00 Ret.ExistSNCR & WetFGD & CCS | 0 | 0 | 0 | 0 | 0 | 0 | 0
00 Ret.ExistSNCR & WetFGD & HRI | 0 | 0 | 0 | 0 | 0 | 0 | 0
00 Ret.ExistSNCR & WetFGD & HRI & CCS | 0 | 0 | 0 | 0 | 0 | 0 | 0
00 Ret.ExistSNCR_ACI & DryFGD | 533.0535 | 0 | 0 | 0 | 0 | 0 | 0
00 Ret.ExistSNCR_ACI & DryFGD & CCS | 0 | 0 | 0 | 0 | 0 | 0 | 0
00 Ret.ExistSNCR_ACI & DryFGD & HRI | 0 | 0 | 0 | 0 | 0 | 0 | 0
00 Ret.ExistSNCR_ACI & DryFGD & HRI & CCS | 0 | 0 | 0 | 0 | 0 | 0 | 0
00 Ret.ExistSNCR_ACI & DSI | 651.2048 | 0 | 0 | 0 | 0 | 0 | 0
00 Ret.ExistSNCR_ACI & DSI & HRI | 0 | 0 | 0 | 0 | 0 | 0 | 0
00 Ret.ExistSNCR_ACI & HRI | 0 | 0 | 0 | 0 | 0 | 0 | 0
00 Ret.ExistSNCR_ACI & WetFGD | 0 | 0 | 0 | 0 | 0 | 0 | 0
00 Ret.ExistSNCR_ACI & WetFGD & CCS | 0 | 0 | 0 | 0 | 0 | 0 | 0
00 Ret.ExistSNCR_ACI & WetFGD & HRI | 0 | 0 | 0 | 0 | 0 | 0 | 0
00 Ret.ExistSNCR_ACI & WetFGD & HRI & CCS | 0 | 0 | 0 | 0 | 0 | 0 | 0
00 Ret.ExistSNCR_ACI_DSI & DryFGD | 0 | 0 | 0 | 0 | 0 | 0 | 0
00 Ret.ExistSNCR_ACI_DSI & DryFGD & HRI | 0 | 0 | 0 | 0 | 0 | 0 | 0
00 Ret.ExistSNCR_ACI_DSI & HRI | 0 | 0 | 0 | 0 | 0 | 0 | 0
00 Ret.ExistSNCR_ACI_DSI & WetFGD | 0 | 0 | 0 | 0 | 0 | 0 | 0
00 Ret.ExistSNCR_ACI_DSI & WetFGD & HRI | 0 | 0 | 0 | 0 | 0 | 0 | 0
00 Ret.ExistSNCR_DryFGD & ACI | 0 | 0 | 0 | 0 | 0 | 0 | 0
00 Ret.ExistSNCR_DryFGD & HRI | 0 | 0 | 0 | 0 | 0 | 0 | 0
00 Ret.ExistSNCR_DryFGD_ACI & CCS | 0 | 0 | 0 | 0 | 0 | 0 | 0
00 Ret.ExistSNCR_DryFGD_ACI & HRI | 0 | 0 | 0 | 0 | 0 | 0 | 0
00 Ret.ExistSNCR_DryFGD_ACI & HRI & CCS | 0 | 0 | 0 | 0 | 0 | 0 | 0
00 Ret.ExistSNCR_DSI & ACI | 0 | 0 | 0 | 0 | 0 | 0 | 0
00 Ret.ExistSNCR_DSI & ACI & DryFGD | 0 | 0 | 0 | 0 | 0 | 0 | 0
00 Ret.ExistSNCR_DSI & ACI & DryFGD & HRI | 0 | 0 | 0 | 0 | 0 | 0 | 0
00 Ret.ExistSNCR_DSI & ACI & HRI | 0 | 0 | 0 | 0 | 0 | 0 | 0
00 Ret.ExistSNCR_DSI & ACI & WetFGD | 0 | 0 | 0 | 0 | 0 | 0 | 0
00 Ret.ExistSNCR_DSI & ACI & WetFGD & HRI | 0 | 0 | 0 | 0 | 0 | 0 | 0
00 Ret.ExistSNCR_DSI & DryFGD | 0 | 0 | 0 | 0 | 0 | 0 | 0
00 Ret.ExistSNCR_DSI & DryFGD & ACI & CCS | 0 | 0 | 0 | 0 | 0 | 0 | 0
00 Ret.ExistSNCR_DSI & DryFGD & ACI & HRI & CCS | 0 | 0 | 0 | 0 | 0 | 0 | 0
00 Ret.ExistSNCR_DSI & DryFGD & CCS | 0 | 0 | 0 | 0 | 0 | 0 | 0
00 Ret.ExistSNCR_DSI & DryFGD & HRI | 0 | 0 | 0 | 0 | 0 | 0 | 0
00 Ret.ExistSNCR_DSI & DryFGD & HRI & CCS | 0 | 0 | 0 | 0 | 0 | 0 | 0
00 Ret.ExistSNCR_DSI & HRI | 0 | 0 | 0 | 0 | 0 | 0 | 0
00 Ret.ExistSNCR_DSI & WetFGD | 0 | 0 | 0 | 0 | 0 | 0 | 0
00 Ret.ExistSNCR_DSI & WetFGD & ACI & CCS | 0 | 0 | 0 | 0 | 0 | 0 | 0
00 Ret.ExistSNCR_DSI & WetFGD & ACI & HRI & CCS | 0 | 0 | 0 | 0 | 0 | 0 | 0
00 Ret.ExistSNCR_DSI & WetFGD & CCS | 0 | 0 | 0 | 0 | 0 | 0 | 0
00 Ret.ExistSNCR_DSI & WetFGD & HRI | 0 | 0 | 0 | 0 | 0 | 0 | 0
00 Ret.ExistSNCR_DSI & WetFGD & HRI & CCS | 0 | 0 | 0 | 0 | 0 | 0 | 0
00 Ret.ExistSNCR_WetFGD & ACI | 2089.4786 | 0 | 0 | 0 | 0 | 0 | 0
00 Ret.ExistSNCR_WetFGD & HRI | 0 | 0 | 0 | 0 | 0 | 0 | 0
00 Ret.ExistSNCR_WetFGD & HRI & CCS | 0 | 0 | 0 | 0 | 0 | 0 | 0
00 Ret.ExistSNCR_WetFGD_ACI & CCS | 0 | 0 | 0 | 0 | 0 | 0 | 0
00 Ret.ExistSNCR_WetFGD_ACI & HRI | 0 | 0 | 0 | 0 | 0 | 0 | 0
00 Ret.ExistSNCR_WetFGD_ACI & HRI & CCS | 0 | 0 | 0 | 0 | 0 | 0 | 0
00 Ret.ExistSNCR_WetFGD_ACI_DSI & CCS | 0 | 0 | 0 | 0 | 0 | 0 | 0
00 Ret.ExistSNCR_WetFGD_ACI_DSI & HRI | 0 | 0 | 0 | 0 | 0 | 0 | 0
00 Ret.ExistSNCR_WetFGD_ACI_DSI & HRI & CCS | 0 | 0 | 0 | 0 | 0 | 0 | 0
00 Ret.ExistWetFGD & ACI | 10574.691 | 0 | 0 | 0 | 0 | 0 | 0
00 Ret.ExistWetFGD & ACI & CCS | 0 | 0 | 0 | 0 | 0 | 0 | 0
00 Ret.ExistWetFGD & ACI & HRI | 0 | 0 | 0 | 0 | 0 | 0 | 0
00 Ret.ExistWetFGD & ACI & HRI & CCS | 0 | 0 | 0 | 0 | 0 | 0 | 0
00 Ret.ExistWetFGD & ACI & SCR | 0 | 2159.3814 | 0 | 0 | 0 | 0 | 0
00 Ret.ExistWetFGD & ACI & SCR & CCS | 0 | 0 | 0 | 0 | 0 | 0 | 0
00 Ret.ExistWetFGD & ACI & SCR & HRI | 0 | 0 | 0 | 0 | 0 | 0 | 0
00 Ret.ExistWetFGD & ACI & SCR & HRI & CCS | 0 | 0 | 0 | 0 | 0 | 0 | 0
00 Ret.ExistWetFGD & ACI & SNCR | 0 | 0 | 0 | 0 | 0 | 0 | 0
00 Ret.ExistWetFGD & ACI & SNCR & HRI | 0 | 0 | 0 | 0 | 0 | 0 | 0
00 Ret.ExistWetFGD & CCS | 0 | 0 | 0 | 0 | 0 | 0 | 0
00 Ret.ExistWetFGD & HRI | 0 | 0 | 0 | 0 | 0 | 0 | 0
00 Ret.ExistWetFGD & HRI & CCS | 0 | 0 | 0 | 0 | 0 | 0 | 0
00 Ret.ExistWetFGD & SCR | 4021.8623 | 1036.2875 | 0 | 387.5274 | 0 | 0 | 0
00 Ret.ExistWetFGD & SCR & CCS | 0 | 0 | 0 | 0 | 0 | 0 | 0
00 Ret.ExistWetFGD & SCR & HRI | 0 | 0 | 0 | 0 | 0 | 0 | 0
00 Ret.ExistWetFGD & SCR & HRI & CCS | 0 | 0 | 0 | 0 | 0 | 0 | 0
00 Ret.ExistWetFGD & SNCR | 0 | 0 | 0 | 0 | 0 | 0 | 0
00 Ret.ExistWetFGD & SNCR & HRI | 0 | 0 | 0 | 0 | 0 | 0 | 0
00 Ret.ExistWetFGD_ACI & CCS | 0 | 0 | 0 | 0 | 0 | 0 | 0
00 Ret.ExistWetFGD_ACI & HRI | 0 | 0 | 0 | 0 | 0 | 0 | 0
00 Ret.ExistWetFGD_ACI & HRI & CCS | 0 | 0 | 0 | 0 | 0 | 0 | 0
00 Ret.ExistWetFGD_ACI & SCR | 0 | 412.4591 | 1.8834 | 0 | 0 | 0 | 0
00 Ret.ExistWetFGD_ACI & SCR & CCS | 0 | 0 | 0 | 0 | 0 | 0 | 0
00 Ret.ExistWetFGD_ACI & SCR & HRI | 0 | 0 | 0 | 0 | 0 | 0 | 0
00 Ret.ExistWetFGD_ACI & SCR & HRI & CCS | 0 | 0 | 0 | 0 | 0 | 0 | 0
00 Ret.ExistWetFGD_ACI & SNCR | 0 | 0 | 0 | 0 | 0 | 0 | 0
00 Ret.ExistWetFGD_ACI & SNCR & HRI | 0 | 0 | 0 | 0 | 0 | 0 | 0
00 Ret.ExistWetFGD_ACI_DSI & CCS | 0 | 0 | 0 | 0 | 0 | 0 | 0
00 Ret.ExistWetFGD_ACI_DSI & HRI | 0 | 0 | 0 | 0 | 0 | 0 | 0
00 Ret.ExistWetFGD_ACI_DSI & HRI & CCS | 0 | 0 | 0 | 0 | 0 | 0 | 0
00 Ret.ExistWetFGD_ACI_DSI & SCR | 0 | 0 | 0 | 0 | 0 | 0 | 0
00 Ret.ExistWetFGD_ACI_DSI & SCR & CCS | 0 | 0 | 0 | 0 | 0 | 0 | 0
00 Ret.ExistWetFGD_ACI_DSI & SCR & HRI | 0 | 0 | 0 | 0 | 0 | 0 | 0
00 Ret.ExistWetFGD_ACI_DSI & SCR & HRI & CCS | 0 | 0 | 0 | 0 | 0 | 0 | 0
00 Ret.ExistWetFGD_SCR & ACI & CCS | 0 | 0 | 0 | 0 | 0 | 0 | 0
00 Ret.ExistWetFGD_SCR & ACI & HRI | 0 | 0 | 0 | 0 | 0 | 0 | 0
00 Ret.ExistWetFGD_SCR & ACI & HRI & CCS | 0 | 0 | 0 | 0 | 0 | 0 | 0
00 Ret.ExistWetFGD_SCR & CCS | 0 | 0 | 0 | 0 | 0 | 0 | 0
00 Ret.ExistWetFGD_SCR_DSI & CCS | 0 | 0 | 0 | 0 | 0 | 0 | 0
00 Ret.ExistWetFGD_SNCR & ACI & CCS | 0 | 0 | 0 | 0 | 0 | 0 | 0
00 Ret.ExistWetFGD_SNCR & ACI & HRI | 0 | 0 | 0 | 0 | 0 | 0 | 0
00 Ret.ExistWetFGD_SNCR & ACI & HRI & CCS | 0 | 0 | 0 | 0 | 0 | 0 | 0
00 Ret.ExistWetFGD_SNCR & CCS | 0 | 0 | 0 | 0 | 0 | 0 | 0
00 Ret.FB & ACI | 439.7376 | 0 | 0 | 0 | 0 | 0 | 0
00 Ret.FB & ACI & HRI | 0 | 0 | 0 | 0 | 0 | 0 | 0
00 Ret.FB & HRI | 0 | 0 | 0 | 0 | 0 | 0 | 0
00 Ret.FB DryFGD | 0 | 0 | 0 | 0 | 0 | 0 | 0
00 Ret.FB DryFGD & ACI | 0 | 0 | 0 | 0 | 0 | 0 | 0
00 Ret.FB DryFGD & ACI & HRI | 0 | 0 | 0 | 0 | 0 | 0 | 0
00 Ret.FB DryFGD & HRI | 0 | 0 | 0 | 0 | 0 | 0 | 0
00 Ret.FB DryFGD & SCR | 0 | 0 | 0 | 0 | 0 | 0 | 0
00 Ret.FB DryFGD & SCR & HRI | 0 | 0 | 0 | 0 | 0 | 0 | 0
00 Ret.FB DryFGD & SNCR | 0 | 0 | 0 | 0 | 0 | 0 | 0
00 Ret.FB DryFGD & SNCR & HRI | 0 | 0 | 0 | 0 | 0 | 0 | 0
00 Ret.FB SNCR & DryFGD & ACI | 0 | 0 | 0 | 0 | 0 | 0 | 0
00 Ret.FB SNCR & DryFGD & ACI & HRI | 0 | 0 | 0 | 0 | 0 | 0 | 0
00 Ret.FB-ACI & SNCR | 0 | 0 | 0 | 0 | 0 | 0 | 0
00 Ret.FB-ACI & SNCR & CCS | 0 | 0 | 0 | 0 | 0 | 0 | 0
00 Ret.FB-ACI & SNCR & HRI | 0 | 0 | 0 | 0 | 0 | 0 | 0
00 Ret.FB-ACI & SNCR & HRI & CCS | 0 | 0 | 0 | 0 | 0 | 0 | 0
00 Ret.FB-Exist ACI & DryFGD | 0 | 0 | 0 | 0 | 0 | 0 | 0
00 Ret.FB-Exist ACI & DryFGD & HRI | 0 | 0 | 0 | 0 | 0 | 0 | 0
00 Ret.FB-Exist ACI & DryFGD & SNCR | 0 | 0 | 0 | 0 | 0 | 0 | 0
00 Ret.FB-Exist ACI & DryFGD & SNCR & HRI | 0 | 0 | 0 | 0 | 0 | 0 | 0
00 Ret.FB-Exist ACI & SNCR | 0 | 0 | 0 | 0 | 0 | 0 | 0
00 Ret.FB-Exist ACI & SNCR & HRI | 0 | 0 | 0 | 0 | 0 | 0 | 0
00 Ret.FB-ExistACI & HRI | 0 | 0 | 0 | 0 | 0 | 0 | 0
00 Ret.FB-ExistDryFGD & HRI | 0 | 0 | 0 | 0 | 0 | 0 | 0
00 Ret.FB-ExistDryFGD & SNCR | 0 | 0 | 0 | 0 | 0 | 0 | 0
00 Ret.FB-ExistDryFGD & SNCR & HRI | 0 | 0 | 0 | 0 | 0 | 0 | 0
00 Ret.FB-ExistDryFGD_SNCR & ACI | 0 | 0 | 0 | 0 | 0 | 0 | 0
00 Ret.FB-ExistDryFGD_SNCR & ACI & HRI | 0 | 0 | 0 | 0 | 0 | 0 | 0
00 Ret.FB-ExistDryFGD_SNCR & HRI | 0 | 0 | 0 | 0 | 0 | 0 | 0
00 Ret.FB-ExistDryFGD_SNCR_ACI & HRI | 0 | 0 | 0 | 0 | 0 | 0 | 0
00 Ret.FB-ExistDryFGD_SNCR_ACI & HRI & CCS | 0 | 0 | 0 | 0 | 0 | 0 | 0
00 Ret.FB-ExistSNCR & ACI | 59.9671 | 0 | 0 | 0 | 0 | 0 | 0
00 Ret.FB-ExistSNCR & ACI & HRI | 0 | 0 | 0 | 0 | 0 | 0 | 0
00 Ret.FB-ExistSNCR & DryFGD | 0 | 0 | 0 | 0 | 0 | 0 | 0
00 Ret.FB-ExistSNCR & DryFGD & ACI | 0 | 0 | 0 | 0 | 0 | 0 | 0
00 Ret.FB-ExistSNCR & DryFGD & ACI & HRI | 0 | 0 | 0 | 0 | 0 | 0 | 0
00 Ret.FB-ExistSNCR & DryFGD & HRI | 0 | 0 | 0 | 0 | 0 | 0 | 0
00 Ret.FB-ExistSNCR & HRI | 0 | 0 | 0 | 0 | 0 | 0 | 0
00 Ret.FB-ExistWetFGD_SNCR_ACI & HRI | 0 | 0 | 0 | 0 | 0 | 0 | 0
00 Ret.FB-SCR & DryFGD & ACI | 0 | 0 | 0 | 0 | 0 | 0 | 0
00 Ret.FB-SCR & DryFGD & ACI & HRI | 0 | 0 | 0 | 0 | 0 | 0 | 0
00 Ret.FB-SNCR | 0 | 0 | 0 | 0 | 0 | 0 | 0
00 Ret.FB-SNCR & HRI | 0 | 0 | 0 | 0 | 0 | 0 | 0
00 Ret.HRI | 0 | 0 | 0 | 0 | 0 | 0 | 0
00 Ret.Oil/Gas Steam SCR | 1.7408 | 0 | 0 | 0 | 0 | 0 | 0
00 Ret.SCR | 969.3669 | 0 | 0 | 0 | 0 | 0 | 0
00 Ret.SCR & DryFGD | 0 | 0 | 0 | 0 | 0 | 0 | 0
00 Ret.SCR & DryFGD & ACI | 0 | 0 | 0 | 0 | 0 | 0 | 0
00 Ret.SCR & DryFGD & CCS | 0 | 0 | 0 | 0 | 0 | 0 | 0
00 Ret.SCR & DryFGD & HRI | 0 | 0 | 0 | 0 | 0 | 0 | 0
00 Ret.SCR & DryFGD & HRI & CCS | 0 | 0 | 0 | 0 | 0 | 0 | 0
00 Ret.SCR & DSI | 0.03162 | 0 | 0 | 0 | 0 | 0 | 0
00 Ret.SCR & DSI & DryFGD | 0 | 0 | 0 | 0 | 0 | 0 | 0
00 Ret.SCR & DSI & DryFGD & HRI | 0 | 0 | 0 | 0 | 0 | 0 | 0
00 Ret.SCR & DSI & HRI | 0 | 0 | 0 | 0 | 0 | 0 | 0
00 Ret.SCR & DSI & WetFGD | 0 | 0 | 0 | 0 | 0 | 0 | 0
00 Ret.SCR & DSI & WetFGD & HRI | 0 | 0 | 0 | 0 | 0 | 0 | 0
00 Ret.SCR & HRI | 0 | 0 | 0 | 0 | 0 | 0 | 0
00 Ret.SCR & WetFGD | 955.6588 | 0 | 0 | 0 | 0 | 0 | 0
00 Ret.SCR & WetFGD & ACI | 0 | 0 | 0 | 0 | 0 | 0 | 0
00 Ret.SCR & WetFGD & CCS | 0 | 0 | 0 | 0 | 0 | 0 | 0
00 Ret.SCR & WetFGD & HRI | 0 | 0 | 0 | 0 | 0 | 0 | 0
00 Ret.SCR & WetFGD & HRI & CCS | 0 | 0 | 0 | 0 | 0 | 0 | 0
00 Ret.SNCR | 0 | 0 | 0 | 0 | 0 | 0 | 0
00 Ret.SNCR & DryFGD | 0 | 0 | 0 | 0 | 0 | 0 | 0
00 Ret.SNCR & DryFGD & ACI | 0 | 0 | 0 | 0 | 0 | 0 | 0
00 Ret.SNCR & DryFGD & ACI & HRI | 0 | 0 | 0 | 0 | 0 | 0 | 0
00 Ret.SNCR & DryFGD & HRI | 0 | 0 | 0 | 0 | 0 | 0 | 0
00 Ret.SNCR & DSI | 0 | 0 | 0 | 0 | 0 | 0 | 0
00 Ret.SNCR & DSI & HRI | 0 | 0 | 0 | 0 | 0 | 0 | 0
00 Ret.SNCR & HRI | 0 | 0 | 0 | 0 | 0 | 0 | 0
00 Ret.SNCR & WetFGD | 0 | 0 | 0 | 0 | 0 | 0 | 0
00 Ret.SNCR & WetFGD & ACI | 0 | 0 | 0 | 0 | 0 | 0 | 0
00 Ret.SNCR & WetFGD & ACI & HRI | 0 | 0 | 0 | 0 | 0 | 0 | 0
00 Ret.SNCR & WetFGD & HRI | 0 | 0 | 0 | 0 | 0 | 0 | 0
00 Ret.WetFGD | 0 | 0 | 0 | 0 | 0 | 0 | 0
00 Ret.WetFGD & ACI & CCS | 0 | 0 | 0 | 0 | 0 | 0 | 0
00 Ret.WetFGD & ACI & HRI & CCS | 0 | 0 | 0 | 0 | 0 | 0 | 0
00 Ret.WetFGD & CCS | 0 | 0 | 0 | 0 | 0 | 0 | 0
00 Ret.WetFGD & HRI | 0 | 0 | 0 | 0 | 0 | 0 | 0
00 Ret.WetFGD & HRI & CCS | 0 | 0 | 0 | 0 | 0 | 0 | 0
00 CC Retirement | 6658.9971 | 111 | 0 | 0 | 0 | 0 | 0
00 CT Retirement | 5458.1524 | 0 | 0 | 0 | 322 | 0 | 0
00 O/G Retirement | 6328.955 | 2688.5665 | 1495 | 2460.163 | 0 | 0 | 0
00 Coal Retirement | 60102.2029 | 3519.144 | 2194 | 3338.6741 | 524.7234 | 4195.1805 | 600
00 IGCC Retirement | 45 | 0 | 0 | 0 | 0 | 0 | 0
00 Nuke Retirement | 2619.2568 | 554 | 0 | 0 | 1903 | 39223.9 | 51454.7432
00 Non-Fossil Retirement | 101.7 | 0 | 0 | 0 | 0 | 0 | 0
Total | 317236.131 | 92524.2069 | 33720.2128 | 71482.901 | 115382.0682 | 695252.2544 | 506286.7107
(**) Ind. Boiler capacity in MMBtu/hr, not included in the total
12. Generation by Capacity Reporting Type [GWh]
00 New Combined Cycle | 0 | 17518.1042 | 32840.3139 | 113087.3208 | 324278.0325 | 742376.6665 | 1384622.6979
00 New Combined Cycle - Uncontrolled | 0 | 0 | 0 | 0 | 0 | 0 | 0
00 New Combined Cycle with Carbon Capture | 0 | 0 | 0 | 0 | 0 | 0 | 0
00 New Combustion Turbine | 699.6156 | 474.1394 | 686.3391 | 1913.6114 | 3678.948 | 5634.8645 | 7806.2769
00 New Energy Efficiency | 0 | 0 | 0 | 0 | 0 | 0 | 0
00 New Hydro | 0 | 0 | 26968.1619 | 57445.8346 | 57445.8346 | 57445.8346 | 57445.8346
00 New Nuclear | 0 | 0 | 0 | 0 | 0 | 0 | 0
00 New Biomass | 0 | 0 | 0 | 0 | 0 | 0 | 0
00 New Geothermal | 0 | 0 | 4792.2106 | 8155.9892 | 10229.1565 | 10516.0106 | 12960.2867
00 New Landfill Gas | 0 | 0 | 0 | 0 | 0 | 0 | 0
00 New Offshore Wind | 0 | 0 | 0 | 0 | 0 | 0 | 0
00 New Onshore Wind | 2822.7239 | 83742.8854 | 84046.5403 | 94670.9215 | 96765.4222 | 97918.7086 | 100572.0571
00 New Solar PV | 1779.7638 | 1800.1164 | 10851.3699 | 20707.0731 | 47640.0308 | 478074.2943 | 637003.1967
00 New Solar Thermal | 0 | 0 | 0 | 0 | 0 | 0 | 0
00 New Fuel Cell | 0 | 0 | 0 | 0 | 0 | 0 | 0
00 New IGCC | 0 | 0 | 0 | 0 | 0 | 0 | 0
00 New Advanced Coal with CCS | 0 | 2457.18 | 2457.18 | 2457.18 | 2457.18 | 2457.18 | 2457.18
00 New SPC - Uncontrolled | 0 | 0 | 0 | 0 | 0 | 0 | 0
00 New SPC-WetFGD_SCR | 0 | 0 | 0 | 0 | 0 | 0 | 0
00 New Future Technology | 0 | 0 | 0 | 0 | 0 | 0 | 0
00 Exist Combined Cycle | 1249081.4707 | 1195531.9255 | 1110591.5656 | 1151688.7591 | 1042481.8847 | 958259.0923 | 896988.58
00 Exist Combustion Turbine | 21566.9417 | 17794.0101 | 13993.1769 | 21137.2169 | 18207.0856 | 11346.6388 | 8675.0564
00 Exist Coal Steam_Uncontrolled | 8025.3171 | 7261.7325 | 6873.0323 | 6678.7595 | 6940.7996 | 4668.2082 | 4506.9024
00 Exist Coal Steam_ACI | 3100.8462 | 1223.7912 | 1220.9688 | 1223.7912 | 1223.7912 | 1223.7912 | 1223.7912
00 Exist Coal Steam_ACI_DSI | 23092.5281 | 23339.139 | 25257.1056 | 24656.5266 | 22175.2032 | 19013.2026 | 16515.5175
00 Exist Coal Steam_DryFGD | 14886.011 | 9162.2026 | 9091.3849 | 6466.756 | 7215.6436 | 6070.5827 | 6070.5827
00 Exist Coal Steam_DryFGD_ACI | 37449.6473 | 39135.2643 | 39453.2202 | 39265.797 | 39459.873 | 38389.8371 | 38098.527
00 Exist Coal Steam_DryFGD_SCR | 8949.5949 | 9129.03 | 10898.8738 | 9237.9304 | 10704.2927 | 4220.5548 | 4478.6645
00 Exist Coal Steam_DryFGD_SCR_ACI | 77342.9286 | 79155.8432 | 81204.3422 | 80175.2989 | 81876.5328 | 78010.8027 | 76543.6401
00 Exist Coal Steam_DryFGD_SCR_ACI_DSI | 10007.8454 | 10302.5702 | 11039.5296 | 10302.5702 | 11058.8076 | 9100.0204 | 9377.0285
00 Exist Coal Steam_DryFGD_SNCR | 1598.4468 | 1643.9271 | 1874.6185 | 1685.7525 | 1896.7978 | 1664.0245 | 1644.2776
00 Exist Coal Steam_DryFGD_SNCR_ACI | 10391.969 | 11095.422 | 11019.2995 | 11111.3801 | 11111.3801 | 10319.988 | 10257.7778
00 Exist Coal Steam_DSI | 0 | 0 | 0 | 0 | 0 | 0 | 0
00 Exist Coal Steam_SCR | 0 | 0 | 0 | 0 | 0 | 0 | 0
00 Exist Coal Steam_SCR_ACI | 0 | 0 | 0 | 0 | 0 | 0 | 0
00 Exist Coal Steam_SCR_DSI | 0 | 0 | 0 | 0 | 0 | 0 | 0
00 Exist Coal Steam_SNCR | 708.5484 | 716.21 | 722.0317 | 722.1224 | 722.1224 | 701.2343 | 691.8229
00 Exist Coal Steam_SNCR_ACI | 0 | 0 | 0 | 0 | 0 | 0 | 0
00 Exist Coal Steam_SNCR_ACI_DSI | 0 | 0 | 0 | 0 | 0 | 0 | 0
00 Exist Coal Steam_SNCR_DSI | 0 | 0 | 0 | 0 | 0 | 0 | 0
00 Exist Coal Steam_WetFGD | 52677.6699 | 43561.2273 | 43598.2486 | 40807.8128 | 40807.8128 | 40807.8128 | 40807.8128
00 Exist Coal Steam_WetFGD_ACI | 72140.7991 | 71364.6428 | 74654.1967 | 74476.4889 | 75562.3566 | 71001.3054 | 68234.6504
00 Exist Coal Steam_WetFGD_ACI_DSI | 9538.2317 | 10679.854 | 11801.4267 | 11033.3517 | 11578.4896 | 10344.9967 | 8209.6569
00 Exist Coal Steam_WetFGD_SCR | 443944.6918 | 443104.4672 | 453445.3644 | 441001.9403 | 453733.5482 | 406155.2306 | 399628.835
00 Exist Coal Steam_WetFGD_SCR_ACI | 129979.9699 | 141678.2724 | 148355.2081 | 145028.049 | 150649.5668 | 136499.4989 | 131985.513
00 Exist Coal Steam_WetFGD_SCR_ACI_DSI | 8528.0652 | 9745.9086 | 9945.18 | 9913.5294 | 9945.18 | 7550.2567 | 7045.2237
00 Exist Coal Steam_WetFGD_SCR_DSI | 5817.3905 | 5649.6058 | 6287.1466 | 5684.0837 | 6298.2077 | 5684.0837 | 5365.2132
00 Exist Coal Steam_WetFGD_SNCR | 9578.4485 | 9915.1006 | 12005.6584 | 9307.7593 | 11303.5491 | 5088.5171 | 4822.912
00 Exist Coal Steam_WetFGD_SNCR_ACI | 15346.7658 | 15346.7658 | 15654.9988 | 15654.9988 | 16047.7331 | 15359.7879 | 14875.2994
00 Exist Coal Steam_WetFGD_SNCR_ACI_DSI | 4651.7282 | 4651.7282 | 4651.7282 | 4651.7282 | 4651.7282 | 4651.7282 | 4651.7282
00 Exist FBC_Uncontrolled | 6548.9795 | 6904.3773 | 7553.539 | 7374.0451 | 7684.7372 | 7134.0064 | 6027.7282
00 Exist FBC_ACI | 2270.667 | 2270.667 | 2270.667 | 2270.667 | 2270.667 | 2270.667 | 2270.667
00 Exist FBC_DryFGD | 316.523 | 316.523 | 316.523 | 316.523 | 316.523 | 0 | 0
00 Exist FBC_DryFGD_SNCR | 14354.6278 | 13143.8659 | 14291.1002 | 14138.1483 | 15048.0381 | 13909.3943 | 14016.9224
00 Exist FBC_DryFGD_SNCR_ACI | 7367.1238 | 7367.1238 | 8252.1865 | 7009.6487 | 7954.4076 | 6970.1541 | 4066.069
00 Exist FBC_SNCR | 2237.6636 | 2237.6636 | 2370.2386 | 2237.6636 | 2237.6636 | 2237.6636 | 1957.5736
00 Exist FBC_SNCR_ACI | 78.0266 | 78.0266 | 78.0266 | 78.0266 | 78.0266 | 78.0266 | 78.0266
00 Exist FBC_WetFGD_SNCR_ACI | 0 | 527.8298 | 668.5021 | 1536.5321 | 1977.0543 | 1677.2044 | 2129.2157
00 Exist IGCC | 10643.9248 | 11411.2036 | 11816.6599 | 11819.4319 | 11819.4319 | 11588.3559 | 11819.4319
00 Exist Fossil_Other | 1081.7842 | 1081.7842 | 1081.7842 | 1081.7842 | 1081.7842 | 1081.7842 | 1081.7842
00 Exist Fuel Cell | 157.0777 | 143.0756 | 121.1224 | 146.2261 | 98.0364 | 70.5167 | 72.2202
00 Exist Hydro | 272258.6652 | 273116.3738 | 273116.3738 | 273116.3738 | 273116.3738 | 273116.3738 | 273116.3738
00 Exist Non Fossil_Other | 16057.4224 | 16057.4224 | 16057.4224 | 16057.4224 | 16057.4224 | 16057.4224 | 16057.4224
00 Exist Nuclear | 766846.1315 | 763891.8215 | 797782.8713 | 798581.4215 | 782959.9266 | 475242.0522 | 62341.4018
00 Exist Oil/Gas Steam | 53357.44 | 48149.2858 | 41517.3956 | 31423.3813 | 15848.4828 | 2862.8982 | 2193.3663
00 Exist Oil/Gas Steam_SCR | 7392.2466 | 6483.5576 | 6224.2954 | 5102.374 | 3960.9645 | 405.1012 | 277.5897
00 Exist Oil/Gas Steam_SNCR | 835.1229 | 692.0993 | 542.5681 | 542.5681 | 0 | 0 | 0
00 Exist Biomass | 23285.9244 | 20773.2223 | 22365.3161 | 23014.6747 | 24582.5543 | 22085.9467 | 24183.6435
00 Exist Landfill Gas | 10897.6916 | 10898.2782 | 10898.2782 | 10898.2783 | 10898.2783 | 10898.2782 | 10898.2783
00 Exist Geothermal | 16826.7048 | 16826.7048 | 16826.7048 | 16826.7048 | 16826.7048 | 16826.7048 | 16826.7048
00 Exist Pump Storage | 10312.6577 | 11074.9707 | 10075.8599 | 9062.8467 | 9874.0578 | 5495.3126 | 5201.1839
00 Exist Solar PV | 24327.0807 | 24919.7837 | 24919.7837 | 24919.7837 | 24919.7837 | 24919.7837 | 24919.7837
00 Exist Solar Thermal | 3121.8544 | 3121.8544 | 3121.8544 | 3121.8544 | 3121.8544 | 3121.8544 | 3121.8544
00 Exist Wind | 213482.9877 | 213482.9877 | 214789.8032 | 214789.8032 | 214789.8032 | 214789.8032 | 214789.8032
00 International Imports | 943.6272 | 943.6272 | 723.576 | 173.448 | 0 | 0 | 0
00 Ret.ACI | 10682.1499 | 4250.8369 | 4385.7374 | 4388.9281 | 4388.9281 | 1885.2553 | 1885.2553
00 Ret.ACI & DryFGD | 1376.2857 | 2098.1811 | 2096.9593 | 2098.1811 | 2098.1811 | 2098.1811 | 2098.1811
00 Ret.ACI & DryFGD & HRI | 0 | 0 | 0 | 0 | 0 | 0 | 0
00 Ret.ACI & DSI | 84368.9427 | 84227.5134 | 87636.4377 | 86307.7819 | 87876.7984 | 73603.4877 | 72977.2772
00 Ret.ACI & DSI & DryFGD | 0 | 0 | 0 | 0 | 0 | 0 | 0
00 Ret.ACI & DSI & DryFGD & HRI | 0 | 0 | 0 | 0 | 0 | 0 | 0
00 Ret.ACI & DSI & HRI | 0 | 0 | 0 | 0 | 0 | 0 | 0
00 Ret.ACI & DSI & WetFGD & HRI | 0 | 0 | 0 | 0 | 0 | 0 | 0
00 Ret.ACI & HRI | 0 | 0 | 0 | 0 | 0 | 0 | 0
00 Ret.ACI & SCR | 0 | 0 | 0 | 0 | 0 | 0 | 0
00 Ret.ACI & SCR & DryFGD & CCS | 0 | 0 | 0 | 0 | 0 | 0 | 0
00 Ret.ACI & SCR & DryFGD & HRI | 0 | 0 | 0 | 0 | 0 | 0 | 0
00 Ret.ACI & SCR & DryFGD & HRI & CCS | 0 | 0 | 0 | 0 | 0 | 0 | 0
00 Ret.ACI & SCR & DSI | 0 | 0 | 0 | 0 | 0 | 0 | 0
00 Ret.ACI & SCR & DSI & DryFGD | 0 | 0 | 0 | 0 | 0 | 0 | 0
00 Ret.ACI & SCR & DSI & DryFGD & HRI | 0 | 0 | 0 | 0 | 0 | 0 | 0
00 Ret.ACI & SCR & DSI & HRI | 0 | 0 | 0 | 0 | 0 | 0 | 0
00 Ret.ACI & SCR & DSI & WetFGD | 0 | 0 | 0 | 0 | 0 | 0 | 0
00 Ret.ACI & SCR & DSI & WetFGD & HRI | 0 | 0 | 0 | 0 | 0 | 0 | 0
00 Ret.ACI & SCR & HRI | 0 | 0 | 0 | 0 | 0 | 0 | 0
00 Ret.ACI & SCR & WetFGD & CCS | 0 | 0 | 0 | 0 | 0 | 0 | 0
00 Ret.ACI & SCR & WetFGD & HRI | 0 | 0 | 0 | 0 | 0 | 0 | 0
00 Ret.ACI & SCR & WetFGD & HRI & CCS | 0 | 0 | 0 | 0 | 0 | 0 | 0
00 Ret.ACI & SNCR | 0 | 0 | 0 | 0 | 0 | 0 | 0
00 Ret.ACI & SNCR & DSI | 0 | 0 | 0 | 0 | 0 | 0 | 0
00 Ret.ACI & SNCR & DSI & DryFGD | 0 | 0 | 0 | 0 | 0 | 0 | 0
00 Ret.ACI & SNCR & DSI & DryFGD & HRI | 0 | 0 | 0 | 0 | 0 | 0 | 0
00 Ret.ACI & SNCR & DSI & HRI | 0 | 0 | 0 | 0 | 0 | 0 | 0
00 Ret.ACI & SNCR & DSI & WetFGD | 0 | 0 | 0 | 0 | 0 | 0 | 0
00 Ret.ACI & SNCR & DSI & WetFGD & HRI | 0 | 0 | 0 | 0 | 0 | 0 | 0
00 Ret.ACI & SNCR & HRI | 0 | 0 | 0 | 0 | 0 | 0 | 0
00 Ret.ACI & WetFGD | 7.1254 | 14622.7104 | 14229.3223 | 14622.7104 | 14622.7104 | 14622.7104 | 14622.7104
00 Ret.ACI & WetFGD & DSI | 0 | 0 | 0 | 0 | 0 | 0 | 0
00 Ret.ACI & WetFGD & HRI | 0 | 0 | 0 | 0 | 0 | 0 | 0
00 Ret.C2G | 5722.0113 | 4487.021 | 333.3431 | 333.3431 | 352.6751 | 352.6751 | 352.6751
00 Ret.C2G & SCR | 0 | 1891.859 | 1997.951 | 1997.951 | 1997.9451 | 1997.9451 | 1978.6728
00 Ret.CCG | 0 | 0 | 0 | 0 | 0 | 0 | 0
00 Ret.DryFGD | 0 | 3888.6751 | 4180.0597 | 4187.4138 | 4187.4138 | 4187.4138 | 4187.4138
00 Ret.DryFGD & ACI & CCS | 0 | 0 | 0 | 0 | 0 | 0 | 0
00 Ret.DryFGD & ACI & HRI & CCS | 0 | 0 | 0 | 0 | 0 | 0 | 0
00 Ret.DryFGD & CCS | 0 | 0 | 0 | 0 | 0 | 0 | 0
00 Ret.DryFGD & HRI | 0 | 0 | 0 | 0 | 0 | 0 | 0
00 Ret.DryFGD & HRI & CCS | 0 | 0 | 0 | 0 | 0 | 0 | 0
00 Ret.DSI | 0 | 0 | 0 | 0 | 0 | 0 | 0
00 Ret.DSI & DryFGD | 0 | 0 | 0 | 0 | 0 | 0 | 0
00 Ret.DSI & DryFGD & HRI | 0 | 0 | 0 | 0 | 0 | 0 | 0
00 Ret.DSI & HRI | 0 | 0 | 0 | 0 | 0 | 0 | 0
00 Ret.DSI & WetFGD | 0 | 0 | 0 | 0 | 0 | 0 | 0
00 Ret.DSI & WetFGD & HRI | 0 | 0 | 0 | 0 | 0 | 0 | 0
00 Ret.Exist FBC_DryFGD_SNCR_ACI & CCS | 0 | 0 | 0 | 0 | 0 | 0 | 0
00 Ret.ExistACI & DryFGD | 0 | 0 | 0 | 0 | 0 | 0 | 0
00 Ret.ExistACI & DryFGD & CCS | 0 | 0 | 0 | 0 | 0 | 0 | 0
00 Ret.ExistACI & DryFGD & HRI | 0 | 0 | 0 | 0 | 0 | 0 | 0
00 Ret.ExistACI & DryFGD & HRI & CCS | 0 | 0 | 0 | 0 | 0 | 0 | 0
00 Ret.ExistACI & DSI | 2797.8983 | 4937.9201 | 9539.0538 | 8846.0769 | 10508.138 | 8377.462 | 7910.4595
00 Ret.ExistACI & DSI & DryFGD | 0 | 0 | 0 | 0 | 0 | 0 | 0
00 Ret.ExistACI & DSI & DryFGD & HRI | 0 | 0 | 0 | 0 | 0 | 0 | 0
00 Ret.ExistACI & DSI & HRI | 0 | 0 | 0 | 0 | 0 | 0 | 0
00 Ret.ExistACI & DSI & WetFGD | 0 | 0 | 0 | 0 | 0 | 0 | 0
00 Ret.ExistACI & DSI & WetFGD & HRI | 0 | 0 | 0 | 0 | 0 | 0 | 0
00 Ret.ExistACI & HRI | 0 | 0 | 0 | 0 | 0 | 0 | 0
00 Ret.ExistACI & HRI & WetFGD | 0 | 0 | 0 | 0 | 0 | 0 | 0
00 Ret.ExistACI & SCR | 0 | 0 | 0 | 0 | 0 | 0 | 0
00 Ret.ExistACI & SCR & DryFGD | 0 | 0 | 0 | 0 | 0 | 0 | 0
00 Ret.ExistACI & SCR & DryFGD & CCS | 0 | 0 | 0 | 0 | 0 | 0 | 0
00 Ret.ExistACI & SCR & DryFGD & HRI | 0 | 0 | 0 | 0 | 0 | 0 | 0
00 Ret.ExistACI & SCR & DryFGD & HRI & CCS | 0 | 0 | 0 | 0 | 0 | 0 | 0
00 Ret.ExistACI & SCR & DSI | 0 | 0 | 0 | 0 | 0 | 0 | 0
00 Ret.ExistACI & SCR & DSI & DryFGD | 0 | 0 | 0 | 0 | 0 | 0 | 0
00 Ret.ExistACI & SCR & DSI & DryFGD & HRI | 0 | 0 | 0 | 0 | 0 | 0 | 0
00 Ret.ExistACI & SCR & DSI & HRI | 0 | 0 | 0 | 0 | 0 | 0 | 0
00 Ret.ExistACI & SCR & HRI | 0 | 0 | 0 | 0 | 0 | 0 | 0
00 Ret.ExistACI & SCR & WetFGD | 131.2441 | 124.6862 | 131.2441 | 131.2441 | 131.2441 | 131.2441 | 131.2441
00 Ret.ExistACI & SCR & WetFGD & CCS | 0 | 0 | 0 | 0 | 0 | 0 | 0
00 Ret.ExistACI & SCR & WetFGD & HRI | 0 | 0 | 0 | 0 | 0 | 0 | 0
00 Ret.ExistACI & SCR & WetFGD & HRI & CCS | 0 | 0 | 0 | 0 | 0 | 0 | 0
00 Ret.ExistACI & SNCR | 0 | 0 | 0 | 0 | 0 | 0 | 0
00 Ret.ExistACI & SNCR & DryFGD | 0 | 0 | 0 | 0 | 0 | 0 | 0
00 Ret.ExistACI & SNCR & DryFGD & HRI | 0 | 0 | 0 | 0 | 0 | 0 | 0
00 Ret.ExistACI & SNCR & DSI | 0 | 0 | 0 | 0 | 0 | 0 | 0
00 Ret.ExistACI & SNCR & DSI & HRI | 0 | 0 | 0 | 0 | 0 | 0 | 0
00 Ret.ExistACI & SNCR & HRI | 0 | 0 | 0 | 0 | 0 | 0 | 0
00 Ret.ExistACI & SNCR & WetFGD | 0 | 0 | 0 | 0 | 0 | 0 | 0
00 Ret.ExistACI & SNCR & WetFGD & HRI | 0 | 0 | 0 | 0 | 0 | 0 | 0
00 Ret.ExistACI & WetFGD | 0 | 0 | 0 | 0 | 0 | 0 | 0
00 Ret.ExistACI & WetFGD & CCS | 0 | 0 | 0 | 0 | 0 | 0 | 0
00 Ret.ExistACI & WetFGD & HRI & CCS | 0 | 0 | 0 | 0 | 0 | 0 | 0
00 Ret.ExistACI_DSI & DryFGD | 3705.1717 | 3705.1717 | 3698.6645 | 3705.1717 | 3705.1717 | 3705.1717 | 3584.1909
00 Ret.ExistACI_DSI & DryFGD & CCS | 0 | 0 | 0 | 0 | 0 | 0 | 0
00 Ret.ExistACI_DSI & DryFGD & HRI | 0 | 0 | 0 | 0 | 0 | 0 | 0
00 Ret.ExistACI_DSI & DryFGD & HRI & CCS | 0 | 0 | 0 | 0 | 0 | 0 | 0
00 Ret.ExistACI_DSI & HRI | 0 | 0 | 0 | 0 | 0 | 0 | 0
00 Ret.ExistACI_DSI & SCR | 0 | 210.4739 | 210.4739 | 210.4739 | 0 | 0 | 0
00 Ret.ExistACI_DSI & SCR & DryFGD | 0 | 0 | 0 | 0 | 0 | 0 | 0
00 Ret.ExistACI_DSI & SCR & DryFGD & CCS | 0 | 0 | 0 | 0 | 0 | 0 | 0
00 Ret.ExistACI_DSI & SCR & DryFGD & HRI | 0 | 0 | 0 | 0 | 0 | 0 | 0
00 Ret.ExistACI_DSI & SCR & DryFGD & HRI & CCS | 0 | 0 | 0 | 0 | 0 | 0 | 0
00 Ret.ExistACI_DSI & SCR & HRI | 0 | 0 | 0 | 0 | 0 | 0 | 0
00 Ret.ExistACI_DSI & SCR & WetFGD | 0 | 0 | 0 | 0 | 16947.0392 | 12958.3797 | 12958.3797
00 Ret.ExistACI_DSI & SCR & WetFGD & CCS | 0 | 0 | 0 | 0 | 0 | 0 | 0
00 Ret.ExistACI_DSI & SCR & WetFGD & HRI | 0 | 0 | 0 | 0 | 0 | 0 | 0
00 Ret.ExistACI_DSI & SCR & WetFGD & HRI & CCS | 0 | 0 | 0 | 0 | 0 | 0 | 0
00 Ret.ExistACI_DSI & SNCR | 0 | 0 | 0 | 0 | 0 | 0 | 0
00 Ret.ExistACI_DSI & SNCR & DryFGD | 0 | 0 | 0 | 0 | 0 | 0 | 0
00 Ret.ExistACI_DSI & SNCR & DryFGD & HRI | 0 | 0 | 0 | 0 | 0 | 0 | 0
00 Ret.ExistACI_DSI & SNCR & HRI | 0 | 0 | 0 | 0 | 0 | 0 | 0
00 Ret.ExistACI_DSI & SNCR & WetFGD | 0 | 0 | 0 | 0 | 0 | 0 | 0
00 Ret.ExistACI_DSI & SNCR & WetFGD & HRI | 0 | 0 | 0 | 0 | 0 | 0 | 0
00 Ret.ExistACI_DSI & WetFGD | 18073.204 | 18073.204 | 18073.204 | 18073.204 | 13.8492 | 9.9942 | 9.9942
00 Ret.ExistACI_DSI & WetFGD & CCS | 0 | 0 | 0 | 0 | 0 | 0 | 0
00 Ret.ExistACI_DSI & WetFGD & HRI | 0 | 0 | 0 | 0 | 0 | 0 | 0
00 Ret.ExistACI_DSI & WetFGD & HRI & CCS | 0 | 0 | 0 | 0 | 0 | 0 | 0
00 Ret.ExistDryFGD & ACI | 21736.3939 | 20109.1184 | 21187.7516 | 20894.9845 | 21421.034 | 21038.0773 | 21381.5512
00 Ret.ExistDryFGD & ACI & CCS | 0 | 0 | 0 | 0 | 0 | 0 | 0
00 Ret.ExistDryFGD & ACI & HRI | 0 | 0 | 0 | 0 | 0 | 0 | 0
00 Ret.ExistDryFGD & ACI & HRI & CCS | 0 | 0 | 0 | 0 | 0 | 0 | 0
00 Ret.ExistDryFGD & ACI & SCR | 0 | 2159.9987 | 2159.9987 | 2159.9987 | 2159.9987 | 2159.9987 | 2159.9987
00 Ret.ExistDryFGD & ACI & SCR & CCS | 0 | 0 | 0 | 0 | 0 | 0 | 0
00 Ret.ExistDryFGD & ACI & SCR & HRI | 0 | 0 | 0 | 0 | 0 | 0 | 0
00 Ret.ExistDryFGD & ACI & SCR & HRI & CCS | 0 | 0 | 0 | 0 | 0 | 0 | 0
00 Ret.ExistDryFGD & ACI & SNCR | 0 | 0 | 0 | 0 | 0 | 0 | 0
00 Ret.ExistDryFGD & ACI & SNCR & HRI | 0 | 0 | 0 | 0 | 0 | 0 | 0
00 Ret.ExistDryFGD & CCS | 0 | 0 | 0 | 0 | 0 | 0 | 0
00 Ret.ExistDryFGD & HRI | 0 | 0 | 0 | 0 | 0 | 0 | 0
00 Ret.ExistDryFGD & HRI & CCS | 0 | 0 | 0 | 0 | 0 | 0 | 0
00 Ret.ExistDryFGD & SCR | 0 | 3593.0516 | 3593.0516 | 3593.0516 | 3593.0516 | 3593.0516 | 3593.0516
00 Ret.ExistDryFGD & SCR & CCS | 0 | 0 | 0 | 0 | 0 | 0 | 0
00 Ret.ExistDryFGD & SCR & HRI | 0 | 0 | 0 | 0 | 0 | 0 | 0
00 Ret.ExistDryFGD & SCR & HRI & CCS | 0 | 0 | 0 | 0 | 0 | 0 | 0
00 Ret.ExistDryFGD & SNCR | 0 | 0 | 0 | 0 | 0 | 0 | 0
00 Ret.ExistDryFGD & SNCR & HRI | 0 | 0 | 0 | 0 | 0 | 0 | 0
00 Ret.ExistDryFGD_ACI & CCS | 0 | 0 | 0 | 0 | 0 | 0 | 0
00 Ret.ExistDryFGD_ACI & HRI | 0 | 0 | 0 | 0 | 0 | 0 | 0
00 Ret.ExistDryFGD_ACI & HRI & CCS | 0 | 0 | 0 | 0 | 0 | 0 | 0
00 Ret.ExistDryFGD_ACI & SCR | 9462.0926 | 11997.7597 | 11941.6369 | 11997.7597 | 11997.7597 | 11196.8936 | 10928.6958
00 Ret.ExistDryFGD_ACI & SCR & CCS | 0 | 0 | 0 | 0 | 0 | 0 | 0
00 Ret.ExistDryFGD_ACI & SCR & HRI | 0 | 0 | 0 | 0 | 0 | 0 | 0
00 Ret.ExistDryFGD_ACI & SCR & HRI & CCS | 0 | 0 | 0 | 0 | 0 | 0 | 0
00 Ret.ExistDryFGD_SCR & ACI & CCS | 0 | 0 | 0 | 0 | 0 | 0 | 0
00 Ret.ExistDryFGD_SCR & ACI & HRI | 0 | 0 | 0 | 0 | 0 | 0 | 0
00 Ret.ExistDryFGD_SCR & ACI & HRI & CCS | 0 | 0 | 0 | 0 | 0 | 0 | 0
00 Ret.ExistDryFGD_SCR & CCS | 0 | 0 | 0 | 0 | 0 | 0 | 0
00 Ret.ExistDryFGD_SNCR & ACI & HRI | 0 | 0 | 0 | 0 | 0 | 0 | 0
00 Ret.ExistDSI & ACI | 7.4408 | 7.4408 | 7.4408 | 7.4408 | 7.4408 | 7.4408 | 7.4408
00 Ret.ExistDSI & ACI & HRI | 0 | 0 | 0 | 0 | 0 | 0 | 0
00 Ret.ExistDSI & ACI & SCR | 0 | 0 | 0 | 0 | 0 | 0 | 0
00 Ret.ExistDSI & ACI & SCR & DryFGD & CCS | 0 | 0 | 0 | 0 | 0 | 0 | 0
00 Ret.ExistDSI & ACI & SCR & DryFGD & HRI | 0 | 0 | 0 | 0 | 0 | 0 | 0
00 Ret.ExistDSI & ACI & SCR & DryFGD & HRI & CCS | 0 | 0 | 0 | 0 | 0 | 0 | 0
00 Ret.ExistDSI & ACI & SCR & HRI | 0 | 0 | 0 | 0 | 0 | 0 | 0
00 Ret.ExistDSI & ACI & SCR & WetFGD & CCS | 0 | 0 | 0 | 0 | 0 | 0 | 0
00 Ret.ExistDSI & ACI & SCR & WetFGD & HRI | 0 | 0 | 0 | 0 | 0 | 0 | 0
00 Ret.ExistDSI & ACI & SCR & WetFGD & HRI & CCS | 0 | 0 | 0 | 0 | 0 | 0 | 0
00 Ret.ExistDSI & DryFGD | 0 | 0 | 0 | 0 | 0 | 0 | 0
00 Ret.ExistDSI & DryFGD & ACI | 0 | 0 | 0 | 0 | 0 | 0 | 0
00 Ret.ExistDSI & DryFGD & ACI & CCS | 0 | 0 | 0 | 0 | 0 | 0 | 0
00 Ret.ExistDSI & DryFGD & ACI & HRI | 0 | 0 | 0 | 0 | 0 | 0 | 0
00 Ret.ExistDSI & DryFGD & ACI & HRI & CCS | 0 | 0 | 0 | 0 | 0 | 0 | 0
00 Ret.ExistDSI & DryFGD & CCS | 0 | 0 | 0 | 0 | 0 | 0 | 0
00 Ret.ExistDSI & DryFGD & HRI | 0 | 0 | 0 | 0 | 0 | 0 | 0
00 Ret.ExistDSI & DryFGD & HRI & CCS | 0 | 0 | 0 | 0 | 0 | 0 | 0
00 Ret.ExistDSI & HRI | 0 | 0 | 0 | 0 | 0 | 0 | 0
00 Ret.ExistDSI & SCR | 0 | 0 | 0 | 0 | 0 | 0 | 0
00 Ret.ExistDSI & SCR & DryFGD | 0 | 0 | 0 | 0 | 0 | 0 | 0
00 Ret.ExistDSI & SCR & DryFGD & ACI | 0 | 0 | 0 | 0 | 0 | 0 | 0
00 Ret.ExistDSI & SCR & DryFGD & CCS | 0 | 0 | 0 | 0 | 0 | 0 | 0
00 Ret.ExistDSI & SCR & DryFGD & HRI | 0 | 0 | 0 | 0 | 0 | 0 | 0
00 Ret.ExistDSI & SCR & DryFGD & HRI & CCS | 0 | 0 | 0 | 0 | 0 | 0 | 0
00 Ret.ExistDSI & SCR & HRI | 0 | 0 | 0 | 0 | 0 | 0 | 0
00 Ret.ExistDSI & SCR & WetFGD | 0 | 0 | 0 | 0 | 0 | 0 | 0
00 Ret.ExistDSI & SCR & WetFGD & ACI | 0 | 0 | 0 | 0 | 0 | 0 | 0
00 Ret.ExistDSI & SCR & WetFGD & CCS | 0 | 0 | 0 | 0 | 0 | 0 | 0
00 Ret.ExistDSI & SCR & WetFGD & HRI | 0 | 0 | 0 | 0 | 0 | 0 | 0
00 Ret.ExistDSI & SCR & WetFGD & HRI & CCS | 0 | 0 | 0 | 0 | 0 | 0 | 0
00 Ret.ExistDSI & SNCR | 0 | 0 | 0 | 0 | 0 | 0 | 0
00 Ret.ExistDSI & SNCR & ACI | 0 | 0 | 0 | 0 | 0 | 0 | 0
00 Ret.ExistDSI & SNCR & ACI & HRI | 0 | 0 | 0 | 0 | 0 | 0 | 0
00 Ret.ExistDSI & SNCR & DryFGD | 0 | 0 | 0 | 0 | 0 | 0 | 0
00 Ret.ExistDSI & SNCR & DryFGD & ACI | 0 | 0 | 0 | 0 | 0 | 0 | 0
00 Ret.ExistDSI & SNCR & DryFGD & ACI & HRI | 0 | 0 | 0 | 0 | 0 | 0 | 0
00 Ret.ExistDSI & SNCR & DryFGD & HRI | 0 | 0 | 0 | 0 | 0 | 0 | 0
00 Ret.ExistDSI & SNCR & HRI | 0 | 0 | 0 | 0 | 0 | 0 | 0
00 Ret.ExistDSI & SNCR & WetFGD | 0 | 0 | 0 | 0 | 0 | 0 | 0
00 Ret.ExistDSI & SNCR & WetFGD & ACI | 0 | 0 | 0 | 0 | 0 | 0 | 0
00 Ret.ExistDSI & SNCR & WetFGD & ACI & HRI | 0 | 0 | 0 | 0 | 0 | 0 | 0
00 Ret.ExistDSI & SNCR & WetFGD & HRI | 0 | 0 | 0 | 0 | 0 | 0 | 0
00 Ret.ExistDSI & WetFGD | 0 | 0 | 0 | 0 | 0 | 0 | 0
00 Ret.ExistDSI & WetFGD & ACI | 0 | 0 | 0 | 0 | 0 | 0 | 0
00 Ret.ExistDSI & WetFGD & ACI & CCS | 0 | 0 | 0 | 0 | 0 | 0 | 0
00 Ret.ExistDSI & WetFGD & ACI & HRI | 0 | 0 | 0 | 0 | 0 | 0 | 0
00 Ret.ExistDSI & WetFGD & ACI & HRI & CCS | 0 | 0 | 0 | 0 | 0 | 0 | 0
00 Ret.ExistDSI & WetFGD & CCS | 0 | 0 | 0 | 0 | 0 | 0 | 0
00 Ret.ExistDSI & WetFGD & HRI | 0 | 0 | 0 | 0 | 0 | 0 | 0
00 Ret.ExistDSI & WetFGD & HRI & CCS | 0 | 0 | 0 | 0 | 0 | 0 | 0
00 Ret.ExistSCR & ACI | 0 | 0 | 0 | 0 | 0 | 0 | 0
00 Ret.ExistSCR & ACI & DryFGD | 0 | 0 | 0 | 0 | 0 | 0 | 0
00 Ret.ExistSCR & ACI & DryFGD & HRI | 0 | 0 | 0 | 0 | 0 | 0 | 0
00 Ret.ExistSCR & ACI & DSI | 13085.7484 | 13948.7943 | 20292.0552 | 19508.421 | 20424.424 | 13958.0583 | 13862.0221
00 Ret.ExistSCR & ACI & DSI & DryFGD | 0 | 0 | 0 | 0 | 0 | 0 | 0
00 Ret.ExistSCR & ACI & DSI & DryFGD & HRI | 0 | 0 | 0 | 0 | 0 | 0 | 0
00 Ret.ExistSCR & ACI & DSI & HRI | 0 | 0 | 0 | 0 | 0 | 0 | 0
00 Ret.ExistSCR & ACI & DSI & WetFGD | 0 | 0 | 0 | 0 | 0 | 0 | 0
00 Ret.ExistSCR & ACI & DSI & WetFGD & HRI | 0 | 0 | 0 | 0 | 0 | 0 | 0
00 Ret.ExistSCR & ACI & HRI | 0 | 0 | 0 | 0 | 0 | 0 | 0
00 Ret.ExistSCR & ACI & WetFGD | 0 | 0 | 0 | 0 | 0 | 0 | 0
00 Ret.ExistSCR & ACI & WetFGD & HRI | 0 | 0 | 0 | 0 | 0 | 0 | 0
00 Ret.ExistSCR & DryFGD | 0 | 0 | 0 | 0 | 0 | 0 | 0
00 Ret.ExistSCR & DryFGD & ACI & CCS | 0 | 0 | 0 | 0 | 0 | 0 | 0
00 Ret.ExistSCR & DryFGD & ACI & HRI & CCS | 0 | 0 | 0 | 0 | 0 | 0 | 0
00 Ret.ExistSCR & DryFGD & CCS | 0 | 0 | 0 | 0 | 0 | 0 | 0
00 Ret.ExistSCR & DryFGD & HRI | 0 | 0 | 0 | 0 | 0 | 0 | 0
00 Ret.ExistSCR & DryFGD & HRI & CCS | 0 | 0 | 0 | 0 | 0 | 0 | 0
00 Ret.ExistSCR & DSI | 0 | 0 | 0 | 0 | 0 | 0 | 0
00 Ret.ExistSCR & DSI & DryFGD | 0 | 0 | 0 | 0 | 0 | 0 | 0
00 Ret.ExistSCR & DSI & DryFGD & HRI | 0 | 0 | 0 | 0 | 0 | 0 | 0
00 Ret.ExistSCR & DSI & HRI | 0 | 0 | 0 | 0 | 0 | 0 | 0
00 Ret.ExistSCR & DSI & WetFGD | 0 | 0 | 0 | 0 | 0 | 0 | 0
00 Ret.ExistSCR & DSI & WetFGD & HRI | 0 | 0 | 0 | 0 | 0 | 0 | 0
00 Ret.ExistSCR & HRI | 0 | 0 | 0 | 0 | 0 | 0 | 0
00 Ret.ExistSCR & WetFGD | 8628.2058 | 8628.2058 | 8613.2952 | 8628.2058 | 8628.2058 | 8628.2058 | 8628.2058
00 Ret.ExistSCR & WetFGD & ACI & CCS | 0 | 0 | 0 | 0 | 0 | 0 | 0
00 Ret.ExistSCR & WetFGD & ACI & HRI & CCS | 0 | 0 | 0 | 0 | 0 | 0 | 0
00 Ret.ExistSCR & WetFGD & CCS | 0 | 0 | 0 | 0 | 0 | 0 | 0
00 Ret.ExistSCR & WetFGD & HRI | 0 | 0 | 0 | 0 | 0 | 0 | 0
00 Ret.ExistSCR & WetFGD & HRI & CCS | 0 | 0 | 0 | 0 | 0 | 0 | 0
00 Ret.ExistSCR_ACI & DryFGD | 2811.8861 | 2811.8861 | 2806.9478 | 2811.8861 | 2811.8861 | 2811.8861 | 2811.8861
00 Ret.ExistSCR_ACI & DryFGD & CCS | 0 | 0 | 0 | 0 | 0 | 0 | 0
00 Ret.ExistSCR_ACI & DryFGD & HRI | 0 | 0 | 0 | 0 | 0 | 0 | 0
00 Ret.ExistSCR_ACI & DryFGD & HRI & CCS | 0 | 0 | 0 | 0 | 0 | 0 | 0
00 Ret.ExistSCR_ACI & DSI | 0 | 0 | 0 | 0 | 0 | 0 | 0
00 Ret.ExistSCR_ACI & DSI & HRI | 0 | 0 | 0 | 0 | 0 | 0 | 0
00 Ret.ExistSCR_ACI & HRI | 0 | 0 | 0 | 0 | 0 | 0 | 0
00 Ret.ExistSCR_ACI & WetFGD | 0 | 0 | 0 | 0 | 0 | 0 | 0
00 Ret.ExistSCR_ACI & WetFGD & CCS | 0 | 0 | 0 | 0 | 0 | 0 | 0
00 Ret.ExistSCR_ACI & WetFGD & HRI | 0 | 0 | 0 | 0 | 0 | 0 | 0
00 Ret.ExistSCR_ACI & WetFGD & HRI & CCS | 0 | 0 | 0 | 0 | 0 | 0 | 0
00 Ret.ExistSCR_DryFGD & ACI | 7534.174 | 7532.0322 | 7524.9923 | 7532.0322 | 7532.0328 | 7532.0328 | 7532.0328
00 Ret.ExistSCR_DryFGD & HRI | 0 | 0 | 0 | 0 | 0 | 0 | 0
00 Ret.ExistSCR_DryFGD & HRI & CCS | 0 | 0 | 0 | 0 | 0 | 0 | 0
00 Ret.ExistSCR_DryFGD_ACI & CCS | 0 | 0 | 0 | 0 | 0 | 0 | 0
00 Ret.ExistSCR_DryFGD_ACI & HRI | 0 | 0 | 0 | 0 | 0 | 0 | 0
00 Ret.ExistSCR_DryFGD_ACI & HRI & CCS | 0 | 0 | 0 | 0 | 0 | 0 | 0
00 Ret.ExistSCR_DryFGD_ACI_DSI & CCS | 0 | 0 | 0 | 0 | 0 | 0 | 0
00 Ret.ExistSCR_DryFGD_ACI_DSI & HRI | 0 | 0 | 0 | 0 | 0 | 0 | 0
00 Ret.ExistSCR_DryFGD_ACI_DSI & HRI & CCS | 0 | 0 | 0 | 0 | 0 | 0 | 0
00 Ret.ExistSCR_DSI & ACI | 0 | 0 | 0 | 0 | 0 | 0 | 0
00 Ret.ExistSCR_DSI & ACI & HRI | 0 | 0 | 0 | 0 | 0 | 0 | 0
00 Ret.ExistSCR_DSI & DryFGD | 0 | 0 | 0 | 0 | 0 | 0 | 0
00 Ret.ExistSCR_DSI & DryFGD & ACI | 0 | 0 | 0 | 0 | 0 | 0 | 0
00 Ret.ExistSCR_DSI & DryFGD & ACI & HRI | 0 | 0 | 0 | 0 | 0 | 0 | 0
00 Ret.ExistSCR_DSI & DryFGD & HRI | 0 | 0 | 0 | 0 | 0 | 0 | 0
00 Ret.ExistSCR_DSI & HRI | 0 | 0 | 0 | 0 | 0 | 0 | 0
00 Ret.ExistSCR_DSI & WetFGD | 0 | 0 | 0 | 0 | 0 | 0 | 0
00 Ret.ExistSCR_DSI & WetFGD & ACI | 0 | 0 | 0 | 0 | 0 | 0 | 0
00 Ret.ExistSCR_DSI & WetFGD & ACI & HRI | 0 | 0 | 0 | 0 | 0 | 0 | 0
00 Ret.ExistSCR_DSI & WetFGD & HRI | 0 | 0 | 0 | 0 | 0 | 0 | 0
00 Ret.ExistSCR_WetFGD & ACI | 52906.7319 | 58107.7119 | 63659.982 | 62066.0463 | 64452.3396 | 56176.0707 | 54179.6228
00 Ret.ExistSCR_WetFGD & HRI | 0 | 0 | 0 | 0 | 0 | 0 | 0
00 Ret.ExistSCR_WetFGD & HRI & CCS | 0 | 0 | 0 | 0 | 0 | 0 | 0
00 Ret.ExistSCR_WetFGD_ACI & CCS | 0 | 0 | 0 | 0 | 0 | 0 | 0
00 Ret.ExistSCR_WetFGD_ACI & HRI | 0 | 0 | 0 | 0 | 0 | 0 | 0
00 Ret.ExistSCR_WetFGD_ACI & HRI & CCS | 0 | 0 | 0 | 0 | 0 | 0 | 0
00 Ret.ExistSCR_WetFGD_ACI_DSI & CCS | 0 | 0 | 0 | 0 | 0 | 0 | 0
00 Ret.ExistSCR_WetFGD_ACI_DSI & HRI | 0 | 0 | 0 | 0 | 0 | 0 | 0
00 Ret.ExistSCR_WetFGD_ACI_DSI & HRI & CCS | 0 | 0 | 0 | 0 | 0 | 0 | 0
00 Ret.ExistSCR_WetFGD_DSI & HRI | 0 | 0 | 0 | 0 | 0 | 0 | 0
00 Ret.ExistSCR_WetFGD_DSI & HRI & CCS | 0 | 0 | 0 | 0 | 0 | 0 | 0
00 Ret.ExistSNCR & ACI | 0 | 0 | 0 | 0 | 0 | 0 | 0
00 Ret.ExistSNCR & ACI & DryFGD | 0 | 0 | 0 | 0 | 0 | 0 | 0
00 Ret.ExistSNCR & ACI & DryFGD & HRI | 0 | 0 | 0 | 0 | 0 | 0 | 0
00 Ret.ExistSNCR & ACI & DSI | 725.3371 | 725.3371 | 724.1012 | 725.3371 | 725.3371 | 725.3371 | 725.3371
00 Ret.ExistSNCR & ACI & DSI & DryFGD | 0 | 0 | 0 | 0 | 0 | 0 | 0
00 Ret.ExistSNCR & ACI & DSI & DryFGD & HRI | 0 | 0 | 0 | 0 | 0 | 0 | 0
00 Ret.ExistSNCR & ACI & DSI & HRI | 0 | 0 | 0 | 0 | 0 | 0 | 0
00 Ret.ExistSNCR & ACI & DSI & WetFGD | 0 | 0 | 0 | 0 | 0 | 0 | 0
00 Ret.ExistSNCR & ACI & DSI & WetFGD & HRI | 0 | 0 | 0 | 0 | 0 | 0 | 0
00 Ret.ExistSNCR & ACI & HRI | 0 | 0 | 0 | 0 | 0 | 0 | 0
00 Ret.ExistSNCR & ACI & WetFGD | 1653.8043 | 1653.8043 | 1650.9863 | 1653.8043 | 1653.8043 | 1653.8043 | 1653.8043
00 Ret.ExistSNCR & ACI & WetFGD & HRI | 0 | 0 | 0 | 0 | 0 | 0 | 0
00 Ret.ExistSNCR & DryFGD | 0 | 0 | 0 | 0 | 0 | 0 | 0
00 Ret.ExistSNCR & DryFGD & ACI & CCS | 0 | 0 | 0 | 0 | 0 | 0 | 0
00 Ret.ExistSNCR & DryFGD & ACI & HRI & CCS | 0 | 0 | 0 | 0 | 0 | 0 | 0
00 Ret.ExistSNCR & DryFGD & CCS | 0 | 0 | 0 | 0 | 0 | 0 | 0
00 Ret.ExistSNCR & DryFGD & HRI | 0 | 0 | 0 | 0 | 0 | 0 | 0
00 Ret.ExistSNCR & DryFGD & HRI & CCS | 0 | 0 | 0 | 0 | 0 | 0 | 0
00 Ret.ExistSNCR & DSI | 1.2158 | 1.3969 | 1.4226 | 1.4226 | 1.4226 | 1.3541 | 1.4226
00 Ret.ExistSNCR & DSI & DryFGD | 0 | 0 | 0 | 0 | 0 | 0 | 0
00 Ret.ExistSNCR & DSI & DryFGD & HRI | 0 | 0 | 0 | 0 | 0 | 0 | 0
00 Ret.ExistSNCR & DSI & HRI | 0 | 0 | 0 | 0 | 0 | 0 | 0
00 Ret.ExistSNCR & DSI & WetFGD | 0 | 0 | 0 | 0 | 0 | 0 | 0
00 Ret.ExistSNCR & DSI & WetFGD & HRI | 0 | 0 | 0 | 0 | 0 | 0 | 0
00 Ret.ExistSNCR & HRI | 0 | 0 | 0 | 0 | 0 | 0 | 0
00 Ret.ExistSNCR & WetFGD | 0 | 0 | 0 | 0 | 0 | 0 | 0
00 Ret.ExistSNCR & WetFGD & ACI & CCS | 0 | 0 | 0 | 0 | 0 | 0 | 0
00 Ret.ExistSNCR & WetFGD & ACI & HRI & CCS | 0 | 0 | 0 | 0 | 0 | 0 | 0
00 Ret.ExistSNCR & WetFGD & CCS | 0 | 0 | 0 | 0 | 0 | 0 | 0
00 Ret.ExistSNCR & WetFGD & HRI | 0 | 0 | 0 | 0 | 0 | 0 | 0
00 Ret.ExistSNCR & WetFGD & HRI & CCS | 0 | 0 | 0 | 0 | 0 | 0 | 0
00 Ret.ExistSNCR_ACI & DryFGD | 3855.5858 | 3855.5858 | 3848.8693 | 3855.5858 | 3855.5858 | 3855.5858 | 3855.5858
00 Ret.ExistSNCR_ACI & DryFGD & CCS | 0 | 0 | 0 | 0 | 0 | 0 | 0
00 Ret.ExistSNCR_ACI & DryFGD & HRI | 0 | 0 | 0 | 0 | 0 | 0 | 0
00 Ret.ExistSNCR_ACI & DryFGD & HRI & CCS | 0 | 0 | 0 | 0 | 0 | 0 | 0
00 Ret.ExistSNCR_ACI & DSI | 1493.6656 | 3399.0632 | 4107.1725 | 3713.374 | 4376.1703 | 1493.6656 | 1493.6656
00 Ret.ExistSNCR_ACI & DSI & HRI | 0 | 0 | 0 | 0 | 0 | 0 | 0
00 Ret.ExistSNCR_ACI & HRI | 0 | 0 | 0 | 0 | 0 | 0 | 0
00 Ret.ExistSNCR_ACI & WetFGD | 0 | 0 | 0 | 0 | 0 | 0 | 0
00 Ret.ExistSNCR_ACI & WetFGD & CCS | 0 | 0 | 0 | 0 | 0 | 0 | 0
00 Ret.ExistSNCR_ACI & WetFGD & HRI | 0 | 0 | 0 | 0 | 0 | 0 | 0
00 Ret.ExistSNCR_ACI & WetFGD & HRI & CCS | 0 | 0 | 0 | 0 | 0 | 0 | 0
00 Ret.ExistSNCR_ACI_DSI & DryFGD | 0 | 0 | 0 | 0 | 0 | 0 | 0
00 Ret.ExistSNCR_ACI_DSI & DryFGD & HRI | 0 | 0 | 0 | 0 | 0 | 0 | 0
00 Ret.ExistSNCR_ACI_DSI & HRI | 0 | 0 | 0 | 0 | 0 | 0 | 0
00 Ret.ExistSNCR_ACI_DSI & WetFGD | 0 | 0 | 0 | 0 | 0 | 0 | 0
00 Ret.ExistSNCR_ACI_DSI & WetFGD & HRI | 0 | 0 | 0 | 0 | 0 | 0 | 0
00 Ret.ExistSNCR_DryFGD & ACI | 0 | 0 | 0 | 0 | 0 | 0 | 0
00 Ret.ExistSNCR_DryFGD & HRI | 0 | 0 | 0 | 0 | 0 | 0 | 0
00 Ret.ExistSNCR_DryFGD_ACI & CCS | 0 | 0 | 0 | 0 | 0 | 0 | 0
00 Ret.ExistSNCR_DryFGD_ACI & HRI | 0 | 0 | 0 | 0 | 0 | 0 | 0
00 Ret.ExistSNCR_DryFGD_ACI & HRI & CCS | 0 | 0 | 0 | 0 | 0 | 0 | 0
00 Ret.ExistSNCR_DSI & ACI | 0 | 0 | 0 | 0 | 0 | 0 | 0
00 Ret.ExistSNCR_DSI & ACI & DryFGD | 0 | 0 | 0 | 0 | 0 | 0 | 0
00 Ret.ExistSNCR_DSI & ACI & DryFGD & HRI | 0 | 0 | 0 | 0 | 0 | 0 | 0
00 Ret.ExistSNCR_DSI & ACI & HRI | 0 | 0 | 0 | 0 | 0 | 0 | 0
00 Ret.ExistSNCR_DSI & ACI & WetFGD | 0 | 0 | 0 | 0 | 0 | 0 | 0
00 Ret.ExistSNCR_DSI & ACI & WetFGD & HRI | 0 | 0 | 0 | 0 | 0 | 0 | 0
00 Ret.ExistSNCR_DSI & DryFGD | 0 | 0 | 0 | 0 | 0 | 0 | 0
00 Ret.ExistSNCR_DSI & DryFGD & ACI & CCS | 0 | 0 | 0 | 0 | 0 | 0 | 0
00 Ret.ExistSNCR_DSI & DryFGD & ACI & HRI & CCS | 0 | 0 | 0 | 0 | 0 | 0 | 0
00 Ret.ExistSNCR_DSI & DryFGD & CCS | 0 | 0 | 0 | 0 | 0 | 0 | 0
00 Ret.ExistSNCR_DSI & DryFGD & HRI | 0 | 0 | 0 | 0 | 0 | 0 | 0
00 Ret.ExistSNCR_DSI & DryFGD & HRI & CCS | 0 | 0 | 0 | 0 | 0 | 0 | 0
00 Ret.ExistSNCR_DSI & HRI | 0 | 0 | 0 | 0 | 0 | 0 | 0
00 Ret.ExistSNCR_DSI & WetFGD | 0 | 0 | 0 | 0 | 0 | 0 | 0
00 Ret.ExistSNCR_DSI & WetFGD & ACI & CCS | 0 | 0 | 0 | 0 | 0 | 0 | 0
00 Ret.ExistSNCR_DSI & WetFGD & ACI & HRI & CCS | 0 | 0 | 0 | 0 | 0 | 0 | 0
00 Ret.ExistSNCR_DSI & WetFGD & CCS | 0 | 0 | 0 | 0 | 0 | 0 | 0
00 Ret.ExistSNCR_DSI & WetFGD & HRI | 0 | 0 | 0 | 0 | 0 | 0 | 0
00 Ret.ExistSNCR_DSI & WetFGD & HRI & CCS | 0 | 0 | 0 | 0 | 0 | 0 | 0
00 Ret.ExistSNCR_WetFGD & ACI | 13637.0274 | 13920.0409 | 14896.8452 | 14988.0004 | 15178.062 | 14111.9143 | 14067.9296
00 Ret.ExistSNCR_WetFGD & HRI | 0 | 0 | 0 | 0 | 0 | 0 | 0
00 Ret.ExistSNCR_WetFGD & HRI & CCS | 0 | 0 | 0 | 0 | 0 | 0 | 0
00 Ret.ExistSNCR_WetFGD_ACI & CCS | 0 | 0 | 0 | 0 | 0 | 0 | 0
00 Ret.ExistSNCR_WetFGD_ACI & HRI | 0 | 0 | 0 | 0 | 0 | 0 | 0
00 Ret.ExistSNCR_WetFGD_ACI & HRI & CCS | 0 | 0 | 0 | 0 | 0 | 0 | 0
00 Ret.ExistSNCR_WetFGD_ACI_DSI & CCS | 0 | 0 | 0 | 0 | 0 | 0 | 0
00 Ret.ExistSNCR_WetFGD_ACI_DSI & HRI | 0 | 0 | 0 | 0 | 0 | 0 | 0
00 Ret.ExistSNCR_WetFGD_ACI_DSI & HRI & CCS | 0 | 0 | 0 | 0 | 0 | 0 | 0
00 Ret.ExistWetFGD & ACI | 65301.2933 | 52218.5312 | 55879.6179 | 54516.0694 | 57096.3118 | 51796.6496 | 50818.403
00 Ret.ExistWetFGD & ACI & CCS | 0 | 0 | 0 | 0 | 0 | 0 | 0
00 Ret.ExistWetFGD & ACI & HRI | 0 | 0 | 0 | 0 | 0 | 0 | 0
00 Ret.ExistWetFGD & ACI & HRI & CCS | 0 | 0 | 0 | 0 | 0 | 0 | 0
00 Ret.ExistWetFGD & ACI & SCR | 0 | 15760.2508 | 15733.0426 | 15760.2508 | 15760.2508 | 15760.2508 | 15760.2508
00 Ret.ExistWetFGD & ACI & SCR & CCS | 0 | 0 | 0 | 0 | 0 | 0 | 0
00 Ret.ExistWetFGD & ACI & SCR & HRI | 0 | 0 | 0 | 0 | 0 | 0 | 0
00 Ret.ExistWetFGD & ACI & SCR & HRI & CCS | 0 | 0 | 0 | 0 | 0 | 0 | 0
00 Ret.ExistWetFGD & ACI & SNCR | 0 | 0 | 0 | 0 | 0 | 0 | 0
00 Ret.ExistWetFGD & ACI & SNCR & HRI | 0 | 0 | 0 | 0 | 0 | 0 | 0
00 Ret.ExistWetFGD & CCS | 0 | 0 | 0 | 0 | 0 | 0 | 0
00 Ret.ExistWetFGD & HRI | 0 | 0 | 0 | 0 | 0 | 0 | 0
00 Ret.ExistWetFGD & HRI & CCS | 0 | 0 | 0 | 0 | 0 | 0 | 0
00 Ret.ExistWetFGD & SCR | 29181.7188 | 36078.7978 | 36607.1111 | 39400.8656 | 39400.8656 | 39143.0571 | 39143.0571
00 Ret.ExistWetFGD & SCR & CCS | 0 | 0 | 0 | 0 | 0 | 0 | 0
00 Ret.ExistWetFGD & SCR & HRI | 0 | 0 | 0 | 0 | 0 | 0 | 0
00 Ret.ExistWetFGD & SCR & HRI & CCS | 0 | 0 | 0 | 0 | 0 | 0 | 0
00 Ret.ExistWetFGD & SNCR | 0 | 0 | 0 | 0 | 0 | 0 | 0
00 Ret.ExistWetFGD & SNCR & HRI | 0 | 0 | 0 | 0 | 0 | 0 | 0
00 Ret.ExistWetFGD_ACI & CCS | 0 | 0 | 0 | 0 | 0 | 0 | 0
00 Ret.ExistWetFGD_ACI & HRI | 0 | 0 | 0 | 0 | 0 | 0 | 0
00 Ret.ExistWetFGD_ACI & HRI & CCS | 0 | 0 | 0 | 0 | 0 | 0 | 0
00 Ret.ExistWetFGD_ACI & SCR | 0 | 2988.1102 | 3072.6418 | 3072.6418 | 3072.6418 | 3072.6418 | 3072.6418
00 Ret.ExistWetFGD_ACI & SCR & CCS | 0 | 0 | 0 | 0 | 0 | 0 | 0
00 Ret.ExistWetFGD_ACI & SCR & HRI | 0 | 0 | 0 | 0 | 0 | 0 | 0
00 Ret.ExistWetFGD_ACI & SCR & HRI & CCS | 0 | 0 | 0 | 0 | 0 | 0 | 0
00 Ret.ExistWetFGD_ACI & SNCR | 0 | 0 | 0 | 0 | 0 | 0 | 0
00 Ret.ExistWetFGD_ACI & SNCR & HRI | 0 | 0 | 0 | 0 | 0 | 0 | 0
00 Ret.ExistWetFGD_ACI_DSI & CCS | 0 | 0 | 0 | 0 | 0 | 0 | 0
00 Ret.ExistWetFGD_ACI_DSI & HRI | 0 | 0 | 0 | 0 | 0 | 0 | 0
00 Ret.ExistWetFGD_ACI_DSI & HRI & CCS | 0 | 0 | 0 | 0 | 0 | 0 | 0
00 Ret.ExistWetFGD_ACI_DSI & SCR | 0 | 0 | 0 | 0 | 0 | 0 | 0
00 Ret.ExistWetFGD_ACI_DSI & SCR & CCS | 0 | 0 | 0 | 0 | 0 | 0 | 0
00 Ret.ExistWetFGD_ACI_DSI & SCR & HRI | 0 | 0 | 0 | 0 | 0 | 0 | 0
00 Ret.ExistWetFGD_ACI_DSI & SCR & HRI & CCS | 0 | 0 | 0 | 0 | 0 | 0 | 0
00 Ret.ExistWetFGD_SCR & ACI & CCS | 0 | 0 | 0 | 0 | 0 | 0 | 0
00 Ret.ExistWetFGD_SCR & ACI & HRI | 0 | 0 | 0 | 0 | 0 | 0 | 0
00 Ret.ExistWetFGD_SCR & ACI & HRI & CCS | 0 | 0 | 0 | 0 | 0 | 0 | 0
00 Ret.ExistWetFGD_SCR & CCS | 0 | 0 | 0 | 0 | 0 | 0 | 0
00 Ret.ExistWetFGD_SCR_DSI & CCS | 0 | 0 | 0 | 0 | 0 | 0 | 0
00 Ret.ExistWetFGD_SNCR & ACI & CCS | 0 | 0 | 0 | 0 | 0 | 0 | 0
00 Ret.ExistWetFGD_SNCR & ACI & HRI | 0 | 0 | 0 | 0 | 0 | 0 | 0
00 Ret.ExistWetFGD_SNCR & ACI & HRI & CCS | 0 | 0 | 0 | 0 | 0 | 0 | 0
00 Ret.ExistWetFGD_SNCR & CCS | 0 | 0 | 0 | 0 | 0 | 0 | 0
00 Ret.FB & ACI | 2281.0372 | 3308.2822 | 3308.2822 | 3308.2822 | 3308.2822 | 3126.9382 | 3126.9382
00 Ret.FB & ACI & HRI | 0 | 0 | 0 | 0 | 0 | 0 | 0
00 Ret.FB & HRI | 0 | 0 | 0 | 0 | 0 | 0 | 0
00 Ret.FB DryFGD | 0 | 0 | 0 | 0 | 0 | 0 | 0
00 Ret.FB DryFGD & ACI | 0 | 0 | 0 | 0 | 0 | 0 | 0
00 Ret.FB DryFGD & ACI & HRI | 0 | 0 | 0 | 0 | 0 | 0 | 0
00 Ret.FB DryFGD & HRI | 0 | 0 | 0 | 0 | 0 | 0 | 0
00 Ret.FB DryFGD & SCR | 0 | 0 | 0 | 0 | 0 | 0 | 0
00 Ret.FB DryFGD & SCR & HRI | 0 | 0 | 0 | 0 | 0 | 0 | 0
00 Ret.FB DryFGD & SNCR | 0 | 0 | 0 | 0 | 0 | 0 | 0
00 Ret.FB DryFGD & SNCR & HRI | 0 | 0 | 0 | 0 | 0 | 0 | 0
00 Ret.FB SNCR & DryFGD & ACI | 0 | 0 | 0 | 0 | 0 | 0 | 0
00 Ret.FB SNCR & DryFGD & ACI & HRI | 0 | 0 | 0 | 0 | 0 | 0 | 0
00 Ret.FB-ACI & SNCR | 0 | 0 | 0 | 0 | 0 | 0 | 0
00 Ret.FB-ACI & SNCR & CCS | 0 | 0 | 0 | 0 | 0 | 0 | 0
00 Ret.FB-ACI & SNCR & HRI | 0 | 0 | 0 | 0 | 0 | 0 | 0
00 Ret.FB-ACI & SNCR & HRI & CCS | 0 | 0 | 0 | 0 | 0 | 0 | 0
00 Ret.FB-Exist ACI & DryFGD | 0 | 0 | 0 | 0 | 0 | 0 | 0
00 Ret.FB-Exist ACI & DryFGD & HRI | 0 | 0 | 0 | 0 | 0 | 0 | 0
00 Ret.FB-Exist ACI & DryFGD & SNCR | 0 | 0 | 0 | 0 | 0 | 0 | 0
00 Ret.FB-Exist ACI & DryFGD & SNCR & HRI | 0 | 0 | 0 | 0 | 0 | 0 | 0
00 Ret.FB-Exist ACI & SNCR | 0 | 0 | 0 | 0 | 0 | 0 | 0
00 Ret.FB-Exist ACI & SNCR & HRI | 0 | 0 | 0 | 0 | 0 | 0 | 0
00 Ret.FB-ExistACI & HRI | 0 | 0 | 0 | 0 | 0 | 0 | 0
00 Ret.FB-ExistDryFGD & HRI | 0 | 0 | 0 | 0 | 0 | 0 | 0
00 Ret.FB-ExistDryFGD & SNCR | 0 | 0 | 0 | 0 | 0 | 0 | 0
00 Ret.FB-ExistDryFGD & SNCR & HRI | 0 | 0 | 0 | 0 | 0 | 0 | 0
00 Ret.FB-ExistDryFGD_SNCR & ACI | 0 | 0 | 0 | 0 | 0 | 0 | 0
00 Ret.FB-ExistDryFGD_SNCR & ACI & HRI | 0 | 0 | 0 | 0 | 0 | 0 | 0
00 Ret.FB-ExistDryFGD_SNCR & HRI | 0 | 0 | 0 | 0 | 0 | 0 | 0
00 Ret.FB-ExistDryFGD_SNCR_ACI & HRI | 0 | 0 | 0 | 0 | 0 | 0 | 0
00 Ret.FB-ExistDryFGD_SNCR_ACI & HRI & CCS | 0 | 0 | 0 | 0 | 0 | 0 | 0
00 Ret.FB-ExistSNCR & ACI | 441.4177 | 441.4177 | 441.4177 | 441.4177 | 441.4177 | 441.4177 | 441.4177
00 Ret.FB-ExistSNCR & ACI & HRI | 0 | 0 | 0 | 0 | 0 | 0 | 0
00 Ret.FB-ExistSNCR & DryFGD | 0 | 0 | 0 | 0 | 0 | 0 | 0
00 Ret.FB-ExistSNCR & DryFGD & ACI | 0 | 0 | 0 | 0 | 0 | 0 | 0
00 Ret.FB-ExistSNCR & DryFGD & ACI & HRI | 0 | 0 | 0 | 0 | 0 | 0 | 0
00 Ret.FB-ExistSNCR & DryFGD & HRI | 0 | 0 | 0 | 0 | 0 | 0 | 0
00 Ret.FB-ExistSNCR & HRI | 0 | 0 | 0 | 0 | 0 | 0 | 0
00 Ret.FB-ExistWetFGD_SNCR_ACI & HRI | 0 | 0 | 0 | 0 | 0 | 0 | 0
00 Ret.FB-SCR & DryFGD & ACI | 0 | 0 | 0 | 0 | 0 | 0 | 0
00 Ret.FB-SCR & DryFGD & ACI & HRI | 0 | 0 | 0 | 0 | 0 | 0 | 0
00 Ret.FB-SNCR | 0 | 0 | 0 | 0 | 0 | 0 | 0
00 Ret.FB-SNCR & HRI | 0 | 0 | 0 | 0 | 0 | 0 | 0
00 Ret.HRI | 0 | 0 | 0 | 0 | 0 | 0 | 0
00 Ret.Oil/Gas Steam SCR | 10.9761 | 0 | 0 | 0 | 0 | 0 | 0
00 Ret.SCR | 0 | 0 | 0 | 0 | 0 | 0 | 0
00 Ret.SCR & DryFGD | 0 | 0 | 0 | 0 | 0 | 0 | 0
00 Ret.SCR & DryFGD & ACI | 0 | 0 | 0 | 0 | 0 | 0 | 0
00 Ret.SCR & DryFGD & CCS | 0 | 0 | 0 | 0 | 0 | 0 | 0
00 Ret.SCR & DryFGD & HRI | 0 | 0 | 0 | 0 | 0 | 0 | 0
00 Ret.SCR & DryFGD & HRI & CCS | 0 | 0 | 0 | 0 | 0 | 0 | 0
00 Ret.SCR & DSI | 0.23276 | 0.23276 | 0.23276 | 0.23276 | 0.23276 | 0.22497 | 0.23005
00 Ret.SCR & DSI & DryFGD | 0 | 0 | 0 | 0 | 0 | 0 | 0
00 Ret.SCR & DSI & DryFGD & HRI | 0 | 0 | 0 | 0 | 0 | 0 | 0
00 Ret.SCR & DSI & HRI | 0 | 0 | 0 | 0 | 0 | 0 | 0
00 Ret.SCR & DSI & WetFGD | 0 | 0 | 0 | 0 | 0 | 0 | 0
00 Ret.SCR & DSI & WetFGD & HRI | 0 | 0 | 0 | 0 | 0 | 0 | 0
00 Ret.SCR & HRI | 0 | 0 | 0 | 0 | 0 | 0 | 0
00 Ret.SCR & WetFGD | 6915.0703 | 6915.0703 | 6903.029 | 6915.0703 | 6915.0703 | 6915.0703 | 6915.0703
00 Ret.SCR & WetFGD & ACI | 0 | 0 | 0 | 0 | 0 | 0 | 0
00 Ret.SCR & WetFGD & CCS | 0 | 0 | 0 | 0 | 0 | 0 | 0
00 Ret.SCR & WetFGD & HRI | 0 | 0 | 0 | 0 | 0 | 0 | 0
00 Ret.SCR & WetFGD & HRI & CCS | 0 | 0 | 0 | 0 | 0 | 0 | 0
00 Ret.SNCR | 0 | 0 | 0 | 0 | 0 | 0 | 0
00 Ret.SNCR & DryFGD | 0 | 0 | 0 | 0 | 0 | 0 | 0
00 Ret.SNCR & DryFGD & ACI | 0 | 0 | 0 | 0 | 0 | 0 | 0
00 Ret.SNCR & DryFGD & ACI & HRI | 0 | 0 | 0 | 0 | 0 | 0 | 0
00 Ret.SNCR & DryFGD & HRI | 0 | 0 | 0 | 0 | 0 | 0 | 0
00 Ret.SNCR & DSI | 0 | 0 | 0 | 0 | 0 | 0 | 0
00 Ret.SNCR & DSI & HRI | 0 | 0 | 0 | 0 | 0 | 0 | 0
00 Ret.SNCR & HRI | 0 | 0 | 0 | 0 | 0 | 0 | 0
00 Ret.SNCR & WetFGD | 0 | 0 | 0 | 0 | 0 | 0 | 0
00 Ret.SNCR & WetFGD & ACI | 0 | 0 | 0 | 0 | 0 | 0 | 0
00 Ret.SNCR & WetFGD & ACI & HRI | 0 | 0 | 0 | 0 | 0 | 0 | 0
00 Ret.SNCR & WetFGD & HRI | 0 | 0 | 0 | 0 | 0 | 0 | 0
00 Ret.WetFGD | 0 | 0 | 0 | 0 | 0 | 0 | 0
00 Ret.WetFGD & ACI & CCS | 0 | 0 | 0 | 0 | 0 | 0 | 0
00 Ret.WetFGD & ACI & HRI & CCS | 0 | 0 | 0 | 0 | 0 | 0 | 0
00 Ret.WetFGD & CCS | 0 | 0 | 0 | 0 | 0 | 0 | 0
00 Ret.WetFGD & HRI | 0 | 0 | 0 | 0 | 0 | 0 | 0
00 Ret.WetFGD & HRI & CCS | 0 | 0 | 0 | 0 | 0 | 0 | 0
00 CC Retirement | 0 | 0 | 0 | 0 | 0 | 0 | 0
00 CT Retirement | 0 | 0 | 0 | 0 | 0 | 0 | 0
00 O/G Retirement | 0 | 0 | 0 | 0 | 0 | 0 | 0
00 Coal Retirement | 0 | 0 | 0 | 0 | 0 | 0 | 0
00 IGCC Retirement | 0 | 0 | 0 | 0 | 0 | 0 | 0
00 Nuke Retirement | 0 | 0 | 0 | 0 | 0 | 0 | 0
00 Non-Fossil Retirement | 0 | 0 | 0 | 0 | 0 | 0 | 0
Total | 4057245.0032 | 4135775.3689 | 4189537.2492 | 4328444.6265 | 4467313.2899 | 4746523.6071 | 5049870.3031
(**) Ind. Boiler generation in BBtu, not included in the total
12a. Generation by Fuel Type [GWh]
Biomass | 42387.8849 | 32916.4522 | 36232.5079 | 41475.0301 | 47671.4912 | 47843.2684 | 52390.8129
Coal | 1322914.1928 | 1378164.2464 | 1437342.0214 | 1395101.489 | 1426596.519 | 1274016.3596 | 1241585.0351
Fwaste | 1081.7842 | 1081.7842 | 1081.7842 | 1081.7842 | 1081.7842 | 1081.7842 | 1081.7842
Geothermal | 16826.7048 | 16826.7048 | 21618.9153 | 24982.694 | 27055.8612 | 27342.7154 | 29786.9914
Hydro | 272258.6652 | 273116.3738 | 300084.5357 | 330562.2083 | 330562.2083 | 330562.2083 | 330562.2083
LF Gas | 10897.6916 | 10898.2782 | 10898.2782 | 10898.2783 | 10898.2783 | 10898.2782 | 10898.2783
MSW | 7743.7098 | 7743.7098 | 7743.7098 | 7743.7098 | 7743.7098 | 7743.7098 | 7743.7098
NaturalGas | 1338195.6712 | 1292815.5968 | 1208816.5701 | 1327310.5682 | 1410904.014 | 1723306.3984 | 2302967.1352
None | 943.6272 | 943.6272 | 723.576 | 173.448 | 0 | 0 | 0
Non-Fossil | 8100.8637 | 8100.8637 | 8100.8637 | 8100.8637 | 8100.8637 | 8100.8637 | 8100.8637
Nuclear | 766846.1315 | 763891.8215 | 797782.8713 | 798581.4215 | 782959.9266 | 475242.0522 | 62341.4018
Oil | 627.2314 | 349.4809 | 31.501 | 62.1835 | 0.040757 | 0 | 0
Pet. Coke | 5843.8777 | 4053.9323 | 4545.0042 | 8368.7665 | 9897.7417 | 9652.836 | 10390.8274
Pumps | 10312.6577 | 11074.9707 | 10075.8599 | 9062.8467 | 9874.0578 | 5495.3126 | 5201.1839
RFO | 0 | 0 | 0 | 0 | 0 | 0 | 0
Solar | 29228.6989 | 29841.7544 | 38893.0079 | 48748.7112 | 75681.6689 | 506115.9324 | 665044.8348
Tires | 212.8489 | 212.8489 | 212.8489 | 212.8489 | 212.8489 | 212.8489 | 212.8489
Waste Coal | 6517.0502 | 6517.0502 | 6517.0502 | 6517.0502 | 6517.0502 | 6200.5272 | 6200.5272
Wind | 216305.7116 | 297225.8731 | 298836.3435 | 309460.7247 | 311555.2254 | 312708.5118 | 315361.8603
Total | 4057245.0032 | 4135775.3689 | 4189537.2492 | 4328444.6265 | 4467313.2899 | 4746523.6071 | 5049870.3031
13. Generation by Capacity Reporting Type [TBtu]
00 New Combined Cycle | 0 | 59.7718 | 112.0512 | 385.8539 | 1106.4366 | 2532.9892 | 4724.3326
00 New Combined Cycle - Uncontrolled | 0 | 0 | 0 | 0 | 0 | 0 | 0
00 New Combined Cycle with Carbon Capture | 0 | 0 | 0 | 0 | 0 | 0 | 0
00 New Combustion Turbine | 2.3871 | 1.6178 | 2.3418 | 6.5292 | 12.5526 | 19.2262 | 26.635
00 New Energy Efficiency | 0 | 0 | 0 | 0 | 0 | 0 | 0
00 New Hydro | 0 | 0 | 92.0154 | 196.0052 | 196.0052 | 196.0052 | 196.0052
00 New Nuclear | 0 | 0 | 0 | 0 | 0 | 0 | 0
00 New Biomass | 0 | 0 | 0 | 0 | 0 | 0 | 0
00 New Geothermal | 0 | 0 | 16.351 | 27.8282 | 34.9019 | 35.8806 | 44.2205
00 New Landfill Gas | 0 | 0 | 0 | 0 | 0 | 0 | 0
00 New Offshore Wind | 0 | 0 | 0 | 0 | 0 | 0 | 0
00 New Onshore Wind | 9.6311 | 285.7307 | 286.7668 | 323.0172 | 330.1636 | 334.0986 | 343.1519
00 New Solar PV | 6.0726 | 6.142 | 37.0249 | 70.6525 | 162.5478 | 1631.1895 | 2173.4549
00 New Solar Thermal | 0 | 0 | 0 | 0 | 0 | 0 | 0
00 New Fuel Cell | 0 | 0 | 0 | 0 | 0 | 0 | 0
00 New IGCC | 0 | 0 | 0 | 0 | 0 | 0 | 0
00 New Advanced Coal with CCS | 0 | 8.3839 | 8.3839 | 8.3839 | 8.3839 | 8.3839 | 8.3839
00 New SPC - Uncontrolled | 0 | 0 | 0 | 0 | 0 | 0 | 0
00 New SPC-WetFGD_SCR | 0 | 0 | 0 | 0 | 0 | 0 | 0
00 New Future Technology | 0 | 0 | 0 | 0 | 0 | 0 | 0
00 Exist Combined Cycle | 4261.866 | 4079.1549 | 3789.3384 | 3929.562 | 3556.9482 | 3269.58 | 3060.525
00 Exist Combustion Turbine | 73.5864 | 60.7132 | 47.7447 | 72.1202 | 62.1226 | 38.7147 | 29.5993
00 Exist Coal Steam_Uncontrolled | 27.3824 | 24.777 | 23.4508 | 22.7879 | 23.682 | 15.9279 | 15.3776
00 Exist Coal Steam_ACI | 10.5801 | 4.1756 | 4.1659 | 4.1756 | 4.1756 | 4.1756 | 4.1756
00 Exist Coal Steam_ACI_DSI | 78.7917 | 79.6331 | 86.1772 | 84.1281 | 75.6618 | 64.873 | 56.3509
00 Exist Coal Steam_DryFGD | 50.7911 | 31.2614 | 31.0198 | 22.0646 | 24.6198 | 20.7128 | 20.7128
00 Exist Coal Steam_DryFGD_ACI | 127.7782 | 133.5295 | 134.6144 | 133.9749 | 134.6371 | 130.9861 | 129.9922
00 Exist Coal Steam_DryFGD_SCR | 30.536 | 31.1483 | 37.187 | 31.5198 | 36.523 | 14.4005 | 15.2812
00 Exist Coal Steam_DryFGD_SCR_ACI | 263.8941 | 270.0797 | 277.0692 | 273.5581 | 279.3627 | 266.1729 | 261.1669
00 Exist Coal Steam_DryFGD_SCR_ACI_DSI | 34.1468 | 35.1524 | 37.6669 | 35.1524 | 37.7327 | 31.0493 | 31.9944
00 Exist Coal Steam_DryFGD_SNCR | 5.4539 | 5.6091 | 6.3962 | 5.7518 | 6.4719 | 5.6777 | 5.6103
00 Exist Coal Steam_DryFGD_SNCR_ACI | 35.4574 | 37.8576 | 37.5978 | 37.912 | 37.912 | 35.2118 | 34.9995
00 Exist Coal Steam_DSI | 0 | 0 | 0 | 0 | 0 | 0 | 0
00 Exist Coal Steam_SCR | 0 | 0 | 0 | 0 | 0 | 0 | 0
00 Exist Coal Steam_SCR_ACI | 0 | 0 | 0 | 0 | 0 | 0 | 0
00 Exist Coal Steam_SCR_DSI | 0 | 0 | 0 | 0 | 0 | 0 | 0
00 Exist Coal Steam_SNCR | 2.4176 | 2.4437 | 2.4636 | 2.4639 | 2.4639 | 2.3926 | 2.3605
00 Exist Coal Steam_SNCR_ACI | 0 | 0 | 0 | 0 | 0 | 0 | 0
00 Exist Coal Steam_SNCR_ACI_DSI | 0 | 0 | 0 | 0 | 0 | 0 | 0
00 Exist Coal Steam_SNCR_DSI | 0 | 0 | 0 | 0 | 0 | 0 | 0
00 Exist Coal Steam_WetFGD | 179.7362 | 148.6309 | 148.7572 | 139.2363 | 139.2363 | 139.2363 | 139.2363
00 Exist Coal Steam_WetFGD_ACI | 246.1444 | 243.4962 | 254.7201 | 254.1138 | 257.8188 | 242.2565 | 232.8166
00 Exist Coal Steam_WetFGD_ACI_DSI | 32.5444 | 36.4397 | 40.2665 | 37.6458 | 39.5058 | 35.2971 | 28.0113
00 Exist Coal Steam_WetFGD_SCR | 1514.7393 | 1511.8724 | 1547.1556 | 1504.6986 | 1548.1389 | 1385.8016 | 1363.5336
00 Exist Coal Steam_WetFGD_SCR_ACI | 443.4917 | 483.4063 | 506.188 | 494.8357 | 514.0163 | 465.7363 | 450.3346
00 Exist Coal Steam_WetFGD_SCR_ACI_DSI | 29.0978 | 33.253 | 33.933 | 33.825 | 33.933 | 25.7615 | 24.0383
00 Exist Coal Steam_WetFGD_SCR_DSI | 19.8489 | 19.2765 | 21.4517 | 19.3941 | 21.4895 | 19.3941 | 18.3061
00 Exist Coal Steam_WetFGD_SNCR | 32.6817 | 33.8303 | 40.9633 | 31.7581 | 38.5677 | 17.362 | 16.4558
00 Exist Coal Steam_WetFGD_SNCR_ACI | 52.3632 | 52.3632 | 53.4149 | 53.4149 | 54.7549 | 52.4076 | 50.7545
00 Exist Coal Steam_WetFGD_SNCR_ACI_DSI | 15.8717 | 15.8717 | 15.8717 | 15.8717 | 15.8717 | 15.8717 | 15.8717
00 Exist FBC_Uncontrolled | 22.3451 | 23.5577 | 25.7727 | 25.1602 | 26.2203 | 24.3412 | 20.5666
00 Exist FBC_ACI | 7.7475 | 7.7475 | 7.7475 | 7.7475 | 7.7475 | 7.7475 | 7.7475
00 Exist FBC_DryFGD | 1.08 | 1.08 | 1.08 | 1.08 | 1.08 | 0 | 0
00 Exist FBC_DryFGD_SNCR | 48.978 | 44.8469 | 48.7612 | 48.2394 | 51.3439 | 47.4589 | 47.8257
00 Exist FBC_DryFGD_SNCR_ACI | 25.1366 | 25.1366 | 28.1565 | 23.9169 | 27.1404 | 23.7822 | 13.8734
00 Exist FBC_SNCR | 7.6349 | 7.6349 | 8.0873 | 7.6349 | 7.6349 | 7.6349 | 6.6792
00 Exist FBC_SNCR_ACI | 0.26623 | 0.26623 | 0.26623 | 0.26623 | 0.26623 | 0.26623 | 0.26623
00 Exist FBC_WetFGD_SNCR_ACI | 0 | 1.801 | 2.2809 | 5.2426 | 6.7457 | 5.7226 | 7.2649
00 Exist IGCC | 36.3171 | 38.935 | 40.3184 | 40.3279 | 40.3279 | 39.5395 | 40.3279
00 Exist Fossil_Other | 3.691 | 3.691 | 3.691 | 3.691 | 3.691 | 3.691 | 3.691
00 Exist Fuel Cell | 0.53595 | 0.48817 | 0.41327 | 0.49892 | 0.3345 | 0.2406 | 0.24642
00 Exist Hydro | 928.9466 | 931.8731 | 931.8731 | 931.8731 | 931.8731 | 931.8731 | 931.8731
00 Exist Non Fossil_Other | 54.7879 | 54.7879 | 54.7879 | 54.7879 | 54.7879 | 54.7879 | 54.7879
00 Exist Nuclear | 2616.479 | 2606.3989 | 2722.0352 | 2724.7598 | 2671.4593 | 1621.5259 | 212.7089
00 Exist Oil/Gas Steam | 182.0556 | 164.2854 | 141.6574 | 107.2166 | 54.075 | 9.7682 | 7.4838
00 Exist Oil/Gas Steam_SCR | 25.2223 | 22.1219 | 21.2373 | 17.4093 | 13.5148 | 1.3822 | 0.94714
00 Exist Oil/Gas Steam_SNCR | 2.8494 | 2.3614 | 1.8512 | 1.8512 | 0 | 0 | 0
00 Exist Biomass | 79.4516 | 70.8782 | 76.3105 | 78.5261 | 83.8757 | 75.3573 | 82.5146
00 Exist Landfill Gas | 37.1829 | 37.1849 | 37.1849 | 37.1849 | 37.1849 | 37.1849 | 37.1849
00 Exist Geothermal | 57.4127 | 57.4127 | 57.4127 | 57.4127 | 57.4127 | 57.4127 | 57.4127
00 Exist Pump Storage | 35.1868 | 37.7878 | 34.3788 | 30.9224 | 33.6903 | 18.75 | 17.7464
00 Exist Solar PV | 83.004 | 85.0263 | 85.0263 | 85.0263 | 85.0263 | 85.0263 | 85.0263
00 Exist Solar Thermal | 10.6518 | 10.6518 | 10.6518 | 10.6518 | 10.6518 | 10.6518 | 10.6518
00 Exist Wind | 728.404 | 728.404 | 732.8628 | 732.8628 | 732.8628 | 732.8628 | 732.8628
00 International Imports | 3.2197 | 3.2197 | 2.4688 | 0.5918 | 0 | 0 | 0
00 Ret.ACI | 36.4475 | 14.5039 | 14.9641 | 14.975 | 14.975 | 6.4325 | 6.4325
00 Ret.ACI & DryFGD | 4.6959 | 7.159 | 7.1548 | 7.159 | 7.159 | 7.159 | 7.159
00 Ret.ACI & DryFGD & HRI | 0 | 0 | 0 | 0 | 0 | 0 | 0
00 Ret.ACI & DSI | 287.8668 | 287.3843 | 299.0155 | 294.4822 | 299.8356 | 251.1351 | 248.9985
00 Ret.ACI & DSI & DryFGD | 0 | 0 | 0 | 0 | 0 | 0 | 0
00 Ret.ACI & DSI & DryFGD & HRI | 0 | 0 | 0 | 0 | 0 | 0 | 0
00 Ret.ACI & DSI & HRI | 0 | 0 | 0 | 0 | 0 | 0 | 0
00 Ret.ACI & DSI & WetFGD & HRI | 0 | 0 | 0 | 0 | 0 | 0 | 0
00 Ret.ACI & HRI | 0 | 0 | 0 | 0 | 0 | 0 | 0
00 Ret.ACI & SCR | 0 | 0 | 0 | 0 | 0 | 0 | 0
00 Ret.ACI & SCR & DryFGD & CCS | 0 | 0 | 0 | 0 | 0 | 0 | 0
00 Ret.ACI & SCR & DryFGD & HRI | 0 | 0 | 0 | 0 | 0 | 0 | 0
00 Ret.ACI & SCR & DryFGD & HRI & CCS | 0 | 0 | 0 | 0 | 0 | 0 | 0
00 Ret.ACI & SCR & DSI | 0 | 0 | 0 | 0 | 0 | 0 | 0
00 Ret.ACI & SCR & DSI & DryFGD | 0 | 0 | 0 | 0 | 0 | 0 | 0
00 Ret.ACI & SCR & DSI & DryFGD & HRI | 0 | 0 | 0 | 0 | 0 | 0 | 0
00 Ret.ACI & SCR & DSI & HRI | 0 | 0 | 0 | 0 | 0 | 0 | 0
00 Ret.ACI & SCR & DSI & WetFGD | 0 | 0 | 0 | 0 | 0 | 0 | 0
00 Ret.ACI & SCR & DSI & WetFGD & HRI | 0 | 0 | 0 | 0 | 0 | 0 | 0
00 Ret.ACI & SCR & HRI | 0 | 0 | 0 | 0 | 0 | 0 | 0
00 Ret.ACI & SCR & WetFGD & CCS | 0 | 0 | 0 | 0 | 0 | 0 | 0
00 Ret.ACI & SCR & WetFGD & HRI | 0 | 0 | 0 | 0 | 0 | 0 | 0
00 Ret.ACI & SCR & WetFGD & HRI & CCS | 0 | 0 | 0 | 0 | 0 | 0 | 0
00 Ret.ACI & SNCR | 0 | 0 | 0 | 0 | 0 | 0 | 0
00 Ret.ACI & SNCR & DSI | 0 | 0 | 0 | 0 | 0 | 0 | 0
00 Ret.ACI & SNCR & DSI & DryFGD | 0 | 0 | 0 | 0 | 0 | 0 | 0
00 Ret.ACI & SNCR & DSI & DryFGD & HRI | 0 | 0 | 0 | 0 | 0 | 0 | 0
00 Ret.ACI & SNCR & DSI & HRI | 0 | 0 | 0 | 0 | 0 | 0 | 0
00 Ret.ACI & SNCR & DSI & WetFGD | 0 | 0 | 0 | 0 | 0 | 0 | 0
00 Ret.ACI & SNCR & DSI & WetFGD & HRI | 0 | 0 | 0 | 0 | 0 | 0 | 0
00 Ret.ACI & SNCR & HRI | 0 | 0 | 0 | 0 | 0 | 0 | 0
00 Ret.ACI & WetFGD | 0.024312 | 49.8927 | 48.5504 | 49.8927 | 49.8927 | 49.8927 | 49.8927
00 Ret.ACI & WetFGD & DSI | 0 | 0 | 0 | 0 | 0 | 0 | 0
00 Ret.ACI & WetFGD & HRI | 0 | 0 | 0 | 0 | 0 | 0 | 0
00 Ret.C2G | 19.5235 | 15.3097 | 1.1374 | 1.1374 | 1.2033 | 1.2033 | 1.2033
00 Ret.C2G & SCR | 0 | 6.455 | 6.817 | 6.817 | 6.817 | 6.817 | 6.7512
00 Ret.CCG | 0 | 0 | 0 | 0 | 0 | 0 | 0
00 Ret.DryFGD | 0 | 13.2682 | 14.2624 | 14.2875 | 14.2875 | 14.2875 | 14.2875
00 Ret.DryFGD & ACI & CCS | 0 | 0 | 0 | 0 | 0 | 0 | 0
00 Ret.DryFGD & ACI & HRI & CCS | 0 | 0 | 0 | 0 | 0 | 0 | 0
00 Ret.DryFGD & CCS | 0 | 0 | 0 | 0 | 0 | 0 | 0
00 Ret.DryFGD & HRI | 0 | 0 | 0 | 0 | 0 | 0 | 0
00 Ret.DryFGD & HRI & CCS | 0 | 0 | 0 | 0 | 0 | 0 | 0
00 Ret.DSI | 0 | 0 | 0 | 0 | 0 | 0 | 0
00 Ret.DSI & DryFGD | 0 | 0 | 0 | 0 | 0 | 0 | 0
00 Ret.DSI & DryFGD & HRI | 0 | 0 | 0 | 0 | 0 | 0 | 0
00 Ret.DSI & HRI | 0 | 0 | 0 | 0 | 0 | 0 | 0
00 Ret.DSI & WetFGD | 0 | 0 | 0 | 0 | 0 | 0 | 0
00 Ret.DSI & WetFGD & HRI | 0 | 0 | 0 | 0 | 0 | 0 | 0
00 Ret.Exist FBC_DryFGD_SNCR_ACI & CCS | 0 | 0 | 0 | 0 | 0 | 0 | 0
00 Ret.ExistACI & DryFGD | 0 | 0 | 0 | 0 | 0 | 0 | 0
00 Ret.ExistACI & DryFGD & CCS | 0 | 0 | 0 | 0 | 0 | 0 | 0
00 Ret.ExistACI & DryFGD & HRI | 0 | 0 | 0 | 0 | 0 | 0 | 0
00 Ret.ExistACI & DryFGD & HRI & CCS | 0 | 0 | 0 | 0 | 0 | 0 | 0
00 Ret.ExistACI & DSI | 9.5464 | 16.8482 | 32.5473 | 30.1828 | 35.8538 | 28.5839 | 26.9905
00 Ret.ExistACI & DSI & DryFGD | 0 | 0 | 0 | 0 | 0 | 0 | 0
00 Ret.ExistACI & DSI & DryFGD & HRI | 0 | 0 | 0 | 0 | 0 | 0 | 0
00 Ret.ExistACI & DSI & HRI | 0 | 0 | 0 | 0 | 0 | 0 | 0
00 Ret.ExistACI & DSI & WetFGD | 0 | 0 | 0 | 0 | 0 | 0 | 0
00 Ret.ExistACI & DSI & WetFGD & HRI | 0 | 0 | 0 | 0 | 0 | 0 | 0
00 Ret.ExistACI & HRI | 0 | 0 | 0 | 0 | 0 | 0 | 0
00 Ret.ExistACI & HRI & WetFGD | 0 | 0 | 0 | 0 | 0 | 0 | 0
00 Ret.ExistACI & SCR | 0 | 0 | 0 | 0 | 0 | 0 | 0
00 Ret.ExistACI & SCR & DryFGD | 0 | 0 | 0 | 0 | 0 | 0 | 0
00 Ret.ExistACI & SCR & DryFGD & CCS | 0 | 0 | 0 | 0 | 0 | 0 | 0
00 Ret.ExistACI & SCR & DryFGD & HRI | 0 | 0 | 0 | 0 | 0 | 0 | 0
00 Ret.ExistACI & SCR & DryFGD & HRI & CCS | 0 | 0 | 0 | 0 | 0 | 0 | 0
00 Ret.ExistACI & SCR & DSI | 0 | 0 | 0 | 0 | 0 | 0 | 0
00 Ret.ExistACI & SCR & DSI & DryFGD | 0 | 0 | 0 | 0 | 0 | 0 | 0
00 Ret.ExistACI & SCR & DSI & DryFGD & HRI | 0 | 0 | 0 | 0 | 0 | 0 | 0
00 Ret.ExistACI & SCR & DSI & HRI | 0 | 0 | 0 | 0 | 0 | 0 | 0
00 Ret.ExistACI & SCR & HRI | 0 | 0 | 0 | 0 | 0 | 0 | 0
00 Ret.ExistACI & SCR & WetFGD | 0.44781 | 0.42543 | 0.44781 | 0.44781 | 0.44781 | 0.44781 | 0.44781
00 Ret.ExistACI & SCR & WetFGD & CCS | 0 | 0 | 0 | 0 | 0 | 0 | 0
00 Ret.ExistACI & SCR & WetFGD & HRI | 0 | 0 | 0 | 0 | 0 | 0 | 0
00 Ret.ExistACI & SCR & WetFGD & HRI & CCS | 0 | 0 | 0 | 0 | 0 | 0 | 0
00 Ret.ExistACI & SNCR | 0 | 0 | 0 | 0 | 0 | 0 | 0
00 Ret.ExistACI & SNCR & DryFGD | 0 | 0 | 0 | 0 | 0 | 0 | 0
00 Ret.ExistACI & SNCR & DryFGD & HRI | 0 | 0 | 0 | 0 | 0 | 0 | 0
00 Ret.ExistACI & SNCR & DSI | 0 | 0 | 0 | 0 | 0 | 0 | 0
00 Ret.ExistACI & SNCR & DSI & HRI | 0 | 0 | 0 | 0 | 0 | 0 | 0
00 Ret.ExistACI & SNCR & HRI | 0 | 0 | 0 | 0 | 0 | 0 | 0
00 Ret.ExistACI & SNCR & WetFGD | 0 | 0 | 0 | 0 | 0 | 0 | 0
00 Ret.ExistACI & SNCR & WetFGD & HRI | 0 | 0 | 0 | 0 | 0 | 0 | 0
00 Ret.ExistACI & WetFGD | 0 | 0 | 0 | 0 | 0 | 0 | 0
00 Ret.ExistACI & WetFGD & CCS | 0 | 0 | 0 | 0 | 0 | 0 | 0
00 Ret.ExistACI & WetFGD & HRI & CCS | 0 | 0 | 0 | 0 | 0 | 0 | 0
00 Ret.ExistACI_DSI & DryFGD | 12.642 | 12.642 | 12.6198 | 12.642 | 12.642 | 12.642 | 12.2293
00 Ret.ExistACI_DSI & DryFGD & CCS | 0 | 0 | 0 | 0 | 0 | 0 | 0
00 Ret.ExistACI_DSI & DryFGD & HRI | 0 | 0 | 0 | 0 | 0 | 0 | 0
00 Ret.ExistACI_DSI & DryFGD & HRI & CCS | 0 | 0 | 0 | 0 | 0 | 0 | 0
00 Ret.ExistACI_DSI & HRI | 0 | 0 | 0 | 0 | 0 | 0 | 0
00 Ret.ExistACI_DSI & SCR | 0 | 0.71814 | 0.71814 | 0.71814 | 0 | 0 | 0
00 Ret.ExistACI_DSI & SCR & DryFGD | 0 | 0 | 0 | 0 | 0 | 0 | 0
00 Ret.ExistACI_DSI & SCR & DryFGD & CCS | 0 | 0 | 0 | 0 | 0 | 0 | 0
00 Ret.ExistACI_DSI & SCR & DryFGD & HRI | 0 | 0 | 0 | 0 | 0 | 0 | 0
00 Ret.ExistACI_DSI & SCR & DryFGD & HRI & CCS | 0 | 0 | 0 | 0 | 0 | 0 | 0
00 Ret.ExistACI_DSI & SCR & HRI | 0 | 0 | 0 | 0 | 0 | 0 | 0
00 Ret.ExistACI_DSI & SCR & WetFGD | 0 | 0 | 0 | 0 | 57.8233 | 44.214 | 44.214
00 Ret.ExistACI_DSI & SCR & WetFGD & CCS | 0 | 0 | 0 | 0 | 0 | 0 | 0
00 Ret.ExistACI_DSI & SCR & WetFGD & HRI | 0 | 0 | 0 | 0 | 0 | 0 | 0
00 Ret.ExistACI_DSI & SCR & WetFGD & HRI & CCS | 0 | 0 | 0 | 0 | 0 | 0 | 0
00 Ret.ExistACI_DSI & SNCR | 0 | 0 | 0 | 0 | 0 | 0 | 0
00 Ret.ExistACI_DSI & SNCR & DryFGD | 0 | 0 | 0 | 0 | 0 | 0 | 0
00 Ret.ExistACI_DSI & SNCR & DryFGD & HRI | 0 | 0 | 0 | 0 | 0 | 0 | 0
00 Ret.ExistACI_DSI & SNCR & HRI | 0 | 0 | 0 | 0 | 0 | 0 | 0
00 Ret.ExistACI_DSI & SNCR & WetFGD | 0 | 0 | 0 | 0 | 0 | 0 | 0
00 Ret.ExistACI_DSI & SNCR & WetFGD & HRI | 0 | 0 | 0 | 0 | 0 | 0 | 0
00 Ret.ExistACI_DSI & WetFGD | 61.6658 | 61.6658 | 61.6658 | 61.6658 | 0.047253 | 0.0341 | 0.0341
00 Ret.ExistACI_DSI & WetFGD & CCS | 0 | 0 | 0 | 0 | 0 | 0 | 0
00 Ret.ExistACI_DSI & WetFGD & HRI | 0 | 0 | 0 | 0 | 0 | 0 | 0
00 Ret.ExistACI_DSI & WetFGD & HRI & CCS | 0 | 0 | 0 | 0 | 0 | 0 | 0
00 Ret.ExistDryFGD & ACI | 74.1646 | 68.6123 | 72.2926 | 71.2937 | 73.0886 | 71.7819 | 72.9539
00 Ret.ExistDryFGD & ACI & CCS | 0 | 0 | 0 | 0 | 0 | 0 | 0
00 Ret.ExistDryFGD & ACI & HRI | 0 | 0 | 0 | 0 | 0 | 0 | 0
00 Ret.ExistDryFGD & ACI & HRI & CCS | 0 | 0 | 0 | 0 | 0 | 0 | 0
00 Ret.ExistDryFGD & ACI & SCR | 0 | 7.3699 | 7.3699 | 7.3699 | 7.3699 | 7.3699 | 7.3699
00 Ret.ExistDryFGD & ACI & SCR & CCS | 0 | 0 | 0 | 0 | 0 | 0 | 0
00 Ret.ExistDryFGD & ACI & SCR & HRI | 0 | 0 | 0 | 0 | 0 | 0 | 0
00 Ret.ExistDryFGD & ACI & SCR & HRI & CCS | 0 | 0 | 0 | 0 | 0 | 0 | 0
00 Ret.ExistDryFGD & ACI & SNCR | 0 | 0 | 0 | 0 | 0 | 0 | 0
00 Ret.ExistDryFGD & ACI & SNCR & HRI | 0 | 0 | 0 | 0 | 0 | 0 | 0
00 Ret.ExistDryFGD & CCS | 0 | 0 | 0 | 0 | 0 | 0 | 0
00 Ret.ExistDryFGD & HRI | 0 | 0 | 0 | 0 | 0 | 0 | 0
00 Ret.ExistDryFGD & HRI & CCS | 0 | 0 | 0 | 0 | 0 | 0 | 0
00 Ret.ExistDryFGD & SCR | 0 | 12.2595 | 12.2595 | 12.2595 | 12.2595 | 12.2595 | 12.2595
00 Ret.ExistDryFGD & SCR & CCS | 0 | 0 | 0 | 0 | 0 | 0 | 0
00 Ret.ExistDryFGD & SCR & HRI | 0 | 0 | 0 | 0 | 0 | 0 | 0
00 Ret.ExistDryFGD & SCR & HRI & CCS | 0 | 0 | 0 | 0 | 0 | 0 | 0
00 Ret.ExistDryFGD & SNCR | 0 | 0 | 0 | 0 | 0 | 0 | 0
00 Ret.ExistDryFGD & SNCR & HRI | 0 | 0 | 0 | 0 | 0 | 0 | 0
00 Ret.ExistDryFGD_ACI & CCS | 0 | 0 | 0 | 0 | 0 | 0 | 0
00 Ret.ExistDryFGD_ACI & HRI | 0 | 0 | 0 | 0 | 0 | 0 | 0
00 Ret.ExistDryFGD_ACI & HRI & CCS | 0 | 0 | 0 | 0 | 0 | 0 | 0
00 Ret.ExistDryFGD_ACI & SCR | 32.2847 | 40.9364 | 40.7449 | 40.9364 | 40.9364 | 38.2038 | 37.2887
00 Ret.ExistDryFGD_ACI & SCR & CCS | 0 | 0 | 0 | 0 | 0 | 0 | 0
00 Ret.ExistDryFGD_ACI & SCR & HRI | 0 | 0 | 0 | 0 | 0 | 0 | 0
00 Ret.ExistDryFGD_ACI & SCR & HRI & CCS | 0 | 0 | 0 | 0 | 0 | 0 | 0
00 Ret.ExistDryFGD_SCR & ACI & CCS | 0 | 0 | 0 | 0 | 0 | 0 | 0
00 Ret.ExistDryFGD_SCR & ACI & HRI | 0 | 0 | 0 | 0 | 0 | 0 | 0
00 Ret.ExistDryFGD_SCR & ACI & HRI & CCS | 0 | 0 | 0 | 0 | 0 | 0 | 0
00 Ret.ExistDryFGD_SCR & CCS | 0 | 0 | 0 | 0 | 0 | 0 | 0
00 Ret.ExistDryFGD_SNCR & ACI & HRI | 0 | 0 | 0 | 0 | 0 | 0 | 0
00 Ret.ExistDSI & ACI | 0.025388 | 0.025388 | 0.025388 | 0.025388 | 0.025388 | 0.025388 | 0.025388
00 Ret.ExistDSI & ACI & HRI | 0 | 0 | 0 | 0 | 0 | 0 | 0
00 Ret.ExistDSI & ACI & SCR | 0 | 0 | 0 | 0 | 0 | 0 | 0
00 Ret.ExistDSI & ACI & SCR & DryFGD & CCS | 0 | 0 | 0 | 0 | 0 | 0 | 0
00 Ret.ExistDSI & ACI & SCR & DryFGD & HRI | 0 | 0 | 0 | 0 | 0 | 0 | 0
00 Ret.ExistDSI & ACI & SCR & DryFGD & HRI & CCS | 0 | 0 | 0 | 0 | 0 | 0 | 0
00 Ret.ExistDSI & ACI & SCR & HRI | 0 | 0 | 0 | 0 | 0 | 0 | 0
00 Ret.ExistDSI & ACI & SCR & WetFGD & CCS | 0 | 0 | 0 | 0 | 0 | 0 | 0
00 Ret.ExistDSI & ACI & SCR & WetFGD & HRI | 0 | 0 | 0 | 0 | 0 | 0 | 0
00 Ret.ExistDSI & ACI & SCR & WetFGD & HRI & CCS | 0 | 0 | 0 | 0 | 0 | 0 | 0
00 Ret.ExistDSI & DryFGD | 0 | 0 | 0 | 0 | 0 | 0 | 0
00 Ret.ExistDSI & DryFGD & ACI | 0 | 0 | 0 | 0 | 0 | 0 | 0
00 Ret.ExistDSI & DryFGD & ACI & CCS | 0 | 0 | 0 | 0 | 0 | 0 | 0
00 Ret.ExistDSI & DryFGD & ACI & HRI | 0 | 0 | 0 | 0 | 0 | 0 | 0
00 Ret.ExistDSI & DryFGD & ACI & HRI & CCS | 0 | 0 | 0 | 0 | 0 | 0 | 0
00 Ret.ExistDSI & DryFGD & CCS | 0 | 0 | 0 | 0 | 0 | 0 | 0
00 Ret.ExistDSI & DryFGD & HRI | 0 | 0 | 0 | 0 | 0 | 0 | 0
00 Ret.ExistDSI & DryFGD & HRI & CCS | 0 | 0 | 0 | 0 | 0 | 0 | 0
00 Ret.ExistDSI & HRI | 0 | 0 | 0 | 0 | 0 | 0 | 0
00 Ret.ExistDSI & SCR | 0 | 0 | 0 | 0 | 0 | 0 | 0
00 Ret.ExistDSI & SCR & DryFGD | 0 | 0 | 0 | 0 | 0 | 0 | 0
00 Ret.ExistDSI & SCR & DryFGD & ACI | 0 | 0 | 0 | 0 | 0 | 0 | 0
00 Ret.ExistDSI & SCR & DryFGD & CCS | 0 | 0 | 0 | 0 | 0 | 0 | 0
00 Ret.ExistDSI & SCR & DryFGD & HRI | 0 | 0 | 0 | 0 | 0 | 0 | 0
00 Ret.ExistDSI & SCR & DryFGD & HRI & CCS | 0 | 0 | 0 | 0 | 0 | 0 | 0
00 Ret.ExistDSI & SCR & HRI | 0 | 0 | 0 | 0 | 0 | 0 | 0
00 Ret.ExistDSI & SCR & WetFGD | 0 | 0 | 0 | 0 | 0 | 0 | 0
00 Ret.ExistDSI & SCR & WetFGD & ACI | 0 | 0 | 0 | 0 | 0 | 0 | 0
00 Ret.ExistDSI & SCR & WetFGD & CCS | 0 | 0 | 0 | 0 | 0 | 0 | 0
00 Ret.ExistDSI & SCR & WetFGD & HRI | 0 | 0 | 0 | 0 | 0 | 0 | 0
00 Ret.ExistDSI & SCR & WetFGD & HRI & CCS | 0 | 0 | 0 | 0 | 0 | 0 | 0
00 Ret.ExistDSI & SNCR | 0 | 0 | 0 | 0 | 0 | 0 | 0
00 Ret.ExistDSI & SNCR & ACI | 0 | 0 | 0 | 0 | 0 | 0 | 0
00 Ret.ExistDSI & SNCR & ACI & HRI | 0 | 0 | 0 | 0 | 0 | 0 | 0
00 Ret.ExistDSI & SNCR & DryFGD | 0 | 0 | 0 | 0 | 0 | 0 | 0
00 Ret.ExistDSI & SNCR & DryFGD & ACI | 0 | 0 | 0 | 0 | 0 | 0 | 0
00 Ret.ExistDSI & SNCR & DryFGD & ACI & HRI | 0 | 0 | 0 | 0 | 0 | 0 | 0
00 Ret.ExistDSI & SNCR & DryFGD & HRI | 0 | 0 | 0 | 0 | 0 | 0 | 0
00 Ret.ExistDSI & SNCR & HRI | 0 | 0 | 0 | 0 | 0 | 0 | 0
00 Ret.ExistDSI & SNCR & WetFGD | 0 | 0 | 0 | 0 | 0 | 0 | 0
00 Ret.ExistDSI & SNCR & WetFGD & ACI | 0 | 0 | 0 | 0 | 0 | 0 | 0
00 Ret.ExistDSI & SNCR & WetFGD & ACI & HRI | 0 | 0 | 0 | 0 | 0 | 0 | 0
00 Ret.ExistDSI & SNCR & WetFGD & HRI | 0 | 0 | 0 | 0 | 0 | 0 | 0
00 Ret.ExistDSI & WetFGD | 0 | 0 | 0 | 0 | 0 | 0 | 0
00 Ret.ExistDSI & WetFGD & ACI | 0 | 0 | 0 | 0 | 0 | 0 | 0
00 Ret.ExistDSI & WetFGD & ACI & CCS | 0 | 0 | 0 | 0 | 0 | 0 | 0
00 Ret.ExistDSI & WetFGD & ACI & HRI | 0 | 0 | 0 | 0 | 0 | 0 | 0
00 Ret.ExistDSI & WetFGD & ACI & HRI & CCS | 0 | 0 | 0 | 0 | 0 | 0 | 0
00 Ret.ExistDSI & WetFGD & CCS | 0 | 0 | 0 | 0 | 0 | 0 | 0
00 Ret.ExistDSI & WetFGD & HRI | 0 | 0 | 0 | 0 | 0 | 0 | 0
00 Ret.ExistDSI & WetFGD & HRI & CCS | 0 | 0 | 0 | 0 | 0 | 0 | 0
00 Ret.ExistSCR & ACI | 0 | 0 | 0 | 0 | 0 | 0 | 0
00 Ret.ExistSCR & ACI & DryFGD | 0 | 0 | 0 | 0 | 0 | 0 | 0
00 Ret.ExistSCR & ACI & DryFGD & HRI | 0 | 0 | 0 | 0 | 0 | 0 | 0
00 Ret.ExistSCR & ACI & DSI | 44.6486 | 47.5933 | 69.2365 | 66.5627 | 69.6881 | 47.6249 | 47.2972
00 Ret.ExistSCR & ACI & DSI & DryFGD | 0 | 0 | 0 | 0 | 0 | 0 | 0
00 Ret.ExistSCR & ACI & DSI & DryFGD & HRI | 0 | 0 | 0 | 0 | 0 | 0 | 0
00 Ret.ExistSCR & ACI & DSI & HRI | 0 | 0 | 0 | 0 | 0 | 0 | 0
00 Ret.ExistSCR & ACI & DSI & WetFGD | 0 | 0 | 0 | 0 | 0 | 0 | 0
00 Ret.ExistSCR & ACI & DSI & WetFGD & HRI | 0 | 0 | 0 | 0 | 0 | 0 | 0
00 Ret.ExistSCR & ACI & HRI | 0 | 0 | 0 | 0 | 0 | 0 | 0
00 Ret.ExistSCR & ACI & WetFGD | 0 | 0 | 0 | 0 | 0 | 0 | 0
00 Ret.ExistSCR & ACI & WetFGD & HRI | 0 | 0 | 0 | 0 | 0 | 0 | 0
00 Ret.ExistSCR & DryFGD | 0 | 0 | 0 | 0 | 0 | 0 | 0
00 Ret.ExistSCR & DryFGD & ACI & CCS | 0 | 0 | 0 | 0 | 0 | 0 | 0
00 Ret.ExistSCR & DryFGD & ACI & HRI & CCS | 0 | 0 | 0 | 0 | 0 | 0 | 0
00 Ret.ExistSCR & DryFGD & CCS | 0 | 0 | 0 | 0 | 0 | 0 | 0
00 Ret.ExistSCR & DryFGD & HRI | 0 | 0 | 0 | 0 | 0 | 0 | 0
00 Ret.ExistSCR & DryFGD & HRI & CCS | 0 | 0 | 0 | 0 | 0 | 0 | 0
00 Ret.ExistSCR & DSI | 0 | 0 | 0 | 0 | 0 | 0 | 0
00 Ret.ExistSCR & DSI & DryFGD | 0 | 0 | 0 | 0 | 0 | 0 | 0
00 Ret.ExistSCR & DSI & DryFGD & HRI | 0 | 0 | 0 | 0 | 0 | 0 | 0
00 Ret.ExistSCR & DSI & HRI | 0 | 0 | 0 | 0 | 0 | 0 | 0
00 Ret.ExistSCR & DSI & WetFGD | 0 | 0 | 0 | 0 | 0 | 0 | 0
00 Ret.ExistSCR & DSI & WetFGD & HRI | 0 | 0 | 0 | 0 | 0 | 0 | 0
00 Ret.ExistSCR & HRI | 0 | 0 | 0 | 0 | 0 | 0 | 0
00 Ret.ExistSCR & WetFGD | 29.4394 | 29.4394 | 29.3886 | 29.4394 | 29.4394 | 29.4394 | 29.4394
00 Ret.ExistSCR & WetFGD & ACI & CCS | 0 | 0 | 0 | 0 | 0 | 0 | 0
00 Ret.ExistSCR & WetFGD & ACI & HRI & CCS | 0 | 0 | 0 | 0 | 0 | 0 | 0
00 Ret.ExistSCR & WetFGD & CCS | 0 | 0 | 0 | 0 | 0 | 0 | 0
00 Ret.ExistSCR & WetFGD & HRI | 0 | 0 | 0 | 0 | 0 | 0 | 0
00 Ret.ExistSCR & WetFGD & HRI & CCS | 0 | 0 | 0 | 0 | 0 | 0 | 0
00 Ret.ExistSCR_ACI & DryFGD | 9.5942 | 9.5942 | 9.5773 | 9.5942 | 9.5942 | 9.5942 | 9.5942
00 Ret.ExistSCR_ACI & DryFGD & CCS | 0 | 0 | 0 | 0 | 0 | 0 | 0
00 Ret.ExistSCR_ACI & DryFGD & HRI | 0 | 0 | 0 | 0 | 0 | 0 | 0
00 Ret.ExistSCR_ACI & DryFGD & HRI & CCS | 0 | 0 | 0 | 0 | 0 | 0 | 0
00 Ret.ExistSCR_ACI & DSI | 0 | 0 | 0 | 0 | 0 | 0 | 0
00 Ret.ExistSCR_ACI & DSI & HRI | 0 | 0 | 0 | 0 | 0 | 0 | 0
00 Ret.ExistSCR_ACI & HRI | 0 | 0 | 0 | 0 | 0 | 0 | 0
00 Ret.ExistSCR_ACI & WetFGD | 0 | 0 | 0 | 0 | 0 | 0 | 0
00 Ret.ExistSCR_ACI & WetFGD & CCS | 0 | 0 | 0 | 0 | 0 | 0 | 0
00 Ret.ExistSCR_ACI & WetFGD & HRI | 0 | 0 | 0 | 0 | 0 | 0 | 0
00 Ret.ExistSCR_ACI & WetFGD & HRI & CCS | 0 | 0 | 0 | 0 | 0 | 0 | 0
00 Ret.ExistSCR_DryFGD & ACI | 25.7066 | 25.6993 | 25.6753 | 25.6993 | 25.6993 | 25.6993 | 25.6993
00 Ret.ExistSCR_DryFGD & HRI | 0 | 0 | 0 | 0 | 0 | 0 | 0
00 Ret.ExistSCR_DryFGD & HRI & CCS | 0 | 0 | 0 | 0 | 0 | 0 | 0
00 Ret.ExistSCR_DryFGD_ACI & CCS | 0 | 0 | 0 | 0 | 0 | 0 | 0
00 Ret.ExistSCR_DryFGD_ACI & HRI | 0 | 0 | 0 | 0 | 0 | 0 | 0
00 Ret.ExistSCR_DryFGD_ACI & HRI & CCS | 0 | 0 | 0 | 0 | 0 | 0 | 0
00 Ret.ExistSCR_DryFGD_ACI_DSI & CCS | 0 | 0 | 0 | 0 | 0 | 0 | 0
00 Ret.ExistSCR_DryFGD_ACI_DSI & HRI | 0 | 0 | 0 | 0 | 0 | 0 | 0
00 Ret.ExistSCR_DryFGD_ACI_DSI & HRI & CCS | 0 | 0 | 0 | 0 | 0 | 0 | 0
00 Ret.ExistSCR_DSI & ACI | 0 | 0 | 0 | 0 | 0 | 0 | 0
00 Ret.ExistSCR_DSI & ACI & HRI | 0 | 0 | 0 | 0 | 0 | 0 | 0
00 Ret.ExistSCR_DSI & DryFGD | 0 | 0 | 0 | 0 | 0 | 0 | 0
00 Ret.ExistSCR_DSI & DryFGD & ACI | 0 | 0 | 0 | 0 | 0 | 0 | 0
00 Ret.ExistSCR_DSI & DryFGD & ACI & HRI | 0 | 0 | 0 | 0 | 0 | 0 | 0
00 Ret.ExistSCR_DSI & DryFGD & HRI | 0 | 0 | 0 | 0 | 0 | 0 | 0
00 Ret.ExistSCR_DSI & HRI | 0 | 0 | 0 | 0 | 0 | 0 | 0
00 Ret.ExistSCR_DSI & WetFGD | 0 | 0 | 0 | 0 | 0 | 0 | 0
00 Ret.ExistSCR_DSI & WetFGD & ACI | 0 | 0 | 0 | 0 | 0 | 0 | 0
00 Ret.ExistSCR_DSI & WetFGD & ACI & HRI | 0 | 0 | 0 | 0 | 0 | 0 | 0
00 Ret.ExistSCR_DSI & WetFGD & HRI | 0 | 0 | 0 | 0 | 0 | 0 | 0
00 Ret.ExistSCR_WetFGD & ACI | 180.5178 | 198.2635 | 217.2079 | 211.7694 | 219.9114 | 191.6728 | 184.8609
00 Ret.ExistSCR_WetFGD & HRI | 0 | 0 | 0 | 0 | 0 | 0 | 0
00 Ret.ExistSCR_WetFGD & HRI & CCS | 0 | 0 | 0 | 0 | 0 | 0 | 0
00 Ret.ExistSCR_WetFGD_ACI & CCS | 0 | 0 | 0 | 0 | 0 | 0 | 0
00 Ret.ExistSCR_WetFGD_ACI & HRI | 0 | 0 | 0 | 0 | 0 | 0 | 0
00 Ret.ExistSCR_WetFGD_ACI & HRI & CCS | 0 | 0 | 0 | 0 | 0 | 0 | 0
00 Ret.ExistSCR_WetFGD_ACI_DSI & CCS | 0 | 0 | 0 | 0 | 0 | 0 | 0
00 Ret.ExistSCR_WetFGD_ACI_DSI & HRI | 0 | 0 | 0 | 0 | 0 | 0 | 0
00 Ret.ExistSCR_WetFGD_ACI_DSI & HRI & CCS | 0 | 0 | 0 | 0 | 0 | 0 | 0
00 Ret.ExistSCR_WetFGD_DSI & HRI | 0 | 0 | 0 | 0 | 0 | 0 | 0
00 Ret.ExistSCR_WetFGD_DSI & HRI & CCS | 0 | 0 | 0 | 0 | 0 | 0 | 0
00 Ret.ExistSNCR & ACI | 0 | 0 | 0 | 0 | 0 | 0 | 0
00 Ret.ExistSNCR & ACI & DryFGD | 0 | 0 | 0 | 0 | 0 | 0 | 0
00 Ret.ExistSNCR & ACI & DryFGD & HRI | 0 | 0 | 0 | 0 | 0 | 0 | 0
00 Ret.ExistSNCR & ACI & DSI | 2.4749 | 2.4749 | 2.4706 | 2.4749 | 2.4749 | 2.4749 | 2.4749
00 Ret.ExistSNCR & ACI & DSI & DryFGD | 0 | 0 | 0 | 0 | 0 | 0 | 0
00 Ret.ExistSNCR & ACI & DSI & DryFGD & HRI | 0 | 0 | 0 | 0 | 0 | 0 | 0
00 Ret.ExistSNCR & ACI & DSI & HRI | 0 | 0 | 0 | 0 | 0 | 0 | 0
00 Ret.ExistSNCR & ACI & DSI & WetFGD | 0 | 0 | 0 | 0 | 0 | 0 | 0
00 Ret.ExistSNCR & ACI & DSI & WetFGD & HRI | 0 | 0 | 0 | 0 | 0 | 0 | 0
00 Ret.ExistSNCR & ACI & HRI | 0 | 0 | 0 | 0 | 0 | 0 | 0
00 Ret.ExistSNCR & ACI & WetFGD | 5.6428 | 5.6428 | 5.6332 | 5.6428 | 5.6428 | 5.6428 | 5.6428
00 Ret.ExistSNCR & ACI & WetFGD & HRI | 0 | 0 | 0 | 0 | 0 | 0 | 0
00 Ret.ExistSNCR & DryFGD | 0 | 0 | 0 | 0 | 0 | 0 | 0
00 Ret.ExistSNCR & DryFGD & ACI & CCS | 0 | 0 | 0 | 0 | 0 | 0 | 0
00 Ret.ExistSNCR & DryFGD & ACI & HRI & CCS | 0 | 0 | 0 | 0 | 0 | 0 | 0
00 Ret.ExistSNCR & DryFGD & CCS | 0 | 0 | 0 | 0 | 0 | 0 | 0
00 Ret.ExistSNCR & DryFGD & HRI | 0 | 0 | 0 | 0 | 0 | 0 | 0
00 Ret.ExistSNCR & DryFGD & HRI & CCS | 0 | 0 | 0 | 0 | 0 | 0 | 0
00 Ret.ExistSNCR & DSI | 0.0041484 | 0.0047663 | 0.0048539 | 0.0048539 | 0.0048539 | 0.0046201 | 0.0048539
00 Ret.ExistSNCR & DSI & DryFGD | 0 | 0 | 0 | 0 | 0 | 0 | 0
00 Ret.ExistSNCR & DSI & DryFGD & HRI | 0 | 0 | 0 | 0 | 0 | 0 | 0
00 Ret.ExistSNCR & DSI & HRI | 0 | 0 | 0 | 0 | 0 | 0 | 0
00 Ret.ExistSNCR & DSI & WetFGD | 0 | 0 | 0 | 0 | 0 | 0 | 0
00 Ret.ExistSNCR & DSI & WetFGD & HRI | 0 | 0 | 0 | 0 | 0 | 0 | 0
00 Ret.ExistSNCR & HRI | 0 | 0 | 0 | 0 | 0 | 0 | 0
00 Ret.ExistSNCR & WetFGD | 0 | 0 | 0 | 0 | 0 | 0 | 0
00 Ret.ExistSNCR & WetFGD & ACI & CCS | 0 | 0 | 0 | 0 | 0 | 0 | 0
00 Ret.ExistSNCR & WetFGD & ACI & HRI & CCS | 0 | 0 | 0 | 0 | 0 | 0 | 0
00 Ret.ExistSNCR & WetFGD & CCS | 0 | 0 | 0 | 0 | 0 | 0 | 0
00 Ret.ExistSNCR & WetFGD & HRI | 0 | 0 | 0 | 0 | 0 | 0 | 0
00 Ret.ExistSNCR & WetFGD & HRI & CCS | 0 | 0 | 0 | 0 | 0 | 0 | 0
00 Ret.ExistSNCR_ACI & DryFGD | 13.1553 | 13.1553 | 13.1323 | 13.1553 | 13.1553 | 13.1553 | 13.1553
00 Ret.ExistSNCR_ACI & DryFGD & CCS | 0 | 0 | 0 | 0 | 0 | 0 | 0
00 Ret.ExistSNCR_ACI & DryFGD & HRI | 0 | 0 | 0 | 0 | 0 | 0 | 0
00 Ret.ExistSNCR_ACI & DryFGD & HRI & CCS | 0 | 0 | 0 | 0 | 0 | 0 | 0
00 Ret.ExistSNCR_ACI & DSI | 5.0964 | 11.5976 | 14.0137 | 12.67 | 14.9315 | 5.0964 | 5.0964
00 Ret.ExistSNCR_ACI & DSI & HRI | 0 | 0 | 0 | 0 | 0 | 0 | 0
00 Ret.ExistSNCR_ACI & HRI | 0 | 0 | 0 | 0 | 0 | 0 | 0
00 Ret.ExistSNCR_ACI & WetFGD | 0 | 0 | 0 | 0 | 0 | 0 | 0
00 Ret.ExistSNCR_ACI & WetFGD & CCS | 0 | 0 | 0 | 0 | 0 | 0 | 0
00 Ret.ExistSNCR_ACI & WetFGD & HRI | 0 | 0 | 0 | 0 | 0 | 0 | 0
00 Ret.ExistSNCR_ACI & WetFGD & HRI & CCS | 0 | 0 | 0 | 0 | 0 | 0 | 0
00 Ret.ExistSNCR_ACI_DSI & DryFGD | 0 | 0 | 0 | 0 | 0 | 0 | 0
00 Ret.ExistSNCR_ACI_DSI & DryFGD & HRI | 0 | 0 | 0 | 0 | 0 | 0 | 0
00 Ret.ExistSNCR_ACI_DSI & HRI | 0 | 0 | 0 | 0 | 0 | 0 | 0
00 Ret.ExistSNCR_ACI_DSI & WetFGD | 0 | 0 | 0 | 0 | 0 | 0 | 0
00 Ret.ExistSNCR_ACI_DSI & WetFGD & HRI | 0 | 0 | 0 | 0 | 0 | 0 | 0
00 Ret.ExistSNCR_DryFGD & ACI | 0 | 0 | 0 | 0 | 0 | 0 | 0
00 Ret.ExistSNCR_DryFGD & HRI | 0 | 0 | 0 | 0 | 0 | 0 | 0
00 Ret.ExistSNCR_DryFGD_ACI & CCS | 0 | 0 | 0 | 0 | 0 | 0 | 0
00 Ret.ExistSNCR_DryFGD_ACI & HRI | 0 | 0 | 0 | 0 | 0 | 0 | 0
00 Ret.ExistSNCR_DryFGD_ACI & HRI & CCS | 0 | 0 | 0 | 0 | 0 | 0 | 0
00 Ret.ExistSNCR_DSI & ACI | 0 | 0 | 0 | 0 | 0 | 0 | 0
00 Ret.ExistSNCR_DSI & ACI & DryFGD | 0 | 0 | 0 | 0 | 0 | 0 | 0
00 Ret.ExistSNCR_DSI & ACI & DryFGD & HRI | 0 | 0 | 0 | 0 | 0 | 0 | 0
00 Ret.ExistSNCR_DSI & ACI & HRI | 0 | 0 | 0 | 0 | 0 | 0 | 0
00 Ret.ExistSNCR_DSI & ACI & WetFGD | 0 | 0 | 0 | 0 | 0 | 0 | 0
00 Ret.ExistSNCR_DSI & ACI & WetFGD & HRI | 0 | 0 | 0 | 0 | 0 | 0 | 0
00 Ret.ExistSNCR_DSI & DryFGD | 0 | 0 | 0 | 0 | 0 | 0 | 0
00 Ret.ExistSNCR_DSI & DryFGD & ACI & CCS | 0 | 0 | 0 | 0 | 0 | 0 | 0
00 Ret.ExistSNCR_DSI & DryFGD & ACI & HRI & CCS | 0 | 0 | 0 | 0 | 0 | 0 | 0
00 Ret.ExistSNCR_DSI & DryFGD & CCS | 0 | 0 | 0 | 0 | 0 | 0 | 0
00 Ret.ExistSNCR_DSI & DryFGD & HRI | 0 | 0 | 0 | 0 | 0 | 0 | 0
00 Ret.ExistSNCR_DSI & DryFGD & HRI & CCS | 0 | 0 | 0 | 0 | 0 | 0 | 0
00 Ret.ExistSNCR_DSI & HRI | 0 | 0 | 0 | 0 | 0 | 0 | 0
00 Ret.ExistSNCR_DSI & WetFGD | 0 | 0 | 0 | 0 | 0 | 0 | 0
00 Ret.ExistSNCR_DSI & WetFGD & ACI & CCS | 0 | 0 | 0 | 0 | 0 | 0 | 0
00 Ret.ExistSNCR_DSI & WetFGD & ACI & HRI & CCS | 0 | 0 | 0 | 0 | 0 | 0 | 0
00 Ret.ExistSNCR_DSI & WetFGD & CCS | 0 | 0 | 0 | 0 | 0 | 0 | 0
00 Ret.ExistSNCR_DSI & WetFGD & HRI | 0 | 0 | 0 | 0 | 0 | 0 | 0
00 Ret.ExistSNCR_DSI & WetFGD & HRI & CCS | 0 | 0 | 0 | 0 | 0 | 0 | 0
00 Ret.ExistSNCR_WetFGD & ACI | 46.5295 | 47.4952 | 50.828 | 51.1391 | 51.7875 | 48.1499 | 47.9998
00 Ret.ExistSNCR_WetFGD & HRI | 0 | 0 | 0 | 0 | 0 | 0 | 0
00 Ret.ExistSNCR_WetFGD & HRI & CCS | 0 | 0 | 0 | 0 | 0 | 0 | 0
00 Ret.ExistSNCR_WetFGD_ACI & CCS | 0 | 0 | 0 | 0 | 0 | 0 | 0
00 Ret.ExistSNCR_WetFGD_ACI & HRI | 0 | 0 | 0 | 0 | 0 | 0 | 0
00 Ret.ExistSNCR_WetFGD_ACI & HRI & CCS | 0 | 0 | 0 | 0 | 0 | 0 | 0
00 Ret.ExistSNCR_WetFGD_ACI_DSI & CCS | 0 | 0 | 0 | 0 | 0 | 0 | 0
00 Ret.ExistSNCR_WetFGD_ACI_DSI & HRI | 0 | 0 | 0 | 0 | 0 | 0 | 0
00 Ret.ExistSNCR_WetFGD_ACI_DSI & HRI & CCS | 0 | 0 | 0 | 0 | 0 | 0 | 0
00 Ret.ExistWetFGD & ACI | 222.808 | 178.1696 | 190.6613 | 186.0088 | 194.8126 | 176.7302 | 173.3924
00 Ret.ExistWetFGD & ACI & CCS | 0 | 0 | 0 | 0 | 0 | 0 | 0
00 Ret.ExistWetFGD & ACI & HRI | 0 | 0 | 0 | 0 | 0 | 0 | 0
00 Ret.ExistWetFGD & ACI & HRI & CCS | 0 | 0 | 0 | 0 | 0 | 0 | 0
00 Ret.ExistWetFGD & ACI & SCR | 0 | 53.774 | 53.6811 | 53.774 | 53.774 | 53.774 | 53.774
00 Ret.ExistWetFGD & ACI & SCR & CCS | 0 | 0 | 0 | 0 | 0 | 0 | 0
00 Ret.ExistWetFGD & ACI & SCR & HRI | 0 | 0 | 0 | 0 | 0 | 0 | 0
00 Ret.ExistWetFGD & ACI & SCR & HRI & CCS | 0 | 0 | 0 | 0 | 0 | 0 | 0
00 Ret.ExistWetFGD & ACI & SNCR | 0 | 0 | 0 | 0 | 0 | 0 | 0
00 Ret.ExistWetFGD & ACI & SNCR & HRI | 0 | 0 | 0 | 0 | 0 | 0 | 0
00 Ret.ExistWetFGD & CCS | 0 | 0 | 0 | 0 | 0 | 0 | 0
00 Ret.ExistWetFGD & HRI | 0 | 0 | 0 | 0 | 0 | 0 | 0
00 Ret.ExistWetFGD & HRI & CCS | 0 | 0 | 0 | 0 | 0 | 0 | 0
00 Ret.ExistWetFGD & SCR | 99.568 | 123.1009 | 124.9035 | 134.4358 | 134.4358 | 133.5561 | 133.5561
00 Ret.ExistWetFGD & SCR & CCS | 0 | 0 | 0 | 0 | 0 | 0 | 0
00 Ret.ExistWetFGD & SCR & HRI | 0 | 0 | 0 | 0 | 0 | 0 | 0
00 Ret.ExistWetFGD & SCR & HRI & CCS | 0 | 0 | 0 | 0 | 0 | 0 | 0
00 Ret.ExistWetFGD & SNCR | 0 | 0 | 0 | 0 | 0 | 0 | 0
00 Ret.ExistWetFGD & SNCR & HRI | 0 | 0 | 0 | 0 | 0 | 0 | 0
00 Ret.ExistWetFGD_ACI & CCS | 0 | 0 | 0 | 0 | 0 | 0 | 0
00 Ret.ExistWetFGD_ACI & HRI | 0 | 0 | 0 | 0 | 0 | 0 | 0
00 Ret.ExistWetFGD_ACI & HRI & CCS | 0 | 0 | 0 | 0 | 0 | 0 | 0
00 Ret.ExistWetFGD_ACI & SCR | 0 | 10.1954 | 10.4839 | 10.4839 | 10.4839 | 10.4839 | 10.4839
00 Ret.ExistWetFGD_ACI & SCR & CCS | 0 | 0 | 0 | 0 | 0 | 0 | 0
00 Ret.ExistWetFGD_ACI & SCR & HRI | 0 | 0 | 0 | 0 | 0 | 0 | 0
00 Ret.ExistWetFGD_ACI & SCR & HRI & CCS | 0 | 0 | 0 | 0 | 0 | 0 | 0
00 Ret.ExistWetFGD_ACI & SNCR | 0 | 0 | 0 | 0 | 0 | 0 | 0
00 Ret.ExistWetFGD_ACI & SNCR & HRI | 0 | 0 | 0 | 0 | 0 | 0 | 0
00 Ret.ExistWetFGD_ACI_DSI & CCS | 0 | 0 | 0 | 0 | 0 | 0 | 0
00 Ret.ExistWetFGD_ACI_DSI & HRI | 0 | 0 | 0 | 0 | 0 | 0 | 0
00 Ret.ExistWetFGD_ACI_DSI & HRI & CCS | 0 | 0 | 0 | 0 | 0 | 0 | 0
00 Ret.ExistWetFGD_ACI_DSI & SCR | 0 | 0 | 0 | 0 | 0 | 0 | 0
00 Ret.ExistWetFGD_ACI_DSI & SCR & CCS | 0 | 0 | 0 | 0 | 0 | 0 | 0
00 Ret.ExistWetFGD_ACI_DSI & SCR & HRI | 0 | 0 | 0 | 0 | 0 | 0 | 0
00 Ret.ExistWetFGD_ACI_DSI & SCR & HRI & CCS | 0 | 0 | 0 | 0 | 0 | 0 | 0
00 Ret.ExistWetFGD_SCR & ACI & CCS | 0 | 0 | 0 | 0 | 0 | 0 | 0
00 Ret.ExistWetFGD_SCR & ACI & HRI | 0 | 0 | 0 | 0 | 0 | 0 | 0
00 Ret.ExistWetFGD_SCR & ACI & HRI & CCS | 0 | 0 | 0 | 0 | 0 | 0 | 0
00 Ret.ExistWetFGD_SCR & CCS | 0 | 0 | 0 | 0 | 0 | 0 | 0
00 Ret.ExistWetFGD_SCR_DSI & CCS | 0 | 0 | 0 | 0 | 0 | 0 | 0
00 Ret.ExistWetFGD_SNCR & ACI & CCS | 0 | 0 | 0 | 0 | 0 | 0 | 0
00 Ret.ExistWetFGD_SNCR & ACI & HRI | 0 | 0 | 0 | 0 | 0 | 0 | 0
00 Ret.ExistWetFGD_SNCR & ACI & HRI & CCS | 0 | 0 | 0 | 0 | 0 | 0 | 0
00 Ret.ExistWetFGD_SNCR & CCS | 0 | 0 | 0 | 0 | 0 | 0 | 0
00 Ret.FB & ACI | 7.7829 | 11.2879 | 11.2879 | 11.2879 | 11.2879 | 10.6691 | 10.6691
00 Ret.FB & ACI & HRI | 0 | 0 | 0 | 0 | 0 | 0 | 0
00 Ret.FB & HRI | 0 | 0 | 0 | 0 | 0 | 0 | 0
00 Ret.FB DryFGD | 0 | 0 | 0 | 0 | 0 | 0 | 0
00 Ret.FB DryFGD & ACI | 0 | 0 | 0 | 0 | 0 | 0 | 0
00 Ret.FB DryFGD & ACI & HRI | 0 | 0 | 0 | 0 | 0 | 0 | 0
00 Ret.FB DryFGD & HRI | 0 | 0 | 0 | 0 | 0 | 0 | 0
00 Ret.FB DryFGD & SCR | 0 | 0 | 0 | 0 | 0 | 0 | 0
00 Ret.FB DryFGD & SCR & HRI | 0 | 0 | 0 | 0 | 0 | 0 | 0
00 Ret.FB DryFGD & SNCR | 0 | 0 | 0 | 0 | 0 | 0 | 0
00 Ret.FB DryFGD & SNCR & HRI | 0 | 0 | 0 | 0 | 0 | 0 | 0
00 Ret.FB SNCR & DryFGD & ACI | 0 | 0 | 0 | 0 | 0 | 0 | 0
00 Ret.FB SNCR & DryFGD & ACI & HRI | 0 | 0 | 0 | 0 | 0 | 0 | 0
00 Ret.FB-ACI & SNCR | 0 | 0 | 0 | 0 | 0 | 0 | 0
00 Ret.FB-ACI & SNCR & CCS | 0 | 0 | 0 | 0 | 0 | 0 | 0
00 Ret.FB-ACI & SNCR & HRI | 0 | 0 | 0 | 0 | 0 | 0 | 0
00 Ret.FB-ACI & SNCR & HRI & CCS | 0 | 0 | 0 | 0 | 0 | 0 | 0
00 Ret.FB-Exist ACI & DryFGD | 0 | 0 | 0 | 0 | 0 | 0 | 0
00 Ret.FB-Exist ACI & DryFGD & HRI | 0 | 0 | 0 | 0 | 0 | 0 | 0
00 Ret.FB-Exist ACI & DryFGD & SNCR | 0 | 0 | 0 | 0 | 0 | 0 | 0
00 Ret.FB-Exist ACI & DryFGD & SNCR & HRI | 0 | 0 | 0 | 0 | 0 | 0 | 0
00 Ret.FB-Exist ACI & SNCR | 0 | 0 | 0 | 0 | 0 | 0 | 0
00 Ret.FB-Exist ACI & SNCR & HRI | 0 | 0 | 0 | 0 | 0 | 0 | 0
00 Ret.FB-ExistACI & HRI | 0 | 0 | 0 | 0 | 0 | 0 | 0
00 Ret.FB-ExistDryFGD & HRI | 0 | 0 | 0 | 0 | 0 | 0 | 0
00 Ret.FB-ExistDryFGD & SNCR | 0 | 0 | 0 | 0 | 0 | 0 | 0
00 Ret.FB-ExistDryFGD & SNCR & HRI | 0 | 0 | 0 | 0 | 0 | 0 | 0
00 Ret.FB-ExistDryFGD_SNCR & ACI | 0 | 0 | 0 | 0 | 0 | 0 | 0
00 Ret.FB-ExistDryFGD_SNCR & ACI & HRI | 0 | 0 | 0 | 0 | 0 | 0 | 0
00 Ret.FB-ExistDryFGD_SNCR & HRI | 0 | 0 | 0 | 0 | 0 | 0 | 0
00 Ret.FB-ExistDryFGD_SNCR_ACI & HRI | 0 | 0 | 0 | 0 | 0 | 0 | 0
00 Ret.FB-ExistDryFGD_SNCR_ACI & HRI & CCS | 0 | 0 | 0 | 0 | 0 | 0 | 0
00 Ret.FB-ExistSNCR & ACI | 1.5061 | 1.5061 | 1.5061 | 1.5061 | 1.5061 | 1.5061 | 1.5061
00 Ret.FB-ExistSNCR & ACI & HRI | 0 | 0 | 0 | 0 | 0 | 0 | 0
00 Ret.FB-ExistSNCR & DryFGD | 0 | 0 | 0 | 0 | 0 | 0 | 0
00 Ret.FB-ExistSNCR & DryFGD & ACI | 0 | 0 | 0 | 0 | 0 | 0 | 0
00 Ret.FB-ExistSNCR & DryFGD & ACI & HRI | 0 | 0 | 0 | 0 | 0 | 0 | 0
00 Ret.FB-ExistSNCR & DryFGD & HRI | 0 | 0 | 0 | 0 | 0 | 0 | 0
00 Ret.FB-ExistSNCR & HRI | 0 | 0 | 0 | 0 | 0 | 0 | 0
00 Ret.FB-ExistWetFGD_SNCR_ACI & HRI | 0 | 0 | 0 | 0 | 0 | 0 | 0
00 Ret.FB-SCR & DryFGD & ACI | 0 | 0 | 0 | 0 | 0 | 0 | 0
00 Ret.FB-SCR & DryFGD & ACI & HRI | 0 | 0 | 0 | 0 | 0 | 0 | 0
00 Ret.FB-SNCR | 0 | 0 | 0 | 0 | 0 | 0 | 0
00 Ret.FB-SNCR & HRI | 0 | 0 | 0 | 0 | 0 | 0 | 0
00 Ret.HRI | 0 | 0 | 0 | 0 | 0 | 0 | 0
00 Ret.Oil/Gas Steam SCR | 0.037451 | 0 | 0 | 0 | 0 | 0 | 0
00 Ret.SCR | 0 | 0 | 0 | 0 | 0 | 0 | 0
00 Ret.SCR & DryFGD | 0 | 0 | 0 | 0 | 0 | 0 | 0
00 Ret.SCR & DryFGD & ACI | 0 | 0 | 0 | 0 | 0 | 0 | 0
00 Ret.SCR & DryFGD & CCS | 0 | 0 | 0 | 0 | 0 | 0 | 0
00 Ret.SCR & DryFGD & HRI | 0 | 0 | 0 | 0 | 0 | 0 | 0
00 Ret.SCR & DryFGD & HRI & CCS | 0 | 0 | 0 | 0 | 0 | 0 | 0
00 Ret.SCR & DSI | 0.00079418 | 0.00079418 | 0.00079418 | 0.00079418 | 0.00079418 | 0.00076761 | 0.00078494
00 Ret.SCR & DSI & DryFGD | 0 | 0 | 0 | 0 | 0 | 0 | 0
00 Ret.SCR & DSI & DryFGD & HRI | 0 | 0 | 0 | 0 | 0 | 0 | 0
00 Ret.SCR & DSI & HRI | 0 | 0 | 0 | 0 | 0 | 0 | 0
00 Ret.SCR & DSI & WetFGD | 0 | 0 | 0 | 0 | 0 | 0 | 0
00 Ret.SCR & DSI & WetFGD & HRI | 0 | 0 | 0 | 0 | 0 | 0 | 0
00 Ret.SCR & HRI | 0 | 0 | 0 | 0 | 0 | 0 | 0
00 Ret.SCR & WetFGD | 23.5942 | 23.5942 | 23.5531 | 23.5942 | 23.5942 | 23.5942 | 23.5942
00 Ret.SCR & WetFGD & ACI | 0 | 0 | 0 | 0 | 0 | 0 | 0
00 Ret.SCR & WetFGD & CCS | 0 | 0 | 0 | 0 | 0 | 0 | 0
00 Ret.SCR & WetFGD & HRI | 0 | 0 | 0 | 0 | 0 | 0 | 0
00 Ret.SCR & WetFGD & HRI & CCS | 0 | 0 | 0 | 0 | 0 | 0 | 0
00 Ret.SNCR | 0 | 0 | 0 | 0 | 0 | 0 | 0
00 Ret.SNCR & DryFGD | 0 | 0 | 0 | 0 | 0 | 0 | 0
00 Ret.SNCR & DryFGD & ACI | 0 | 0 | 0 | 0 | 0 | 0 | 0
00 Ret.SNCR & DryFGD & ACI & HRI | 0 | 0 | 0 | 0 | 0 | 0 | 0
00 Ret.SNCR & DryFGD & HRI | 0 | 0 | 0 | 0 | 0 | 0 | 0
00 Ret.SNCR & DSI | 0 | 0 | 0 | 0 | 0 | 0 | 0
00 Ret.SNCR & DSI & HRI | 0 | 0 | 0 | 0 | 0 | 0 | 0
00 Ret.SNCR & HRI | 0 | 0 | 0 | 0 | 0 | 0 | 0
00 Ret.SNCR & WetFGD | 0 | 0 | 0 | 0 | 0 | 0 | 0
00 Ret.SNCR & WetFGD & ACI | 0 | 0 | 0 | 0 | 0 | 0 | 0
00 Ret.SNCR & WetFGD & ACI & HRI | 0 | 0 | 0 | 0 | 0 | 0 | 0
00 Ret.SNCR & WetFGD & HRI | 0 | 0 | 0 | 0 | 0 | 0 | 0
00 Ret.WetFGD | 0 | 0 | 0 | 0 | 0 | 0 | 0
00 Ret.WetFGD & ACI & CCS | 0 | 0 | 0 | 0 | 0 | 0 | 0
00 Ret.WetFGD & ACI & HRI & CCS | 0 | 0 | 0 | 0 | 0 | 0 | 0
00 Ret.WetFGD & CCS | 0 | 0 | 0 | 0 | 0 | 0 | 0
00 Ret.WetFGD & HRI | 0 | 0 | 0 | 0 | 0 | 0 | 0
00 Ret.WetFGD & HRI & CCS | 0 | 0 | 0 | 0 | 0 | 0 | 0
00 CC Retirement | 0 | 0 | 0 | 0 | 0 | 0 | 0
00 CT Retirement | 0 | 0 | 0 | 0 | 0 | 0 | 0
00 O/G Retirement | 0 | 0 | 0 | 0 | 0 | 0 | 0
00 Coal Retirement | 0 | 0 | 0 | 0 | 0 | 0 | 0
00 IGCC Retirement | 0 | 0 | 0 | 0 | 0 | 0 | 0
00 Nuke Retirement | 0 | 0 | 0 | 0 | 0 | 0 | 0
00 Non-Fossil Retirement | 0 | 0 | 0 | 0 | 0 | 0 | 0
Total | 13843.32 | 14111.2656 | 14294.7011 | 14768.6531 | 15242.4729 | 16195.1385 | 17230.1575
(**) Ind. Boiler generation, not included in the total
14. Capacity Factor by Capacity Reporting Type [%]
00 New Combined Cycle | N/A | 85.1449 | 86.0005 | 86.7073 | 84.2055 | 84.1093 | 84.9008
00 New Combined Cycle - Uncontrolled | N/A | N/A | N/A | N/A | N/A | N/A | N/A
00 New Combined Cycle with Carbon Capture | N/A | N/A | N/A | N/A | N/A | N/A | N/A
00 New Combustion Turbine | 3.9898 | 2.7039 | 3.7282 | 4.8203 | 4.9515 | 2.4476 | 2.1101
00 New Energy Efficiency | N/A | N/A | N/A | N/A | N/A | N/A | N/A
00 New Hydro | N/A | N/A | 63.6592 | 61.5086 | 61.5086 | 61.5086 | 61.5086
00 New Nuclear | N/A | N/A | N/A | N/A | N/A | N/A | N/A
00 New Biomass | N/A | N/A | N/A | N/A | N/A | N/A | N/A
00 New Geothermal | N/A | N/A | 87 | 87 | 87 | 87 | 87
00 New Landfill Gas | N/A | N/A | N/A | N/A | N/A | N/A | N/A
00 New Offshore Wind | N/A | N/A | N/A | N/A | N/A | N/A | N/A
00 New Onshore Wind | 37.0063 | 42.1634 | 42.1922 | 41.6249 | 41.6732 | 41.7859 | 41.8309
00 New Solar PV | 20.4416 | 20.4704 | 20.5932 | 21.9042 | 21.8064 | 21.9236 | 21.9496
00 New Solar Thermal | N/A | N/A | N/A | N/A | N/A | N/A | N/A
00 New Fuel Cell | N/A | N/A | N/A | N/A | N/A | N/A | N/A
00 New IGCC | N/A | N/A | N/A | N/A | N/A | N/A | N/A
00 New Advanced Coal with CCS | N/A | 85 | 85 | 85 | 85 | 85 | 85
00 New SPC - Uncontrolled | N/A | N/A | N/A | N/A | N/A | N/A | N/A
00 New SPC-WetFGD_SCR | N/A | N/A | N/A | N/A | N/A | N/A | N/A
00 New Future Technology | N/A | N/A | N/A | N/A | N/A | N/A | N/A
00 Exist Combined Cycle | 61.6546 | 58.5698 | 54.4085 | 56.4219 | 51.0717 | 46.9456 | 43.944
00 Exist Combustion Turbine | 1.7797 | 1.4675 | 1.1541 | 1.7433 | 1.5051 | 0.93797 | 0.71713
00 Exist Coal Steam_Uncontrolled | 43.8481 | 76.7325 | 72.6253 | 70.5724 | 73.3413 | 60.9935 | 58.886
00 Exist Coal Steam_ACI | 84.3809 | 84.9253 | 84.7295 | 84.9253 | 84.9253 | 84.9253 | 84.9253
00 Exist Coal Steam_ACI_DSI | 72.3219 | 73.6908 | 79.7466 | 77.8503 | 79.4793 | 68.1462 | 59.1941
00 Exist Coal Steam_DryFGD | 77.1971 | 77.7324 | 77.1316 | 68.1304 | 76.0203 | 63.9565 | 63.9565
00 Exist Coal Steam_DryFGD_ACI | 78.8086 | 82.421 | 83.0906 | 82.6959 | 83.1046 | 80.8511 | 80.2376
00 Exist Coal Steam_DryFGD_SCR | 54.1223 | 55.2141 | 65.9185 | 55.8728 | 64.7416 | 30.9355 | 32.8274
00 Exist Coal Steam_DryFGD_SCR_ACI | 77.9686 | 79.8052 | 81.8705 | 80.833 | 82.5482 | 78.6508 | 77.1716
00 Exist Coal Steam_DryFGD_SCR_ACI_DSI | 74.6698 | 76.8688 | 82.3673 | 76.8688 | 82.5112 | 67.8964 | 69.9632
00 Exist Coal Steam_DryFGD_SNCR | 64.2957 | 66.1251 | 75.4043 | 67.8074 | 76.2965 | 66.9334 | 66.1392
00 Exist Coal Steam_DryFGD_SNCR_ACI | 60.7178 | 79.6526 | 79.1061 | 79.7672 | 79.7672 | 74.0859 | 73.6393
00 Exist Coal Steam_DSI | 0 | 0 | 0 | 0 | 0 | 0 | 0
00 Exist Coal Steam_SCR | 0 | 0 | 0 | 0 | 0 | 0 | 0
00 Exist Coal Steam_SCR_ACI | N/A | N/A | N/A | N/A | N/A | N/A | N/A
00 Exist Coal Steam_SCR_DSI | N/A | N/A | N/A | N/A | N/A | N/A | N/A
00 Exist Coal Steam_SNCR | 12.7151 | 83.3387 | 84.0162 | 84.0267 | 84.0267 | 81.5961 | 80.501
00 Exist Coal Steam_SNCR_ACI | N/A | N/A | N/A | N/A | N/A | N/A | N/A
00 Exist Coal Steam_SNCR_ACI_DSI | N/A | N/A | N/A | N/A | N/A | N/A | N/A
00 Exist Coal Steam_SNCR_DSI | N/A | N/A | N/A | N/A | N/A | N/A | N/A
00 Exist Coal Steam_WetFGD | 79.5103 | 83.3528 | 83.4236 | 83.542 | 83.542 | 83.542 | 83.542
00 Exist Coal Steam_WetFGD_ACI | 76.3719 | 78.5735 | 82.2104 | 82.0147 | 83.2105 | 78.1878 | 75.1411
00 Exist Coal Steam_WetFGD_ACI_DSI | 65.6323 | 73.4877 | 81.2052 | 75.9201 | 79.6712 | 71.1836 | 56.4904
00 Exist Coal Steam_WetFGD_SCR | 75.7908 | 78.6246 | 80.4595 | 78.2515 | 80.5106 | 73.3336 | 72.1552
00 Exist Coal Steam_WetFGD_SCR_ACI | 69.924 | 76.2172 | 79.8091 | 78.0192 | 81.0434 | 74.4346 | 74.0968
00 Exist Coal Steam_WetFGD_SCR_ACI_DSI | 66.9548 | 76.5163 | 78.0808 | 77.8323 | 78.0808 | 59.278 | 55.3129
00 Exist Coal Steam_WetFGD_SCR_DSI | 66.0782 | 64.1724 | 71.414 | 64.564 | 71.5396 | 64.564 | 60.942
00 Exist Coal Steam_WetFGD_SNCR | 55.9719 | 58.2912 | 70.5817 | 54.7207 | 66.454 | 35.4153 | 33.5667
00 Exist Coal Steam_WetFGD_SNCR_ACI | 79.5963 | 79.5963 | 81.1949 | 81.1949 | 83.2318 | 79.6638 | 77.151
00 Exist Coal Steam_WetFGD_SNCR_ACI_DSI | 83.2318 | 83.2318 | 83.2318 | 83.2318 | 83.2318 | 83.2318 | 83.2318
00 Exist FBC_Uncontrolled | 70.4619 | 74.2857 | 81.2701 | 79.3389 | 82.6817 | 76.7563 | 64.8536
00 Exist FBC_ACI | 84.9864 | 84.9864 | 84.9864 | 84.9864 | 84.9864 | 84.9864 | 84.9864
00 Exist FBC_DryFGD | 84.0297 | 84.0297 | 84.0297 | 84.0297 | 84.0297 | N/A | N/A
00 Exist FBC_DryFGD_SNCR | 61.8128 | 71.3808 | 77.6111 | 76.7805 | 81.7218 | 75.5382 | 76.1221
00 Exist FBC_DryFGD_SNCR_ACI | 72.8135 | 72.8135 | 81.5611 | 69.2804 | 78.618 | 68.89 | 40.1873
00 Exist FBC_SNCR | 56.8911 | 56.8911 | 60.2617 | 56.8911 | 56.8911 | 56.8911 | 49.77
00 Exist FBC_SNCR_ACI | 84.0297 | 84.0297 | 84.0297 | 84.0297 | 84.0297 | 84.0297 | 84.0297
00 Exist FBC_WetFGD_SNCR_ACI | 0 | 21.068 | 26.6829 | 61.3298 | 78.913 | 66.9446 | 84.9864
00 Exist IGCC | 75.8606 | 81.3291 | 84.2189 | 84.2386 | 84.2386 | 82.5917 | 84.2386
00 Exist Fossil_Other | 28.3367 | 28.3367 | 28.3367 | 28.3367 | 28.3367 | 28.3367 | 28.3367
00 Exist Fuel Cell | 14.9178 | 13.588 | 11.5031 | 13.8872 | 9.3106 | 6.697 | 6.8588
00 Exist Hydro | 39.3969 | 39.4091 | 39.4091 | 39.4091 | 39.4091 | 39.4091 | 39.4091
00 Exist Non Fossil_Other | 42.6506 | 42.6506 | 42.6506 | 42.6506 | 42.6506 | 42.6506 | 42.6506
00 Exist Nuclear | 90.7044 | 90.8057 | 90.6796 | 90.7704 | 90.7136 | 91.4788 | 90.6561
00 Exist Oil/Gas Steam | 9.4957 | 8.8356 | 7.8062 | 6.0023 | 3.0273 | 0.54685 | 0.41896
00 Exist Oil/Gas Steam_SCR | 5.7811 | 5.3156 | 5.103 | 4.6916 | 3.6421 | 0.37249 | 0.25524
00 Exist Oil/Gas Steam_SNCR | 2.2834 | 1.9284 | 1.5118 | 1.5118 | 0 | 0 | 0
00 Exist Biomass | 60.575 | 54.0385 | 58.1801 | 59.8693 | 63.9479 | 57.4534 | 62.9102
00 Exist Landfill Gas | 58.9419 | 58.9451 | 58.9451 | 58.9451 | 58.9451 | 58.9451 | 58.9451
00 Exist Geothermal | 73.8138 | 73.8138 | 73.8138 | 73.8138 | 73.8138 | 73.8138 | 73.8138
00 Exist Pump Storage | 5.2669 | 5.6562 | 5.1459 | 4.6286 | 5.0429 | 2.8066 | 2.6563
00 Exist Solar PV | 22.5027 | 22.5754 | 22.5754 | 22.5754 | 22.5754 | 22.5754 | 22.5754
00 Exist Solar Thermal | 14.5075 | 14.5075 | 14.5075 | 14.5075 | 14.5075 | 14.5075 | 14.5075
00 Exist Wind | 31.8879 | 31.8879 | 31.9161 | 31.9161 | 31.9161 | 31.9161 | 31.9161
00 International Imports | 53.86 | 53.86 | 41.3 | 9.9 | 0 | 0 | 0
00 Ret.ACI | 44.2461 | 81.9951 | 84.5972 | 84.6588 | 84.6588 | 84.9864 | 84.9864
00 Ret.ACI & DryFGD | 83.1603 | 83.7797 | 83.7309 | 83.7797 | 83.7797 | 83.7797 | 83.7797
00 Ret.ACI & DryFGD & HRI | N/A | N/A | N/A | N/A | N/A | N/A | N/A
00 Ret.ACI & DSI | 80.1537 | 80.0193 | 83.2579 | 81.9956 | 83.4863 | 80.5083 | 79.8234
00 Ret.ACI & DSI & DryFGD | N/A | N/A | N/A | N/A | N/A | N/A | N/A
00 Ret.ACI & DSI & DryFGD & HRI | N/A | N/A | N/A | N/A | N/A | N/A | N/A
00 Ret.ACI & DSI & HRI | N/A | N/A | N/A | N/A | N/A | N/A | N/A
00 Ret.ACI & DSI & WetFGD & HRI | N/A | N/A | N/A | N/A | N/A | N/A | N/A
00 Ret.ACI & HRI | N/A | N/A | N/A | N/A | N/A | N/A | N/A
00 Ret.ACI & SCR | N/A | N/A | N/A | N/A | N/A | N/A | N/A
00 Ret.ACI & SCR & DryFGD & CCS | N/A | N/A | N/A | N/A | N/A | N/A | N/A
00 Ret.ACI & SCR & DryFGD & HRI | N/A | N/A | N/A | N/A | N/A | N/A | N/A
00 Ret.ACI & SCR & DryFGD & HRI & CCS | N/A | N/A | N/A | N/A | N/A | N/A | N/A
00 Ret.ACI & SCR & DSI | N/A | N/A | N/A | N/A | N/A | N/A | N/A
00 Ret.ACI & SCR & DSI & DryFGD | N/A | N/A | N/A | N/A | N/A | N/A | N/A
00 Ret.ACI & SCR & DSI & DryFGD & HRI | N/A | N/A | N/A | N/A | N/A | N/A | N/A
00 Ret.ACI & SCR & DSI & HRI | N/A | N/A | N/A | N/A | N/A | N/A | N/A
00 Ret.ACI & SCR & DSI & WetFGD | N/A | N/A | N/A | N/A | N/A | N/A | N/A
00 Ret.ACI & SCR & DSI & WetFGD & HRI | N/A | N/A | N/A | N/A | N/A | N/A | N/A
00 Ret.ACI & SCR & HRI | N/A | N/A | N/A | N/A | N/A | N/A | N/A
00 Ret.ACI & SCR & WetFGD & CCS | N/A | N/A | N/A | N/A | N/A | N/A | N/A
00 Ret.ACI & SCR & WetFGD & HRI | N/A | N/A | N/A | N/A | N/A | N/A | N/A
00 Ret.ACI & SCR & WetFGD & HRI & CCS | N/A | N/A | N/A | N/A | N/A | N/A | N/A
00 Ret.ACI & SNCR | N/A | N/A | N/A | N/A | N/A | N/A | N/A
00 Ret.ACI & SNCR & DSI | N/A | N/A | N/A | N/A | N/A | N/A | N/A
00 Ret.ACI & SNCR & DSI & DryFGD | N/A | N/A | N/A | N/A | N/A | N/A | N/A
00 Ret.ACI & SNCR & DSI & DryFGD & HRI | N/A | N/A | N/A | N/A | N/A | N/A | N/A
00 Ret.ACI & SNCR & DSI & HRI | N/A | N/A | N/A | N/A | N/A | N/A | N/A
00 Ret.ACI & SNCR & DSI & WetFGD | N/A | N/A | N/A | N/A | N/A | N/A | N/A
00 Ret.ACI & SNCR & DSI & WetFGD & HRI | N/A | N/A | N/A | N/A | N/A | N/A | N/A
00 Ret.ACI & SNCR & HRI | N/A | N/A | N/A | N/A | N/A | N/A | N/A
00 Ret.ACI & WetFGD | 82.6018 | 81.9003 | 79.697 | 81.9003 | 81.9003 | 81.9003 | 81.9003
00 Ret.ACI & WetFGD & DSI | N/A | N/A | N/A | N/A | N/A | N/A | N/A
00 Ret.ACI & WetFGD & HRI | N/A | N/A | N/A | N/A | N/A | N/A | N/A
00 Ret.C2G | 7.3179 | 4.612 | 0.42699 | 0.65213 | 0.6977 | 0.6977 | 0.6977
00 Ret.C2G & SCR | N/A | 81.2103 | 85.6834 | 85.6834 | 85.6832 | 85.6832 | 84.8567
00 Ret.CCG | N/A | N/A | N/A | N/A | N/A | N/A | N/A
00 Ret.DryFGD | N/A | 76.0571 | 81.7562 | 81.9 | 81.9 | 81.9 | 81.9
00 Ret.DryFGD & ACI & CCS | N/A | N/A | N/A | N/A | N/A | N/A | N/A
00 Ret.DryFGD & ACI & HRI & CCS | N/A | N/A | N/A | N/A | N/A | N/A | N/A
00 Ret.DryFGD & CCS | N/A | N/A | N/A | N/A | N/A | N/A | N/A
00 Ret.DryFGD & HRI | N/A | N/A | N/A | N/A | N/A | N/A | N/A
00 Ret.DryFGD & HRI & CCS | N/A | N/A | N/A | N/A | N/A | N/A | N/A
00 Ret.DSI | N/A | N/A | N/A | N/A | N/A | N/A | N/A
00 Ret.DSI & DryFGD | N/A | N/A | N/A | N/A | N/A | N/A | N/A
00 Ret.DSI & DryFGD & HRI | N/A | N/A | N/A | N/A | N/A | N/A | N/A
00 Ret.DSI & HRI | N/A | N/A | N/A | N/A | N/A | N/A | N/A
00 Ret.DSI & WetFGD | N/A | N/A | N/A | N/A | N/A | N/A | N/A
00 Ret.DSI & WetFGD & HRI | N/A | N/A | N/A | N/A | N/A | N/A | N/A
00 Ret.Exist FBC_DryFGD_SNCR_ACI & CCS | N/A | N/A | N/A | N/A | N/A | N/A | N/A
00 Ret.ExistACI & DryFGD | N/A | N/A | N/A | N/A | N/A | N/A | N/A
00 Ret.ExistACI & DryFGD & CCS | N/A | N/A | N/A | N/A | N/A | N/A | N/A
00 Ret.ExistACI & DryFGD & HRI | N/A | N/A | N/A | N/A | N/A | N/A | N/A
00 Ret.ExistACI & DryFGD & HRI & CCS | N/A | N/A | N/A | N/A | N/A | N/A | N/A
00 Ret.ExistACI & DSI | 22.0191 | 38.8608 | 75.0712 | 69.6175 | 82.6978 | 65.9296 | 62.2544
00 Ret.ExistACI & DSI & DryFGD | N/A | N/A | N/A | N/A | N/A | N/A | N/A
00 Ret.ExistACI & DSI & DryFGD & HRI | N/A | N/A | N/A | N/A | N/A | N/A | N/A
00 Ret.ExistACI & DSI & HRI | N/A | N/A | N/A | N/A | N/A | N/A | N/A
00 Ret.ExistACI & DSI & WetFGD | N/A | N/A | N/A | N/A | N/A | N/A | N/A
00 Ret.ExistACI & DSI & WetFGD & HRI | N/A | N/A | N/A | N/A | N/A | N/A | N/A
00 Ret.ExistACI & HRI | N/A | N/A | N/A | N/A | N/A | N/A | N/A
00 Ret.ExistACI & HRI & WetFGD | N/A | N/A | N/A | N/A | N/A | N/A | N/A
00 Ret.ExistACI & SCR | N/A | N/A | N/A | N/A | N/A | N/A | N/A
00 Ret.ExistACI & SCR & DryFGD | N/A | N/A | N/A | N/A | N/A | N/A | N/A
00 Ret.ExistACI & SCR & DryFGD & CCS | N/A | N/A | N/A | N/A | N/A | N/A | N/A
00 Ret.ExistACI & SCR & DryFGD & HRI | N/A | N/A | N/A | N/A | N/A | N/A | N/A
00 Ret.ExistACI & SCR & DryFGD & HRI & CCS | N/A | N/A | N/A | N/A | N/A | N/A | N/A
00 Ret.ExistACI & SCR & DSI | N/A | N/A | N/A | N/A | N/A | N/A | N/A
00 Ret.ExistACI & SCR & DSI & DryFGD | N/A | N/A | N/A | N/A | N/A | N/A | N/A
00 Ret.ExistACI & SCR & DSI & DryFGD & HRI | N/A | N/A | N/A | N/A | N/A | N/A | N/A
00 Ret.ExistACI & SCR & DSI & HRI | N/A | N/A | N/A | N/A | N/A | N/A | N/A
00 Ret.ExistACI & SCR & HRI | N/A | N/A | N/A | N/A | N/A | N/A | N/A
00 Ret.ExistACI & SCR & WetFGD | 81.9 | 77.8077 | 81.9 | 81.9 | 81.9 | 81.9 | 81.9
00 Ret.ExistACI & SCR & WetFGD & CCS | N/A | N/A | N/A | N/A | N/A | N/A | N/A
00 Ret.ExistACI & SCR & WetFGD & HRI | N/A | N/A | N/A | N/A | N/A | N/A | N/A
00 Ret.ExistACI & SCR & WetFGD & HRI & CCS | N/A | N/A | N/A | N/A | N/A | N/A | N/A
00 Ret.ExistACI & SNCR | N/A | N/A | N/A | N/A | N/A | N/A | N/A
00 Ret.ExistACI & SNCR & DryFGD | N/A | N/A | N/A | N/A | N/A | N/A | N/A
00 Ret.ExistACI & SNCR & DryFGD & HRI | N/A | N/A | N/A | N/A | N/A | N/A | N/A
00 Ret.ExistACI & SNCR & DSI | N/A | N/A | N/A | N/A | N/A | N/A | N/A
00 Ret.ExistACI & SNCR & DSI & HRI | N/A | N/A | N/A | N/A | N/A | N/A | N/A
00 Ret.ExistACI & SNCR & HRI | N/A | N/A | N/A | N/A | N/A | N/A | N/A
00 Ret.ExistACI & SNCR & WetFGD | N/A | N/A | N/A | N/A | N/A | N/A | N/A
00 Ret.ExistACI & SNCR & WetFGD & HRI | N/A | N/A | N/A | N/A | N/A | N/A | N/A
00 Ret.ExistACI & WetFGD | N/A | N/A | N/A | N/A | N/A | N/A | N/A
00 Ret.ExistACI & WetFGD & CCS | N/A | N/A | N/A | N/A | N/A | N/A | N/A
00 Ret.ExistACI & WetFGD & HRI & CCS | N/A | N/A | N/A | N/A | N/A | N/A | N/A
00 Ret.ExistACI_DSI & DryFGD | 81.9 | 81.9 | 81.7562 | 81.9 | 81.9 | 81.9 | 79.2258
00 Ret.ExistACI_DSI & DryFGD & CCS | N/A | N/A | N/A | N/A | N/A | N/A | N/A
00 Ret.ExistACI_DSI & DryFGD & HRI | N/A | N/A | N/A | N/A | N/A | N/A | N/A
00 Ret.ExistACI_DSI & DryFGD & HRI & CCS | N/A | N/A | N/A | N/A | N/A | N/A | N/A
00 Ret.ExistACI_DSI & HRI | N/A | N/A | N/A | N/A | N/A | N/A | N/A
00 Ret.ExistACI_DSI & SCR | N/A | 81.9 | 81.9 | 81.9 | N/A | N/A | N/A
00 Ret.ExistACI_DSI & SCR & DryFGD | N/A | N/A | N/A | N/A | N/A | N/A | N/A
00 Ret.ExistACI_DSI & SCR & DryFGD & CCS | N/A | N/A | N/A | N/A | N/A | N/A | N/A
00 Ret.ExistACI_DSI & SCR & DryFGD & HRI | N/A | N/A | N/A | N/A | N/A | N/A | N/A
00 Ret.ExistACI_DSI & SCR & DryFGD & HRI & CCS | N/A | N/A | N/A | N/A | N/A | N/A | N/A
00 Ret.ExistACI_DSI & SCR & HRI | N/A | N/A | N/A | N/A | N/A | N/A | N/A
00 Ret.ExistACI_DSI & SCR & WetFGD | N/A | N/A | N/A | N/A | 75.6108 | 57.815 | 57.815
00 Ret.ExistACI_DSI & SCR & WetFGD & CCS | N/A | N/A | N/A | N/A | N/A | N/A | N/A
00 Ret.ExistACI_DSI & SCR & WetFGD & HRI | N/A | N/A | N/A | N/A | N/A | N/A | N/A
00 Ret.ExistACI_DSI & SCR & WetFGD & HRI & CCS | N/A | N/A | N/A | N/A | N/A | N/A | N/A
00 Ret.ExistACI_DSI & SNCR | N/A | N/A | N/A | N/A | N/A | N/A | N/A
00 Ret.ExistACI_DSI & SNCR & DryFGD | N/A | N/A | N/A | N/A | N/A | N/A | N/A
00 Ret.ExistACI_DSI & SNCR & DryFGD & HRI | N/A | N/A | N/A | N/A | N/A | N/A | N/A
00 Ret.ExistACI_DSI & SNCR & HRI | N/A | N/A | N/A | N/A | N/A | N/A | N/A
00 Ret.ExistACI_DSI & SNCR & WetFGD | N/A | N/A | N/A | N/A | N/A | N/A | N/A
00 Ret.ExistACI_DSI & SNCR & WetFGD & HRI | N/A | N/A | N/A | N/A | N/A | N/A | N/A
00 Ret.ExistACI_DSI & WetFGD | 80.1159 | 80.1159 | 80.1159 | 80.1159 | 80.1159 | 57.815 | 57.815
00 Ret.ExistACI_DSI & WetFGD & CCS | N/A | N/A | N/A | N/A | N/A | N/A | N/A
00 Ret.ExistACI_DSI & WetFGD & HRI | N/A | N/A | N/A | N/A | N/A | N/A | N/A
00 Ret.ExistACI_DSI & WetFGD & HRI & CCS | N/A | N/A | N/A | N/A | N/A | N/A | N/A
00 Ret.ExistDryFGD & ACI | 77.8215 | 79.3054 | 83.5593 | 82.4047 | 84.4793 | 82.969 | 84.3236
00 Ret.ExistDryFGD & ACI & CCS | N/A | N/A | N/A | N/A | N/A | N/A | N/A
00 Ret.ExistDryFGD & ACI & HRI | N/A | N/A | N/A | N/A | N/A | N/A | N/A
00 Ret.ExistDryFGD & ACI & HRI & CCS | N/A | N/A | N/A | N/A | N/A | N/A | N/A
00 Ret.ExistDryFGD & ACI & SCR | N/A | 84.4137 | 84.4137 | 84.4137 | 84.4137 | 84.4137 | 84.4137
00 Ret.ExistDryFGD & ACI & SCR & CCS | N/A | N/A | N/A | N/A | N/A | N/A | N/A
00 Ret.ExistDryFGD & ACI & SCR & HRI | N/A | N/A | N/A | N/A | N/A | N/A | N/A
00 Ret.ExistDryFGD & ACI & SCR & HRI & CCS | N/A | N/A | N/A | N/A | N/A | N/A | N/A
00 Ret.ExistDryFGD & ACI & SNCR | N/A | N/A | N/A | N/A | N/A | N/A | N/A
00 Ret.ExistDryFGD & ACI & SNCR & HRI | N/A | N/A | N/A | N/A | N/A | N/A | N/A
00 Ret.ExistDryFGD & CCS | N/A | N/A | N/A | N/A | N/A | N/A | N/A
00 Ret.ExistDryFGD & HRI | N/A | N/A | N/A | N/A | N/A | N/A | N/A
00 Ret.ExistDryFGD & HRI & CCS | N/A | N/A | N/A | N/A | N/A | N/A | N/A
00 Ret.ExistDryFGD & SCR | N/A | 81.9 | 81.9 | 81.9 | 81.9 | 81.9 | 81.9
00 Ret.ExistDryFGD & SCR & CCS | N/A | N/A | N/A | N/A | N/A | N/A | N/A
00 Ret.ExistDryFGD & SCR & HRI | N/A | N/A | N/A | N/A | N/A | N/A | N/A
00 Ret.ExistDryFGD & SCR & HRI & CCS | N/A | N/A | N/A | N/A | N/A | N/A | N/A
00 Ret.ExistDryFGD & SNCR | N/A | N/A | N/A | N/A | N/A | N/A | N/A
00 Ret.ExistDryFGD & SNCR & HRI | N/A | N/A | N/A | N/A | N/A | N/A | N/A
00 Ret.ExistDryFGD_ACI & CCS | N/A | N/A | N/A | N/A | N/A | N/A | N/A
00 Ret.ExistDryFGD_ACI & HRI | N/A | N/A | N/A | N/A | N/A | N/A | N/A
00 Ret.ExistDryFGD_ACI & HRI & CCS | N/A | N/A | N/A | N/A | N/A | N/A | N/A
00 Ret.ExistDryFGD_ACI & SCR | 83.8599 | 83.4708 | 83.0803 | 83.4708 | 83.4708 | 77.899 | 76.0331
00 Ret.ExistDryFGD_ACI & SCR & CCS | N/A | N/A | N/A | N/A | N/A | N/A | N/A
00 Ret.ExistDryFGD_ACI & SCR & HRI | N/A | N/A | N/A | N/A | N/A | N/A | N/A
00 Ret.ExistDryFGD_ACI & SCR & HRI & CCS | N/A | N/A | N/A | N/A | N/A | N/A | N/A
00 Ret.ExistDryFGD_SCR & ACI & CCS | N/A | N/A | N/A | N/A | N/A | N/A | N/A
00 Ret.ExistDryFGD_SCR & ACI & HRI | N/A | N/A | N/A | N/A | N/A | N/A | N/A
00 Ret.ExistDryFGD_SCR & ACI & HRI & CCS | N/A | N/A | N/A | N/A | N/A | N/A | N/A
00 Ret.ExistDryFGD_SCR & CCS | N/A | N/A | N/A | N/A | N/A | N/A | N/A
00 Ret.ExistDryFGD_SNCR & ACI & HRI | N/A | N/A | N/A | N/A | N/A | N/A | N/A
00 Ret.ExistDSI & ACI | 84.9865 | 84.9865 | 84.9865 | 84.9865 | 84.9865 | 84.9865 | 84.9865
00 Ret.ExistDSI & ACI & HRI | N/A | N/A | N/A | N/A | N/A | N/A | N/A
00 Ret.ExistDSI & ACI & SCR | N/A | N/A | N/A | N/A | N/A | N/A | N/A
00 Ret.ExistDSI & ACI & SCR & DryFGD & CCS | N/A | N/A | N/A | N/A | N/A | N/A | N/A
00 Ret.ExistDSI & ACI & SCR & DryFGD & HRI | N/A | N/A | N/A | N/A | N/A | N/A | N/A
00 Ret.ExistDSI & ACI & SCR & DryFGD & HRI & CCS | N/A | N/A | N/A | N/A | N/A | N/A | N/A
00 Ret.ExistDSI & ACI & SCR & HRI | N/A | N/A | N/A | N/A | N/A | N/A | N/A
00 Ret.ExistDSI & ACI & SCR & WetFGD & CCS | N/A | N/A | N/A | N/A | N/A | N/A | N/A
00 Ret.ExistDSI & ACI & SCR & WetFGD & HRI | N/A | N/A | N/A | N/A | N/A | N/A | N/A
00 Ret.ExistDSI & ACI & SCR & WetFGD & HRI & CCS | N/A | N/A | N/A | N/A | N/A | N/A | N/A
00 Ret.ExistDSI & DryFGD | N/A | N/A | N/A | N/A | N/A | N/A | N/A
00 Ret.ExistDSI & DryFGD & ACI | N/A | N/A | N/A | N/A | N/A | N/A | N/A
00 Ret.ExistDSI & DryFGD & ACI & CCS | N/A | N/A | N/A | N/A | N/A | N/A | N/A
00 Ret.ExistDSI & DryFGD & ACI & HRI | N/A | N/A | N/A | N/A | N/A | N/A | N/A
00 Ret.ExistDSI & DryFGD & ACI & HRI & CCS | N/A | N/A | N/A | N/A | N/A | N/A | N/A
00 Ret.ExistDSI & DryFGD & CCS | N/A | N/A | N/A | N/A | N/A | N/A | N/A
00 Ret.ExistDSI & DryFGD & HRI | N/A | N/A | N/A | N/A | N/A | N/A | N/A
00 Ret.ExistDSI & DryFGD & HRI & CCS | N/A | N/A | N/A | N/A | N/A | N/A | N/A
00 Ret.ExistDSI & HRI | N/A | N/A | N/A | N/A | N/A | N/A | N/A
00 Ret.ExistDSI & SCR | N/A | N/A | N/A | N/A | N/A | N/A | N/A
00 Ret.ExistDSI & SCR & DryFGD | N/A | N/A | N/A | N/A | N/A | N/A | N/A
00 Ret.ExistDSI & SCR & DryFGD & ACI | N/A | N/A | N/A | N/A | N/A | N/A | N/A
00 Ret.ExistDSI & SCR & DryFGD & CCS | N/A | N/A | N/A | N/A | N/A | N/A | N/A
00 Ret.ExistDSI & SCR & DryFGD & HRI | N/A | N/A | N/A | N/A | N/A | N/A | N/A
00 Ret.ExistDSI & SCR & DryFGD & HRI & CCS | N/A | N/A | N/A | N/A | N/A | N/A | N/A
00 Ret.ExistDSI & SCR & HRI | N/A | N/A | N/A | N/A | N/A | N/A | N/A
00 Ret.ExistDSI & SCR & WetFGD | N/A | N/A | N/A | N/A | N/A | N/A | N/A
00 Ret.ExistDSI & SCR & WetFGD & ACI | N/A | N/A | N/A | N/A | N/A | N/A | N/A
00 Ret.ExistDSI & SCR & WetFGD & CCS | N/A | N/A | N/A | N/A | N/A | N/A | N/A
00 Ret.ExistDSI & SCR & WetFGD & HRI | N/A | N/A | N/A | N/A | N/A | N/A | N/A
00 Ret.ExistDSI & SCR & WetFGD & HRI & CCS | N/A | N/A | N/A | N/A | N/A | N/A | N/A
00 Ret.ExistDSI & SNCR | N/A | N/A | N/A | N/A | N/A | N/A | N/A
00 Ret.ExistDSI & SNCR & ACI | N/A | N/A | N/A | N/A | N/A | N/A | N/A
00 Ret.ExistDSI & SNCR & ACI & HRI | N/A | N/A | N/A | N/A | N/A | N/A | N/A
00 Ret.ExistDSI & SNCR & DryFGD | N/A | N/A | N/A | N/A | N/A | N/A | N/A
00 Ret.ExistDSI & SNCR & DryFGD & ACI | N/A | N/A | N/A | N/A | N/A | N/A | N/A
00 Ret.ExistDSI & SNCR & DryFGD & ACI & HRI | N/A | N/A | N/A | N/A | N/A | N/A | N/A
00 Ret.ExistDSI & SNCR & DryFGD & HRI | N/A | N/A | N/A | N/A | N/A | N/A | N/A
00 Ret.ExistDSI & SNCR & HRI | N/A | N/A | N/A | N/A | N/A | N/A | N/A
00 Ret.ExistDSI & SNCR & WetFGD | N/A | N/A | N/A | N/A | N/A | N/A | N/A
00 Ret.ExistDSI & SNCR & WetFGD & ACI | N/A | N/A | N/A | N/A | N/A | N/A | N/A
00 Ret.ExistDSI & SNCR & WetFGD & ACI & HRI | N/A | N/A | N/A | N/A | N/A | N/A | N/A
00 Ret.ExistDSI & SNCR & WetFGD & HRI | N/A | N/A | N/A | N/A | N/A | N/A | N/A
00 Ret.ExistDSI & WetFGD | N/A | N/A | N/A | N/A | N/A | N/A | N/A
00 Ret.ExistDSI & WetFGD & ACI | N/A | N/A | N/A | N/A | N/A | N/A | N/A
00 Ret.ExistDSI & WetFGD & ACI & CCS | N/A | N/A | N/A | N/A | N/A | N/A | N/A
00 Ret.ExistDSI & WetFGD & ACI & HRI | N/A | N/A | N/A | N/A | N/A | N/A | N/A
00 Ret.ExistDSI & WetFGD & ACI & HRI & CCS | N/A | N/A | N/A | N/A | N/A | N/A | N/A
00 Ret.ExistDSI & WetFGD & CCS | N/A | N/A | N/A | N/A | N/A | N/A | N/A
00 Ret.ExistDSI & WetFGD & HRI | N/A | N/A | N/A | N/A | N/A | N/A | N/A
00 Ret.ExistDSI & WetFGD & HRI & CCS | N/A | N/A | N/A | N/A | N/A | N/A | N/A
00 Ret.ExistSCR & ACI | N/A | N/A | N/A | N/A | N/A | N/A | N/A
00 Ret.ExistSCR & ACI & DryFGD | N/A | N/A | N/A | N/A | N/A | N/A | N/A
00 Ret.ExistSCR & ACI & DryFGD & HRI | N/A | N/A | N/A | N/A | N/A | N/A | N/A
00 Ret.ExistSCR & ACI & DSI | 46.6649 | 49.7426 | 72.3632 | 69.5687 | 72.8352 | 49.7756 | 49.4331
00 Ret.ExistSCR & ACI & DSI & DryFGD | N/A | N/A | N/A | N/A | N/A | N/A | N/A
00 Ret.ExistSCR & ACI & DSI & DryFGD & HRI | N/A | N/A | N/A | N/A | N/A | N/A | N/A
00 Ret.ExistSCR & ACI & DSI & HRI | N/A | N/A | N/A | N/A | N/A | N/A | N/A
00 Ret.ExistSCR & ACI & DSI & WetFGD | N/A | N/A | N/A | N/A | N/A | N/A | N/A
00 Ret.ExistSCR & ACI & DSI & WetFGD & HRI | N/A | N/A | N/A | N/A | N/A | N/A | N/A
00 Ret.ExistSCR & ACI & HRI | N/A | N/A | N/A | N/A | N/A | N/A | N/A
00 Ret.ExistSCR & ACI & WetFGD | N/A | N/A | N/A | N/A | N/A | N/A | N/A
00 Ret.ExistSCR & ACI & WetFGD & HRI | N/A | N/A | N/A | N/A | N/A | N/A | N/A
00 Ret.ExistSCR & DryFGD | N/A | N/A | N/A | N/A | N/A | N/A | N/A
00 Ret.ExistSCR & DryFGD & ACI & CCS | N/A | N/A | N/A | N/A | N/A | N/A | N/A
00 Ret.ExistSCR & DryFGD & ACI & HRI & CCS | N/A | N/A | N/A | N/A | N/A | N/A | N/A
00 Ret.ExistSCR & DryFGD & CCS | N/A | N/A | N/A | N/A | N/A | N/A | N/A
00 Ret.ExistSCR & DryFGD & HRI | N/A | N/A | N/A | N/A | N/A | N/A | N/A
00 Ret.ExistSCR & DryFGD & HRI & CCS | N/A | N/A | N/A | N/A | N/A | N/A | N/A
00 Ret.ExistSCR & DSI | N/A | N/A | N/A | N/A | N/A | N/A | N/A
00 Ret.ExistSCR & DSI & DryFGD | N/A | N/A | N/A | N/A | N/A | N/A | N/A
00 Ret.ExistSCR & DSI & DryFGD & HRI | N/A | N/A | N/A | N/A | N/A | N/A | N/A
00 Ret.ExistSCR & DSI & HRI | N/A | N/A | N/A | N/A | N/A | N/A | N/A
00 Ret.ExistSCR & DSI & WetFGD | N/A | N/A | N/A | N/A | N/A | N/A | N/A
00 Ret.ExistSCR & DSI & WetFGD & HRI | N/A | N/A | N/A | N/A | N/A | N/A | N/A
00 Ret.ExistSCR & HRI | N/A | N/A | N/A | N/A | N/A | N/A | N/A
00 Ret.ExistSCR & WetFGD | 83.2318 | 83.2318 | 83.088 | 83.2318 | 83.2318 | 83.2318 | 83.2318
00 Ret.ExistSCR & WetFGD & ACI & CCS | N/A | N/A | N/A | N/A | N/A | N/A | N/A
00 Ret.ExistSCR & WetFGD & ACI & HRI & CCS | N/A | N/A | N/A | N/A | N/A | N/A | N/A
00 Ret.ExistSCR & WetFGD & CCS | N/A | N/A | N/A | N/A | N/A | N/A | N/A
00 Ret.ExistSCR & WetFGD & HRI | N/A | N/A | N/A | N/A | N/A | N/A | N/A
00 Ret.ExistSCR & WetFGD & HRI & CCS | N/A | N/A | N/A | N/A | N/A | N/A | N/A
00 Ret.ExistSCR_ACI & DryFGD | 81.9 | 81.9 | 81.7562 | 81.9 | 81.9 | 81.9 | 81.9
00 Ret.ExistSCR_ACI & DryFGD & CCS | N/A | N/A | N/A | N/A | N/A | N/A | N/A
00 Ret.ExistSCR_ACI & DryFGD & HRI | N/A | N/A | N/A | N/A | N/A | N/A | N/A
00 Ret.ExistSCR_ACI & DryFGD & HRI & CCS | N/A | N/A | N/A | N/A | N/A | N/A | N/A
00 Ret.ExistSCR_ACI & DSI | N/A | N/A | N/A | N/A | N/A | N/A | N/A
00 Ret.ExistSCR_ACI & DSI & HRI | N/A | N/A | N/A | N/A | N/A | N/A | N/A
00 Ret.ExistSCR_ACI & HRI | N/A | N/A | N/A | N/A | N/A | N/A | N/A
00 Ret.ExistSCR_ACI & WetFGD | N/A | N/A | N/A | N/A | N/A | N/A | N/A
00 Ret.ExistSCR_ACI & WetFGD & CCS | N/A | N/A | N/A | N/A | N/A | N/A | N/A
00 Ret.ExistSCR_ACI & WetFGD & HRI | N/A | N/A | N/A | N/A | N/A | N/A | N/A
00 Ret.ExistSCR_ACI & WetFGD & HRI & CCS | N/A | N/A | N/A | N/A | N/A | N/A | N/A
00 Ret.ExistSCR_DryFGD & ACI | 81.9964 | 81.9775 | 81.9009 | 81.9775 | 81.9775 | 81.9775 | 81.9775
00 Ret.ExistSCR_DryFGD & HRI | N/A | N/A | N/A | N/A | N/A | N/A | N/A
00 Ret.ExistSCR_DryFGD & HRI & CCS | N/A | N/A | N/A | N/A | N/A | N/A | N/A
00 Ret.ExistSCR_DryFGD_ACI & CCS | N/A | N/A | N/A | N/A | N/A | N/A | N/A
00 Ret.ExistSCR_DryFGD_ACI & HRI | N/A | N/A | N/A | N/A | N/A | N/A | N/A
00 Ret.ExistSCR_DryFGD_ACI & HRI & CCS | N/A | N/A | N/A | N/A | N/A | N/A | N/A
00 Ret.ExistSCR_DryFGD_ACI_DSI & CCS | N/A | N/A | N/A | N/A | N/A | N/A | N/A
00 Ret.ExistSCR_DryFGD_ACI_DSI & HRI | N/A | N/A | N/A | N/A | N/A | N/A | N/A
00 Ret.ExistSCR_DryFGD_ACI_DSI & HRI & CCS | N/A | N/A | N/A | N/A | N/A | N/A | N/A
00 Ret.ExistSCR_DSI & ACI | N/A | N/A | N/A | N/A | N/A | N/A | N/A
00 Ret.ExistSCR_DSI & ACI & HRI | N/A | N/A | N/A | N/A | N/A | N/A | N/A
00 Ret.ExistSCR_DSI & DryFGD | N/A | N/A | N/A | N/A | N/A | N/A | N/A
00 Ret.ExistSCR_DSI & DryFGD & ACI | N/A | N/A | N/A | N/A | N/A | N/A | N/A
00 Ret.ExistSCR_DSI & DryFGD & ACI & HRI | N/A | N/A | N/A | N/A | N/A | N/A | N/A
00 Ret.ExistSCR_DSI & DryFGD & HRI | N/A | N/A | N/A | N/A | N/A | N/A | N/A
00 Ret.ExistSCR_DSI & HRI | N/A | N/A | N/A | N/A | N/A | N/A | N/A
00 Ret.ExistSCR_DSI & WetFGD | N/A | N/A | N/A | N/A | N/A | N/A | N/A
00 Ret.ExistSCR_DSI & WetFGD & ACI | N/A | N/A | N/A | N/A | N/A | N/A | N/A
00 Ret.ExistSCR_DSI & WetFGD & ACI & HRI | N/A | N/A | N/A | N/A | N/A | N/A | N/A
00 Ret.ExistSCR_DSI & WetFGD & HRI | N/A | N/A | N/A | N/A | N/A | N/A | N/A
00 Ret.ExistSCR_WetFGD & ACI | 66.9072 | 73.4845 | 80.5061 | 78.4903 | 81.5081 | 71.0417 | 68.517
00 Ret.ExistSCR_WetFGD & HRI | N/A | N/A | N/A | N/A | N/A | N/A | N/A
00 Ret.ExistSCR_WetFGD & HRI & CCS | N/A | N/A | N/A | N/A | N/A | N/A | N/A
00 Ret.ExistSCR_WetFGD_ACI & CCS | N/A | N/A | N/A | N/A | N/A | N/A | N/A
00 Ret.ExistSCR_WetFGD_ACI & HRI | N/A | N/A | N/A | N/A | N/A | N/A | N/A
00 Ret.ExistSCR_WetFGD_ACI & HRI & CCS | N/A | N/A | N/A | N/A | N/A | N/A | N/A
00 Ret.ExistSCR_WetFGD_ACI_DSI & CCS | N/A | N/A | N/A | N/A | N/A | N/A | N/A
00 Ret.ExistSCR_WetFGD_ACI_DSI & HRI | N/A | N/A | N/A | N/A | N/A | N/A | N/A
00 Ret.ExistSCR_WetFGD_ACI_DSI & HRI & CCS | N/A | N/A | N/A | N/A | N/A | N/A | N/A
00 Ret.ExistSCR_WetFGD_DSI & HRI | N/A | N/A | N/A | N/A | N/A | N/A | N/A
00 Ret.ExistSCR_WetFGD_DSI & HRI & CCS | N/A | N/A | N/A | N/A | N/A | N/A | N/A
00 Ret.ExistSNCR & ACI | 0 | 0 | 0 | 0 | 0 | 0 | 0
00 Ret.ExistSNCR & ACI & DryFGD | N/A | N/A | N/A | N/A | N/A | N/A | N/A
00 Ret.ExistSNCR & ACI & DryFGD & HRI | N/A | N/A | N/A | N/A | N/A | N/A | N/A
00 Ret.ExistSNCR & ACI & DSI | 84.4137 | 84.4137 | 84.2699 | 84.4137 | 84.4137 | 84.4137 | 84.4137
00 Ret.ExistSNCR & ACI & DSI & DryFGD | N/A | N/A | N/A | N/A | N/A | N/A | N/A
00 Ret.ExistSNCR & ACI & DSI & DryFGD & HRI | N/A | N/A | N/A | N/A | N/A | N/A | N/A
00 Ret.ExistSNCR & ACI & DSI & HRI | N/A | N/A | N/A | N/A | N/A | N/A | N/A
00 Ret.ExistSNCR & ACI & DSI & WetFGD | N/A | N/A | N/A | N/A | N/A | N/A | N/A
00 Ret.ExistSNCR & ACI & DSI & WetFGD & HRI | N/A | N/A | N/A | N/A | N/A | N/A | N/A
00 Ret.ExistSNCR & ACI & HRI | N/A | N/A | N/A | N/A | N/A | N/A | N/A
00 Ret.ExistSNCR & ACI & WetFGD | 84.4137 | 84.4137 | 84.2699 | 84.4137 | 84.4137 | 84.4137 | 84.4137
00 Ret.ExistSNCR & ACI & WetFGD & HRI | N/A | N/A | N/A | N/A | N/A | N/A | N/A
00 Ret.ExistSNCR & DryFGD | N/A | N/A | N/A | N/A | N/A | N/A | N/A
00 Ret.ExistSNCR & DryFGD & ACI & CCS | N/A | N/A | N/A | N/A | N/A | N/A | N/A
00 Ret.ExistSNCR & DryFGD & ACI & HRI & CCS | N/A | N/A | N/A | N/A | N/A | N/A | N/A
00 Ret.ExistSNCR & DryFGD & CCS | N/A | N/A | N/A | N/A | N/A | N/A | N/A
00 Ret.ExistSNCR & DryFGD & HRI | N/A | N/A | N/A | N/A | N/A | N/A | N/A
00 Ret.ExistSNCR & DryFGD & HRI & CCS | N/A | N/A | N/A | N/A | N/A | N/A | N/A
00 Ret.ExistSNCR & DSI | 67.9019 | 78.0163 | 79.4496 | 79.4496 | 79.4496 | 75.6223 | 79.4496
00 Ret.ExistSNCR & DSI & DryFGD | N/A | N/A | N/A | N/A | N/A | N/A | N/A
00 Ret.ExistSNCR & DSI & DryFGD & HRI | N/A | N/A | N/A | N/A | N/A | N/A | N/A
00 Ret.ExistSNCR & DSI & HRI | N/A | N/A | N/A | N/A | N/A | N/A | N/A
00 Ret.ExistSNCR & DSI & WetFGD | N/A | N/A | N/A | N/A | N/A | N/A | N/A
00 Ret.ExistSNCR & DSI & WetFGD & HRI | N/A | N/A | N/A | N/A | N/A | N/A | N/A
00 Ret.ExistSNCR & HRI | N/A | N/A | N/A | N/A | N/A | N/A | N/A
00 Ret.ExistSNCR & WetFGD | N/A | N/A | N/A | N/A | N/A | N/A | N/A
00 Ret.ExistSNCR & WetFGD & ACI & CCS | N/A | N/A | N/A | N/A | N/A | N/A | N/A
00 Ret.ExistSNCR & WetFGD & ACI & HRI & CCS | N/A | N/A | N/A | N/A | N/A | N/A | N/A
00 Ret.ExistSNCR & WetFGD & CCS | N/A | N/A | N/A | N/A | N/A | N/A | N/A
00 Ret.ExistSNCR & WetFGD & HRI | N/A | N/A | N/A | N/A | N/A | N/A | N/A
00 Ret.ExistSNCR & WetFGD & HRI & CCS | N/A | N/A | N/A | N/A | N/A | N/A | N/A
00 Ret.ExistSNCR_ACI & DryFGD | 82.5687 | 82.5687 | 82.4249 | 82.5687 | 82.5687 | 82.5687 | 82.5687
00 Ret.ExistSNCR_ACI & DryFGD & CCS | N/A | N/A | N/A | N/A | N/A | N/A | N/A
00 Ret.ExistSNCR_ACI & DryFGD & HRI | N/A | N/A | N/A | N/A | N/A | N/A | N/A
00 Ret.ExistSNCR_ACI & DryFGD & HRI & CCS | N/A | N/A | N/A | N/A | N/A | N/A | N/A
00 Ret.ExistSNCR_ACI & DSI | 26.1837 | 59.5851 | 71.9981 | 65.0949 | 76.7136 | 26.1837 | 26.1837
00 Ret.ExistSNCR_ACI & DSI & HRI | N/A | N/A | N/A | N/A | N/A | N/A | N/A
00 Ret.ExistSNCR_ACI & HRI | N/A | N/A | N/A | N/A | N/A | N/A | N/A
00 Ret.ExistSNCR_ACI & WetFGD | N/A | N/A | N/A | N/A | N/A | N/A | N/A
00 Ret.ExistSNCR_ACI & WetFGD & CCS | N/A | N/A | N/A | N/A | N/A | N/A | N/A
00 Ret.ExistSNCR_ACI & WetFGD & HRI | N/A | N/A | N/A | N/A | N/A | N/A | N/A
00 Ret.ExistSNCR_ACI & WetFGD & HRI & CCS | N/A | N/A | N/A | N/A | N/A | N/A | N/A
00 Ret.ExistSNCR_ACI_DSI & DryFGD | N/A | N/A | N/A | N/A | N/A | N/A | N/A
00 Ret.ExistSNCR_ACI_DSI & DryFGD & HRI | N/A | N/A | N/A | N/A | N/A | N/A | N/A
00 Ret.ExistSNCR_ACI_DSI & HRI | N/A | N/A | N/A | N/A | N/A | N/A | N/A
00 Ret.ExistSNCR_ACI_DSI & WetFGD | N/A | N/A | N/A | N/A | N/A | N/A | N/A
00 Ret.ExistSNCR_ACI_DSI & WetFGD & HRI | N/A | N/A | N/A | N/A | N/A | N/A | N/A
00 Ret.ExistSNCR_DryFGD & ACI | N/A | N/A | N/A | N/A | N/A | N/A | N/A
00 Ret.ExistSNCR_DryFGD & HRI | N/A | N/A | N/A | N/A | N/A | N/A | N/A
00 Ret.ExistSNCR_DryFGD_ACI & CCS | N/A | N/A | N/A | N/A | N/A | N/A | N/A
00 Ret.ExistSNCR_DryFGD_ACI & HRI | N/A | N/A | N/A | N/A | N/A | N/A | N/A
00 Ret.ExistSNCR_DryFGD_ACI & HRI & CCS | N/A | N/A | N/A | N/A | N/A | N/A | N/A
00 Ret.ExistSNCR_DSI & ACI | N/A | N/A | N/A | N/A | N/A | N/A | N/A
00 Ret.ExistSNCR_DSI & ACI & DryFGD | N/A | N/A | N/A | N/A | N/A | N/A | N/A
00 Ret.ExistSNCR_DSI & ACI & DryFGD & HRI | N/A | N/A | N/A | N/A | N/A | N/A | N/A
00 Ret.ExistSNCR_DSI & ACI & HRI | N/A | N/A | N/A | N/A | N/A | N/A | N/A
00 Ret.ExistSNCR_DSI & ACI & WetFGD | N/A | N/A | N/A | N/A | N/A | N/A | N/A
00 Ret.ExistSNCR_DSI & ACI & WetFGD & HRI | N/A | N/A | N/A | N/A | N/A | N/A | N/A
00 Ret.ExistSNCR_DSI & DryFGD | N/A | N/A | N/A | N/A | N/A | N/A | N/A
00 Ret.ExistSNCR_DSI & DryFGD & ACI & CCS | N/A | N/A | N/A | N/A | N/A | N/A | N/A
00 Ret.ExistSNCR_DSI & DryFGD & ACI & HRI & CCS | N/A | N/A | N/A | N/A | N/A | N/A | N/A
00 Ret.ExistSNCR_DSI & DryFGD & CCS | N/A | N/A | N/A | N/A | N/A | N/A | N/A
00 Ret.ExistSNCR_DSI & DryFGD & HRI | N/A | N/A | N/A | N/A | N/A | N/A | N/A
00 Ret.ExistSNCR_DSI & DryFGD & HRI & CCS | N/A | N/A | N/A | N/A | N/A | N/A | N/A
00 Ret.ExistSNCR_DSI & HRI | N/A | N/A | N/A | N/A | N/A | N/A | N/A
00 Ret.ExistSNCR_DSI & WetFGD | N/A | N/A | N/A | N/A | N/A | N/A | N/A
00 Ret.ExistSNCR_DSI & WetFGD & ACI & CCS | N/A | N/A | N/A | N/A | N/A | N/A | N/A
00 Ret.ExistSNCR_DSI & WetFGD & ACI & HRI & CCS | N/A | N/A | N/A | N/A | N/A | N/A | N/A
00 Ret.ExistSNCR_DSI & WetFGD & CCS | N/A | N/A | N/A | N/A | N/A | N/A | N/A
00 Ret.ExistSNCR_DSI & WetFGD & HRI | N/A | N/A | N/A | N/A | N/A | N/A | N/A
00 Ret.ExistSNCR_DSI & WetFGD & HRI & CCS | N/A | N/A | N/A | N/A | N/A | N/A | N/A
00 Ret.ExistSNCR_WetFGD & ACI | 74.5037 | 76.0499 | 81.3865 | 81.8845 | 82.9229 | 77.0981 | 76.8578
00 Ret.ExistSNCR_WetFGD & HRI | N/A | N/A | N/A | N/A | N/A | N/A | N/A
00 Ret.ExistSNCR_WetFGD & HRI & CCS | N/A | N/A | N/A | N/A | N/A | N/A | N/A
00 Ret.ExistSNCR_WetFGD_ACI & CCS | N/A | N/A | N/A | N/A | N/A | N/A | N/A
00 Ret.ExistSNCR_WetFGD_ACI & HRI | N/A | N/A | N/A | N/A | N/A | N/A | N/A
00 Ret.ExistSNCR_WetFGD_ACI & HRI & CCS | N/A | N/A | N/A | N/A | N/A | N/A | N/A
00 Ret.ExistSNCR_WetFGD_ACI_DSI & CCS | N/A | N/A | N/A | N/A | N/A | N/A | N/A
00 Ret.ExistSNCR_WetFGD_ACI_DSI & HRI | N/A | N/A | N/A | N/A | N/A | N/A | N/A
00 Ret.ExistSNCR_WetFGD_ACI_DSI & HRI & CCS | N/A | N/A | N/A | N/A | N/A | N/A | N/A
00 Ret.ExistWetFGD & ACI | 70.4936 | 70.9407 | 75.9144 | 74.062 | 77.5673 | 70.3675 | 69.0386
00 Ret.ExistWetFGD & ACI & CCS | N/A | N/A | N/A | N/A | N/A | N/A | N/A
00 Ret.ExistWetFGD & ACI & HRI | N/A | N/A | N/A | N/A | N/A | N/A | N/A
00 Ret.ExistWetFGD & ACI & HRI & CCS | N/A | N/A | N/A | N/A | N/A | N/A | N/A
00 Ret.ExistWetFGD & ACI & SCR | N/A | 83.3162 | 83.1724 | 83.3162 | 83.3162 | 83.3162 | 83.3162
00 Ret.ExistWetFGD & ACI & SCR & CCS | N/A | N/A | N/A | N/A | N/A | N/A | N/A
00 Ret.ExistWetFGD & ACI & SCR & HRI | N/A | N/A | N/A | N/A | N/A | N/A | N/A
00 Ret.ExistWetFGD & ACI & SCR & HRI & CCS | N/A | N/A | N/A | N/A | N/A | N/A | N/A
00 Ret.ExistWetFGD & ACI & SNCR | N/A | N/A | N/A | N/A | N/A | N/A | N/A
00 Ret.ExistWetFGD & ACI & SNCR & HRI | N/A | N/A | N/A | N/A | N/A | N/A | N/A
00 Ret.ExistWetFGD & CCS | N/A | N/A | N/A | N/A | N/A | N/A | N/A
00 Ret.ExistWetFGD & HRI | N/A | N/A | N/A | N/A | N/A | N/A | N/A
00 Ret.ExistWetFGD & HRI & CCS | N/A | N/A | N/A | N/A | N/A | N/A | N/A
00 Ret.ExistWetFGD & SCR | 82.8285 | 81.4247 | 82.617 | 82.5942 | 82.5942 | 82.0538 | 82.0538
00 Ret.ExistWetFGD & SCR & CCS | N/A | N/A | N/A | N/A | N/A | N/A | N/A
00 Ret.ExistWetFGD & SCR & HRI | N/A | N/A | N/A | N/A | N/A | N/A | N/A
00 Ret.ExistWetFGD & SCR & HRI & CCS | N/A | N/A | N/A | N/A | N/A | N/A | N/A
00 Ret.ExistWetFGD & SNCR | N/A | N/A | N/A | N/A | N/A | N/A | N/A
00 Ret.ExistWetFGD & SNCR & HRI | N/A | N/A | N/A | N/A | N/A | N/A | N/A
00 Ret.ExistWetFGD_ACI & CCS | N/A | N/A | N/A | N/A | N/A | N/A | N/A
00 Ret.ExistWetFGD_ACI & HRI | N/A | N/A | N/A | N/A | N/A | N/A | N/A
00 Ret.ExistWetFGD_ACI & HRI & CCS | N/A | N/A | N/A | N/A | N/A | N/A | N/A
00 Ret.ExistWetFGD_ACI & SCR | N/A | 82.7012 | 84.6542 | 84.6542 | 84.6542 | 84.6542 | 84.6542
00 Ret.ExistWetFGD_ACI & SCR & CCS | N/A | N/A | N/A | N/A | N/A | N/A | N/A
00 Ret.ExistWetFGD_ACI & SCR & HRI | N/A | N/A | N/A | N/A | N/A | N/A | N/A
00 Ret.ExistWetFGD_ACI & SCR & HRI & CCS | N/A | N/A | N/A | N/A | N/A | N/A | N/A
00 Ret.ExistWetFGD_ACI & SNCR | N/A | N/A | N/A | N/A | N/A | N/A | N/A
00 Ret.ExistWetFGD_ACI & SNCR & HRI | N/A | N/A | N/A | N/A | N/A | N/A | N/A
00 Ret.ExistWetFGD_ACI_DSI & CCS | N/A | N/A | N/A | N/A | N/A | N/A | N/A
00 Ret.ExistWetFGD_ACI_DSI & HRI | N/A | N/A | N/A | N/A | N/A | N/A | N/A
00 Ret.ExistWetFGD_ACI_DSI & HRI & CCS | N/A | N/A | N/A | N/A | N/A | N/A | N/A
00 Ret.ExistWetFGD_ACI_DSI & SCR | N/A | N/A | N/A | N/A | N/A | N/A | N/A
00 Ret.ExistWetFGD_ACI_DSI & SCR & CCS | N/A | N/A | N/A | N/A | N/A | N/A | N/A
00 Ret.ExistWetFGD_ACI_DSI & SCR & HRI | N/A | N/A | N/A | N/A | N/A | N/A | N/A
00 Ret.ExistWetFGD_ACI_DSI & SCR & HRI & CCS | N/A | N/A | N/A | N/A | N/A | N/A | N/A
00 Ret.ExistWetFGD_SCR & ACI & CCS | N/A | N/A | N/A | N/A | N/A | N/A | N/A
00 Ret.ExistWetFGD_SCR & ACI & HRI | N/A | N/A | N/A | N/A | N/A | N/A | N/A
00 Ret.ExistWetFGD_SCR & ACI & HRI & CCS | N/A | N/A | N/A | N/A | N/A | N/A | N/A
00 Ret.ExistWetFGD_SCR & CCS | N/A | N/A | N/A | N/A | N/A | N/A | N/A
00 Ret.ExistWetFGD_SCR_DSI & CCS | N/A | N/A | N/A | N/A | N/A | N/A | N/A
00 Ret.ExistWetFGD_SNCR & ACI & CCS | N/A | N/A | N/A | N/A | N/A | N/A | N/A
00 Ret.ExistWetFGD_SNCR & ACI & HRI | N/A | N/A | N/A | N/A | N/A | N/A | N/A
00 Ret.ExistWetFGD_SNCR & ACI & HRI & CCS | N/A | N/A | N/A | N/A | N/A | N/A | N/A
00 Ret.ExistWetFGD_SNCR & CCS | N/A | N/A | N/A | N/A | N/A | N/A | N/A
00 Ret.FB & ACI | 59.2154 | 85.8825 | 85.8825 | 85.8825 | 85.8825 | 81.1749 | 81.1749
00 Ret.FB & ACI & HRI | N/A | N/A | N/A | N/A | N/A | N/A | N/A
00 Ret.FB & HRI | N/A | N/A | N/A | N/A | N/A | N/A | N/A
00 Ret.FB DryFGD | N/A | N/A | N/A | N/A | N/A | N/A | N/A
00 Ret.FB DryFGD & ACI | N/A | N/A | N/A | N/A | N/A | N/A | N/A
00 Ret.FB DryFGD & ACI & HRI | N/A | N/A | N/A | N/A | N/A | N/A | N/A
00 Ret.FB DryFGD & HRI | N/A | N/A | N/A | N/A | N/A | N/A | N/A
00 Ret.FB DryFGD & SCR | N/A | N/A | N/A | N/A | N/A | N/A | N/A
00 Ret.FB DryFGD & SCR & HRI | N/A | N/A | N/A | N/A | N/A | N/A | N/A
00 Ret.FB DryFGD & SNCR | N/A | N/A | N/A | N/A | N/A | N/A | N/A
00 Ret.FB DryFGD & SNCR & HRI | N/A | N/A | N/A | N/A | N/A | N/A | N/A
00 Ret.FB SNCR & DryFGD & ACI | N/A | N/A | N/A | N/A | N/A | N/A | N/A
00 Ret.FB SNCR & DryFGD & ACI & HRI | N/A | N/A | N/A | N/A | N/A | N/A | N/A
00 Ret.FB-ACI & SNCR | N/A | N/A | N/A | N/A | N/A | N/A | N/A
00 Ret.FB-ACI & SNCR & CCS | N/A | N/A | N/A | N/A | N/A | N/A | N/A
00 Ret.FB-ACI & SNCR & HRI | N/A | N/A | N/A | N/A | N/A | N/A | N/A
00 Ret.FB-ACI & SNCR & HRI & CCS | N/A | N/A | N/A | N/A | N/A | N/A | N/A
00 Ret.FB-Exist ACI & DryFGD | N/A | N/A | N/A | N/A | N/A | N/A | N/A
00 Ret.FB-Exist ACI & DryFGD & HRI | N/A | N/A | N/A | N/A | N/A | N/A | N/A
00 Ret.FB-Exist ACI & DryFGD & SNCR | N/A | N/A | N/A | N/A | N/A | N/A | N/A
00 Ret.FB-Exist ACI & DryFGD & SNCR & HRI | N/A | N/A | N/A | N/A | N/A | N/A | N/A
00 Ret.FB-Exist ACI & SNCR | N/A | N/A | N/A | N/A | N/A | N/A | N/A
00 Ret.FB-Exist ACI & SNCR & HRI | N/A | N/A | N/A | N/A | N/A | N/A | N/A
00 Ret.FB-ExistACI & HRI | N/A | N/A | N/A | N/A | N/A | N/A | N/A
00 Ret.FB-ExistDryFGD & HRI | N/A | N/A | N/A | N/A | N/A | N/A | N/A
00 Ret.FB-ExistDryFGD & SNCR | N/A | N/A | N/A | N/A | N/A | N/A | N/A
00 Ret.FB-ExistDryFGD & SNCR & HRI | N/A | N/A | N/A | N/A | N/A | N/A | N/A
00 Ret.FB-ExistDryFGD_SNCR & ACI | N/A | N/A | N/A | N/A | N/A | N/A | N/A
00 Ret.FB-ExistDryFGD_SNCR & ACI & HRI | N/A | N/A | N/A | N/A | N/A | N/A | N/A
00 Ret.FB-ExistDryFGD_SNCR & HRI | N/A | N/A | N/A | N/A | N/A | N/A | N/A
00 Ret.FB-ExistDryFGD_SNCR_ACI & HRI | N/A | N/A | N/A | N/A | N/A | N/A | N/A
00 Ret.FB-ExistDryFGD_SNCR_ACI & HRI & CCS | N/A | N/A | N/A | N/A | N/A | N/A | N/A
00 Ret.FB-ExistSNCR & ACI | 84.0297 | 84.0297 | 84.0297 | 84.0297 | 84.0297 | 84.0297 | 84.0297
00 Ret.FB-ExistSNCR & ACI & HRI | N/A | N/A | N/A | N/A | N/A | N/A | N/A
00 Ret.FB-ExistSNCR & DryFGD | N/A | N/A | N/A | N/A | N/A | N/A | N/A
00 Ret.FB-ExistSNCR & DryFGD & ACI | N/A | N/A | N/A | N/A | N/A | N/A | N/A
00 Ret.FB-ExistSNCR & DryFGD & ACI & HRI | N/A | N/A | N/A | N/A | N/A | N/A | N/A
00 Ret.FB-ExistSNCR & DryFGD & HRI | N/A | N/A | N/A | N/A | N/A | N/A | N/A
00 Ret.FB-ExistSNCR & HRI | N/A | N/A | N/A | N/A | N/A | N/A | N/A
00 Ret.FB-ExistWetFGD_SNCR_ACI & HRI | N/A | N/A | N/A | N/A | N/A | N/A | N/A
00 Ret.FB-SCR & DryFGD & ACI | N/A | N/A | N/A | N/A | N/A | N/A | N/A
00 Ret.FB-SCR & DryFGD & ACI & HRI | N/A | N/A | N/A | N/A | N/A | N/A | N/A
00 Ret.FB-SNCR | N/A | N/A | N/A | N/A | N/A | N/A | N/A
00 Ret.FB-SNCR & HRI | N/A | N/A | N/A | N/A | N/A | N/A | N/A
00 Ret.HRI | N/A | N/A | N/A | N/A | N/A | N/A | N/A
00 Ret.Oil/Gas Steam SCR | 71.976 | 0 | 0 | 0 | 0 | 0 | 0
00 Ret.SCR | 0 | 0 | 0 | 0 | 0 | 0 | 0
00 Ret.SCR & DryFGD | N/A | N/A | N/A | N/A | N/A | N/A | N/A
00 Ret.SCR & DryFGD & ACI | N/A | N/A | N/A | N/A | N/A | N/A | N/A
00 Ret.SCR & DryFGD & CCS | N/A | N/A | N/A | N/A | N/A | N/A | N/A
00 Ret.SCR & DryFGD & HRI | N/A | N/A | N/A | N/A | N/A | N/A | N/A
00 Ret.SCR & DryFGD & HRI & CCS | N/A | N/A | N/A | N/A | N/A | N/A | N/A
00 Ret.SCR & DSI | 84.0319 | 84.0319 | 84.0319 | 84.0319 | 84.0319 | 81.2201 | 83.0546
00 Ret.SCR & DSI & DryFGD | N/A | N/A | N/A | N/A | N/A | N/A | N/A
00 Ret.SCR & DSI & DryFGD & HRI | N/A | N/A | N/A | N/A | N/A | N/A | N/A
00 Ret.SCR & DSI & HRI | N/A | N/A | N/A | N/A | N/A | N/A | N/A
00 Ret.SCR & DSI & WetFGD | N/A | N/A | N/A | N/A | N/A | N/A | N/A
00 Ret.SCR & DSI & WetFGD & HRI | N/A | N/A | N/A | N/A | N/A | N/A | N/A
00 Ret.SCR & HRI | N/A | N/A | N/A | N/A | N/A | N/A | N/A
00 Ret.SCR & WetFGD | 82.6018 | 82.6018 | 82.458 | 82.6018 | 82.6018 | 82.6018 | 82.6018
00 Ret.SCR & WetFGD & ACI | N/A | N/A | N/A | N/A | N/A | N/A | N/A
00 Ret.SCR & WetFGD & CCS | N/A | N/A | N/A | N/A | N/A | N/A | N/A
00 Ret.SCR & WetFGD & HRI | N/A | N/A | N/A | N/A | N/A | N/A | N/A
00 Ret.SCR & WetFGD & HRI & CCS | N/A | N/A | N/A | N/A | N/A | N/A | N/A
00 Ret.SNCR | N/A | N/A | N/A | N/A | N/A | N/A | N/A
00 Ret.SNCR & DryFGD | N/A | N/A | N/A | N/A | N/A | N/A | N/A
00 Ret.SNCR & DryFGD & ACI | N/A | N/A | N/A | N/A | N/A | N/A | N/A
00 Ret.SNCR & DryFGD & ACI & HRI | N/A | N/A | N/A | N/A | N/A | N/A | N/A
00 Ret.SNCR & DryFGD & HRI | N/A | N/A | N/A | N/A | N/A | N/A | N/A
00 Ret.SNCR & DSI | N/A | N/A | N/A | N/A | N/A | N/A | N/A
00 Ret.SNCR & DSI & HRI | N/A | N/A | N/A | N/A | N/A | N/A | N/A
00 Ret.SNCR & HRI | N/A | N/A | N/A | N/A | N/A | N/A | N/A
00 Ret.SNCR & WetFGD | N/A | N/A | N/A | N/A | N/A | N/A | N/A
00 Ret.SNCR & WetFGD & ACI | N/A | N/A | N/A | N/A | N/A | N/A | N/A
00 Ret.SNCR & WetFGD & ACI & HRI | N/A | N/A | N/A | N/A | N/A | N/A | N/A
00 Ret.SNCR & WetFGD & HRI | N/A | N/A | N/A | N/A | N/A | N/A | N/A
00 Ret.WetFGD | N/A | N/A | N/A | N/A | N/A | N/A | N/A
00 Ret.WetFGD & ACI & CCS | N/A | N/A | N/A | N/A | N/A | N/A | N/A
00 Ret.WetFGD & ACI & HRI & CCS | N/A | N/A | N/A | N/A | N/A | N/A | N/A
00 Ret.WetFGD & CCS | N/A | N/A | N/A | N/A | N/A | N/A | N/A
00 Ret.WetFGD & HRI | N/A | N/A | N/A | N/A | N/A | N/A | N/A
00 Ret.WetFGD & HRI & CCS | N/A | N/A | N/A | N/A | N/A | N/A | N/A
00 CC Retirement | 0 | 0 | 0 | 0 | 0 | 0 | 0
00 CT Retirement | 0 | 0 | 0 | 0 | 0 | 0 | 0
00 O/G Retirement | 0 | 0 | 0 | 0 | 0 | 0 | 0
00 Coal Retirement | 0 | 0 | 0 | 0 | 0 | 0 | 0
00 IGCC Retirement | 0 | 0 | 0 | 0 | 0 | 0 | 0
00 Nuke Retirement | 0 | 0 | 0 | 0 | 0 | 0 | 0
00 Non-Fossil Retirement | 0 | 0 | 0 | 0 | 0 | 0 | 0
Average | 43.5583 | 43.3051 | 43.1768 | 43.5383 | 43.1127 | 36.5679 | 34.592
15. Total Annual Production Cost [Million US2011$](*)
Variable O&M | 13255.9229 | 13518.0826 | 13927.8936 | 14235.0042 | 14942.4117 | 14963.7616 | 16598.1537
Fixed O&M | 48417.0149 | 50167.3851 | 52548.288 | 55321.906 | 58049.8903 | 53856.4526 | 44406.0868
Fuel | 82461.3152 | 84584.8675 | 89581.7464 | 94326.8503 | 108080.37 | 110617.617 | 144111.1361
Capital | 2354.8303 | 8203.5036 | 10468.4186 | 14512.0165 | 20277.5167 | 40010.8956 | 53748.5742
Pollutant Transport & Storage | -22.6831 | -48.7939 | -48.7939 | -48.7939 | -48.7638 | -48.6784 | -48.7939
Total | 146466.4002 | 156425.0447 | 166477.5527 | 178346.9831 | 201301.4249 | 219400.0485 | 258815.1568
Sales Revenue | 0 | 0 | 0 | 0 | 0 | 0 | 0
(*) Costs include only those items that are important for determining incremental cost of pollution control
16. Emissions
CO2 Thousand Metric Tons | 1911301.5829 | 1929596.8521 | 1954580.2721 | 1964350.5204 | 2020628.7511 | 1968376.5426 | 2136110.7262
CO2 Thousand Tons | 2106848.7591 | 2127015.8356 | 2154555.3344 | 2165325.1865 | 2227361.2993 | 2169763.1151 | 2354658.3507
Carbon Million Tonnes | 521.2119 | 526.2011 | 533.014 | 535.6784 | 551.0255 | 536.7763 | 582.5174
Carbon Million Tons | 574.5377 | 580.0372 | 587.5472 | 590.4842 | 607.4014 | 591.6944 | 642.1153
HCL Thousand Tons | 5.1477 | 8.152 | 7.693 | 7.4707 | 7.8717 | 6.9128 | 6.6019
MER lbs | 12133.0254 | 12297.7535 | 13149.9168 | 13274.9552 | 13646.7174 | 12689.0985 | 12867.4512
NOX Thousand Tons | 1383.0201 | 1301.6367 | 1332.6771 | 1302.2934 | 1293.0211 | 1167.0076 | 1165.6134
SO2 Thousand Tons | 1237.0296 | 1251.0611 | 1310.6414 | 1274.8278 | 1314.1078 | 1150.5712 | 1139.1229

## Coal Pivot Tables
Coal Prices (2011$/MMBtu) | [7 empty] | Total TBtu
Coal Region | 2016 | 2018 | 2020 | 2025 | 2030 | 2040 | 2050 | 2016 | 2018 | 2020 | 2025 | 2030 | 2040 | 2050
Appalachia | 2.1815 | 2.2371 | 2.3249 | 2.5107 | 2.7055 | 3.0842 | 3.6328 | 3845.3677 | 3588.9806 | 3603.5981 | 3055.1252 | 3020.9577 | 2626.4795 | 2660.3003
Imports | 5.1208 |  |  | 3.1292 | 3.2308 | 3.3896 | 3.3896 | 35.55 |  |  | 35.1533 | 23.5551 | 100.44 | 177.0456
Interior | 1.9398 | 1.9169 | 1.9437 | 2.0574 | 2.1595 | 2.4301 | 2.9262 | 4581.2186 | 5180.7608 | 5488.3335 | 5862.2395 | 6278.5257 | 5959.0301 | 5588.1032
Waste Coal | 1.3422 | 1.3892 | 1.4513 | 1.5283 | 1.5492 | 1.6934 | 1.6934 | 73.1609 | 73.1609 | 73.1609 | 73.1609 | 73.1609 | 69.3116 | 69.3116
West | 0.8462 | 0.86383 | 0.90525 | 1.0198 | 1.1466 | 1.4435 | 1.8639 | 6952.8938 | 7247.679 | 7605.3302 | 7625.9691 | 7847.4603 | 7518.3767 | 7414.2561
National | 1.5134 | 1.5116 | 1.5525 | 1.6653 | 1.793 | 2.0826 | 2.5491 | 15488.1909 | 16090.5812 | 16770.4226 | 16651.648 | 17243.6597 | 16273.6379 | 15909.0168
Coal Prices (2011$/Ton) | [7 empty] | Total Million Tons
Coal Region | 2016 | 2018 | 2020 | 2025 | 2030 | 2040 | 2050 | 2016 | 2018 | 2020 | 2025 | 2030 | 2040 | 2050
Appalachia | 54.9437 | 56.3247 | 58.5508 | 63.1106 | 68.1119 | 77.6047 | 91.0933 | 152.677 | 142.5477 | 143.0891 | 121.5399 | 119.9961 | 104.3814 | 106.0933
Imports | 121.3636 |  |  | 74.1615 | 76.5697 | 80.3338 | 80.3338 | 1.5 |  |  | 1.4833 | 0.99389 | 4.238 | 7.4703
Interior | 39.0195 | 39.1459 | 39.7906 | 42.4218 | 44.5142 | 50.1204 | 60.7627 | 227.7522 | 253.6926 | 268.1001 | 284.3101 | 304.5828 | 288.926 | 269.1143
Waste Coal | 15.5693 | 16.1151 | 16.8354 | 17.7287 | 17.9707 | 19.6432 | 19.6432 | 6.307 | 6.307 | 6.307 | 6.307 | 6.307 | 5.9751 | 5.9751
West | 15.355 | 15.6314 | 16.3458 | 18.4576 | 20.7072 | 26.0291 | 33.4661 | 383.1684 | 400.5247 | 421.191 | 421.3447 | 434.5126 | 416.9374 | 412.9439
National | 30.3851 | 30.2867 | 31.0446 | 33.2104 | 35.6864 | 41.3085 | 50.591 | 771.4047 | 803.072 | 838.6872 | 834.985 | 866.3923 | 820.4579 | 801.5969

## Final Wholesale Price
Wholesale Electricity Price (2011$/MWh)
Region Group | 2016 | 2018 | 2020 | 2025 | 2030 | 2040 | 2050
ERCOT_Tenaska Frontier Generating Station | 34.0772 | 36.559 | 0 | 47.3466 | 55.0501 | 53.0769 | 57.8222
ERCOT_Tenaska Gateway Generating Station | 34.0772 | 36.559 | 41.4511 | 47.3466 | 55.0501 | 53.0769 | 57.8222
ERCOT_Rest | 37.3831 | 39.3042 | 46.4437 | 51.2265 | 56.9659 | 54.9358 | 59.8179
ERCOT_West | 36.7985 | 37.8829 | 44.8225 | 49.4714 | 55.0501 | 53.0769 | 57.8222
FRCC | 47.1812 | 45.3021 | 49.4189 | 55.75 | 59.2339 | 56.6846 | 62.0231
MAPP_WAUE | 30.4167 | 31.0271 | 35.1014 | 39.631 | 50.1126 | 49.9363 | 54.4829
MISO_Iowa | 35.701 | 36.4568 | 39.7272 | 44.1421 | 53.2959 | 53.5316 | 58.7013
MISO_Illinois | 37.3535 | 38.0342 | 41.3447 | 45.8774 | 52.6137 | 54.3806 | 59.5794
MISO_Indiana (including parts of Kentucky) | 38.8084 | 39.6079 | 42.3373 | 47.9311 | 54.551 | 54.4782 | 59.2653
MISO_Lower Michigan | 41.844 | 43.382 | 48.1018 | 51.2521 | 56.0558 | 53.2055 | 57.8694
MISO_MT, SD, ND | 30.5705 | 30.9615 | 34.6375 | 39.1002 | 49.1947 | 48.9624 | 53.7763
MISO_Iowa-MidAmerican | 34.6853 | 36.1609 | 39.4053 | 44.2458 | 51.9872 | 53.142 | 58.6279
MISO_Minnesota and Western Wisconsin | 37.1474 | 38.1053 | 41.8797 | 46.5499 | 56.7652 | 55.6232 | 60.0646
MISO_Missouri | 36.0696 | 36.9346 | 40.1557 | 45.5613 | 53.2195 | 53.8796 | 59.3037
MISO_Wisconsin- Upper Michigan (WUMS) | 36.0713 | 38.2156 | 42.2134 | 46.6589 | 55.9079 | 56.7879 | 61.879
ISONE_Connecticut | 44.516 | 44.4486 | 48.3248 | 46.5919 | 58.2547 | 59.4748 | 65.3209
ISONE_Maine | 43.5737 | 42.7863 | 46.1755 | 44.759 | 56.3161 | 56.3915 | 62.9868
ISONE_MA, VT, NH, RI (Rest of ISO New England) | 45.489 | 44.6789 | 48.1656 | 46.7084 | 58.5984 | 59.4727 | 65.3544
NY_Zones A&B | 40.8664 | 43.1042 | 46.5851 | 44.7866 | 57.5126 | 55.883 | 61.3649
NY_Zone C&E | 41.1095 | 43.4426 | 47.0116 | 45.03 | 56.4247 | 55.2424 | 61.4927
NY_Zones D | 39.9677 | 42.2355 | 45.7045 | 43.7784 | 54.8728 | 54.1236 | 60.2691
NY_Zone F (Capital) | 42.0805 | 44.4577 | 48.1187 | 46.0918 | 57.0321 | 54.779 | 60.6613
NY_Zone G-I (Downstate NY) | 43.6227 | 46.1481 | 50.166 | 48.1032 | 59.037 | 56.5108 | 62.1302
NY_Zone J(NYC) | 45.2093 | 47.8075 | 51.9411 | 49.8189 | 61.0764 | 59.3934 | 64.9199
NY_Zone K(LI) | 45.3101 | 48.0873 | 52.1689 | 50.2084 | 61.7687 | 60.7207 | 65.955
PJM_AP | 38.2645 | 40.8127 | 44.7782 | 48.9203 | 53.7407 | 50.8984 | 55.1991
PJM_ATSI | 39.9952 | 41.9603 | 46.282 | 50.0238 | 54.5964 | 51.4655 | 55.2005
PJM_ComEd | 36.3744 | 38.3505 | 42.6445 | 46.1592 | 53.0333 | 53.0309 | 59.8579
PJM_Dominion | 38.7381 | 40.9075 | 45.0393 | 49.6215 | 55.5685 | 52.6946 | 57.5314
PJM_EMAAC | 39.2958 | 41.4601 | 45.4069 | 43.9009 | 54.7346 | 54.0318 | 58.503
PJM_PENELEC | 36.7282 | 38.7568 | 42.5928 | 41.2329 | 51.3309 | 49.51 | 54.5226
PJM_SWMAAC | 46.8241 | 45.451 | 52.1481 | 53.1934 | 58.3038 | 56.0692 | 62.017
PJM West | 38.3222 | 40.7837 | 44.9387 | 49.2455 | 54.6807 | 51.5201 | 55.2721
PJM_Western MAAC | 38.1435 | 40.2805 | 44.1266 | 42.7101 | 53.3157 | 53.5235 | 57.4052
SERC_Central_Kentucky | 33.8697 | 35.1507 | 39.5498 | 45.0202 | 50.7524 | 52.7668 | 58.2072
SERC_Central_TVA | 36.1575 | 42.9624 | 46.9858 | 50.4416 | 55.4823 | 53.6514 | 57.6903
SERC_Delta_Amite South (including DSG) | 34.6393 | 38.1995 | 43.7886 | 44.5508 | 56.2987 | 55.1341 | 60.073
SERC_Delta_Northern Arkansas (including AECI) | 33.8725 | 36.208 | 40.1015 | 44.8815 | 52.6337 | 52.855 | 57.4668
SERC_Delta_Rest of Delta (Central Arkansas) | 33.9703 | 37.4287 | 42.7543 | 43.3034 | 54.8085 | 53.1397 | 58.7953
SERC_Delta_WOTAB (including Western) | 35.227 | 38.9889 | 45.3481 | 48.0695 | 58.3155 | 55.9508 | 60.3474
SERC_Southeastern | 39.3927 | 42.0196 | 45.5799 | 52.3661 | 57.8667 | 55.2016 | 60.4596
SERC_VACAR | 42.6496 | 46.1439 | 47.4874 | 50.5771 | 55.5693 | 53.7639 | 58.3262
SPP_Kiamichi Energy Facility | 33.3764 | 35.0019 | 40.098 | 45.9163 | 55.9629 | 53.2463 | 58.6911
SPP North- (Kansas, Missouri) | 32.7019 | 34.1537 | 38.9974 | 44.9772 | 55.5706 | 53.8821 | 59.8746
SPP Nebraska | 31.4549 | 33.2385 | 37.9183 | 43.397 | 54.2072 | 52.8442 | 57.924
SPP Southeast- (Louisiana) | 34.0053 | 35.7335 | 40.5503 | 41.2233 | 53.0432 | 53.5968 | 60.2834
SPP SPS (Texas Panhandle) | 32.2099 | 33.8006 | 38.7215 | 39.5581 | 52.8293 | 54.688 | 60.0172
SPP West (Oklahoma, Arkansas, Louisiana) | 33.7886 | 35.125 | 40.167 | 46.2418 | 57.4576 | 54.9468 | 60.7118
WECC_Northern California (including SMUD) | 43.6009 | 47.4166 | 53.097 | 54.6255 | 65.7219 | 60.117 | 69.9519
WECC_LADWP | 42.2414 | 44.8016 | 51.0988 | 52.8768 | 64.4683 | 65.4281 | 70.7508
WECC_San Diego Gas and Electric | 50.9828 | 53.4272 | 57.4985 | 58.5711 | 69.2519 | 69.2158 | 73.5212
WECC_Arizona | 32.7425 | 34.706 | 39.6672 | 40.3695 | 52.7405 | 55.8694 | 63.2247
WECC_Colorado | 28.2353 | 31.1784 | 35.9013 | 35.5642 | 48.8737 | 50.2856 | 58.7943
WECC_Idaho | 29.4909 | 31.1114 | 36.7749 | 38.3496 | 50.2783 | 53.0731 | 56.6308
WECC_Imperial Irrigation District (IID) | 38.4316 | 40.7344 | 44.243 | 38.8303 | 40.8431 | 49.5797 | 49.2069
WECC_Montana | 25.7126 | 28.3566 | 32.6498 | 33.8735 | 42.8453 | 46.7266 | 47.6469
WECC_New Mexico | 32.0706 | 34.0164 | 38.9313 | 39.7575 | 52.7102 | 55.288 | 60.4598
WECC_Northern Nevada | 29.964 | 31.7257 | 39.2383 | 43.7158 | 54.5647 | 54.1001 | 59.4794
WECC_Pacific Northwest | 29.5931 | 32.8112 | 37.7914 | 39.3042 | 48.4638 | 51.9046 | 52.8672
WECC_Southern California Edison | 51.0625 | 53.6378 | 57.3463 | 59.0888 | 69.1181 | 68.1151 | 72.8561
WECC_San Francisco | 43.0813 | 46.5124 | 51.9517 | 52.7752 | 64.3438 | 58.9679 | 67.6724
WECC_Southern Nevada | 32.5476 | 35.1819 | 40.4486 | 41.2396 | 53.0244 | 56.158 | 63.2694
WECC_Utah | 28.3981 | 30.3041 | 35.9942 | 37.7201 | 49.989 | 50.6569 | 55.4405
WECC_Wyoming | 20.0236 | 21.5987 | 27.1037 | 28.6343 | 40.229 | 42.5673 | 46.4035
National | 38.5178 | 40.5422 | 44.9153 | 48.0929 | 56.0014 | 54.8894 | 59.9556