{"text_format":"3","workbook":"xlsx","n_sheets":3,"sheets":["NEEDS 5.15_Active","NEEDS 5.15_Retired_by2016","Key to Emission Control"],"not_rendered":{"external_links":2,"defined_names":201},"read":"whole","date_system":"1900"}

{"sheet":"NEEDS 5.15_Active","index":0,"n_rows":17440,"n_cols":51,"rows_kept":2250,"cut":true,"bounds":{"rows_first":1000,"rows_last":250,"rows_between":1000,"halvings":1}}
["Plant Name","UniqueID_Final","ORIS Plant Code","Boiler/Generator/Committed Unit","Unit ID","CAMD Database UnitID","PlantType","Combustion Turbine/IC Engine","Region Name","State Name","State Code","County","County Code","FIPS5","Capacity (MW)","Heat Rate (Btu/kWh)","On Line Year","Retirement Year","Firing","Bottom","Cogen?","Modeled Fuels","Wet/DryScrubber","Scrubber_Online_Year","Scrubber Efficiency","Scrubber Efficiency_MATS","NOx Comb Control","NOx Post-Comb Control","SCR_Online_Year","SNCR_Online_Year","PM Control","PM Control_MATS","FlueGasConditioning_Flag","Mercury_Controls","ACI_Online_Year","Mercury_Controls Efficiency_MATS","SO2 Permit Rate (lbs/mmBtu)","Mode 1 NOx Rate (lbs/mmBtu)","Mode 2 NOx Rate (lbs/mmBtu)","Mode 3 NOx Rate  (lbs/mmBtu)","Mode 4 NOx Rate  (lbs/mmBtu)","Hg EMF for BIT_MATS","Hg EMF for SUB_MATS","Hg EMF for LIG_MATS","HCL Removal","HCL Removal_MATS","DSI Unit","BART Affected Unit","DSI Online Year","CCS Removal","C2G"]
["Edwardsport","1004_G_CT1",1004,"G","CT1","","IGCC","","MIS_INKY","Indiana",18,"Knox",83,"18083",174,8800,2012,9999,"","","N","Bituminous","","",95,95,"NDI","","","","","","","","","",1.2,0.06804597983670126,0.06804597983670126,0.06804597983670126,0.06804597983670126,0.1,0.1,0.1,99,99,"",""]
["Edwardsport","1004_G_CT2",1004,"G","CT2","","IGCC","","MIS_INKY","Indiana",18,"Knox",83,"18083",174,8800,2012,9999,"","","N","Bituminous","","",95,95,"NDI","","","","","","","","","",1.2,0.06804597983670126,0.06804597983670126,0.06804597983670126,0.06804597983670126,0.1,0.1,0.1,99,99,"",""]
["Edwardsport","1004_G_ST",1004,"G","ST","","IGCC","","MIS_INKY","Indiana",18,"Knox",83,"18083",238,8800,2012,9999,"","","N","Bituminous","","",95,95,"NDI","","","","","","","","","",1.2,0.06804597983670126,0.06804597983670126,0.06804597983670126,0.06804597983670126,0.1,0.1,0.1,99,99,"",""]
["Wabash River","1010_G_1",1010,"G","1",720,"IGCC","","MIS_INKY","Indiana",18,"Vigo",167,"18167",85,10276,1953,9999,"","","N","Bituminous, Petroleum Coke","","",97,97,"STM","","","","","","","","","",0.71,0.07433926913433517,0.07433926913433517,0.07433926913433517,0.07433926913433517,0.1,0.1,0.1,99,99,"",""]
["Wabash River","1010_G_1A",1010,"G","1A",720,"IGCC","","MIS_INKY","Indiana",18,"Vigo",167,"18167",189,8800,1995,9999,"","","N","Bituminous, Petroleum Coke","","",97,97,"STM","","","","","","","","","",0.71,0.07433926913433517,0.07433926913433517,0.07433926913433517,0.07433926913433517,0.1,0.1,0.1,99,99,"",""]
["Argus Cogen Plant","10684_G_TG5",10684,"G","TG5","","Coal Steam","","WECC_SCE","California",6,"San Bernardino",71,"06071",7,12518,1947,9999,"","","N","Bituminous","","","","","","","","","","","NA","","","",0.526482047,0.33385122095914666,0.33385122095914666,0.33385122095914666,0.33385122095914666,1,1,1,"","","",""]
["Sutherland","1077_G_3",1077,"G","3",750,"O/G steam","","MIS_IA","Iowa",19,"Marshall",127,"19127",78,10776,1961,2017,"cyclone","","N","Natural Gas","","","","","OFA","SNCR","",2009,"ESPC","ESPC","No","","","",3.2,0.3478465798215786,0.3478465798215786,0.3478465798215786,0.3478465798215786,{"$nulls":3},"","","","",null,null,"C2G"]
["Herbert A Wagner","1554_G_2",1554,"G","2",1008,"Coal Steam","","PJM_SMAC","Maryland",24,"Anne Arundel",3,"24003",135,11201,1959,9999,"wall","dry","N","Bituminous","","","","","LNB","SNCR","",2009,"ESPC","ESPC","No","","","",1.2,0.3831952494956407,0.3831952494956407,0.32,0.32,0.64,0.97,1,"","","",""]
["Hoot Lake","1943_G_2",1943,"G","2",1253,"Coal Steam","","MIS_MAPP","Minnesota",27,"Otter Tail",111,"27111",58,11392,1959,2021,"tangential","","N","Subbituminous","","","","","LNC3","","","","ESPC","ESPC","No","","","",3,0.18591875200154276,0.18591875200154276,0.18591875200154276,0.18591875200154276,0.64,0.97,1,"","","",""]
["Hoot Lake","1943_G_3",1943,"G","3",1254,"Coal Steam","","MIS_MAPP","Minnesota",27,"Otter Tail",111,"27111",80,11446,1964,2021,"wall","dry","N","Subbituminous","","","","","LNBO","","","","ESPC","ESPC","No","","","",3,0.18427079913834463,0.18427079913834463,0.18427079913834463,0.18427079913834463,0.64,0.97,1,"","","",""]
["S A Carlson","2682_G_5",2682,"G","5",1811,"IGCC","","NY_Z_A&B","New York",36,"Chautauqua",13,"36013",22.5,17025,1951,9999,"","","N","Bituminous","","",95,95,"NDI","","","","","","","","","",1.2,0.06804597983670126,0.06804597983670126,0.06804597983670126,0.06804597983670126,0.1,0.1,0.1,99,99,"",""]
["S A Carlson","2682_G_6",2682,"G","6",1813,"IGCC","","NY_Z_A&B","New York",36,"Chautauqua",13,"36013",22.5,17025,1968,9999,"","","N","Bituminous","","",95,95,"NDI","","","","","","","","","",1.2,0.06804597983670126,0.06804597983670126,0.06804597983670126,0.06804597983670126,0.1,0.1,0.1,99,99,"",""]
["Trinidad","511_G_1",511,"G","1","","Coal Steam","","WECC_CO","Colorado",8,"LAS ANIMAS",71,"08071",3.8,14500,1950,9999,"","","N","Bituminous","","",18.6,18.6,"","","","","","","NA","","","",0.860384615384615,0.4451349612788622,0.4451349612788622,0.4451349612788622,0.4451349612788622,1,1,1,11,11,"",""]
["Waupun Correctional Central Heating Plt","54407_G_1",54407,"G","1","","Coal Steam","","MIS_WUMS","Wisconsin",55,"Dodge",27,"55027",0.2,8300,1951,9999,"","","Y","Bituminous","","","","","","","","","","","NA","","","",1.9658333333333344,0.4451349612788622,0.4451349612788622,0.4451349612788622,0.4451349612788622,1,1,1,"","","",""]
["Waupun Correctional Central Heating Plt","54407_G_2",54407,"G","2","","Coal Steam","","MIS_WUMS","Wisconsin",55,"Dodge",27,"55027",0.5,8300,1951,9999,"","","Y","Bituminous","","","","","","","","","","","NA","","","",1.9658333333333344,0.4451349612788622,0.4451349612788622,0.4451349612788622,0.4451349612788622,1,1,1,"","","",""]
["Prairie State Generatng Station","55856_G_PC1",55856,"G","PC1","","Coal Steam","","MIS_IL","Illinois",17,"Washington",189,"17189",800,8800,2011,9999,"wall","dry","N","Bituminous","Wet Scrubber",2012,98,98,"CO + LNB","SCR",2012,"","ESPC + ESPH","ESPC + ESPH","Yes","ACI",2012,90,0.182,0.07,0.07,0.07,0.07,0.1,0.1,0.1,99,99,"",""]
["Prairie State Generatng Station","55856_G_PC2",55856,"G","PC2","","Coal Steam","","MIS_IL","Illinois",17,"Washington",189,"17189",800,8800,2012,9999,"wall","dry","N","Bituminous","Wet Scrubber",2012,98,98,"CO + LNB","SCR",2012,"","ESPC + ESPH","ESPC + ESPH","Yes","ACI",2012,90,0.182,0.1503320357433488,0.07,0.1503320357433488,0.07,0.1,0.1,0.1,99,99,"",""]
["John W Turk Jr Power Plant","56564_G_1",56564,"G","1","","Coal Steam","","SPP_WEST","Arkansas",5,"HEMPSTEAD",57,"05057",609,8900,2012,9999,"wall","wet","N","Subbituminous","Dry Scrubber",2012,90,90,"LNB + OFA","SCR",2012,"","B","B","NA","ACI",2012,90,0.065,0.049,0.049,0.049,0.049,0.1,0.1,0.1,90,90,"",""]
["Virginia Tech Power Plant","56785_G_WG01",56785,"G","WG01","","Coal Steam","","PJM_West","Virginia",51,"MONTGOMERY",121,"51121",2.5,10386,1976,9999,"","","Y","Bituminous","","","","","","","","","","","NA","","","",1.0560800000000006,0.4451349612788622,0.4451349612788622,0.4451349612788622,0.4451349612788622,1,1,1,"","","",""]
["Virginia City Hybrid Energy Center","56808_G_1",56808,"G","1","","Coal Steam","","PJM_West","Virginia",51,"Wise",195,"51195",585,8800,2012,9999,"FBC","dry","N","Bituminous","Dry Scrubber",2012,98,98,"CF","SNCR","",2012,"ESPC + B","ESPC + B","No","ACI",2012,90,0.022,0.07,0.07,0.07,0.07,0.1,0.1,0.1,99,99,"",""]
["Gadsden","7_G_1",7,"G","1",11,"Coal Steam","","S_SOU","Alabama",1,"Etowah",55,"01055",64,12460,1949,9999,"tangential","","Y","Bituminous","","","","","","","","","ESPC","ESPC","No","","","",4,0.4857205653327176,0.4857205653327176,0.24,0.24,0.64,0.97,1,"","","","",null,null,"C2G"]
["Gadsden","7_G_2",7,"G","2",12,"Coal Steam","","S_SOU","Alabama",1,"Etowah",55,"01055",66,11970,1949,9999,"tangential","","Y","Bituminous","","","","","","","","","ESPC","ESPC","No","","","",4,0.47407924469432444,0.47407924469432444,0.24,0.24,0.64,0.97,1,"","","","",null,null,"C2G"]
["Polk","7242_G_1CA",7242,"G","1CA",3047,"IGCC","","FRCC","Florida",12,"Polk",105,"12105",59,10407,1996,9999,"","","N","Bituminous","","",95,95,"NDI","","","","","","","","","",0.17,0.060207974075102644,0.060207974075102644,0.060207974075102644,0.060207974075102644,0.1,0.1,0.1,99,99,"",""]
["Polk","7242_G_1CT",7242,"G","1CT",3047,"IGCC","","FRCC","Florida",12,"Polk",105,"12105",161,10407,1996,9999,"","","N","Bituminous","","",95,95,"NDI","","","","","","","","","",0.17,0.060207974075102644,0.060207974075102644,0.060207974075102644,0.060207974075102644,0.1,0.1,0.1,99,99,"",""]
["Greene County","10_B_1",10,"B","1",19,"Coal Steam","","S_SOU","Alabama",1,"Greene",63,"01063",254,9910,1965,9999,"cell","dry","N","Bituminous","","","","","LNCB + OFA","","","","ESPH","ESPH","No","ACI",2016,90,4,0.3550545599114678,0.3550545599114678,0.3550545599114678,0.3550545599114678,0.1,0.1,0.1,"","","","Yes",null,null,"C2G"]
["Greene County","10_B_2",10,"B","2",20,"Coal Steam","","S_SOU","Alabama",1,"Greene",63,"01063",243,9700,1966,9999,"wall","dry","N","Bituminous","","","","","LNB + OFA","","","","ESPH","ESPH","No","ACI",2016,90,4,0.3578160458214805,0.3578160458214805,0.3578160458214805,0.3578160458214805,0.1,0.1,0.1,"","","","Yes",null,null,"C2G"]
["Colorado Energy Nations Company","10003_B_BLR2",10003,"B","BLR2","","Coal Steam","","WECC_CO","Colorado",8,"Jefferson",59,"08059",8.1,8300,1976,9999,"","","Y","Bituminous","","","","","","","","","","","NA","","","",1.5,0.4451349612788622,0.4451349612788622,0.4451349612788622,0.4451349612788622,1,1,1,"","","",""]
["Colorado Energy Nations Company","10003_B_BLR3",10003,"B","BLR3","","Coal Steam","","WECC_CO","Colorado",8,"Jefferson",59,"08059",8.1,8300,1976,9999,"","","Y","Bituminous, Subbituminous","","","","","","","","","B","B","NA","","","",1.2,0.4451349612788622,0.4451349612788622,0.4451349612788622,0.4451349612788622,0.11,0.27,1,"","","",""]
["Colorado Energy Nations Company","10003_B_BLR4",10003,"B","BLR4","","Coal Steam","","WECC_CO","Colorado",8,"Jefferson",59,"08059",8.1,8300,1976,9999,"","","Y","Bituminous, Subbituminous","","","","","","","","","B","B","NA","","","",1,0.4451349612788622,0.4451349612788622,0.4451349612788622,0.4451349612788622,0.11,0.27,1,"","","",""]
["Colorado Energy Nations Company","10003_B_BLR5",10003,"B","BLR5","","Coal Steam","","WECC_CO","Colorado",8,"Jefferson",59,"08059",8.1,8300,1976,9999,"","","Y","Bituminous","","",5.3,5.3,"","","","","B","B","NA","","","",1,0.4451349612788622,0.4451349612788622,0.4451349612788622,0.4451349612788622,0.11,0.27,1,"","","",""]
["Cayuga","1001_B_1",1001,"B","1",706,"Coal Steam","","MIS_INKY","Indiana",18,"Vermillion",165,"18165",500,10153,1970,9999,"tangential","dry","N","Bituminous","Wet Scrubber",2008,97,97,"LNC2","SCR",2015,"","ESPC","ESPC + B","No","ACI",2015,90,4.4,0.29000765287395247,0.07,0.29000765287395247,0.07,0.1,0.1,0.1,99,99,"Yes","Yes",2014]
["Cayuga","1001_B_2",1001,"B","2",707,"Coal Steam","","MIS_INKY","Indiana",18,"Vermillion",165,"18165",495,10215,1972,9999,"tangential","dry","N","Bituminous","Wet Scrubber",2008,97,97,"LNC2","SCR",2015,"","ESPC","ESPC + B","No","ACI",2015,90,4.4,0.2764845917708194,0.07,0.2764845917708194,0.07,0.1,0.1,0.1,99,99,"","Yes"]
["Logan Generating Company LP","10043_B_B01",10043,"B","B01",3524,"Coal Steam","","PJM_EMAC","New Jersey",34,"Gloucester",15,"34015",219,10296,1994,9999,"wall","dry","Y","Bituminous","Dry Scrubber",1994,93,93,"LNBO","SCR",2000,"","B","B","NA","","","",0.16,0.1305293639070993,0.1305293639070993,0.1305293639070993,0.1305293639070993,0.05,0.75,1,98,99,"",""]
["Portsmouth Genco LLC","10071_B_1A",10071,"B","1A",88182,"Coal Steam","","PJM_Dom","Virginia",51,"PORTSMOUTH",740,"51740",19.2,12126,1988,9999,"stoker/SPR","dry","N","Bituminous","Dry Scrubber",2007,90,90,"OFA","","","","B","B","NA","","","",0.96,0.36570794505997284,0.36570794505997284,0.36570794505997284,0.36570794505997284,0.05,0.75,1,95,95,"",""]
["Portsmouth Genco LLC","10071_B_1B",10071,"B","1B",88183,"Coal Steam","","PJM_Dom","Virginia",51,"PORTSMOUTH",740,"51740",19.2,12126,1988,9999,"stoker/SPR","dry","N","Bituminous","Dry Scrubber",2007,90,90,"OFA","","","","B","B","NA","","","",0.96,0.3507682507384039,0.3507682507384039,0.3507682507384039,0.3507682507384039,0.05,0.75,1,95,95,"",""]
["Portsmouth Genco LLC","10071_B_1C",10071,"B","1C",88184,"Coal Steam","","PJM_Dom","Virginia",51,"PORTSMOUTH",740,"51740",19.2,12126,1988,9999,"stoker/SPR","dry","N","Bituminous","Dry Scrubber",2007,90,90,"OFA","","","","B","B","NA","","","",0.96,0.3504441353302434,0.3504441353302434,0.3504441353302434,0.3504441353302434,0.05,0.75,1,95,95,"",""]
["Portsmouth Genco LLC","10071_B_2A",10071,"B","2A",88185,"Coal Steam","","PJM_Dom","Virginia",51,"PORTSMOUTH",740,"51740",19.2,11933,1988,9999,"stoker/SPR","dry","N","Bituminous","Dry Scrubber",2008,90,90,"OFA","","","","B","B","NA","","","",0.96,0.3507541590154681,0.3507541590154681,0.3507541590154681,0.3507541590154681,0.05,0.75,1,95,95,"",""]
["Portsmouth Genco LLC","10071_B_2B",10071,"B","2B",88186,"Coal Steam","","PJM_Dom","Virginia",51,"PORTSMOUTH",740,"51740",19.2,11933,1988,9999,"stoker/SPR","dry","N","Bituminous","Dry Scrubber",2008,90,90,"OFA","","","","B","B","NA","","","",0.96,0.3387390193933089,0.3387390193933089,0.3387390193933089,0.3387390193933089,0.05,0.75,1,95,95,"",""]
["Portsmouth Genco LLC","10071_B_2C",10071,"B","2C",88187,"Coal Steam","","PJM_Dom","Virginia",51,"PORTSMOUTH",740,"51740",19.2,11933,1988,9999,"stoker/SPR","dry","N","Bituminous","Dry Scrubber",2008,90,90,"OFA","","","","B","B","NA","","","",0.96,0.3379392797677242,0.3379392797677242,0.3379392797677242,0.3379392797677242,0.05,0.75,1,95,95,"",""]
["Taconite Harbor Energy Center","10075_B_1",10075,"B","1",9003,"Coal Steam","","MIS_MNWI","Minnesota",27,"Cook",31,"27031",78,11564,1957,9999,"tangential","dry","N","Subbituminous","Dry Scrubber",2008,65,90,"LNB + OFA","SNCR","",2008,"ESPC","ESPC","Yes","ACI",2008,90,0.78,0.1358019427361492,0.1358019427361492,0.12,0.12,0.1,0.1,0.1,70,99,"",""]
["Taconite Harbor Energy Center","10075_B_2",10075,"B","2",9004,"Coal Steam","","MIS_MNWI","Minnesota",27,"Cook",31,"27031",74,11730,1957,9999,"tangential","dry","N","Subbituminous","Dry Scrubber",2008,65,90,"LNB + OFA","SNCR","",2008,"ESPC","ESPC","Yes","ACI",2008,90,0.45,0.14344163697669324,0.14344163697669324,0.12,0.12,0.1,0.1,0.1,70,99,"",""]
["R Gallagher","1008_B_2",1008,"B","2",717,"Coal Steam","","MIS_INKY","Indiana",18,"Floyd",43,"18043",140,11044,1958,9999,"wall","dry","N","Bituminous","","",80,80,"LNBO","","","","B","B","NA","ACI",2015,90,0.662,0.3567390039858259,0.3567390039858259,0.3567390039858259,0.3567390039858259,0.1,0.1,0.1,90,90,"Yes","",2012]
["R Gallagher","1008_B_4",1008,"B","4",719,"Coal Steam","","MIS_INKY","Indiana",18,"Floyd",43,"18043",140,11135,1961,9999,"wall","dry","N","Bituminous","","",80,80,"LNBO","","","","B","B","NA","ACI",2015,90,0.634,0.3434822028253939,0.3434822028253939,0.3434822028253939,0.3434822028253939,0.1,0.1,0.1,90,90,"Yes","",2012]
["Wabash River","1010_B_6",1010,"B","6",725,"Coal Steam","","MIS_INKY","Indiana",18,"Vigo",167,"18167",313,10435,1968,9999,"tangential","dry","N","Bituminous","","","","","LNC2","","","","ESPC","ESPC + B","No","","","",4.04,0.3499064392750377,0.3499064392750377,0.2606568878227852,0.2606568878227852,0.2,0.75,1,"","","","Yes",null,null,"C2G/Retire"]
["John B Rich Memorial Power Station","10113_B_CFB1",10113,"B","CFB1",3527,"Coal Steam","","PJM_WMAC","Pennsylvania",42,"Schuylkill",107,"42107",40,8300,1988,9999,"FBC","dry","Y","Waste Coal","Reagent Injection","",80,80,"OFA","","","","B","B","NA","","","",4,0.053838125416166845,0.053838125416166845,0.053838125416166845,0.053838125416166845,0.01,0.01,0.01,95,95,"",""]
["John B Rich Memorial Power Station","10113_B_CFB2",10113,"B","CFB2",3528,"Coal Steam","","PJM_WMAC","Pennsylvania",42,"Schuylkill",107,"42107",40,8300,1988,9999,"FBC","dry","Y","Waste Coal","Reagent Injection","",80,80,"OFA","","","","B","B","NA","","","",4,0.053337491991331615,0.053337491991331615,0.053337491991331615,0.053337491991331615,0.01,0.01,0.01,95,95,"",""]
["F B Culley","1012_B_2",1012,"B","2",727,"Coal Steam","","MIS_INKY","Indiana",18,"Warrick",173,"18173",90,11534,1966,9999,"wall","dry","N","Bituminous","Wet Scrubber",2004,97.7,97.7,"LNB","","","","ESPC","ESPC","No","","","",0.25,0.1831439409068561,0.1831439409068561,0.1831439409068561,0.1831439409068561,0.34,0.84,0.56,99,99,"","Yes"]
["F B Culley","1012_B_3",1012,"B","3",728,"Coal Steam","","MIS_INKY","Indiana",18,"Warrick",173,"18173",270,10935,1973,9999,"wall","dry","N","Bituminous","Wet Scrubber",2004,97.7,97.7,"LNB","SCR",2000,"","B","B","NA","","","",0.25,0.09891895791014339,0.09891895791014339,0.09891895791014339,0.09891895791014339,0.1,0.27,0.56,99,99,"","Yes"]
["Colver Power Project","10143_B_ABB01",10143,"B","ABB01",3529,"Coal Steam","","PJM_PENE","Pennsylvania",42,"Cambria",21,"42021",110,11253,1995,9999,"FBC","dry","N","Waste Coal","Dry Scrubber",1995,97,97,"NH3","SNCR","",1995,"B","B","NA","","","",0.54,0.13422841187120793,0.13422841187120793,0.13422841187120793,0.13422841187120793,0.01,0.01,0.01,99,99,"",""]
["White Pine Electric Power","10148_B_BLR 1",10148,"B","BLR 1","","Coal Steam","","MIS_WUMS","Michigan",26,"Ontonagon",131,"26131",27,14500,1954,9999,"","","N","Bituminous","","","","","","","","","WS","B + WS","NA","","","",1.67,0.4451349612788622,0.4451349612788622,0.4451349612788622,0.4451349612788622,0.11,0.27,1,"","","",""]
["White Pine Electric Power","10148_B_BLR 2",10148,"B","BLR 2","","Coal Steam","","MIS_WUMS","Michigan",26,"Ontonagon",131,"26131",27,14500,1954,9999,"","","N","Bituminous","","","","","","","","","WS","B + WS","NA","","","",1.67,0.4451349612788622,0.4451349612788622,0.4451349612788622,0.4451349612788622,0.11,0.27,1,"","","",""]
["Grant Town Power Plant","10151_B_BLR1A",10151,"B","BLR1A",10068,"Coal Steam","","PJM_AP","West Virginia",54,"Marion",49,"54049",40,13970,1992,9999,"FBC","dry","N","Waste Coal","Reagent Injection","",91.6,91.6,"CM","SNCR","",2003,"B","B","NA","","","",0.8300000000000001,0.29687305851138546,0.29687305851138546,0.29687305851138546,0.29687305851138546,0.01,0.01,0.01,95,95,"",""]
["Grant Town Power Plant","10151_B_BLR1B",10151,"B","BLR1B",10069,"Coal Steam","","PJM_AP","West Virginia",54,"Marion",49,"54049",40,13970,1992,9999,"FBC","dry","N","Waste Coal","Reagent Injection","",91.6,91.6,"CM","SNCR","",2003,"B","B","NA","","","",0.8300000000000001,0.29305396193019784,0.29305396193019784,0.29305396193019784,0.29305396193019784,0.01,0.01,0.01,95,95,"",""]
["Crawfordsville","1024_B_5",1024,"B","5","","Coal Steam","","MIS_INKY","Indiana",18,"Montgomery",107,"18107",10.6,14500,1955,9999,"stoker/SPR","","N","Bituminous","","","","","","","","","C","C","NA","","","",6,0.46590059797290656,0.46590059797290656,0.46590059797290656,0.46590059797290656,1,1,1,"","","",""]
["Crawfordsville","1024_B_6",1024,"B","6","","Coal Steam","","MIS_INKY","Indiana",18,"Montgomery",107,"18107",12.6,14500,1965,9999,"stoker/SPR","","N","Bituminous","","","","","","","","","ESPC + C","ESPC + C","No","","","",6,0.46590059797290656,0.46590059797290656,0.46590059797290656,0.46590059797290656,0.64,0.97,1,"","","","Yes"]
["Logansport","1032_B_5",1032,"B","5","","Coal Steam","","MIS_INKY","Indiana",18,"Cass",17,"18017",16.5,14259,1958,9999,"stoker/SPR","","N","Bituminous","","","","","","","","","ESPH","ESPH","No","","","",6,0.46590059797290656,0.46590059797290656,0.46590059797290656,0.46590059797290656,0.9,0.94,1,"","","",""]
["Logansport","1032_B_6",1032,"B","6","","Coal Steam","","MIS_INKY","Indiana",18,"Cass",17,"18017",22,14271,1964,9999,"stoker/SPR","","N","Bituminous","","","","","","","","","ESPH","ESPH","No","","","",6,0.46590059797290656,0.46590059797290656,0.46590059797290656,0.46590059797290656,0.9,0.94,1,"","","","Yes"]
["T B Simon Power Plant","10328_B_BLR1",10328,"B","BLR1",89142,"Coal Steam","","MIS_LMI","Michigan",26,"Ingham",65,"26065",17,8300,1965,9999,"wall","dry","Y","Bituminous","","","","","LNB + OFA","SNCR","",2007,"B","B","NA","","","",1.67,0.3358474762554614,0.25188560719159603,0.3358474762554614,0.25188560719159603,0.11,0.27,1,"","","",""]
["T B Simon Power Plant","10328_B_BLR2",10328,"B","BLR2",89143,"Coal Steam","","MIS_LMI","Michigan",26,"Ingham",65,"26065",17,8300,1965,9999,"wall","dry","Y","Bituminous","","","","","LNB + OFA","SNCR","",2007,"B","B","NA","","","",1.67,0.3358474762554614,0.25188560719159603,0.3358474762554614,0.25188560719159603,0.11,0.27,1,"","","",""]
["T B Simon Power Plant","10328_B_BLR3",10328,"B","BLR3",89144,"Coal Steam","","MIS_LMI","Michigan",26,"Ingham",65,"26065",17,8300,1965,9999,"wall","dry","Y","Bituminous","","","","","LNB + OFA","SNCR","",2007,"ESPH","ESPH","No","","","",1.67,0.3358474762554614,0.25188560719159603,0.3358474762554614,0.25188560719159603,0.9,0.94,1,"","","",""]
["T B Simon Power Plant","10328_B_BLR4",10328,"B","BLR4",89145,"Coal Steam","","MIS_LMI","Michigan",26,"Ingham",65,"26065",17,8300,1965,9999,"FBC","dry","Y","Bituminous","Reagent Injection","",91.6,91.6,"CF","SNCR","",1999,"B","B","NA","","","",1.67,0.11029999999999998,0.11029999999999998,0.11029999999999998,0.11029999999999998,0.05,0.43,0.43,95,95,"",""]
["T B Simon Power Plant","10328_B_BLR6",10328,"B","BLR6",89142,"Coal Steam","","MIS_LMI","Michigan",26,"Ingham",65,"26065",17,8300,1965,9999,"wall","dry","Y","Bituminous","","","","","LNB + OFA","SNCR","",2007,"B","B","NA","","","",1.67,0.3358474762554614,0.25188560719159603,0.3358474762554614,0.25188560719159603,0.11,0.27,1,"","","",""]
["Central Power & Lime","10333_B_1",10333,"B","1",89797,"Coal Steam","","FRCC","Florida",12,"Hernando",53,"12053",135,10473,1988,9999,"wall","dry","Y","Bituminous","Dry Scrubber",1988,90,90,"AA + LNB","","","","B","B","NA","","","",0.31,0.3202162118481855,0.3202162118481855,0.3202162118481855,0.3202162118481855,0.05,0.75,1,95,99,"","",null,null,"C2G"]
["Foster Wheeler Mt Carmel Cogen","10343_B_SG-101",10343,"B","SG-101",3542,"Coal Steam","","PJM_WMAC","Pennsylvania",42,"Northumberland",97,"42097",43,12161,1990,9999,"FBC","dry","Y","Waste Coal","Dry Scrubber",1990,95.5,95.5,"CF","","","","B","B","NA","","","",0.24,0.14421859384866156,0.14421859384866156,0.14421859384866156,0.14421859384866156,0.01,0.01,0.01,99,99,"",""]
["Peru","1037_B_2",1037,"B","2","","Coal Steam","","MIS_INKY","Indiana",18,"Miami",103,"18103",20,13237,1959,9999,"wall","dry","N","Bituminous","","","","","","","","","ESPC","ESPC","No","","","",6,0.535343526678147,0.535343526678147,0.32,0.32,0.64,0.97,1,"","","",""]
["Peru","1037_B_5",1037,"B","5","","Coal Steam","","MIS_INKY","Indiana",18,"Miami",103,"18103",12,14500,1949,9999,"wall","dry","N","Bituminous","","","","","","","","","ESPC","ESPC","No","","","",6,0.535343526678147,0.535343526678147,0.32,0.32,0.64,0.97,1,"","","",""]
["James River Genco LLC","10377_B_1A",10377,"B","1A",10070,"Coal Steam","","PJM_Dom","Virginia",51,"HOPEWELL",670,"51670",15.4,9315,1987,9999,"stoker/SPR","dry","Y","Bituminous","Dry Scrubber",2008,90,90,"FR + OFA + MR","","","","B","B","NA","","","",0.96,0.34201598048328546,0.34201598048328546,0.34201598048328546,0.34201598048328546,0.05,0.75,1,95,95,"",""]
["James River Genco LLC","10377_B_1B",10377,"B","1B",10071,"Coal Steam","","PJM_Dom","Virginia",51,"HOPEWELL",670,"51670",15.4,9315,1987,9999,"stoker/SPR","dry","Y","Bituminous","Dry Scrubber",2008,90,90,"FR + OFA + MR","","","","B","B","NA","","","",0.96,0.3505083164473089,0.3505083164473089,0.3505083164473089,0.3505083164473089,0.05,0.75,1,95,95,"",""]
["James River Genco LLC","10377_B_1C",10377,"B","1C",10072,"Coal Steam","","PJM_Dom","Virginia",51,"HOPEWELL",670,"51670",15.4,9315,1987,9999,"stoker/SPR","dry","Y","Bituminous","Dry Scrubber",2008,90,90,"FR + OFA + MR","","","","B","B","NA","","","",0.96,0.3462096787766987,0.3462096787766987,0.3462096787766987,0.3462096787766987,0.05,0.75,1,95,95,"",""]
["James River Genco LLC","10377_B_2A",10377,"B","2A",10073,"Coal Steam","","PJM_Dom","Virginia",51,"HOPEWELL",670,"51670",15.4,9315,1987,9999,"stoker/SPR","dry","Y","Bituminous","Dry Scrubber",2007,90,90,"FR + OFA + MR","","","","B","B","NA","","","",0.96,0.3437364044311757,0.3437364044311757,0.3437364044311757,0.3437364044311757,0.05,0.75,1,95,95,"",""]
["James River Genco LLC","10377_B_2B",10377,"B","2B",10074,"Coal Steam","","PJM_Dom","Virginia",51,"HOPEWELL",670,"51670",15.4,9315,1987,9999,"stoker/SPR","dry","Y","Bituminous","Dry Scrubber",2007,90,90,"FR + OFA + MR","","","","B","B","NA","","","",0.96,0.3444393038293723,0.3444393038293723,0.3444393038293723,0.3444393038293723,0.05,0.75,1,95,95,"",""]
["James River Genco LLC","10377_B_2C",10377,"B","2C",10075,"Coal Steam","","PJM_Dom","Virginia",51,"HOPEWELL",670,"51670",15.4,9315,1987,9999,"stoker/SPR","dry","Y","Bituminous","Dry Scrubber",2007,90,90,"FR + OFA + MR","","","","B","B","NA","","","",0.96,0.3362748150114269,0.3362748150114269,0.3362748150114269,0.3362748150114269,0.05,0.75,1,95,95,"",""]
["CPI USA NC Southport","10378_B_1A",10378,"B","1A",9907,"Coal Steam","","S_VACA","North Carolina",37,"BRUNSWICK",19,"37019",18.3,15800,1987,9999,"stoker/SPR","dry","Y","Bituminous","","","","","OFA","","","","B","B","NA","","","",1.47,0.25300007915432954,0.25300007915432954,0.25300007915432954,0.25300007915432954,0.11,0.27,1,"","","",""]
["CPI USA NC Southport","10378_B_1B",10378,"B","1B",9908,"Coal Steam","","S_VACA","North Carolina",37,"BRUNSWICK",19,"37019",18.3,15800,1987,9999,"stoker/SPR","dry","Y","Bituminous","","","","","OFA","","","","B","B","NA","","","",1.47,0.2541396003566273,0.2541396003566273,0.2541396003566273,0.2541396003566273,0.11,0.27,1,"","","",""]
["CPI USA NC Southport","10378_B_1C",10378,"B","1C",9909,"Coal Steam","","S_VACA","North Carolina",37,"BRUNSWICK",19,"37019",17,15800,1987,9999,"stoker/SPR","dry","Y","Bituminous","","","","","OFA","","","","B","B","NA","","","",1.47,0.24930167040926846,0.24930167040926846,0.24930167040926846,0.24930167040926846,0.11,0.27,1,"","","",""]
["CPI USA NC Southport","10378_B_2A",10378,"B","2A",9910,"Coal Steam","","S_VACA","North Carolina",37,"BRUNSWICK",19,"37019",17.8,15800,1987,9999,"stoker/SPR","dry","Y","Bituminous","","","","","OFA","","","","B","B","NA","","","",1.47,0.2627852266697379,0.2627852266697379,0.2627852266697379,0.2627852266697379,0.11,0.27,1,"","","",""]
["CPI USA NC Southport","10378_B_2B",10378,"B","2B",9911,"Coal Steam","","S_VACA","North Carolina",37,"BRUNSWICK",19,"37019",17.8,15800,1987,9999,"stoker/SPR","dry","Y","Bituminous","","","","","OFA","","","","B","B","NA","","","",1.47,0.2655826041784452,0.2655826041784452,0.2655826041784452,0.2655826041784452,0.11,0.27,1,"","","",""]
["CPI USA NC Southport","10378_B_2C",10378,"B","2C",9912,"Coal Steam","","S_VACA","North Carolina",37,"BRUNSWICK",19,"37019",17.8,15800,1987,9999,"stoker/SPR","dry","Y","Bituminous","","","","","OFA","","","","B","B","NA","","","",1.47,0.26345127498394005,0.26345127498394005,0.26345127498394005,0.26345127498394005,0.11,0.27,1,"","","",""]
["Elizabethtown Power LLC","10380_B_A BLR",10380,"B","A BLR",3543,"Coal Steam","","S_VACA","North Carolina",37,"Bladen",17,"37017",16,11113,1985,9999,"stoker/SPR","","Y","Bituminous","","","","","OFA","","","","B","B","NA","","","",2.3,0.5235,0.5235,0.5235,0.5235,0.11,0.27,1,"","","",""]
["Elizabethtown Power LLC","10380_B_B BLR",10380,"B","B BLR",3544,"Coal Steam","","S_VACA","North Carolina",37,"Bladen",17,"37017",16,11113,1985,9999,"stoker/SPR","","Y","Bituminous","","","","","OFA","","","","B","B","NA","","","",2.3,0.5614,0.5614,0.5614,0.5614,0.11,0.27,1,"","","",""]
["Lumberton","10382_B_UNIT1",10382,"B","UNIT1",3545,"Coal Steam","","S_VACA","North Carolina",37,"Robeson",155,"37155",16,11247,1985,9999,"stoker/SPR","dry","Y","Bituminous","","","","","OFA","","","","B","B","NA","","","",2.3000000000000003,0.4414,0.4414,0.4414,0.4414,0.11,0.27,1,"","","",""]
["Lumberton","10382_B_UNIT2",10382,"B","UNIT2",3546,"Coal Steam","","S_VACA","North Carolina",37,"Robeson",155,"37155",16,11247,1985,9999,"stoker/SPR","dry","Y","Bituminous","","","","","OFA","","","","B","B","NA","","","",2.3000000000000003,0.4474,0.4474,0.4474,0.4474,0.11,0.27,1,"","","",""]
["Edgecombe Genco LLC","10384_B_1A",10384,"B","1A",9927,"Coal Steam","","PJM_Dom","North Carolina",37,"Edgecombe",65,"37065",29,11351,1990,9999,"stoker/SPR","dry","Y","Bituminous","Dry Scrubber",1990,95.6,95.6,"OFA","","","","B","B","NA","","","",0.31,0.45132690850345697,0.45132690850345697,0.45132690850345697,0.45132690850345697,0.05,0.75,1,99,99,"",""]
["Edgecombe Genco LLC","10384_B_1B",10384,"B","1B",9928,"Coal Steam","","PJM_Dom","North Carolina",37,"Edgecombe",65,"37065",29,11351,1990,9999,"stoker/SPR","dry","Y","Bituminous","Dry Scrubber",1990,95.3,95.3,"OFA","","","","B","B","NA","","","",0.31,0.44906442944746766,0.44906442944746766,0.44906442944746766,0.44906442944746766,0.05,0.75,1,99,99,"",""]
["Edgecombe Genco LLC","10384_B_2A",10384,"B","2A",9929,"Coal Steam","","PJM_Dom","North Carolina",37,"Edgecombe",65,"37065",29,11351,1990,9999,"stoker/SPR","dry","Y","Bituminous","Dry Scrubber",1990,95.4,95.4,"OFA","","","","B","B","NA","","","",0.31,0.4382906232338275,0.4382906232338275,0.4382906232338275,0.4382906232338275,0.05,0.75,1,99,99,"",""]
["Edgecombe Genco LLC","10384_B_2B",10384,"B","2B",9930,"Coal Steam","","PJM_Dom","North Carolina",37,"Edgecombe",65,"37065",29,11351,1990,9999,"stoker/SPR","dry","Y","Bituminous","Dry Scrubber",1990,94.7,94.7,"OFA","","","","B","B","NA","","","",0.31,0.4386923109127061,0.4386923109127061,0.4386923109127061,0.4386923109127061,0.05,0.75,1,99,99,"",""]
["Whitewater Valley","1040_B_1",1040,"B","1",729,"Coal Steam","","PJM_West","Indiana",18,"WAYNE",177,"18177",35,12386,1955,9999,"wall","dry","N","Bituminous","","","","","LNB + OFA","SNCR","",2004,"ESPC + B","ESPC + B","No","","","",6,0.3166,0.2559978610158999,0.3166,0.2559978610158999,0.2,0.75,1,"","","",""]
["Whitewater Valley","1040_B_2",1040,"B","2",730,"Coal Steam","","PJM_West","Indiana",18,"WAYNE",177,"18177",65,12363,1973,9999,"tangential","dry","N","Bituminous","Dry Scrubber",1994,61.25,90,"LNB + OFA","SNCR","",2003,"ESPC + B","ESPC + B","No","","","",6,0.3224,0.2552398019678811,0.24,0.24,0.05,0.75,1,66.25,99,"","Yes"]
["Black River Generation","10464_B_E0001",10464,"B","E0001",3547,"Biomass","","NY_Z_C&E","New York",36,"Jefferson",45,"36045",18.3,12909,1989,9999,"FBC","dry","N","Biomass","Dry Scrubber",1989,98,98,"CF","","","","B + C","B + C","NA","","","",3.8000000000000003,0.16247164447145604,0.16247164447145604,0.16247164447145604,0.16247164447145604,0.05,0.43,0.43,99,99,"",""]
["Black River Generation","10464_B_E0002",10464,"B","E0002",3548,"Biomass","","NY_Z_C&E","New York",36,"Jefferson",45,"36045",18.3,12909,1989,9999,"FBC","dry","N","Biomass","Dry Scrubber",1989,98,98,"CF","","","","B + C","B + C","NA","","","",3.8000000000000003,0.16179515587626964,0.16179515587626964,0.16179515587626964,0.16179515587626964,0.05,0.43,0.43,99,99,"",""]
["Black River Generation","10464_B_E0003",10464,"B","E0003",3549,"Biomass","","NY_Z_C&E","New York",36,"Jefferson",45,"36045",18.3,12909,1989,9999,"FBC","dry","N","Biomass","Dry Scrubber",1989,98,98,"CF","","","","B + C","B + C","NA","","","",3.8000000000000003,0.15738400287865378,0.15738400287865378,0.15738400287865378,0.15738400287865378,0.05,0.43,0.43,99,99,"",""]
["Lansing","1047_B_4",1047,"B","4",739,"Coal Steam","","MIS_IA","Iowa",19,"Allamakee",5,"19005",237,10478,1977,9999,"wall","dry","N","Bituminous, Subbituminous","Dry scrubber",2015,92.51,92.51,"LNB + NH3","SCR",2009,"","ESPC + B","ESPC + B","No","ACI",2015,90,1.2,0.4151,0.11590930783440195,0.4151,0.11590930783440195,0.1,0.1,0.1,99,99,"","Yes"]
["Milton L Kapp","1048_B_2",1048,"B","2",740,"O/G steam","","MIS_IA","Iowa",19,"Clinton",45,"19045",211,10730,1967,9999,"tangential","dry","N","Natural Gas","","","","","LNC1","","","","ESPC","ESPC","Yes","","","",4.3,0.13616096433295347,0.13616096433295347,0.12,0.12,{"$nulls":3},"","","","Yes",null,null,"C2G"]
["Rumford Cogeneration","10495_B_6",10495,"B","6","","Coal Steam","","NENG_ME","Maine",23,"Oxford",17,"23017",29,8300,1990,9999,"FBC","dry","Y","Bituminous","Reagent Injection","",91.6,91.6,"CF","","","","ESPH","ESPH","Yes","","","",1.92,0.23319862607896832,0.23319862607896832,0.23319862607896832,0.23319862607896832,1,1,1,91.6,91.6,"",""]
["Rumford Cogeneration","10495_B_7",10495,"B","7","","Coal Steam","","NENG_ME","Maine",23,"Oxford",17,"23017",29,8300,1990,9999,"FBC","dry","Y","Bituminous","Reagent Injection","",91.6,91.6,"CF","","","","ESPH","ESPH","Yes","","","",1.92,0.23319862607896832,0.23319862607896832,0.23319862607896832,0.23319862607896832,1,1,1,91.6,91.6,"",""]
["Chambers Cogeneration LP","10566_B_BOIL1",10566,"B","BOIL1",3554,"Coal Steam","","PJM_EMAC","New Jersey",34,"Salem",33,"34033",131,10597,1994,9999,"wall","dry","Y","Bituminous","Dry Scrubber",1994,93,93,"LNBO","SCR",1994,"","B","B","NA","","","",0.2630289302325581,0.1337764200476566,0.1337764200476566,0.1337764200476566,0.1337764200476566,0.05,0.75,1,98,99,"",""]
["Chambers Cogeneration LP","10566_B_BOIL2",10566,"B","BOIL2",3555,"Coal Steam","","PJM_EMAC","New Jersey",34,"Salem",33,"34033",131,10597,1994,9999,"wall","dry","Y","Bituminous","Dry Scrubber",1994,93,93,"LNBO","SCR",1994,"","B","B","NA","","","",0.2630289302325581,0.12359702359168508,0.12359702359168508,0.12359702359168508,0.12359702359168508,0.05,0.75,1,98,99,"",""]
["Ebensburg Power","10603_B_031",10603,"B","031",3557,"Coal Steam","","PJM_PENE","Pennsylvania",42,"Cambria",21,"42021",51,14107,1990,9999,"FBC","dry","Y","Waste Coal","Reagent Injection","",90,90,"CF","","","","B","B","NA","","","",1,0.09336435893353366,0.09336435893353366,0.09336435893353366,0.09336435893353366,0.01,0.01,0.01,95,95,"",""]
["Stockton Cogen","10640_B_BLR1",10640,"B","BLR1","","Coal Steam","","WEC_CALN","California",6,"San Joaquin",77,"06077",54,8300,1988,9999,"","","Y","Bituminous","Dry Scrubber",1987,83.59,90,"CF","SNCR","",2013,"B + C","B + C","NA","","","",1.7607266262307688,0.1055688519591009,0.1055688519591009,0.1055688519591009,0.1055688519591009,0.05,0.75,1,88.59,99,"",""]
["Cambria Cogen","10641_B_B1",10641,"B","B1",3566,"Coal Steam","","PJM_PENE","Pennsylvania",42,"Cambria",21,"42021",44,12011,1991,9999,"FBC","dry","Y","Waste Coal","Reagent Injection","",91.6,91.6,"CF","SNCR","",1998,"B","B","NA","","","",1.2,0.14085749940207282,0.14085749940207282,0.14085749940207282,0.14085749940207282,0.01,0.01,0.01,95,95,"",""]
["Cambria Cogen","10641_B_B2",10641,"B","B2",3567,"Coal Steam","","PJM_PENE","Pennsylvania",42,"Cambria",21,"42021",44,12011,1991,9999,"FBC","dry","Y","Waste Coal","Reagent Injection","",91.6,91.6,"CF","SNCR","",1998,"B","B","NA","","","",1.2,0.14493049293000979,0.14493049293000979,0.14493049293000979,0.14493049293000979,0.01,0.01,0.01,95,95,"",""]
["AES Deepwater","10670_B_AAB001",10670,"B","AAB001",88080,"Coal Steam","","ERC_REST","Texas",48,"Harris",201,"48201",138,12520,1986,9999,"vertical","dry","N","Petroleum Coke","Wet Scrubber",1986,90,90,"LNB + LNBO","SCR",2007,"","ESPC","ESPC","No","","","",0.9,0.0438,0.0299,0.0438,0.0299,0.07,0.07,0.07,95,99,"",""]
["AES Shady Point LLC","10671_B_1A",10671,"B","1A","","Coal Steam","","SPP_WEST","Oklahoma",40,"Le flore",79,"40079",80,11629,1991,9999,"FBC","dry","Y","Bituminous, Subbituminous","Reagent Injection","",85.2,85.2,"CF","","","","B","B","NA","","","",1.2,0.1367538031090034,0.1367538031090034,0.1367538031090034,0.1367538031090034,0.05,0.43,0.43,95,95,"",""]
["AES Shady Point LLC","10671_B_1B",10671,"B","1B","","Coal Steam","","SPP_WEST","Oklahoma",40,"Le flore",79,"40079",80,11629,1991,9999,"FBC","dry","Y","Bituminous, Subbituminous","Reagent Injection","",84.7,84.7,"CF","","","","B","B","NA","","","",1.2,0.1367538031090034,0.1367538031090034,0.1367538031090034,0.1367538031090034,0.05,0.43,0.43,95,95,"",""]
["AES Shady Point LLC","10671_B_2A",10671,"B","2A","","Coal Steam","","SPP_WEST","Oklahoma",40,"Le flore",79,"40079",80,11637,1991,9999,"FBC","dry","Y","Bituminous, Subbituminous","Reagent Injection","",82.9,82.9,"CF","","","","B","B","NA","","","",1.2,0.1367538031090034,0.1367538031090034,0.1367538031090034,0.1367538031090034,0.05,0.43,0.43,95,95,"",""]
["AES Shady Point LLC","10671_B_2B",10671,"B","2B","","Coal Steam","","SPP_WEST","Oklahoma",40,"Le flore",79,"40079",80,11637,1991,9999,"FBC","dry","Y","Bituminous, Subbituminous","Reagent Injection","",84.6,84.6,"CF","","","","B","B","NA","","","",1.2,0.1367538031090034,0.1367538031090034,0.1367538031090034,0.1367538031090034,0.05,0.43,0.43,95,95,"",""]
["Cedar Bay Generating Company LP","10672_B_CBA",10672,"B","CBA",89859,"Coal Steam","","FRCC","Florida",12,"Duval",31,"12031",83,9680,1994,9999,"FBC","dry","Y","Bituminous","Dry Scrubber",1994,96.7,96.7,"CF","SNCR","",1994,"B","B","NA","","","",0.3,0.16406771181920324,0.16406771181920324,0.16406771181920324,0.16406771181920324,0.05,0.43,0.43,99,99,"",""]
["Cedar Bay Generating Company LP","10672_B_CBB",10672,"B","CBB",90112,"Coal Steam","","FRCC","Florida",12,"Duval",31,"12031",83,9680,1994,9999,"FBC","dry","Y","Bituminous","Dry Scrubber",1994,96.1,96.1,"CF","SNCR","",1994,"B","B","NA","","","",0.3,0.16469450359865787,0.16469450359865787,0.16469450359865787,0.16469450359865787,0.05,0.43,0.43,99,99,"",""]
["Cedar Bay Generating Company LP","10672_B_CBC",10672,"B","CBC",90113,"Coal Steam","","FRCC","Florida",12,"Duval",31,"12031",83,9680,1994,9999,"FBC","dry","Y","Bituminous","Dry Scrubber",1994,96.7,96.7,"CF","SNCR","",1994,"B","B","NA","","","",0.3,0.16334746805443048,0.16334746805443048,0.16334746805443048,0.16334746805443048,0.05,0.43,0.43,99,99,"",""]
["AES Beaver Valley Partners Beaver Valley","10676_B_2",10676,"B","2",3571,"Coal Steam","","PJM_West","Pennsylvania",42,"Beaver",7,"42007",43,10903,1987,2017,"wall","dry","Y","Bituminous","Wet Scrubber",1980,92,92,"LNBO","SNCR","",2003,"ESPC + WS","ESPC + B + WS","Yes","","","",0.7,0.4044295639462953,0.4044295639462953,0.4044295639462953,0.4044295639462953,0.3,0.3,0.56,97,99,"",""]
["AES Beaver Valley Partners Beaver Valley","10676_B_3",10676,"B","3",3572,"Coal Steam","","PJM_West","Pennsylvania",42,"Beaver",7,"42007",43,10903,1987,2017,"wall","dry","Y","Bituminous","Wet Scrubber",1980,92,92,"LNBO","SNCR","",2003,"ESPC + WS","ESPC + B + WS","Yes","","","",0.7,0.43999593609094023,0.43999593609094023,0.43999593609094023,0.43999593609094023,0.3,0.3,0.56,97,99,"",""]
["AES Beaver Valley Partners Beaver Valley","10676_B_4",10676,"B","4",3573,"Coal Steam","","PJM_West","Pennsylvania",42,"Beaver",7,"42007",43,10903,1987,2017,"wall","dry","Y","Bituminous","Wet Scrubber",1980,92,92,"LNBO","SNCR","",2003,"ESPC + WS","ESPC + WS","Yes","","","",0.7,0.41539615208937414,0.41539615208937414,0.41539615208937414,0.41539615208937414,0.34,0.84,0.56,97,99,"",""]
["AES Beaver Valley Partners Beaver Valley","10676_B_5",10676,"B","5",3574,"Coal Steam","","PJM_West","Pennsylvania",42,"Beaver",7,"42007",17,10903,1987,2017,"wall","dry","Y","Bituminous","Wet Scrubber",1987,92,92,"LA + LNB","SNCR","",2003,"ESPC + WS","ESPC + WS","Yes","","","",0.75,0.4846903161902729,0.4846903161902729,0.3686620624764847,0.3686620624764847,0.34,0.84,0.56,97,97,"",""]
["AES Warrior Run Cogeneration Facility","10678_B_BLR1",10678,"B","BLR1",3575,"Coal Steam","","PJM_AP","Maryland",24,"Allegany",1,"24001",180,10627,2000,9999,"FBC","dry","Y","Bituminous","Reagent Injection","",91.6,91.6,"NH3","SNCR","",2000,"B","B","NA","","","",0.42,0.15388780850994863,0.15388780850994863,0.15388780850994863,0.15388780850994863,0.05,0.43,0.43,95,95,"",""]
["Argus Cogen Plant","10684_B_BLR25",10684,"B","BLR25","","Coal Steam","","WECC_SCE","California",6,"San Bernardino",71,"06071",25,8300,1978,9999,"","","Y","Bituminous, Subbituminous","Wet Scrubber",1978,98.2,98.2,"LNB + OFA","SNCR","",2005,"ESPC","ESPC","Yes","","","",0.526482047,0.2341162231820912,0.2341162231820912,0.2341162231820912,0.2341162231820912,0.34,0.84,0.56,99,99,"",""]
["Argus Cogen Plant","10684_B_BLR26",10684,"B","BLR26","","Coal Steam","","WECC_SCE","California",6,"San Bernardino",71,"06071",25,8300,1978,9999,"","","Y","Bituminous, Subbituminous","Wet Scrubber",1978,98.2,98.2,"LNB + OFA","SNCR","",2005,"ESPC","ESPC","Yes","","","",0.526482047,0.2341162231820912,0.2341162231820912,0.2341162231820912,0.2341162231820912,0.34,0.84,0.56,99,99,"",""]
["Prairie Creek","1073_B_1",1073,"B","1","","Coal Steam","","MIS_IA","Iowa",19,"Linn",113,"19113",1.8,7197,1950,9999,"stoker/SPR","dry","Y","Bituminous, Subbituminous","","","","","OFA","","","","ESPC","ESPC","No","","","",5,0.5146,0.5146,0.5146,0.5146,0.64,0.97,1,"","","",""]
["Prairie Creek","1073_B_3",1073,"B","3",746,"Coal Steam","","MIS_IA","Iowa",19,"Linn",113,"19113",36,12829,1958,9999,"wall","dry","Y","Bituminous, Subbituminous","","","","","OFA","","","","ESPC","ESPC","No","ACI",2014,90,5,0.3216790967805761,0.3216790967805761,0.19310612501326402,0.19310612501326402,0.1,0.1,0.1,"","","",""]
["Prairie Creek","1073_B_4",1073,"B","4",747,"Coal Steam","","MIS_IA","Iowa",19,"Linn",113,"19113",128,11117,1967,9999,"wall","dry","Y","Bituminous, Subbituminous","","","","","LNB + OFA","","","","ESPC","ESPC","Yes","ACI",2014,90,5,0.3906517720551804,0.3906517720551804,0.3906517720551804,0.3906517720551804,0.1,0.1,0.1,"","","","Yes"]
["Morgantown Energy Facility","10743_B_CFB1",10743,"B","CFB1",10078,"Coal Steam","","PJM_AP","West Virginia",54,"Monongalia",61,"54061",25,8666,1991,9999,"FBC","dry","Y","Waste Coal","Reagent Injection","",91.6,91.6,"CF","","","","B","B","NA","","","",0.4,0.25171610038576103,0.25171610038576103,0.25171610038576103,0.25171610038576103,0.01,0.01,0.01,95,95,"",""]
["Morgantown Energy Facility","10743_B_CFB2",10743,"B","CFB2",10079,"Coal Steam","","PJM_AP","West Virginia",54,"Monongalia",61,"54061",25,8666,1991,9999,"FBC","dry","Y","Waste Coal","Reagent Injection","",91.6,91.6,"CF","","","","B","B","NA","","","",0.4,0.25188390771124325,0.25188390771124325,0.25188390771124325,0.25188390771124325,0.01,0.01,0.01,95,95,"",""]
["Rio Bravo Jasmin","10768_B_CFB",10768,"B","CFB","","Coal Steam","","WECC_SCE","California",6,"Kern",29,"06029",33,11259,1989,9999,"FBC","dry","Y","Bituminous, Petroleum Coke","Reagent Injection","",91.6,91.6,"CF","SNCR","",1989,"B","B","NA","","","",5.26,0.14033507336637066,0.14033507336637066,0.14033507336637066,0.14033507336637066,0.05,0.43,0.43,95,95,"",""]
["Rio Bravo Poso","10769_B_CFB",10769,"B","CFB","","Coal Steam","","WEC_CALN","California",6,"Kern",29,"06029",33,11870,1989,9999,"FBC","dry","Y","Bituminous, Petroleum Coke","Reagent Injection","",91.6,91.6,"CF","SNCR","",1989,"B","B","NA","","","",5.26,0.14033507336637066,0.14033507336637066,0.14033507336637066,0.14033507336637066,0.05,0.43,0.43,95,95,"",""]
["Colstrip Energy LP","10784_B_BLR1",10784,"B","BLR1","","Coal Steam","","WECC_MT","Montana",30,"Rosebud",87,"30087",35,13941,1990,9999,"FBC","dry","N","Waste Coal","Reagent Injection","",91.6,91.6,"CF + OFA","","","","B","B","NA","ACI",2011,99,2,0.37117141931046027,0.37117141931046027,0.37117141931046027,0.37117141931046027,0.01,0.01,0.01,95,95,"",""]
["Holcomb","108_B_SGU1",108,"B","SGU1",60,"Coal Steam","","SPP_N","Kansas",20,"Finney",55,"20055",359,10408,1983,9999,"wall","dry","N","Subbituminous","Dry Scrubber",1983,80,90,"LNB + SOFA + STC","","","","B","B","NA","ACI",2015,90,0.48,0.3214205909493365,0.3214205909493365,0.3214205909493365,0.3214205909493365,0.1,0.1,0.1,85,99,"",""]
["Riverside","1081_B_7",1081,"B","7","","Coal Steam","","MIS_MIDA","Iowa",19,"Scott",163,"19163",2.4,14500,1949,9999,"wall","dry","Y","Subbituminous","","","","","","","","","ESPC","ESPC","No","","","",1.2,0.4746690655727098,0.4746690655727098,0.21749528138437432,0.21749528138437432,0.64,0.97,1,"","","","",null,null,"C2G"]
["Riverside","1081_B_8",1081,"B","8","","Coal Steam","","MIS_MIDA","Iowa",19,"Scott",163,"19163",2.4,14500,1949,9999,"wall","dry","Y","Subbituminous","","","","","","","","","ESPC","ESPC","No","","","",1.2,0.4746690655727098,0.4746690655727098,0.21749528138437432,0.21749528138437432,0.64,0.97,1,"","","","",null,null,"C2G"]
["Riverside","1081_B_9",1081,"B","9",753,"Coal Steam","","MIS_MIDA","Iowa",19,"Scott",163,"19163",128,13328,1961,9999,"tangential","dry","Y","Subbituminous","","","","","LNC2","","","","ESPC","ESPC + B","No","","","",0.006,0.16,0.16,0.16,0.16,0.2,0.75,1,"","","","",null,null,"C2G"]
["Walter Scott Jr Energy Center","1082_B_3",1082,"B","3",756,"Coal Steam","","MIS_MIDA","Iowa",19,"Pottawattamie",155,"19155",720,9858,1978,9999,"wall","dry","N","Subbituminous","Dry Scrubber",2008,93.6,93.6,"LNBO","","","","B","B","NA","ACI",2015,90,0.4,0.1941662958863468,0.1941662958863468,0.1941662958863468,0.1941662958863468,0.1,0.1,0.1,98.6,99,"","Yes",null,null,"C2G"]
["Walter Scott Jr Energy Center","1082_B_4",1082,"B","4",89556,"Coal Steam","","MIS_MIDA","Iowa",19,"Pottawattamie",155,"19155",809,9928,2007,9999,"wall","dry","N","Subbituminous","Dry Scrubber",2007,92,92,"LNBO","SCR",2007,"","B","B","NA","ACI",2007,90,0.1,0.05878426551718932,0.05878426551718932,0.05878426551718932,0.05878426551718932,0.1,0.1,0.1,97,99,"",""]
["Silver Bay Power","10849_B_BLR1",10849,"B","BLR1",89908,"Coal Steam","","MIS_MNWI","Minnesota",27,"Lake",75,"27075",36,9931,1955,9999,"wall","dry","Y","Subbituminous","","","","","","","","","B","B","NA","","","",1.5,0.535343526678147,0.535343526678147,0.2277239754429731,0.2277239754429731,0.11,0.27,1,"","","",""]
["Silver Bay Power","10849_B_BLR2",10849,"B","BLR2",89909,"Coal Steam","","MIS_MNWI","Minnesota",27,"Lake",75,"27075",69,9931,1963,9999,"wall","dry","Y","Subbituminous","","","","","","","","","B","B","NA","","","",1.5,0.31594777273607766,0.31594777273607766,0.31594777273607766,0.31594777273607766,0.11,0.27,1,"","","","Yes"]
["George Neal North","1091_B_3",1091,"B","3",762,"Coal Steam","","MIS_MIDA","Iowa",19,"Woodbury",193,"19193",519,10351,1975,9999,"wall","dry","N","Subbituminous","Dry Scrubber",2014,90,90,"LNBO","SNCR","",2014,"ESPC + B","ESPC + B","No","ACI",2015,90,1.2,0.21121783318852444,0.21121783318852444,0.21121783318852444,0.21121783318852444,0.1,0.1,0.1,95,99,"","Yes",null,null,"C2G"]
["Burlington","1104_B_1",1104,"B","1",764,"Coal Steam","","MIS_IA","Iowa",19,"Des Moines",57,"19057",198,10900,1968,9999,"tangential","dry","N","Bituminous, Subbituminous","","","","","LNB + OFA","","","","ESPC","ESPC","Yes","ACI",2015,90,5.032,0.14982654804429443,0.14982654804429443,0.14982654804429443,0.14982654804429443,0.1,0.1,0.1,"","","","Yes"]
["Ames Electric Services Power Plant","1122_B_7",1122,"B","7",767,"Coal Steam","","MIS_MIDA","Iowa",19,"Story",169,"19169",37,12602,1968,9999,"tangential","dry","N","Subbituminous","","","","","LA","","","","ESPC","ESPC","No","","","",1.2,0.3494946639034575,0.3494946639034575,0.13959247662770505,0.13959247662770505,0.64,0.97,1,"","","","Yes",null,null,"C2G"]
["Ames Electric Services Power Plant","1122_B_8",1122,"B","8",768,"Coal Steam","","MIS_MIDA","Iowa",19,"Story",169,"19169",67,12656,1982,9999,"wall","dry","N","Subbituminous","","","","","OFA","","","","ESPH","ESPH","No","","","",1.2,0.3335800598576074,0.3335800598576074,0.19727771806427633,0.19727771806427633,0.9,0.94,1,"","","","",null,null,"C2G"]
["Cholla","113_B_1",113,"B","1",62,"Coal Steam","","WECC_AZ","Arizona",4,"Navajo",17,"04017",116,10249,1962,9999,"tangential","dry","N","Bituminous, Subbituminous","Wet Scrubber",1972,90,90,"LNB + OFA","","","","B","B","NA","","","",1,0.21885700308059072,0.21885700308059072,0.21885700308059072,0.21885700308059072,0.1,0.27,0.56,95,99,"",""]
["Cholla","113_B_2",113,"B","2",63,"Coal Steam","","WECC_AZ","Arizona",4,"Navajo",17,"04017",260,10573,1978,9999,"tangential","dry","N","Bituminous, Subbituminous","Wet Scrubber",1978,90,90,"LNC3","","","","WS","B + WS","NA","","","",0.8,0.2905304902660754,0.2905304902660754,0.2905304902660754,0.2905304902660754,0.1,0.27,0.56,95,99,"","Yes"]
["Cholla","113_B_3",113,"B","3",64,"Coal Steam","","WECC_AZ","Arizona",4,"Navajo",17,"04017",271,10404,1980,9999,"tangential","dry","N","Bituminous, Subbituminous","Wet Scrubber",2009,94,94,"LNC3","","","","B","B","NA","","","",0.8,0.25512741010646883,0.25512741010646883,0.25512741010646883,0.25512741010646883,0.1,0.27,0.56,99,99,"","Yes"]
["Cholla","113_B_4",113,"B","4",65,"Coal Steam","","WECC_AZ","Arizona",4,"Navajo",17,"04017",380,10335,1981,9999,"tangential","dry","N","Bituminous, Subbituminous","Wet Scrubber",2008,94,94,"LNC3","","","","B","B","NA","","","",0.15,0.2621130959833915,0.2621130959833915,0.2621130959833915,0.2621130959833915,0.1,0.27,0.56,99,99,"","Yes"]
["Streeter Station","1131_B_6",1131,"B","6","","Coal Steam","","MIS_MIDA","Iowa",19,"Black Hawk",13,"19013",19.4,14500,1963,9999,"","","N","Bituminous, Subbituminous","","","","","","","","","B + C","B + C","NA","","","",6,0.4451349612788622,0.4451349612788622,0.4451349612788622,0.4451349612788622,0.11,0.27,1,"","","","Yes"]
["Streeter Station","1131_B_7",1131,"B","7",772,"Coal Steam","","MIS_MIDA","Iowa",19,"Black Hawk",13,"19013",35,14500,1973,9999,"wall","dry","N","Bituminous, Subbituminous","","","","","","","","","ESPH","ESPH","No","","","",6,0.6925105049163357,0.6925105049163357,0.3453114594354246,0.3453114594354246,0.9,0.94,1,"","","","Yes",null,null,"C2G - 10% coal; leave as coal steam"]
["Muscatine Plant #1","1167_B_7",1167,"B","7","","Coal Steam","","MIS_IA","Iowa",19,"Muscatine",139,"19139",23.4,13772,1958,9999,"stoker/SPR","dry","N","Subbituminous","","","","","","","","","ESPC + C","ESPC + C","No","","","",6,0.46590059797290656,0.46590059797290656,0.39601550827697063,0.39601550827697063,0.64,0.97,1,"","","",""]
["Muscatine Plant #1","1167_B_8",1167,"B","8",787,"Coal Steam","","MIS_IA","Iowa",19,"Muscatine",139,"19139",53,14293,1969,9999,"cyclone","wet","Y","Subbituminous","","","","","LA + OFA","","","","ESPC","ESPC","No","","","",6,0.7909775666744897,0.7909775666744897,0.7909775666744897,0.7909775666744897,0.64,0.97,1,"","","","Yes"]
["Muscatine Plant #1","1167_B_9",1167,"B","9",788,"Coal Steam","","MIS_IA","Iowa",19,"Muscatine",139,"19139",163,13732,1983,9999,"tangential","dry","N","Subbituminous","Wet Scrubber",1983,96,96,"LA + OFA","","","","ESPC","ESPC","No","","","",0.45,0.13382848345068932,0.13382848345068932,0.12,0.12,0.34,0.84,0.56,99,99,"",""]
["Earl F Wisdom","1217_B_1",1217,"B","1",806,"O/G steam","","MIS_MIDA","Iowa",19,"Clay",41,"19041",38,13165,1960,9999,"wall","dry","N","Natural Gas, Distillate Fuel Oil","","","","","LNB","","","","ESPC + C","ESPC + C","No","","","",2.7,0.710974579012034,0.710974579012034,0.4641084057439666,0.4641084057439666,{"$nulls":3},"","","","",null,null,"C2G"]
["La Cygne","1241_B_1",1241,"B","1",819,"Coal Steam","","SPP_N","Kansas",20,"Linn",107,"20107",736,10753,1973,9999,"cyclone","wet","N","Bituminous, Subbituminous","Wet Scrubber",1973,80,90,"LNB + OFA","SCR",2007,"","B + WS","B + WS","NA","ACI",2015,90,0.1,0.0835599825020834,0.0835599825020834,0.0835599825020834,0.0835599825020834,0.1,0.1,0.1,85,99,"","Yes"]
["La Cygne","1241_B_2",1241,"B","2",820,"Coal Steam","","SPP_N","Kansas",20,"Linn",107,"20107",682,10228,1977,9999,"wall","dry","N","Bituminous, Subbituminous","Wet Scrubber",2015,97.28,97.28,"LNB + OFA","SCR",2015,"","ESPC + B","ESPC + B","No","ACI",2015,90,0.1,0.28938317361884885,0.07,0.28938317361884885,0.07,0.1,0.1,0.1,99,99,"","Yes"]
["Lawrence Energy Center","1250_B_3",1250,"B","3",833,"Coal Steam","","SPP_N","Kansas",20,"Douglas",45,"20045",50,11273,1955,9999,"tangential","dry","N","Bituminous, Subbituminous","","","","","LNB + OFA","","","","ESPC","ESPC","No","ACI",2015,90,3,0.18,0.18,0.18,0.18,0.1,0.1,0.1,"","","",""]
["Lawrence Energy Center","1250_B_4",1250,"B","4",834,"Coal Steam","","SPP_N","Kansas",20,"Douglas",45,"20045",108,11481,1960,9999,"tangential","dry","N","Bituminous, Subbituminous","Wet Scrubber",1969,73,90,"LNB + OFA","","","","B + WS","B + WS","NA","ACI",2015,90,0.15,0.18,0.18,0.18,0.18,0.1,0.1,0.1,78,99,"",""]
["Lawrence Energy Center","1250_B_5",1250,"B","5",835,"Coal Steam","","SPP_N","Kansas",20,"Douglas",45,"20045",371,10845,1971,9999,"tangential","dry","N","Bituminous, Subbituminous","Wet Scrubber",1971,52,90,"LNB + OFA","","","","B + WS","B + WS","NA","ACI",2015,90,0.15,0.15,0.15,0.15,0.15,0.1,0.1,0.1,57,99,"","Yes"]
["Tecumseh Energy Center","1252_B_10",1252,"B","10",836,"Coal Steam","","SPP_N","Kansas",20,"Shawnee",177,"20177",129,11231,1962,9999,"tangential","dry","N","Bituminous, Subbituminous","","","","","LNC3","","","","ESPC","ESPC + B","No","ACI",2015,90,3,0.18,0.18,0.18,0.18,0.1,0.1,0.1,"","","","Yes"]
["Tecumseh Energy Center","1252_B_9",1252,"B","9",840,"Coal Steam","","SPP_N","Kansas",20,"Shawnee",177,"20177",73,11441,1957,9999,"tangential","dry","N","Bituminous, Subbituminous","","","","","LNB + OFA","","","","ESPC","ESPC + B","No","ACI",2015,90,3,0.15477228958694847,0.15477228958694847,0.15477228958694847,0.15477228958694847,0.1,0.1,0.1,"","","",""]
["H Wilson Sundt Generating Station","126_B_4",126,"B","4",80,"Coal Steam","","WECC_AZ","Arizona",4,"Pima",19,"04019",120,10732,1967,9999,"wall","dry","N","Bituminous, Subbituminous","","","","","LNBO","","","","B","B","NA","","","",1,0.45582651999860235,0.45582651999860235,0.45582651999860235,0.45582651999860235,0.11,0.27,1,"","","","Yes"]
["Oklaunion","127_B_1",127,"B","1",81,"Coal Steam","","ERC_WEST","Texas",48,"Wilbarger",487,"48487",670,10654,1986,9999,"wall","dry","N","Subbituminous","Wet Scrubber",1986,86.8,90,"LNB","","","","ESPC","ESPC","No","ACI",2015,90,0.5,0.36107949623655844,0.36107949623655844,0.2339388285476294,0.2339388285476294,0.1,0.1,0.1,91.8,99,"",""]
["Quindaro","1295_B_1",1295,"B","1",855,"Coal Steam","","SPP_N","Kansas",20,"Wyandotte",209,"20209",72,11099,1965,9999,"cyclone","wet","N","Subbituminous","","","","","","","","","ESPC","ESPC","No","","","",0.006,0.15,0.15,0.15,0.15,0.64,0.97,1,"","","","Yes",null,null,"C2G"]
["Quindaro","1295_B_2",1295,"B","2",856,"Coal Steam","","SPP_N","Kansas",20,"Wyandotte",209,"20209",111,11232,1971,9999,"wall","dry","N","Subbituminous","","","","","LNB + OFA","","","","ESPC","ESPC","No","","","",0.006,0.16,0.16,0.16,0.16,0.64,0.97,1,"","","","Yes",null,null,"C2G"]
["Cross","130_B_1",130,"B","1",82,"Coal Steam","","S_VACA","South Carolina",45,"Berkeley",15,"45015",580,10216,1995,9999,"wall","dry","N","Bituminous","Wet Scrubber",2006,98,98,"LNBO","SCR",2000,"","ESPC + WS","ESPC + WS","No","","","",0.26,0.08314023404938947,0.08314023404938947,0.08314023404938947,0.08314023404938947,0.1,0.84,0.56,99,99,"",""]
["Cross","130_B_2",130,"B","2",83,"Coal Steam","","S_VACA","South Carolina",45,"Berkeley",15,"45015",570,10060,1984,9999,"tangential","dry","N","Bituminous","Wet Scrubber",2006,87,90,"LNC1","SCR",2000,"","ESPC + WS","ESPC + WS","No","","","",0.26,0.08246369577340223,0.08246369577340223,0.08246369577340223,0.08246369577340223,0.1,0.84,0.56,92,99,"",""]
["Cross","130_B_3",130,"B","3",89490,"Coal Steam","","S_VACA","South Carolina",45,"Berkeley",15,"45015",600,9629,2007,9999,"tangential","wet","N","Bituminous","Wet Scrubber",2007,97,97,"LNC3","SCR",2007,"","ESPC + WS","ESPC + WS","No","","","",0.26,0.063188080248764,0.063188080248764,0.063188080248764,0.063188080248764,0.1,0.84,0.56,99,99,"",""]
["Cross","130_B_4",130,"B","4",89491,"Coal Steam","","S_VACA","South Carolina",45,"Berkeley",15,"45015",600,9719,2008,9999,"tangential","wet","N","Bituminous","Wet Scrubber",2009,97,97,"LNC3","SCR",2009,"","ESPC + WS","ESPC + WS","No","","","",0.26,0.06254948024019999,0.06254948024019999,0.06254948024019999,0.06254948024019999,0.1,0.84,0.56,99,99,"",""]
["E W Brown","1355_B_1",1355,"B","1",874,"Coal Steam","","S_C_KY","Kentucky",21,"Mercer",167,"21167",101,10943,1957,9999,"wall","dry","N","Bituminous","Wet Scrubber",2009,98,98,"LNBO","","","","ESPC","ESPC + B","Yes","","","",5.15,0.32,0.32,0.32,0.32,0.3,0.3,0.56,99,99,"",""]
["E W Brown","1355_B_2",1355,"B","2",877,"Coal Steam","","S_C_KY","Kentucky",21,"Mercer",167,"21167",166,10576,1963,9999,"tangential","dry","N","Bituminous","Wet Scrubber",2009,98,98,"LNC1","","","","ESPC","ESPC","No","","","",5.15,0.3327302901668582,0.3327302901668582,0.3327302901668582,0.3327302901668582,0.34,0.84,0.56,99,99,"","Yes"]
["E W Brown","1355_B_3",1355,"B","3",878,"Coal Steam","","S_C_KY","Kentucky",21,"Mercer",167,"21167",411,10643,1971,9999,"tangential","dry","N","Bituminous","Wet Scrubber",2010,98,98,"LNC3","SCR",2012,"","ESPC","ESPC","No","","","",5.15,0.30935338787081473,0.07,0.30935338787081473,0.07,0.1,0.84,0.56,99,99,"","Yes"]
["Ghent","1356_B_1",1356,"B","1",884,"Coal Steam","","S_C_KY","Kentucky",21,"Carroll",41,"21041",475,10669,1973,9999,"tangential","dry","N","Bituminous, Subbituminous","Wet Scrubber",1994,98.2,98.2,"LNC2","SCR",2004,"","ESPC + B","ESPC + B","No","","","",5.67,0.07708349421612631,0.07708349421612631,0.07708349421612631,0.07708349421612631,0.1,0.3,0.56,99,99,"","Yes"]
["Ghent","1356_B_2",1356,"B","2",885,"Coal Steam","","S_C_KY","Kentucky",21,"Carroll",41,"21041",484,10664,1977,9999,"tangential","dry","N","Bituminous, Subbituminous","Wet Scrubber",2009,93,93,"LNC3","","","","ESPH + B","ESPH + B","No","","","",1.2,0.1855340959592469,0.1855340959592469,0.1855340959592469,0.1855340959592469,0.03,0.27,0.56,98,99,"","Yes"]
["Ghent","1356_B_3",1356,"B","3",886,"Coal Steam","","S_C_KY","Kentucky",21,"Carroll",41,"21041",480,10933,1981,9999,"wall","dry","N","Bituminous, Subbituminous","Wet Scrubber",2007,98.2,98.2,"LNBO","SCR",2004,"","ESPH + B","ESPH + B","No","","","",1.2,0.191566011082914,0.191566011082914,0.191566011082914,0.191566011082914,0.1,0.15,0.56,99,99,"","Yes"]
["Ghent","1356_B_4",1356,"B","4",887,"Coal Steam","","S_C_KY","Kentucky",21,"Carroll",41,"21041",479,10916,1984,9999,"wall","dry","N","Bituminous, Subbituminous","Wet Scrubber",2008,98.2,98.2,"LNBO","SCR",2004,"","ESPH + B","ESPH + B","No","","","",1.2,0.175071850382729,0.175071850382729,0.175071850382729,0.175071850382729,0.1,0.15,0.56,99,99,"",""]
["Seminole","136_B_1",136,"B","1",84,"Coal Steam","","FRCC","Florida",12,"Putnam",107,"12107",647,9883,1984,9999,"wall","dry","N","Bituminous","Wet Scrubber",1984,95,95,"LNBO","SCR",2009,"","ESPC","ESPC","No","","","",0.67,0.2034,0.051534912351076156,0.2034,0.051534912351076156,0.1,0.84,0.56,99,99,"",""]
["Seminole","136_B_2",136,"B","2",85,"Coal Steam","","FRCC","Florida",12,"Putnam",107,"12107",663,9967,1984,9999,"wall","dry","N","Bituminous","Wet Scrubber",1984,95,95,"LNBO","SCR",2009,"","ESPC","ESPC","No","","","",0.67,0.04668507530703419,0.04668507530703419,0.04668507530703419,0.04668507530703419,0.1,0.84,0.56,99,99,"",""]
["Mill Creek","1364_B_1",1364,"B","1",905,"Coal Steam","","S_C_KY","Kentucky",21,"Jefferson",111,"21111",303,10750,1972,9999,"tangential","dry","N","Bituminous","Wet Scrubber",1981,90,90,"LNC2","","","","ESPC","ESPC + B","No","","","",1.2,0.2927372867096972,0.2927372867096972,0.24,0.24,0.3,0.3,0.56,95,99,"","Yes"]
["Mill Creek","1364_B_2",1364,"B","2",906,"Coal Steam","","S_C_KY","Kentucky",21,"Jefferson",111,"21111",301,10853,1974,9999,"tangential","dry","N","Bituminous","Wet Scrubber",1980,90,90,"LNC2","","","","ESPC","ESPC + B","No","","","",1.2,0.3035120537530397,0.3035120537530397,0.24,0.24,0.3,0.3,0.56,95,99,"","Yes"]
["Mill Creek","1364_B_3",1364,"B","3",907,"Coal Steam","","S_C_KY","Kentucky",21,"Jefferson",111,"21111",391,10445,1978,9999,"wall","dry","N","Bituminous","Wet Scrubber",1985,90,90,"LNB","SCR",2004,"","ESPC","ESPC + B","No","","","",1.2,0.227907592797153,0.07287071216738138,0.227907592797153,0.07287071216738138,0.1,0.3,0.56,95,99,"","Yes"]
["Mill Creek","1364_B_4",1364,"B","4",908,"Coal Steam","","S_C_KY","Kentucky",21,"Jefferson",111,"21111",477,10483,1982,9999,"wall","dry","N","Bituminous","Wet Scrubber",1982,90,90,"LNB","SCR",2004,"","ESPC","ESPC","No","","","",1.2,0.10270063834324168,0.10270063834324168,0.10270063834324168,0.10270063834324168,0.1,0.84,0.56,95,99,"","Yes"]
["Elmer Smith","1374_B_1",1374,"B","1",911,"Coal Steam","","S_C_KY","Kentucky",21,"Daviess",59,"21059",140,11012,1964,9999,"cyclone","wet","N","Bituminous","Wet Scrubber",1994,96,96,"OFA","SCR",2000,"","ESPC","ESPC","No","","","",6,0.993718143662109,0.07,0.993718143662109,0.07,0.1,0.84,0.56,99,99,"","Yes"]
["Elmer Smith","1374_B_2",1374,"B","2",912,"Coal Steam","","S_C_KY","Kentucky",21,"Daviess",59,"21059",267,10442,1974,9999,"tangential","dry","N","Bituminous","Wet Scrubber",1994,96,96,"LNC2","SNCR","",2004,"ESPC","ESPC","No","","","",6,0.27531718976699987,0.27531718976699987,0.24,0.24,0.34,0.84,0.56,99,99,"","Yes"]
["Paradise","1378_B_1",1378,"B","1",913,"Coal Steam","","S_C_TVA","Kentucky",21,"Muhlenberg",177,"21177",628,10155,1963,9999,"cyclone","wet","N","Bituminous, Subbituminous","Wet Scrubber",1983,93,93,"OFA","SCR",2001,"","WS","B + WS","NA","","","",1.2,0.12312983630469841,0.12312983630469841,0.12312983630469841,0.12312983630469841,0.1,0.27,0.56,98,99,"","Yes",null,null,"C2G"]
["Paradise","1378_B_2",1378,"B","2",914,"Coal Steam","","S_C_TVA","Kentucky",21,"Muhlenberg",177,"21177",602,10154,1963,9999,"cyclone","wet","N","Bituminous, Subbituminous","Wet Scrubber",1983,93,93,"OFA","SCR",2000,"","WS","B + WS","NA","","","",1.2,0.11889750772778845,0.11889750772778845,0.11889750772778845,0.11889750772778845,0.1,0.27,0.56,98,99,"","Yes",null,null,"C2G"]
["Paradise","1378_B_3",1378,"B","3",915,"Coal Steam","","S_C_TVA","Kentucky",21,"Muhlenberg",177,"21177",971,10170,1970,9999,"cyclone","wet","N","Bituminous, Subbituminous","Wet Scrubber",2006,98,98,"OFA","SCR",2003,"","ESPC","ESPC","No","","","",1.2,0.3319,0.1671,0.3319,0.1671,0.1,0.84,0.56,99,99,"","Yes",null,null,"C2G/Retire"]
["Shawnee","1379_B_1",1379,"B","1",916,"Coal Steam","","S_C_TVA","Kentucky",21,"McCracken",145,"21145",134,10997,1953,9999,"wall","dry","N","Bituminous, Subbituminous","","","","","LNB","SNCR","",2007,"B + C","B + C","NA","","","",1.2,0.39535903151794743,0.39535903151794743,0.32,0.32,0.11,0.27,1,"","","",""]
["Shawnee","1379_B_10",1379,"B","10",917,"Coal Steam","","S_C_TVA","Kentucky",21,"McCracken",145,"21145",124,10948,1990,9999,"FBC","dry","N","Bituminous, Subbituminous","Reagent Injection","",91.6,91.6,"CF","","","","B","B","NA","","","",1.2,0.6487338575876109,0.291171248778193,0.6487338575876109,0.291171248778193,0.05,0.43,0.43,95,95,"",""]
["Shawnee","1379_B_2",1379,"B","2",918,"Coal Steam","","S_C_TVA","Kentucky",21,"McCracken",145,"21145",134,10985,1953,9999,"wall","dry","N","Bituminous, Subbituminous","","","","","LNB","","","","B + C","B + C","NA","","","",1.2,0.39643081511416245,0.39643081511416245,0.32,0.32,0.11,0.27,1,"","","",""]
["Shawnee","1379_B_3",1379,"B","3",919,"Coal Steam","","S_C_TVA","Kentucky",21,"McCracken",145,"21145",134,11025,1953,9999,"wall","dry","N","Bituminous, Subbituminous","","","","","LNB","","","","B + C","B + C","NA","","","",1.2,0.3975568128183036,0.3975568128183036,0.32,0.32,0.11,0.27,1,"","","",""]
["Shawnee","1379_B_4",1379,"B","4",920,"Coal Steam","","S_C_TVA","Kentucky",21,"McCracken",145,"21145",134,11061,1954,9999,"wall","dry","N","Bituminous, Subbituminous","","","","","LNB","","","","B + C","B + C","NA","","","",1.2,0.39635572262770374,0.39635572262770374,0.32,0.32,0.11,0.27,1,"","","",""]
["Shawnee","1379_B_5",1379,"B","5",921,"Coal Steam","","S_C_TVA","Kentucky",21,"McCracken",145,"21145",134,11008,1954,9999,"wall","dry","N","Bituminous, Subbituminous","","","","","LNB","","","","B + C","B + C","NA","","","",1.2,0.40289382773000004,0.40289382773000004,0.32,0.32,0.11,0.27,1,"","","",""]
["Shawnee","1379_B_6",1379,"B","6",922,"Coal Steam","","S_C_TVA","Kentucky",21,"McCracken",145,"21145",134,10984,1954,9999,"wall","dry","N","Bituminous, Subbituminous","","","","","LNB","","","","B + C","B + C","NA","","","",1.2,0.3370199510736643,0.3370199510736643,0.32,0.32,0.11,0.27,1,"","","",""]
["Shawnee","1379_B_7",1379,"B","7",923,"Coal Steam","","S_C_TVA","Kentucky",21,"McCracken",145,"21145",134,10928,1954,9999,"wall","dry","N","Bituminous, Subbituminous","","","","","LNB","","","","B + C","B + C","NA","","","",1.2,0.3333160892159349,0.3333160892159349,0.32,0.32,0.11,0.27,1,"","","",""]
["Shawnee","1379_B_8",1379,"B","8",924,"Coal Steam","","S_C_TVA","Kentucky",21,"McCracken",145,"21145",134,11001,1955,9999,"wall","dry","N","Bituminous, Subbituminous","","","","","LNB","","","","B + C","B + C","NA","","","",1.2,0.3342846793878982,0.3342846793878982,0.32,0.32,0.11,0.27,1,"","","",""]
["Shawnee","1379_B_9",1379,"B","9",925,"Coal Steam","","S_C_TVA","Kentucky",21,"McCracken",145,"21145",134,11021,1955,9999,"wall","dry","N","Bituminous, Subbituminous","","","","","LNB","","","","B + C","B + C","NA","","","",1.2,0.3341012358616348,0.3341012358616348,0.32,0.32,0.11,0.27,1,"","","",""]
["Kenneth C Coleman","1381_B_C1",1381,"B","C1",926,"Coal Steam","","MIS_INKY","Kentucky",21,"Hancock",91,"21091",150,10767,1969,9999,"wall","dry","N","Bituminous","Wet Scrubber",2005,95,95,"AA + LNB","","","","ESPC","ESPC + B","No","ACI",2015,90,5.2,0.35773824323869374,0.35773824323869374,0.35773824323869374,0.35773824323869374,0.1,0.1,0.1,99,99,"Yes","Yes",2015]
["Kenneth C Coleman","1381_B_C2",1381,"B","C2",927,"Coal Steam","","MIS_INKY","Kentucky",21,"Hancock",91,"21091",138,11519,1970,9999,"wall","dry","N","Bituminous","Wet Scrubber",2005,95,95,"AA + LNB","","","","ESPC","ESPC + B","No","ACI",2015,90,5.2,0.3570410176613346,0.3570410176613346,0.3570410176613346,0.3570410176613346,0.1,0.1,0.1,99,99,"Yes","Yes",2015]
["Kenneth C Coleman","1381_B_C3",1381,"B","C3",928,"Coal Steam","","MIS_INKY","Kentucky",21,"Hancock",91,"21091",155,10806,1971,9999,"wall","dry","N","Bituminous","Wet Scrubber",2005,95,95,"AA + LNB","","","","ESPC","ESPC + B","No","ACI",2015,90,5.2,0.35844957628992397,0.35844957628992397,0.35844957628992397,0.35844957628992397,0.1,0.1,0.1,99,99,"Yes","Yes",2015]
["HMP&L Station Two Henderson","1382_B_H1",1382,"B","H1",929,"Coal Steam","","MIS_INKY","Kentucky",21,"Henderson",101,"21101",153,10204,1973,9999,"wall","dry","N","Bituminous","Wet Scrubber",1995,95,95,"LNB","SCR",2002,"","ESPC","ESPC + B","No","","","",5.2,0.06776034441198259,0.06776034441198259,0.06776034441198259,0.06776034441198259,0.1,0.3,0.56,99,99,"","Yes"]
["HMP&L Station Two Henderson","1382_B_H2",1382,"B","H2",930,"Coal Steam","","MIS_INKY","Kentucky",21,"Henderson",101,"21101",159,10250,1974,9999,"wall","dry","N","Bituminous","Wet Scrubber",1995,95,95,"LNB","SCR",2003,"","ESPC","ESPC + B","No","","","",5.2,0.07582862756749026,0.07582862756749026,0.07582862756749026,0.07582862756749026,0.1,0.3,0.56,99,99,"","Yes"]
["Robert A Reid","1383_B_R1",1383,"B","R1",931,"Coal Steam","","MIS_INKY","Kentucky",21,"Webster",233,"21233",65,14500,1966,9999,"wall","dry","N","Bituminous","","","","","","","","","ESPC + C","ESPC + C","No","","","",5.2,0.4420922874380263,0.4420922874380263,0.32,0.32,0.64,0.97,1,"","","","Yes",null,null,"C2G"]
["Cooper","1384_B_1",1384,"B","1",932,"Coal Steam","","S_C_KY","Kentucky",21,"Pulaski",199,"21199",116,10684,1965,9999,"wall","dry","N","Bituminous","","","","","LNB","","","","ESPC","ESPC + B","No","","","",3.3000000000000003,0.438,0.438,0.3368545002447842,0.3368545002447842,0.2,0.75,1,"","","","Yes"]
["Cooper","1384_B_2",1384,"B","2",933,"Coal Steam","","S_C_KY","Kentucky",21,"Pulaski",199,"21199",225,10639,1969,9999,"wall","dry","N","Bituminous","Dry Scrubber",2012,95,95,"LNB","SCR",2012,"","B","B","NA","","","",3.3000000000000003,0.45274290323102306,0.07,0.45274290323102306,0.07,0.05,0.75,1,98.2,99,"","Yes"]
["R S Nelson","1393_B_1A",1393,"B","1A",90014,"Coal Steam","","S_D_WOTA","Louisiana",22,"Calcasieu",19,"22019",107,11351,1992,9999,"FBC","dry","Y","Petroleum Coke","Reagent Injection","",91.6,91.6,"OFA","","","","B","B","NA","","","",0.83,0.110236528252213,0.110236528252213,0.110236528252213,0.110236528252213,0.05,0.43,0.43,95,95,"",""]
["R S Nelson","1393_B_2A",1393,"B","2A",90015,"Coal Steam","","S_D_WOTA","Louisiana",22,"Calcasieu",19,"22019",106,11309,1992,9999,"FBC","dry","Y","Petroleum Coke","Reagent Injection","",91.6,91.6,"OFA","","","","B","B","NA","","","",0.83,0.13926521788973584,0.13926521788973584,0.13926521788973584,0.13926521788973584,0.05,0.43,0.43,95,95,"",""]
["R S Nelson","1393_B_6",1393,"B","6",950,"Coal Steam","","S_D_WOTA","Louisiana",22,"Calcasieu",19,"22019",550,11539,1982,9999,"tangential","wet","N","Subbituminous, Petroleum Coke","","","","","LNC2","","","","ESPC","ESPC","Yes","","","",1.2,0.17496807290109134,0.17496807290109134,0.1398464958363802,0.1398464958363802,0.64,0.97,1,"","","","Yes"]
["C P Crane","1552_B_1",1552,"B","1",1004,"Coal Steam","","PJM_SMAC","Maryland",24,"Baltimore",5,"24005",190,11025,1961,9999,"cyclone","wet","N","Bituminous, Subbituminous","","","","","CM + OFA","SNCR","",2005,"B","B","NA","ACI",2010,90,0.7,0.4324186323572257,0.4324186323572257,0.4324186323572257,0.4324186323572257,0.1,0.1,0.1,"","","",""]
["C P Crane","1552_B_2",1552,"B","2",1005,"Coal Steam","","PJM_SMAC","Maryland",24,"Baltimore",5,"24005",195,11015,1963,9999,"cyclone","wet","N","Bituminous, Subbituminous","","","","","CM + OFA","SNCR","",2005,"B","B","NA","ACI",2010,90,0.7,0.412280278255264,0.412280278255264,0.412280278255264,0.412280278255264,0.1,0.1,0.1,"","","","Yes"]
["Herbert A Wagner","1554_B_3",1554,"B","3",1009,"Coal Steam","","PJM_SMAC","Maryland",24,"Anne Arundel",3,"24003",305,10903,1966,9999,"wall","dry","N","Bituminous, Subbituminous","","","","","LNBO","SCR",2002,"","ESPC","ESPC","No","ACI",2009,90,1.2,0.1040089568745939,0.1040089568745939,0.1040089568745939,0.1040089568745939,0.1,0.1,0.1,"","","","Yes"]
["Chalk Point LLC","1571_B_1",1571,"B","1",1050,"Coal Steam","","PJM_SMAC","Maryland",24,"Prince George's",33,"24033",331,10155,1964,2018,"wall","dry","N","Bituminous","Wet Scrubber",2010,98,98,"LNB + OFA","SCR",2009,"","ESPC","ESPC","No","","","",0.12,0.1813155572948984,0.15,0.1813155572948984,0.15,0.1,0.84,0.56,99,99,"","Yes"]
["Chalk Point LLC","1571_B_2",1571,"B","2",1051,"Coal Steam","","PJM_SMAC","Maryland",24,"Prince George's",33,"24033",336,10051,1965,2018,"wall","dry","N","Bituminous","Wet Scrubber",2010,98,98,"LNB + OFA","SNCR","",2006,"ESPC","ESPC","No","","","",0.12,0.2430375301260641,0.2430375301260641,0.2430375301260641,0.2430375301260641,0.34,0.84,0.56,99,99,"","Yes"]
["Dickerson","1572_B_1",1572,"B","1",1057,"Coal Steam","","PJM_SMAC","Maryland",24,"Montgomery",31,"24031",179,10559,1959,2018,"tangential","dry","N","Bituminous","Wet Scrubber",2010,98,98,"LNC2","SNCR","",2009,"ESPC + B","ESPC + B","No","","","",2.8000000000000003,0.26547626483723263,0.26547626483723263,0.24,0.24,0.3,0.3,0.56,99,99,"",""]
["Dickerson","1572_B_2",1572,"B","2",1058,"Coal Steam","","PJM_SMAC","Maryland",24,"Montgomery",31,"24031",179,10510,1960,2018,"tangential","dry","N","Bituminous","Wet Scrubber",2010,98,98,"LNC2","SNCR","",2009,"ESPC + B","ESPC + B","No","","","",2.8000000000000003,0.2700858515486247,0.2700858515486247,0.24,0.24,0.3,0.3,0.56,99,99,"",""]
["Dickerson","1572_B_3",1572,"B","3",1059,"Coal Steam","","PJM_SMAC","Maryland",24,"Montgomery",31,"24031",179,10538,1962,2018,"tangential","dry","N","Bituminous","Wet Scrubber",2010,98,98,"LNC2","SNCR","",2009,"ESPC + B","ESPC + B","No","","","",2.8000000000000003,0.2651029357433497,0.2651029357433497,0.24,0.24,0.3,0.3,0.56,99,99,"","Yes"]
["Morgantown Generating Plant","1573_B_1",1573,"B","1",1065,"Coal Steam","","PJM_SMAC","Maryland",24,"Charles",17,"24017",610,9471,1970,9999,"tangential","dry","N","Bituminous","Wet Scrubber",2009,98,98,"LNC3","SCR",2007,"","ESPC","ESPC + B","Yes","","","",0.14,0.03847687861790495,0.03847687861790495,0.03847687861790495,0.03847687861790495,0.1,0.3,0.56,99,99,"","Yes"]
["Morgantown Generating Plant","1573_B_2",1573,"B","2",1066,"Coal Steam","","PJM_SMAC","Maryland",24,"Charles",17,"24017",619,9419,1971,9999,"tangential","dry","N","Bituminous","Wet Scrubber",2009,98,98,"LNC3","SCR",2008,"","ESPC","ESPC + B","Yes","","","",0.14,0.03290352088380313,0.03290352088380313,0.03290352088380313,0.03290352088380313,0.1,0.3,0.56,99,99,"","Yes"]
["Apache Station","160_B_2",160,"B","2",93,"Coal Steam","","WECC_AZ","Arizona",4,"Cochise",3,"04003",175,10828,1979,9999,"wall","dry","N","Bituminous, Subbituminous","Wet Scrubber",1979,85,90,"OFA","","","","ESPH","ESPH","No","ACI",2011,90,0.8,0.36323751842446317,0.36323751842446317,0.2067505233777837,0.2067505233777837,0.1,0.1,0.1,90,99,"","Yes"]
["Apache Station","160_B_3",160,"B","3",94,"Coal Steam","","WECC_AZ","Arizona",4,"Cochise",3,"04003",175,10703,1979,9999,"wall","dry","N","Bituminous, Subbituminous","Wet Scrubber",1979,85,90,"OFA","","","","ESPH","ESPH","No","ACI",2011,90,0.8,0.4458010619555845,0.4458010619555845,0.2261841106196169,0.2261841106196169,0.1,0.1,0.1,90,99,"","Yes"]
["Brayton Point","1619_B_1",1619,"B","1",1122,"Coal Steam","","NENGREST","Massachusetts",25,"Bristol",5,"25005",244,9767,1963,2017,"tangential","dry","N","Bituminous","Dry Scrubber",2008,90,90,"LNB + OFA","SCR",2006,"","ESPC + B","ESPC + B","No","ACI",2008,95,2.46,0.08,0.08,0.08,0.08,0.1,0.1,0.1,95,99,"","Yes"]
["Brayton Point","1619_B_2",1619,"B","2",1123,"Coal Steam","","NENGREST","Massachusetts",25,"Bristol",5,"25005",244,9667,1964,2017,"tangential","dry","N","Bituminous","Dry Scrubber",2008,90,90,"LNB + OFA","","","","ESPC + B","ESPC + B","No","ACI",2008,95,2.46,0.25431450019659424,0.25431450019659424,0.25431450019659424,0.25431450019659424,0.1,0.1,0.1,95,99,"","Yes"]
["GRDA","165_B_1",165,"B","1",95,"Coal Steam","","SPP_WEST","Oklahoma",40,"Mayes",97,"40097",490,10998,1982,9999,"wall","dry","N","Bituminous, Subbituminous","","","","","LNB + OFA","","","","ESPC","ESPC","No","","","",1.2,0.21144473452972418,0.21144473452972418,0.21144473452972418,0.21144473452972418,0.64,0.97,1,"","","",""]
["GRDA","165_B_2",165,"B","2",96,"Coal Steam","","SPP_WEST","Oklahoma",40,"Mayes",97,"40097",520,10985,1986,9999,"wall","dry","N","Bituminous, Subbituminous","Dry Scrubber",1986,85,90,"LNBO","","","","ESPC","ESPC","No","","","",0.6,0.36001238915670697,0.36001238915670697,0.36001238915670697,0.36001238915670697,0.64,0.65,1,90,99,"",""]
["Dan E Karn","1702_B_1",1702,"B","1",1153,"Coal Steam","","MIS_LMI","Michigan",26,"Bay",17,"26017",255,10616,1959,9999,"tangential","dry","N","Bituminous, Subbituminous","Dry Scrubber",2015,92.51,92.51,"","SCR",2004,"","B","B","NA","","","",0.1,0.1076941522230373,0.1076941522230373,0.1076941522230373,0.1076941522230373,0.05,0.75,1,97.51,99,"",""]
["Dan E Karn","1702_B_2",1702,"B","2",1154,"Coal Steam","","MIS_LMI","Michigan",26,"Bay",17,"26017",260,10580,1961,9999,"wall","dry","N","Bituminous, Subbituminous","Dry Scrubber",2015,92.51,92.51,"LNBO","SCR",1998,"","B","B","NA","","","",0.1,0.07359190844022608,0.07359190844022608,0.07359190844022608,0.07359190844022608,0.05,0.75,1,97.51,99,"",""]
["J H Campbell","1710_B_1",1710,"B","1",1157,"Coal Steam","","MIS_LMI","Michigan",26,"Ottawa",139,"26139",260,9859,1962,9999,"tangential","dry","N","Bituminous, Subbituminous","","",53,53,"LNC3","","","","ESPC","ESPC","Yes","","","",1.67,0.2066890953758704,0.2066890953758704,0.2066890953758704,0.2066890953758704,0.64,0.97,1,63,63,"Yes","Yes",2016]
["J H Campbell","1710_B_2",1710,"B","2",1158,"Coal Steam","","MIS_LMI","Michigan",26,"Ottawa",139,"26139",351,9891,1967,9999,"wall","dry","N","Bituminous, Subbituminous","","",53,53,"LNBO","SCR",2013,"","ESPC + B","ESPC + B","Yes","","","",1.67,0.28944957248038916,0.07,0.28944957248038916,0.07,0.2,0.75,1,63,63,"Yes","Yes",2016]
["J H Campbell","1710_B_3",1710,"B","3",1159,"Coal Steam","","MIS_LMI","Michigan",26,"Ottawa",139,"26139",825,9806,1980,9999,"wall","dry","N","Bituminous, Subbituminous","Dry Scrubber",2015,92.51,92.51,"LNBO","SCR",2007,"","ESPC + B","ESPC + B","Yes","","","",0.09,0.11354416218859742,0.11354416218859742,0.11354416218859742,0.11354416218859742,0.05,0.75,1,97.51,99,"","Yes"]
["Monroe","1733_B_1",1733,"B","1",1182,"Coal Steam","","MIS_LMI","Michigan",26,"Monroe",115,"26115",668,9683,1972,9999,"cell","dry","N","Bituminous, Subbituminous","Wet Scrubber",2013,97,97,"LNCB","SCR",2003,"","ESPC","ESPC","Yes","","","",0.03,0.27078585194781896,0.07,0.27078585194781896,0.07,0.1,0.84,0.56,98.72,99,"","Yes"]
["Monroe","1733_B_2",1733,"B","2",1183,"Coal Steam","","MIS_LMI","Michigan",26,"Monroe",115,"26115",748,9709,1973,9999,"cell","dry","N","Bituminous, Subbituminous","Wet Scrubber",2014,97,97,"LNCB","SCR",2010,"","ESPC","ESPC","Yes","","","",0.03,0.30719068597418686,0.07,0.30719068597418686,0.07,0.1,0.84,0.56,98.72,99,"","Yes"]
["Monroe","1733_B_3",1733,"B","3",1184,"Coal Steam","","MIS_LMI","Michigan",26,"Monroe",115,"26115",752,9658,1973,9999,"cell","dry","N","Bituminous, Subbituminous","Wet Scrubber",2008,97,97,"LNCB","SCR",2000,"","ESPC","ESPC","Yes","","","",1.6,0.06039365226229871,0.06039365226229871,0.06039365226229871,0.06039365226229871,0.1,0.84,0.56,99,99,"","Yes"]
["Monroe","1733_B_4",1733,"B","4",1185,"Coal Steam","","MIS_LMI","Michigan",26,"Monroe",115,"26115",762,9759,1974,9999,"cell","dry","N","Bituminous, Subbituminous","Wet Scrubber",2010,97,97,"LNCB","SCR",2003,"","ESPC","ESPC","Yes","","","",1.6,0.08235866558716232,0.08235866558716232,0.08235866558716232,0.08235866558716232,0.1,0.84,0.56,99,99,"","Yes"]
["River Rouge","1740_B_2",1740,"B","2",1187,"Coal Steam","","MIS_LMI","Michigan",26,"Wayne",163,"26163",251,9828,1957,9999,"tangential","dry","N","Bituminous, Subbituminous","","",10,10,"LNB + OFA","","","","ESPC","ESPC","No","ACI",2016,90,1.67,0.2217522050322164,0.2217522050322164,0.14743044484858256,0.14743044484858256,0.1,0.1,0.1,20,20,"Yes","",2016]
["River Rouge","1740_B_3",1740,"B","3",1188,"Coal Steam","","MIS_LMI","Michigan",26,"Wayne",163,"26163",276,9969,1958,9999,"wall","dry","N","Bituminous, Subbituminous","","",10,10,"LNB","","","","ESPC","ESPC","No","ACI",2016,90,1.67,0.3039621636227425,0.3039621636227425,0.22573903853806745,0.22573903853806745,0.1,0.1,0.1,20,20,"Yes","",2016]
["St Clair","1743_B_1",1743,"B","1",1189,"Coal Steam","","MIS_LMI","Michigan",26,"st. Clair",147,"26147",152,11087,1953,9999,"wall","dry","N","Bituminous, Subbituminous","","",10,10,"LNCB","","","","ESPC","ESPC + B","No","ACI",2016,90,1.67,0.2855643919863213,0.2855643919863213,0.2855643919863213,0.2855643919863213,0.1,0.1,0.1,20,20,"Yes","",2016]
["St Clair","1743_B_2",1743,"B","2",1190,"Coal Steam","","MIS_LMI","Michigan",26,"st. Clair",147,"26147",153,11120,1953,9999,"wall","dry","N","Bituminous, Subbituminous","","",10,10,"LNCB","","","","ESPC","ESPC","No","ACI",2016,90,1.67,0.3766111285300784,0.3766111285300784,0.3766111285300784,0.3766111285300784,0.1,0.1,0.1,20,20,"Yes","",2016]
["St Clair","1743_B_3",1743,"B","3",1191,"Coal Steam","","MIS_LMI","Michigan",26,"st. Clair",147,"26147",165,11091,1954,9999,"wall","dry","N","Bituminous, Subbituminous","","",10,10,"LNCB","","","","ESPC","ESPC","No","ACI",2016,90,1.67,0.40738462190084035,0.40738462190084035,0.40738462190084035,0.40738462190084035,0.1,0.1,0.1,20,20,"Yes","",2016]
["St Clair","1743_B_4",1743,"B","4",1192,"Coal Steam","","MIS_LMI","Michigan",26,"st. Clair",147,"26147",147,11058,1954,9999,"wall","dry","N","Bituminous, Subbituminous","","",10,10,"LNCB","","","","ESPC","ESPC","No","ACI",2016,90,1.67,0.3382230942843415,0.3382230942843415,0.3382230942843415,0.3382230942843415,0.1,0.1,0.1,20,20,"Yes","",2016]
["St Clair","1743_B_6",1743,"B","6",1194,"Coal Steam","","MIS_LMI","Michigan",26,"st. Clair",147,"26147",307,11097,1961,9999,"tangential","dry","N","Bituminous, Subbituminous","","",10,10,"LNC2","","","","ESPC","ESPC","No","ACI",2016,90,1.67,0.16660963323699754,0.16660963323699754,0.13459917669790067,0.13459917669790067,0.1,0.1,0.1,20,20,"Yes","",2016]
["St Clair","1743_B_7",1743,"B","7",1195,"Coal Steam","","MIS_LMI","Michigan",26,"st. Clair",147,"26147",450,10527,1969,9999,"tangential","dry","N","Bituminous, Subbituminous","","",10,10,"LNC2","","","","ESPC","ESPC","No","ACI",2016,90,1.67,0.1895960522432281,0.1895960522432281,0.14684073298506414,0.14684073298506414,0.1,0.1,0.1,20,20,"Yes","Yes",2016]
["Trenton Channel","1745_B_16",1745,"B","16",1196,"Coal Steam","","MIS_LMI","Michigan",26,"Wayne",163,"26163",47,11530,1949,9999,"tangential","dry","N","Bituminous, Subbituminous","","",10,10,"LNB + OFA","","","","ESPC","ESPC","Yes","ACI",2016,90,1.6600000000000001,0.5520765375832506,0.5520765375832506,0.3625765818910593,0.3625765818910593,0.1,0.1,0.1,20,20,"Yes","",2016]
["Trenton Channel","1745_B_17",1745,"B","17",1197,"Coal Steam","","MIS_LMI","Michigan",26,"Wayne",163,"26163",47,11530,1949,9999,"tangential","dry","N","Bituminous, Subbituminous","","",10,10,"LNB + OFA","","","","ESPC","ESPC","Yes","ACI",2016,90,1.6600000000000001,0.5795018367284388,0.5795018367284388,0.38058816279419205,0.38058816279419205,0.1,0.1,0.1,20,20,"Yes","",2016]
["Trenton Channel","1745_B_18",1745,"B","18",1198,"Coal Steam","","MIS_LMI","Michigan",26,"Wayne",163,"26163",47,11530,1949,9999,"tangential","dry","N","Bituminous, Subbituminous","","",10,10,"LNB + OFA","","","","ESPC","ESPC","Yes","ACI",2016,90,1.6600000000000001,0.572656917228782,0.572656917228782,0.3760927579969346,0.3760927579969346,0.1,0.1,0.1,20,20,"Yes","",2016]
["Trenton Channel","1745_B_19",1745,"B","19",1199,"Coal Steam","","MIS_LMI","Michigan",26,"Wayne",163,"26163",47,11530,1950,9999,"tangential","dry","N","Bituminous, Subbituminous","","",10,10,"LNB + OFA","","","","ESPC","ESPC","Yes","ACI",2016,90,1.6600000000000001,0.5520211048688297,0.5520211048688297,0.3625401764241513,0.3625401764241513,0.1,0.1,0.1,20,20,"Yes","",2016]
["Trenton Channel","1745_B_9A",1745,"B","9A",1200,"Coal Steam","","MIS_LMI","Michigan",26,"Wayne",163,"26163",524,10498,1968,9999,"tangential","dry","N","Bituminous, Subbituminous","","",10,10,"LNC2","","","","ESPC","ESPC","Yes","ACI",2016,90,1.6600000000000001,0.18232903811783394,0.18232903811783394,0.1439014251536373,0.1439014251536373,0.1,0.1,0.1,20,20,"Yes","Yes",2016]
["Presque Isle","1769_B_5",1769,"B","5",1205,"Coal Steam","","MIS_WUMS","Michigan",26,"Marquette",103,"26103",88,11649,1974,2017,"wall","dry","N","Subbituminous","","","","","LNB","","","","ESPC + B","ESPC + B","No","","","",1.67,0.33735181656375623,0.33735181656375623,0.32,0.32,0.2,0.75,1,"","","","Yes"]
["Presque Isle","1769_B_6",1769,"B","6",1206,"Coal Steam","","MIS_WUMS","Michigan",26,"Marquette",103,"26103",88,11648,1975,2017,"wall","dry","N","Subbituminous","","","","","LNB","","","","ESPC + B","ESPC + B","No","","","",1.67,0.3488916980784669,0.3488916980784669,0.32,0.32,0.2,0.75,1,"","","","Yes"]
["Presque Isle","1769_B_7",1769,"B","7",1207,"Coal Steam","","MIS_WUMS","Michigan",26,"Marquette",103,"26103",85,11961,1978,2017,"wall","dry","N","Subbituminous","","","","","LNB","","","","ESPH + B","ESPH + B","No","ACI",2006,90,1.2,0.3833956006484217,0.3833956006484217,0.24839714971587887,0.24839714971587887,0.1,0.1,0.1,"","","","Yes"]
["Presque Isle","1769_B_8",1769,"B","8",1208,"Coal Steam","","MIS_WUMS","Michigan",26,"Marquette",103,"26103",85,11931,1978,2017,"wall","dry","N","Subbituminous","","","","","LNB","","","","ESPH + B","ESPH + B","No","ACI",2006,90,1.2,0.375698388598894,0.375698388598894,0.24341022359928344,0.24341022359928344,0.1,0.1,0.1,"","","","Yes"]
["Presque Isle","1769_B_9",1769,"B","9",1209,"Coal Steam","","MIS_WUMS","Michigan",26,"Marquette",103,"26103",85,11986,1979,2017,"wall","dry","N","Subbituminous","","","","","LNB","","","","ESPH + B","ESPH + B","No","ACI",2006,90,1.2,0.37968907404048124,0.37968907404048124,0.24599573811073433,0.24599573811073433,0.1,0.1,0.1,"","","","Yes"]
["Escanaba","1771_B_1",1771,"B","1","","Coal Steam","","MIS_WUMS","Michigan",26,"Delta",41,"26041",13,14500,1958,9999,"","","N","Bituminous","","","","","","","","","ESPH","ESPH","No","","","",2.5,0.4451349612788622,0.4451349612788622,0.4451349612788622,0.4451349612788622,0.9,0.94,1,"","","",""]
["Escanaba","1771_B_2",1771,"B","2","","Coal Steam","","MIS_WUMS","Michigan",26,"Delta",41,"26041",13,14500,1958,9999,"","","N","Bituminous","","","","","","","","","ESPH","ESPH","No","","","",2.5,0.4451349612788622,0.4451349612788622,0.4451349612788622,0.4451349612788622,0.9,0.94,1,"","","",""]
["J B Sims","1825_B_3",1825,"B","3",1213,"Coal Steam","","MIS_LMI","Michigan",26,"Ottawa",139,"26139",73,12442,1983,9999,"wall","dry","N","Bituminous","Wet Scrubber",1983,90,90,"AA + LNB","SNCR","",2010,"ESPC","ESPC","No","","","",1.67,0.2403654166867799,0.2403654166867799,0.2403654166867799,0.2403654166867799,0.34,0.84,0.56,95,99,"",""]
["James De Young","1830_B_3",1830,"B","3","","Coal Steam","","MIS_LMI","Michigan",26,"Ottawa",139,"26139",10.5,13813,1951,9999,"","","N","Bituminous","","","","","","","","","ESPC","ESPC","No","","","",1.67,0.4451349612788622,0.4451349612788622,0.4451349612788622,0.4451349612788622,0.64,0.97,1,"","","",""]
["James De Young","1830_B_4",1830,"B","4","","Coal Steam","","MIS_LMI","Michigan",26,"Ottawa",139,"26139",20.5,13285,1962,9999,"","","N","Bituminous","","","","","","","","","ESPC","ESPC","No","","","",1.67,0.4451349612788622,0.4451349612788622,0.4451349612788622,0.4451349612788622,0.64,0.97,1,"","","","Yes"]
["Eckert Station","1831_B_4",1831,"B","4",1218,"Coal Steam","","MIS_LMI","Michigan",26,"Ingham",65,"26065",67,12193,1964,9999,"wall","dry","N","Bituminous, Subbituminous","","","","","LNB + SOFA","","","","ESPC","ESPC","No","","","",1.67,0.22522453820039717,0.22522453820039717,0.22522453820039717,0.22522453820039717,0.64,0.97,1,"","","","Yes"]
["Eckert Station","1831_B_5",1831,"B","5",1219,"Coal Steam","","MIS_LMI","Michigan",26,"Ingham",65,"26065",65,12183,1968,9999,"wall","dry","N","Bituminous, Subbituminous","","","","","LNB + SOFA","","","","ESPC","ESPC","No","","","",1.67,0.2221255423950638,0.2221255423950638,0.2221255423950638,0.2221255423950638,0.64,0.97,1,"","","","Yes"]
["Eckert Station","1831_B_6",1831,"B","6",1220,"Coal Steam","","MIS_LMI","Michigan",26,"Ingham",65,"26065",64,12437,1970,9999,"wall","dry","N","Bituminous, Subbituminous","","","","","LNB + SOFA","","","","ESPC","ESPC","No","","","",1.67,0.21890109380089215,0.21890109380089215,0.21890109380089215,0.21890109380089215,0.64,0.97,1,"","","","Yes"]
["Erickson Station","1832_B_1",1832,"B","1",1221,"Coal Steam","","MIS_LMI","Michigan",26,"Eaton",45,"26045",151,10217,1973,9999,"wall","dry","N","Bituminous, Subbituminous","","","","","LNBO","","","","ESPC","ESPC","No","","","",1.67,0.23789316177388156,0.23789316177388156,0.23789316177388156,0.23789316177388156,0.64,0.97,1,"","","","Yes"]
["Shiras","1843_B_1",1843,"B","1","","Coal Steam","","MIS_WUMS","Michigan",26,"Marquette",103,"26103",11.6,14500,1967,9999,"","","N","Bituminous","","","","","","","","","","","NA","","","",1.4685714285714284,0.4451349612788622,0.4451349612788622,0.4451349612788622,0.4451349612788622,1,1,1,"","","",""]
["Shiras","1843_B_2",1843,"B","2","","Coal Steam","","MIS_WUMS","Michigan",26,"Marquette",103,"26103",19.5,13438,1972,9999,"","","N","Bituminous, Subbituminous","","","","","","","","","B","B","NA","","","",1.67,0.4451349612788622,0.4451349612788622,0.4451349612788622,0.4451349612788622,0.11,0.27,1,"","","","Yes"]
["Shiras","1843_B_3",1843,"B","3",1222,"Coal Steam","","MIS_WUMS","Michigan",26,"Marquette",103,"26103",41,12827,1983,9999,"tangential","dry","N","Bituminous, Subbituminous","Dry Scrubber",1983,80,90,"LNB + OFA","SNCR","",2015,"B","B","NA","","","",1.67,0.15303590853804955,0.15303590853804955,0.12,0.12,0.05,0.75,1,85,99,"",""]
["Wyandotte","1866_B_5",1866,"B","5",1223,"Coal Steam","","MIS_LMI","Michigan",26,"Wayne",163,"26163",24,14500,1948,9999,"stoker/SPR","dry","N","Bituminous","","","","","LNB","","","","","","NA","","","",1.67,0.09818151290999554,0.09818151290999554,0.09818151290999554,0.09818151290999554,1,1,1,"","","",""]
["Wyandotte","1866_B_7",1866,"B","7",1224,"Coal Steam","","MIS_LMI","Michigan",26,"Wayne",163,"26163",24,14500,1948,9999,"wall","dry","N","Bituminous","","","","","LNB","","","","ESPH","ESPH","No","","","",1.67,0.20170961915644842,0.20170961915644842,0.20170961915644842,0.20170961915644842,0.9,0.94,1,"","","",""]
["Wyandotte","1866_B_8",1866,"B","8",1225,"Coal Steam","","MIS_LMI","Michigan",26,"Wayne",163,"26163",24,14500,1948,9999,"FBC","dry","N","Bituminous","Reagent Injection","",91.6,91.6,"CM","","","","B","B","NA","","","",1.67,0.22042086653128862,0.22042086653128862,0.22042086653128862,0.22042086653128862,0.05,0.43,0.43,95,95,"",""]
["Syl Laskin","1891_B_1",1891,"B","1",1229,"Coal Steam","","MIS_MNWI","Minnesota",27,"st. Louis",137,"27137",55,12783,1953,9999,"tangential","dry","N","Bituminous, Subbituminous","","",45,45,"LNBO","","","","WS","B + WS","NA","","","",2.04,0.18087341172998747,0.18087341172998747,0.1336157721524114,0.1336157721524114,0.11,0.27,1,50,50,"","",null,null,"C2G"]
["Syl Laskin","1891_B_2",1891,"B","2",1230,"Coal Steam","","MIS_MNWI","Minnesota",27,"st. Louis",137,"27137",51,12875,1953,9999,"tangential","dry","N","Bituminous, Subbituminous","","",45,45,"LNBO","","","","WS","B + WS","NA","","","",2.04,0.1832578932550888,0.1832578932550888,0.13495819424755484,0.13495819424755484,0.11,0.27,1,50,50,"","",null,null,"C2G"]
["Clay Boswell","1893_B_1",1893,"B","1",1231,"Coal Steam","","MIS_MNWI","Minnesota",27,"Itasca",61,"27061",68,10689,1958,9999,"wall","dry","N","Subbituminous","","","","","ROFA","SNCR","",2005,"B","B","NA","","","",4,0.22265240388831914,0.22265240388831914,0.22265240388831914,0.22265240388831914,0.11,0.27,1,"","","",""]
["Clay Boswell","1893_B_2",1893,"B","2",1232,"Coal Steam","","MIS_MNWI","Minnesota",27,"Itasca",61,"27061",67,10627,1960,9999,"wall","dry","N","Subbituminous","","","","","ROFA","SNCR","",2005,"B","B","NA","","","",4,0.22647169715139365,0.22647169715139365,0.22647169715139365,0.22647169715139365,0.11,0.27,1,"","","",""]
["Clay Boswell","1893_B_3",1893,"B","3",1233,"Coal Steam","","MIS_MNWI","Minnesota",27,"Itasca",61,"27061",360,10572,1973,9999,"tangential","dry","N","Subbituminous","Wet Scrubber",1973,98,98,"LNC2 + NH3","SCR",2009,"","B","B","NA","ACI",2010,90,0.09,0.33820000000000006,0.055119529631398496,0.33820000000000006,0.055119529631398496,0.1,0.1,0.1,95,95,"","Yes"]
["Clay Boswell","1893_B_4",1893,"B","4",1234,"Coal Steam","","MIS_MNWI","Minnesota",27,"Itasca",61,"27061",428,10919,1980,9999,"tangential","dry","N","Subbituminous","Dry Scrubber",2015,92.51,92.51,"LNC2","SNCR","",2005,"B","B","NA","ACI",2015,90,0.33,0.3108,0.1338569061282239,0.3108,0.1338569061282239,0.1,0.1,0.1,97.51,99,"","Yes"]
["Allen S King","1915_B_1",1915,"B","1",1248,"Coal Steam","","MIS_MNWI","Minnesota",27,"Washington",163,"27163",510,9920,1968,9999,"cyclone","wet","N","Bituminous, Subbituminous","Dry Scrubber",2007,90,90,"OFA","SCR",2000,"","B","B","NA","ACI",2010,90,0.12,0.08227192778282069,0.08227192778282069,0.08227192778282069,0.08227192778282069,0.1,0.1,0.1,95,99,"","Yes"]
["Hibbing","1979_B_1",1979,"B","1","","Coal Steam","","MIS_MNWI","Minnesota",27,"st. Louis",137,"27137",7.6,14500,1965,9999,"","","Y","Subbituminous","","","","","","","","","ESPC","ESPC","No","","","",4,0.4451349612788622,0.4451349612788622,0.4451349612788622,0.4451349612788622,0.64,0.97,1,"","","","Yes"]
["Hibbing","1979_B_2",1979,"B","2","","Coal Steam","","MIS_MNWI","Minnesota",27,"st. Louis",137,"27137",7.6,14500,1965,9999,"","","Y","Subbituminous","","","","","","","","","ESPC","ESPC","No","","","",4,0.4451349612788622,0.4451349612788622,0.4451349612788622,0.4451349612788622,0.64,0.97,1,"","","","Yes"]
["Hibbing","1979_B_3",1979,"B","3","","Coal Steam","","MIS_MNWI","Minnesota",27,"st. Louis",137,"27137",7.6,14500,1965,9999,"","","Y","Subbituminous","","","","","","","","","ESPH","ESPH","No","","","",4,0.4451349612788622,0.4451349612788622,0.4451349612788622,0.4451349612788622,0.9,0.94,1,"","","","Yes"]
["Hibbing","1979_B_4",1979,"B","4","","Coal Steam","","MIS_MNWI","Minnesota",27,"st. Louis",137,"27137",7.6,14500,1965,9999,"","","Y","Subbituminous","","","","","","SNCR","",2010,"ESPH + C","ESPH + C","No","","","",3.013333333333333,0.09839933042226234,0.09839933042226234,0.09839933042226234,0.09839933042226234,0.9,0.94,1,"","","",""]
["Virginia","2018_B_10",2018,"B","10","","Coal Steam","","MIS_MNWI","Minnesota",27,"st. Louis",137,"27137",7.2,14500,1954,9999,"","","Y","Subbituminous","","","","","FR + LNB","","","","","","NA","","","",2,0.37117141931046027,0.37117141931046027,0.37117141931046027,0.37117141931046027,1,1,1,"","","",""]
["Virginia","2018_B_11",2018,"B","11","","Coal Steam","","MIS_MNWI","Minnesota",27,"st. Louis",137,"27137",7.2,14500,1954,9999,"","","Y","Subbituminous","","","","","","SNCR","",2015,"","","NA","","","",3.013333333333333,0.09839933042226234,0.09839933042226234,0.09839933042226234,0.09839933042226234,1,1,1,"","","",""]
["Virginia","2018_B_7",2018,"B","7","","Coal Steam","","MIS_MNWI","Minnesota",27,"st. Louis",137,"27137",7.2,14500,1954,9999,"","","Y","Subbituminous","","","","","","","","","","","NA","","","",3.013333333333333,0.4451349612788622,0.4451349612788622,0.4451349612788622,0.4451349612788622,1,1,1,"","","",""]
["Virginia","2018_B_9",2018,"B","9","","Coal Steam","","MIS_MNWI","Minnesota",27,"st. Louis",137,"27137",7.2,14500,1954,9999,"","","Y","Subbituminous","","","","","","","","","","","NA","","","",3.013333333333333,0.4451349612788622,0.4451349612788622,0.4451349612788622,0.4451349612788622,1,1,1,"","","",""]
["Willmar","2022_B_3",2022,"B","3","","Coal Steam","","MIS_MNWI","Minnesota",27,"Kandiyohi",67,"27067",23.8,14500,1959,9999,"stoker/SPR","dry","Y","Bituminous, Subbituminous","","","","","","","","","C","C","NA","","","",2.226923076923077,0.46590059797290656,0.46590059797290656,0.39601550827697063,0.39601550827697063,1,1,1,"","","",""]
["Jack Watson","2049_B_4",2049,"B","4",1291,"Coal Steam","","S_SOU","Mississippi",28,"Harrison",47,"28047",232,10362,1968,9999,"wall","dry","N","Bituminous, Subbituminous","","","","","LNB + OFA","","","","ESPC","ESPC","Yes","","","",4.8,0.3524982868858095,0.3524982868858095,0.3524982868858095,0.3524982868858095,0.64,0.97,1,"","","","Yes",null,null,"C2G"]
["Jack Watson","2049_B_5",2049,"B","5",1292,"Coal Steam","","S_SOU","Mississippi",28,"Harrison",47,"28047",474,10164,1973,9999,"wall","dry","N","Bituminous, Subbituminous","","","","","LNB + OFA","","","","ESPC","ESPC","No","","","",4.8,0.39827698549765805,0.39827698549765805,0.39827698549765805,0.39827698549765805,0.64,0.97,1,"","","","Yes",null,null,"C2G"]
["St Johns River Power Park","207_B_1",207,"B","1",113,"Coal Steam","","FRCC","Florida",12,"Duval",31,"12031",626,9914,1987,9999,"wall","dry","N","Bituminous","Wet Scrubber",1987,90,90,"LNBO","SCR",2009,"","ESPC","ESPC","No","","","",0.76,0.367042957064578,0.1506,0.367042957064578,0.1506,0.1,0.84,0.56,95,99,"",""]
["St Johns River Power Park","207_B_2",207,"B","2",114,"Coal Steam","","FRCC","Florida",12,"Duval",31,"12031",626,9819,1988,9999,"wall","dry","N","Bituminous","Wet Scrubber",1988,90,90,"LNBO","SCR",2009,"","ESPC","ESPC","No","","","",0.76,0.340749275970925,0.1542613846484989,0.340749275970925,0.1542613846484989,0.1,0.84,0.56,95,99,"",""]
["Hawthorn","2079_B_5A",2079,"B","5A",1315,"Coal Steam","","SPP_N","Missouri",29,"Jackson",95,"29095",559,10273,2001,9999,"wall","dry","N","Subbituminous","Dry Scrubber",2001,94,94,"LNB + OFA","SCR",2005,"","B","B","NA","","","",0.12,0.07220727396790125,0.07220727396790125,0.07220727396790125,0.07220727396790125,0.05,0.75,1,99,99,"",""]
["Montrose","2080_B_2",2080,"B","2",1321,"Coal Steam","","SPP_N","Missouri",29,"Henry",83,"29083",158,10965,1960,9999,"tangential","dry","N","Subbituminous","","","","","other","","","","ESPC","ESPC + B","Yes","","","",1.3,0.32390103325273273,0.32390103325273273,0.32390103325273273,0.32390103325273273,0.2,0.75,1,"","","",""]
["Montrose","2080_B_3",2080,"B","3",1322,"Coal Steam","","SPP_N","Missouri",29,"Henry",83,"29083",177,10908,1964,9999,"tangential","dry","N","Subbituminous","","","","","other","","","","ESPC","ESPC + B","Yes","","","",1.3,0.3111726012935357,0.3111726012935357,0.3111726012935357,0.3111726012935357,0.2,0.75,1,"","","","Yes"]
["Sibley","2094_B_1",2094,"B","1",1323,"Coal Steam","","SPP_N","Missouri",29,"Jackson",95,"29095",47,10952,1960,2017,"cyclone","wet","N","Bituminous, Subbituminous","","","","","OFA","SNCR","",2008,"ESPC","ESPC","No","","","",9,0.4581826129998133,0.4581826129998133,0.4581826129998133,0.4581826129998133,0.64,0.97,1,"","","",""]
["Sibley","2094_B_2",2094,"B","2",1324,"Coal Steam","","SPP_N","Missouri",29,"Jackson",95,"29095",46,11006,1962,2017,"cyclone","wet","N","Bituminous, Subbituminous","","","","","OFA","SNCR","",2008,"ESPC","ESPC","No","","","",9,0.4533760843790766,0.4533760843790766,0.4533760843790766,0.4533760843790766,0.64,0.97,1,"","","","Yes"]
["Sibley","2094_B_3",2094,"B","3",1325,"Coal Steam","","SPP_N","Missouri",29,"Jackson",95,"29095",335,10607,1969,9999,"cyclone","wet","N","Bituminous, Subbituminous","","","","","OFA","SCR",2009,"","ESPC","ESPC","No","","","",9,0.13211811626610456,0.13211811626610456,0.13211811626610456,0.13211811626610456,0.64,0.97,1,"","","","Yes"]
["Lake Road","2098_B_6",2098,"B","6",1327,"Coal Steam","","SPP_N","Missouri",29,"Buchanan",21,"29021",92,14500,1967,9999,"cyclone","wet","N","Bituminous, Subbituminous","","","","","OFA","","","","ESPC","ESPC","No","","","",1.43,0.6514515437268108,0.6514515437268108,0.6514515437268108,0.6514515437268108,0.64,0.97,1,"","","","Yes"]
["Labadie","2103_B_1",2103,"B","1",1328,"Coal Steam","","MIS_MO","Missouri",29,"Franklin",71,"29071",605,10276,1970,9999,"tangential","dry","N","Bituminous, Subbituminous","","","","","LNC3","","","","ESPC","ESPC","Yes","","","",4.8,0.09937146392795468,0.09937146392795468,0.09937146392795468,0.09937146392795468,0.64,0.97,1,"","","","Yes"]
["Labadie","2103_B_2",2103,"B","2",1329,"Coal Steam","","MIS_MO","Missouri",29,"Franklin",71,"29071",593,10315,1971,9999,"tangential","dry","N","Bituminous, Subbituminous","","","","","LNC3","","","","ESPC","ESPC","Yes","","","",4.8,0.10783678578342074,0.10783678578342074,0.10783678578342074,0.10783678578342074,0.64,0.97,1,"","","","Yes"]
["Labadie","2103_B_3",2103,"B","3",1330,"Coal Steam","","MIS_MO","Missouri",29,"Franklin",71,"29071",604,10293,1972,9999,"tangential","dry","N","Bituminous, Subbituminous","","","","","LNC3","","","","ESPC","ESPC","Yes","","","",4.8,0.10487840806373387,0.10487840806373387,0.10487840806373387,0.10487840806373387,0.64,0.97,1,"","","","Yes"]
["Labadie","2103_B_4",2103,"B","4",1331,"Coal Steam","","MIS_MO","Missouri",29,"Franklin",71,"29071",605,10277,1973,9999,"tangential","dry","N","Bituminous, Subbituminous","","","","","LNC3","","","","ESPC","ESPC","Yes","","","",4.8,0.10414218537152077,0.10414218537152077,0.10414218537152077,0.10414218537152077,0.64,0.97,1,"","","","Yes"]
["Meramec","2104_B_1",2104,"B","1",1332,"Coal Steam","","MIS_MO","Missouri",29,"st. Louis",189,"29189",119,10845,1953,9999,"tangential","dry","N","Bituminous, Subbituminous","","","","","LNC2","","","","ESPC","ESPC","No","","","",2.3000000000000003,0.11053534058557205,0.11053534058557205,0.11053534058557205,0.11053534058557205,0.64,0.97,1,"","","",""]
["Meramec","2104_B_2",2104,"B","2",1333,"Coal Steam","","MIS_MO","Missouri",29,"st. Louis",189,"29189",120,10644,1954,9999,"tangential","dry","N","Bituminous, Subbituminous","","","","","LNC2","","","","ESPC","ESPC","No","","","",2.3000000000000003,0.11253756763606217,0.11253756763606217,0.11253756763606217,0.11253756763606217,0.64,0.97,1,"","","",""]
["Meramec","2104_B_3",2104,"B","3",1334,"Coal Steam","","MIS_MO","Missouri",29,"st. Louis",189,"29189",261,10759,1959,9999,"wall","dry","N","Bituminous, Subbituminous","","","","","LNBO","","","","ESPC","ESPC","No","","","",2.3000000000000003,0.17489929190170975,0.17489929190170975,0.17489929190170975,0.17489929190170975,0.64,0.97,1,"","","",""]
["Meramec","2104_B_4",2104,"B","4",1335,"Coal Steam","","MIS_MO","Missouri",29,"st. Louis",189,"29189",339,10589,1961,9999,"wall","dry","N","Bituminous, Subbituminous","","","","","LNBO","","","","ESPC","ESPC","No","","","",2.3000000000000003,0.18045876489825644,0.18045876489825644,0.18045876489825644,0.18045876489825644,0.64,0.97,1,"","","",""]
["Sioux","2107_B_1",2107,"B","1",1336,"Coal Steam","","MIS_MO","Missouri",29,"st. Charles",183,"29183",493,10269,1967,9999,"cyclone","wet","N","Bituminous, Subbituminous","Wet Scrubber",2010,98.2,98.2,"OFA","SNCR","",2005,"ESPC","ESPC","Yes","","","",4.8,0.27999414469669426,0.27999414469669426,0.27999414469669426,0.27999414469669426,0.34,0.84,0.56,99,99,"","Yes"]
["Sioux","2107_B_2",2107,"B","2",1337,"Coal Steam","","MIS_MO","Missouri",29,"st. Charles",183,"29183",493,10242,1968,9999,"cyclone","wet","N","Bituminous, Subbituminous","Wet Scrubber",2010,98.2,98.2,"OFA","SNCR","",2005,"ESPC","ESPC","Yes","","","",4.8,0.25421677797019493,0.25421677797019493,0.25421677797019493,0.25421677797019493,0.34,0.84,0.56,99,99,"","Yes"]
["Columbia","2123_B_6",2123,"B","6",1339,"Coal Steam","","MIS_MO","Missouri",29,"Boone",19,"29019",24.5,14140,1957,9999,"stoker/SPR","dry","N","Bituminous","","","","","","","","","B","B","NA","","","",8,0.4820979383218069,0.4820979383218069,0.40978324757353585,0.40978324757353585,0.11,0.27,1,"","","",""]
["Columbia","2123_B_7",2123,"B","7",1340,"Coal Steam","","MIS_MO","Missouri",29,"Boone",19,"29019",24.5,14140,1957,9999,"stoker/SPR","dry","N","Bituminous","","","","","","","","","B","B","NA","","","",8,0.4497032576240062,0.4497032576240062,0.38224776898040524,0.38224776898040524,0.11,0.27,1,"","","",""]
["Columbia","2123_B_8",2123,"B","8",1341,"Coal Steam","","MIS_MO","Missouri",29,"Boone",19,"29019",24.5,14140,1957,9999,"wall","dry","N","Bituminous","","","","","","","","","","","NA","","","",8,0.6408461933466937,0.6408461933466937,0.32855532938984877,0.32855532938984877,1,1,1,"","","",""]
["Blue Valley","2132_B_1",2132,"B","1","","Coal Steam","","SPP_N","Missouri",29,"Jackson",95,"29095",21,14500,1958,9999,"tangential","dry","N","Bituminous","","","","","","","","","ESPC","ESPC","No","","","",6.3,0.45752894604804734,0.45752894604804734,0.24,0.24,0.64,0.97,1,"","","",""]
["Blue Valley","2132_B_2",2132,"B","2","","Coal Steam","","SPP_N","Missouri",29,"Jackson",95,"29095",21,14370,1958,9999,"tangential","dry","N","Bituminous","","","","","","","","","ESPC","ESPC","No","","","",6.3,0.45752894604804734,0.45752894604804734,0.24,0.24,0.64,0.97,1,"","","",""]
["Blue Valley","2132_B_3",2132,"B","3",1342,"Coal Steam","","SPP_N","Missouri",29,"Jackson",95,"29095",51,13653,1965,9999,"tangential","dry","N","Bituminous","","","","","LNC1","","","","ESPH","ESPH","No","","","",6.3,0.25627146602466067,0.25627146602466067,0.24,0.24,0.9,0.94,1,"","","","Yes"]
["Marshall","2144_B_3",2144,"B","3","","Coal Steam","","SPP_N","Missouri",29,"Saline",195,"29195",4.8,14500,1948,9999,"","","N","Bituminous","","","","","","","","","","","NA","","","",8,0.4451349612788622,0.4451349612788622,0.4451349612788622,0.4451349612788622,1,1,1,"","","",""]
["Marshall","2144_B_4",2144,"B","4","","Coal Steam","","SPP_N","Missouri",29,"Saline",195,"29195",4.8,14500,1948,9999,"","","N","Bituminous","","","","","","","","","B","B","NA","","","",8,0.4451349612788622,0.4451349612788622,0.4451349612788622,0.4451349612788622,0.11,0.27,1,"","","",""]
["Marshall","2144_B_5",2144,"B","5","","Coal Steam","","SPP_N","Missouri",29,"Saline",195,"29195",16,13428,1967,9999,"","","N","Bituminous","","","","","","","","","B","B","NA","","","",8,0.4451349612788622,0.4451349612788622,0.4451349612788622,0.4451349612788622,0.11,0.27,1,"","","","Yes"]
["James River Power Station","2161_B_1",2161,"B","1","","Coal Steam","","SPP_N","Missouri",29,"Greene",77,"29077",21,11632,1957,9999,"tangential","dry","N","Bituminous, Subbituminous","","","","","","","","","ESPC","ESPC","No","","","",1.5,0.45752894604804734,0.45752894604804734,0.14730224288092367,0.14730224288092367,0.64,0.97,1,"","","",""]
["James River Power Station","2161_B_2",2161,"B","2","","Coal Steam","","SPP_N","Missouri",29,"Greene",77,"29077",21,11645,1957,9999,"tangential","dry","N","Bituminous, Subbituminous","","","","","","","","","ESPC","ESPC","No","","","",1.5,0.45752894604804734,0.45752894604804734,0.14730224288092367,0.14730224288092367,0.64,0.97,1,"","","",""]
["James River Power Station","2161_B_3",2161,"B","3",1351,"Coal Steam","","SPP_N","Missouri",29,"Greene",77,"29077",41,11760,1960,9999,"wall","dry","N","Bituminous, Subbituminous","","","","","LNBO","SNCR","",2015,"ESPC","ESPC + B","No","","","",1.5,0.21536706035383849,0.21536706035383849,0.21536706035383849,0.21536706035383849,0.2,0.75,1,"","","",""]
["James River Power Station","2161_B_4",2161,"B","4",1352,"Coal Steam","","SPP_N","Missouri",29,"Greene",77,"29077",56,11646,1964,9999,"wall","dry","N","Bituminous, Subbituminous","","","","","LNBO","SNCR","",2015,"ESPC","ESPC + B","No","","","",1.5,0.2359877595457234,0.2359877595457234,0.2359877595457234,0.2359877595457234,0.2,0.75,1,"","","","Yes"]
["James River Power Station","2161_B_5",2161,"B","5",1353,"Coal Steam","","SPP_N","Missouri",29,"Greene",77,"29077",97,11692,1970,9999,"wall","dry","N","Bituminous, Subbituminous","","","","","LNBO","","","","ESPC","ESPC","No","","","",2,0.23182232134263098,0.23182232134263098,0.23182232134263098,0.23182232134263098,0.64,0.97,1,"","","","Yes"]
["New Madrid","2167_B_1",2167,"B","1",1357,"Coal Steam","","S_D_N_AR","Missouri",29,"New Madrid",143,"29143",600,10125,1972,9999,"cyclone","wet","N","Bituminous, Subbituminous","","","","","OFA","SCR",2002,"","ESPC","ESPC + B","No","","","",10,0.3253208272641976,0.07,0.3253208272641976,0.07,0.2,0.75,1,"","","","Yes"]
["New Madrid","2167_B_2",2167,"B","2",1358,"Coal Steam","","S_D_N_AR","Missouri",29,"New Madrid",143,"29143",600,10043,1977,9999,"cyclone","wet","N","Bituminous, Subbituminous","","","","","OFA","SCR",2000,"","ESPC","ESPC + B","No","","","",10,0.468537265428616,0.0958,0.468537265428616,0.0958,0.2,0.75,1,"","","","Yes"]
["Thomas Hill","2168_B_MB1",2168,"B","MB1",1359,"Coal Steam","","S_D_N_AR","Missouri",29,"Randolph",175,"29175",180,10262,1966,9999,"cyclone","wet","N","Bituminous, Subbituminous","","","","","OFA","SCR",2009,"","ESPC","ESPC","No","ACI",2014,90,8,0.54634939848311,0.15325346913901058,0.54634939848311,0.15325346913901058,0.64,0.97,1,"","","","Yes"]
["Thomas Hill","2168_B_MB2",2168,"B","MB2",1360,"Coal Steam","","S_D_N_AR","Missouri",29,"Randolph",175,"29175",291,10403,1969,9999,"cyclone","wet","N","Bituminous, Subbituminous","","","","","OFA","SCR",2009,"","ESPC","ESPC","No","ACI",2014,90,8,0.4465198348443823,0.07,0.4465198348443823,0.07,0.64,0.97,1,"","","","Yes"]
["Thomas Hill","2168_B_MB3",2168,"B","MB3",1361,"Coal Steam","","S_D_N_AR","Missouri",29,"Randolph",175,"29175",697,10339,1982,9999,"wall","dry","N","Bituminous, Subbituminous","","","","","LNB + OFA","SCR",2009,"","ESPC","ESPC","No","","","",1.2,0.222405829470366,0.11226677919623054,0.222405829470366,0.11226677919623054,0.64,0.97,1,"","","",""]
["Missouri City","2171_B_1",2171,"B","1","","Coal Steam","","SPP_N","Missouri",29,"Clay",47,"29047",19,14500,1954,9999,"","","N","Bituminous","","","","","","","","","B","B","NA","","","",8,0.4451349612788622,0.4451349612788622,0.4451349612788622,0.4451349612788622,0.11,0.27,1,"","","",""]
["Missouri City","2171_B_2",2171,"B","2","","Coal Steam","","SPP_N","Missouri",29,"Clay",47,"29047",19,14500,1954,9999,"","","N","Bituminous","","","","","","","","","B","B","NA","","","",8,0.4451349612788622,0.4451349612788622,0.4451349612788622,0.4451349612788622,0.11,0.27,1,"","","",""]
["J E Corette Plant","2187_B_2",2187,"B","2",1365,"Coal Steam","","WECC_MT","Montana",30,"Yellowstone",111,"30111",154,11022,1968,9999,"tangential","dry","N","Subbituminous","","","","","LNC1","","","","ESPC","ESPC + B","No","ACI",2008,90,2,0.2612324163344068,0.2612324163344068,0.17156453887408413,0.17156453887408413,0.1,0.1,0.1,"","","","Yes"]
["Lon Wright","2240_B_6",2240,"B","6","","Coal Steam","","SPP_NEBR","Nebraska",31,"Dodge",53,"31053",15,11944,1958,9999,"wall","dry","N","Subbituminous","","","","","","","","","B","B","NA","","","",1.2,0.535343526678147,0.535343526678147,0.2277239754429731,0.2277239754429731,0.11,0.27,1,"","","",""]
["Lon Wright","2240_B_7",2240,"B","7","","Coal Steam","","SPP_NEBR","Nebraska",31,"Dodge",53,"31053",20,11747,1963,9999,"wall","dry","N","Subbituminous","","","","","","","","","B","B","NA","","","",1.2,0.535343526678147,0.535343526678147,0.2277239754429731,0.2277239754429731,0.11,0.27,1,"","","","Yes"]
["Lon Wright","2240_B_8",2240,"B","8",1371,"Coal Steam","","SPP_NEBR","Nebraska",31,"Dodge",53,"31053",85,12272,1976,9999,"wall","dry","N","Subbituminous","","","","","LNB","","","","ESPH","ESPH + B","No","","","",0.651,0.19461553804454715,0.19461553804454715,0.18,0.18,0.11,0.27,1,"","","","Yes"]
["Sheldon","2277_B_1",2277,"B","1",1379,"Coal Steam","","SPP_NEBR","Nebraska",31,"Lancaster",109,"31109",105,11541,1968,9999,"cyclone","wet","N","Subbituminous","","","","","OFA","","","","B","B","NA","","","",0.59,0.9290355250023083,0.9290355250023083,0.9290355250023083,0.9290355250023083,0.11,0.27,1,"","","","Yes"]
["Sheldon","2277_B_2",2277,"B","2",1380,"Coal Steam","","SPP_NEBR","Nebraska",31,"Lancaster",109,"31109",120,11555,1961,9999,"cyclone","wet","N","Subbituminous","","","","","OFA","","","","B","B","NA","","","",0.567,0.6208417979489077,0.6208417979489077,0.6208417979489077,0.6208417979489077,0.11,0.27,1,"","","",""]
["North Omaha","2291_B_1",2291,"B","1",1381,"Coal Steam","","SPP_NEBR","Nebraska",31,"Douglas",55,"31055",77,10929,1954,9999,"tangential","dry","N","Subbituminous","","","","","","","","","ESPC","ESPC","Yes","","","",0.754,0.3322362574991507,0.3322362574991507,0.13681043999296888,0.13681043999296888,0.64,0.97,1,"","","",""]
["North Omaha","2291_B_2",2291,"B","2",1382,"Coal Steam","","SPP_NEBR","Nebraska",31,"Douglas",55,"31055",109,10786,1957,9999,"tangential","dry","N","Subbituminous","","","","","LNC1","","","","ESPC","ESPC","Yes","","","",2.5,0.33084536340157933,0.33084536340157933,0.21728288168479007,0.21728288168479007,0.64,0.97,1,"","","",""]
["North Omaha","2291_B_3",2291,"B","3",1383,"Coal Steam","","SPP_NEBR","Nebraska",31,"Douglas",55,"31055",109,10755,1959,9999,"tangential","dry","N","Subbituminous","","","","","LNC1","","","","ESPC","ESPC","Yes","","","",2.5,0.33033723308785434,0.33033723308785434,0.21694916681055879,0.21694916681055879,0.64,0.97,1,"","","",""]
["North Omaha","2291_B_4",2291,"B","4",1384,"Coal Steam","","SPP_NEBR","Nebraska",31,"Douglas",55,"31055",138,10764,1963,9999,"tangential","dry","N","Subbituminous","","","","","","","","","ESPC","ESPC","Yes","","","",2.5,0.32060805014482596,0.32060805014482596,0.13469514545086947,0.13469514545086947,0.64,0.97,1,"","","","Yes"]
["North Omaha","2291_B_5",2291,"B","5",1385,"Coal Steam","","SPP_NEBR","Nebraska",31,"Douglas",55,"31055",213,11007,1968,9999,"wall","dry","N","Subbituminous","","","","","LNB","","","","ESPC","ESPC","Yes","","","",0.721,0.3884331447968017,0.3884331447968017,0.25166091071342084,0.25166091071342084,0.64,0.97,1,"","","","Yes"]
["Reid Gardner","2324_B_4",2324,"B","4",1404,"Coal Steam","","WECC_SNV","Nevada",32,"Clark",3,"32003",255,11341,1983,2017,"wall","dry","N","Bituminous","Wet Scrubber",1983,85,90,"LNBO","","","","B","B","NA","","","",0.29,0.21248528490355484,0.21248528490355484,0.21248528490355484,0.21248528490355484,0.1,0.27,0.56,90,99,"",""]
["Merrimack","2364_B_1",2364,"B","1",1417,"Coal Steam","","NENGREST","New Hampshire",33,"Merrimack",13,"33013",112,11165,1960,9999,"wall","wet","N","Bituminous","Wet Scrubber",2011,96.5,96.5,"","SCR",1995,"","ESPC","ESPC","No","","","",4,0.28362451271447475,0.07,0.28362451271447475,0.07,0.1,0.84,0.56,99,99,"",""]
["Merrimack","2364_B_2",2364,"B","2",1418,"Coal Steam","","NENGREST","New Hampshire",33,"Merrimack",13,"33013",332,10809,1968,9999,"cyclone","wet","N","Bituminous","Wet Scrubber",2011,96.5,96.5,"","SCR",1995,"","ESPC","ESPC","No","","","",4,0.25867729206814866,0.07,0.25867729206814866,0.07,0.1,0.84,0.56,99,99,"","Yes"]
["Schiller","2367_B_4",2367,"B","4",1421,"Coal Steam","","NENGREST","New Hampshire",33,"Rockingham",15,"33015",48,13427,1952,9999,"wall","dry","N","Bituminous","","","","","LNB + OFA","SNCR","",1999,"ESPC","ESPC","No","","","",2.6,0.29413774909240054,0.29413774909240054,0.29413774909240054,0.29413774909240054,0.64,0.97,1,"","","",""]
["Schiller","2367_B_6",2367,"B","6",1423,"Coal Steam","","NENGREST","New Hampshire",33,"Rockingham",15,"33015",48,13300,1957,9999,"wall","dry","N","Bituminous","","","","","LNB + OFA","SNCR","",1999,"ESPC","ESPC","No","","","",2.6,0.29579421950515306,0.29579421950515306,0.29579421950515306,0.29579421950515306,0.64,0.97,1,"","","",""]
["PSEG Hudson Generating Station","2403_B_2",2403,"B","2",1537,"Coal Steam","","PJM_EMAC","New Jersey",34,"Hudson",17,"34017",613.1,10645,1967,9999,"wall","dry","N","Bituminous, Subbituminous","Dry Scrubber",2011,94,94,"LNBO","SCR",2011,"","ESPC + B","ESPC + B","Yes","ACI",2010,90,0.15,0.2125,0.07612395801091489,0.2125,0.07612395801091489,0.1,0.1,0.1,99,99,"","Yes"]
["PSEG Mercer Generating Station","2408_B_1",2408,"B","1",1568,"Coal Steam","","PJM_EMAC","New Jersey",34,"Mercer",21,"34021",317.6,10845,1960,9999,"wall","wet","N","Bituminous","Dry Scrubber",2010,95,95,"","SCR",1995,"","ESPC + B","ESPC + B","Yes","ACI",2010,90,0.15,0.0855256975250126,0.0855256975250126,0.0855256975250126,0.0855256975250126,0.1,0.1,0.1,99,99,"",""]
["PSEG Mercer Generating Station","2408_B_2",2408,"B","2",1569,"Coal Steam","","PJM_EMAC","New Jersey",34,"Mercer",21,"34021",321.2,10660,1961,9999,"wall","wet","N","Bituminous","Dry Scrubber",2010,95,95,"","SCR",1995,"","ESPC + B","ESPC + B","Yes","ACI",2010,90,0.15,0.08550487401701184,0.08550487401701184,0.08550487401701184,0.08550487401701184,0.1,0.1,0.1,99,99,"",""]
["Four Corners","2442_B_4",2442,"B","4",1584,"Coal Steam","","WECC_NM","New Mexico",35,"San Juan",45,"35045",770,9984,1969,9999,"cell","dry","N","Subbituminous","Wet Scrubber",1985,92,92,"LNCB","","","","B","B","NA","","","",0.878326724,0.4821711686378693,0.4821711686378693,0.4821711686378693,0.4821711686378693,0.1,0.27,0.56,97,99,"","Yes"]
["Four Corners","2442_B_5",2442,"B","5",1585,"Coal Steam","","WECC_NM","New Mexico",35,"San Juan",45,"35045",770,9933,1970,9999,"cell","dry","N","Subbituminous","Wet Scrubber",1985,92,92,"LNCB","","","","B","B","NA","","","",0.878326724,0.4935527578081224,0.4935527578081224,0.4935527578081224,0.4935527578081224,0.1,0.27,0.56,97,99,"","Yes"]
["San Juan","2451_B_1",2451,"B","1",1596,"Coal Steam","","WECC_NM","New Mexico",35,"San Juan",45,"35045",322,10468,1976,9999,"wall","dry","N","Subbituminous","Wet Scrubber",1998,92,92,"LNB + OFA","","","","B","B","NA","ACI",2009,90,0.15,0.28278837803132256,0.28278837803132256,0.28278837803132256,0.28278837803132256,0.1,0.1,0.1,97,98,"","Yes"]
["San Juan","2451_B_2",2451,"B","2",1597,"Coal Steam","","WECC_NM","New Mexico",35,"San Juan",45,"35045",320,10694,1973,2018,"wall","dry","N","Subbituminous","Wet Scrubber",1998,92,92,"LNB + OFA","","","","B","B","NA","ACI",2009,90,0.15,0.28044017456154136,0.28044017456154136,0.28044017456154136,0.28044017456154136,0.1,0.1,0.1,97,98,"","Yes"]
["San Juan","2451_B_3",2451,"B","3",1598,"Coal Steam","","WECC_NM","New Mexico",35,"San Juan",45,"35045",495,10963,1979,2018,"wall","dry","N","Subbituminous","Wet Scrubber",1998,92,92,"LNB + OFA","","","","B","B","NA","ACI",2008,90,0.15,0.27133349109595023,0.27133349109595023,0.27133349109595023,0.27133349109595023,0.1,0.1,0.1,97,98,"","Yes"]
["San Juan","2451_B_4",2451,"B","4",1599,"Coal Steam","","WECC_NM","New Mexico",35,"San Juan",45,"35045",506,10782,1982,9999,"wall","dry","N","Subbituminous","Wet Scrubber",1998,92,92,"LNB + OFA","","","","B","B","NA","ACI",2008,90,0.15,0.27766593494785463,0.27766593494785463,0.27766593494785463,0.27766593494785463,0.1,0.1,0.1,97,98,"","Yes"]
["AES Cayuga","2535_B_1",2535,"B","1",1768,"Coal Steam","","NY_Z_C&E","New York",36,"Tompkins",109,"36109",154,10386,1955,9999,"tangential","dry","N","Bituminous","Wet Scrubber",1995,95,95,"LNC3","SCR",2001,"","ESPC","ESPC","No","","","",3.4,0.2894342556611176,0.07,0.2894342556611176,0.07,0.1,0.84,0.56,99,99,"",""]
["AES Cayuga","2535_B_2",2535,"B","2",1769,"Coal Steam","","NY_Z_C&E","New York",36,"Tompkins",109,"36109",159,10303,1958,9999,"tangential","dry","N","Bituminous","Wet Scrubber",1995,95,95,"LNC3","","","","ESPC","ESPC","No","","","",3.4,0.31559860421481095,0.31559860421481095,0.31559860421481095,0.31559860421481095,0.34,0.84,0.56,99,99,"",""]
["C R Huntley Generating Station","2549_B_67",2549,"B","67",1781,"Coal Steam","","NY_Z_A&B","New York",36,"Erie",29,"36029",218,10457,1957,9999,"tangential","dry","N","Subbituminous","","",53,53,"LNC2","SNCR","",2005,"B","B","NA","ACI",2009,90,2.8000000000000003,0.1561436003689122,0.1561436003689122,0.12745772755212087,0.12745772755212087,0.1,0.1,0.1,63,63,"Yes",""]
["C R Huntley Generating Station","2549_B_68",2549,"B","68",1782,"Coal Steam","","NY_Z_A&B","New York",36,"Erie",29,"36029",218,10308,1958,9999,"tangential","dry","N","Subbituminous","","",53,53,"LNC2","SNCR","",2005,"B","B","NA","ACI",2009,90,2.8000000000000003,0.15958618006508682,0.15958618006508682,0.12986085499750608,0.12986085499750608,0.1,0.1,0.1,63,63,"Yes",""]
["Dunkirk Generating Plant","2554_B_1",2554,"B","1",1783,"Coal Steam","","NY_Z_A&B","New York",36,"Chautauqua",13,"36013",75,10909,1950,9999,"tangential","dry","N","Subbituminous","","",53,53,"LNC1","SNCR","",2010,"B","B","NA","ACI",2010,90,2,0.15556524168185465,0.15556524168185465,0.12,0.12,0.1,0.1,0.1,63,63,"Yes",""]
["Dunkirk Generating Plant","2554_B_2",2554,"B","2",1784,"Coal Steam","","NY_Z_A&B","New York",36,"Chautauqua",13,"36013",75,10904,1950,9999,"tangential","dry","N","Subbituminous","","",53,53,"LNC1","SNCR","",2011,"B","B","NA","ACI",2011,90,2,0.1564275043983199,0.1564275043983199,0.12,0.12,0.1,0.1,0.1,63,63,"Yes",""]
["Dunkirk Generating Plant","2554_B_3",2554,"B","3",1785,"Coal Steam","","NY_Z_A&B","New York",36,"Chautauqua",13,"36013",185,10565,1959,9999,"tangential","dry","N","Subbituminous","","",53,53,"LNC2","SNCR","",2010,"B","B","NA","ACI",2011,90,2,0.16501599223272342,0.16501599223272342,0.1335460361658549,0.1335460361658549,0.1,0.1,0.1,63,63,"Yes",""]
["Dunkirk Generating Plant","2554_B_4",2554,"B","4",1786,"Coal Steam","","NY_Z_A&B","New York",36,"Chautauqua",13,"36013",185,10596,1960,9999,"tangential","dry","N","Subbituminous","","",53,53,"LNC2","SNCR","",2011,"B","B","NA","ACI",2010,90,2,0.15881759692362604,0.15881759692362604,0.12932844490320033,0.12932844490320033,0.1,0.1,0.1,63,63,"Yes",""]
["E C Gaston","26_B_1",26,"B","1",30,"Coal Steam","","S_SOU","Alabama",1,"Shelby",117,"01117",254,9540,1960,9999,"wall","dry","N","Bituminous","","","","","LNB + OFA","","","","ESPH","ESPH","No","","","",3.8000000000000003,0.42138008677001093,0.42138008677001093,0.42138008677001093,0.42138008677001093,0.9,0.94,1,"","","","",null,null,"C2G"]
["E C Gaston","26_B_2",26,"B","2",31,"Coal Steam","","S_SOU","Alabama",1,"Shelby",117,"01117",256,9600,1960,9999,"wall","dry","N","Bituminous","","","","","LNB","","","","ESPH + B","ESPH + B","No","","","",3.8000000000000003,0.42547995045240405,0.42547995045240405,0.3291077965536817,0.3291077965536817,0.11,0.27,1,"","","","",null,null,"C2G"]
["E C Gaston","26_B_3",26,"B","3",32,"Coal Steam","","S_SOU","Alabama",1,"Shelby",117,"01117",254,9700,1961,9999,"wall","dry","N","Bituminous","","","","","LNB","","","","ESPH + B","ESPH + B","No","","","",3.8000000000000003,0.4665010559653122,0.4665010559653122,0.35685097130389165,0.35685097130389165,0.11,0.27,1,"","","","",null,null,"C2G"]
["E C Gaston","26_B_4",26,"B","4",33,"Coal Steam","","S_SOU","Alabama",1,"Shelby",117,"01117",256,9510,1962,9999,"wall","dry","N","Bituminous","","","","","LNB","","","","ESPH","ESPH","No","","","",3.8000000000000003,0.46271803401115846,0.46271803401115846,0.3543527527404363,0.3543527527404363,0.9,0.94,1,"","","","Yes",null,null,"C2G"]
["E C Gaston","26_B_5",26,"B","5",34,"Coal Steam","","S_SOU","Alabama",1,"Shelby",117,"01117",842,9770,1974,9999,"tangential","dry","N","Bituminous","Wet Scrubber",2010,95,95,"LNC2","SCR",2005,"","ESPH + B + WS","ESPH + B + WS","No","ACI",2016,90,3.8000000000000003,0.11464372480888765,0.11464372480888765,0.11464372480888765,0.11464372480888765,0.1,0.1,0.1,99,99,"","Yes"]
["Asheville","2706_B_1",2706,"B","1",1816,"Coal Steam","","S_VACA","North Carolina",37,"Buncombe",21,"37021",191,9260,1964,9999,"wall","dry","N","Bituminous","Wet Scrubber",2005,97,97,"FU + LNB","SCR",2000,"","ESPC","ESPC","No","","","",0.149,0.07713740737680165,0.07713740737680165,0.07713740737680165,0.07713740737680165,0.1,0.84,0.56,99,99,"","Yes"]
["Asheville","2706_B_2",2706,"B","2",1817,"Coal Steam","","S_VACA","North Carolina",37,"Buncombe",21,"37021",185,9806,1971,9999,"wall","dry","N","Bituminous","Wet Scrubber",2006,97,97,"LNB + OFA","SCR",2009,"","ESPC","ESPC","Yes","","","",0.22,0.101,0.101,0.101,0.101,0.1,0.84,0.56,99,99,"","Yes"]
["Roxboro","2712_B_1",2712,"B","1",1831,"Coal Steam","","S_VACA","North Carolina",37,"Person",145,"37145",364,14900,1966,9999,"wall","dry","N","Bituminous, Subbituminous","Wet Scrubber",2008,97,97,"LNB + OFA","SCR",2002,"","ESPC","ESPC + B","Yes","","","",0.206,0.12626384265562848,0.12626384265562848,0.12626384265562848,0.12626384265562848,0.1,0.3,0.56,99,99,"","Yes"]
["Roxboro","2712_B_2",2712,"B","2",1832,"Coal Steam","","S_VACA","North Carolina",37,"Person",145,"37145",662,14900,1968,9999,"tangential","dry","N","Bituminous, Subbituminous","Wet Scrubber",2007,97,97,"LNB + OFA","SCR",2005,"","ESPC","ESPC + B","Yes","","","",0.21,0.149041402212966,0.149041402212966,0.149041402212966,0.149041402212966,0.1,0.3,0.56,99,99,"","Yes"]
["Roxboro","2712_B_3A",2712,"B","3A",1833,"Coal Steam","","S_VACA","North Carolina",37,"Person",145,"37145",346,14900,1973,9999,"wall","dry","N","Bituminous, Subbituminous","Wet Scrubber",2008,97,97,"LNB + OFA","SCR",2002,"","ESPC","ESPC + B","Yes","","","",0.175,0.13430467486729808,0.13430467486729808,0.13430467486729808,0.13430467486729808,0.1,0.3,0.56,99,99,"","Yes"]
["Roxboro","2712_B_3B",2712,"B","3B",1834,"Coal Steam","","S_VACA","North Carolina",37,"Person",145,"37145",346,14900,1973,9999,"wall","dry","N","Bituminous, Subbituminous","Wet Scrubber",2008,97,97,"LNB + OFA","SCR",1998,"","ESPC","ESPC + B","Yes","","","",0.175,0.13601807680863115,0.13601807680863115,0.13601807680863115,0.13601807680863115,0.1,0.3,0.56,99,99,"","Yes"]
["Roxboro","2712_B_4A",2712,"B","4A",1835,"Coal Steam","","S_VACA","North Carolina",37,"Person",145,"37145",349,14900,1980,9999,"wall","dry","N","Bituminous, Subbituminous","Wet Scrubber",2007,97,97,"LNB + OFA","SCR",2001,"","ESPH","ESPH + B","No","","","",0.175,0.1099576650486946,0.1099576650486946,0.1099576650486946,0.1099576650486946,0.1,0.15,0.56,99,99,"","Yes"]
["Roxboro","2712_B_4B",2712,"B","4B",1836,"Coal Steam","","S_VACA","North Carolina",37,"Person",145,"37145",349,14900,1980,9999,"wall","dry","N","Bituminous, Subbituminous","Wet Scrubber",2007,97,97,"LNB + OFA","SCR",2000,"","ESPH","ESPH + B","No","","","",0.175,0.11051023646159118,0.11051023646159118,0.11051023646159118,0.11051023646159118,0.1,0.15,0.56,99,99,"","Yes"]
["G G Allen","2718_B_1",2718,"B","1",1843,"Coal Steam","","S_VACA","North Carolina",37,"Gaston",71,"37071",162,10040,1957,9999,"tangential","dry","N","Bituminous","Wet Scrubber",2009,95,95,"LNC3","SNCR","",2003,"ESPC","ESPC","No","","","",0.091,0.188,0.188,0.188,0.188,0.34,0.84,0.56,99,99,"",""]
["G G Allen","2718_B_2",2718,"B","2",1844,"Coal Steam","","S_VACA","North Carolina",37,"Gaston",71,"37071",162,10110,1957,9999,"tangential","dry","N","Bituminous","Wet Scrubber",2009,95,95,"LNC3","SNCR","",2007,"ESPC","ESPC + B","No","","","",0.101,0.187,0.187,0.187,0.187,0.3,0.3,0.56,99,99,"",""]
["G G Allen","2718_B_3",2718,"B","3",1845,"Coal Steam","","S_VACA","North Carolina",37,"Gaston",71,"37071",261,8830,1959,9999,"tangential","dry","N","Bituminous","Wet Scrubber",2009,95,95,"LNC3","SNCR","",2005,"ESPC","ESPC","Yes","","","",0.063,0.362205975987131,0.21107385346982227,0.362205975987131,0.21107385346982227,0.34,0.84,0.56,99,99,"",""]
["G G Allen","2718_B_4",2718,"B","4",1846,"Coal Steam","","S_VACA","North Carolina",37,"Gaston",71,"37071",276,8791,1960,9999,"tangential","dry","N","Bituminous","Wet Scrubber",2009,95,95,"LNC3","SNCR","",2006,"ESPC","ESPC","Yes","","","",0.062,0.353140295599638,0.21274389625011642,0.353140295599638,0.21274389625011642,0.34,0.84,0.56,99,99,"",""]
["G G Allen","2718_B_5",2718,"B","5",1847,"Coal Steam","","S_VACA","North Carolina",37,"Gaston",71,"37071",266,9924,1961,9999,"tangential","dry","N","Bituminous","Wet Scrubber",2009,95,95,"LNC3","SNCR","",2008,"ESPC","ESPC","Yes","","","",0.081,0.196,0.196,0.196,0.196,0.34,0.84,0.56,99,99,"",""]
["Cliffside","2721_B_5",2721,"B","5",1857,"Coal Steam","","S_VACA","North Carolina",37,"Rutherford",161,"37161",562,9161,1972,9999,"tangential","dry","N","Bituminous","Wet Scrubber",2010,98.2,98.2,"LNC3","SCR",2002,"","ESPC","ESPC","Yes","","","",1.6,0.057224716032061425,0.057224716032061425,0.057224716032061425,0.057224716032061425,0.1,0.84,0.56,99,99,"","Yes"]
["Cliffside","2721_B_6",2721,"B","6","","Coal Steam","","S_VACA","North Carolina",37,"Rutherford",161,"37161",800,8800,2012,9999,"wall","dry","N","Bituminous","Wet Scrubber",2011,98.2,98.2,"LNC3","SCR",2013,"","B","B","NA","","","",2.2,0.17515869257293726,0.07,0.17515869257293726,0.07,0.1,0.27,0.56,99,99,"",""]
["Marshall","2727_B_1",2727,"B","1",1861,"Coal Steam","","S_VACA","North Carolina",37,"Catawba",35,"37035",380,9558,1965,9999,"tangential","dry","N","Bituminous","Wet Scrubber",2006,95,95,"LNC3","SNCR","",2006,"ESPC + C","ESPC + C","Yes","","","",0.113,0.21586048597899343,0.21586048597899343,0.21586048597899343,0.21586048597899343,0.34,0.84,0.56,99,99,"","Yes"]
["Marshall","2727_B_2",2727,"B","2",1862,"Coal Steam","","S_VACA","North Carolina",37,"Catawba",35,"37035",380,9552,1966,9999,"tangential","dry","N","Bituminous","Wet Scrubber",2007,95,95,"LNC3","SNCR","",2007,"ESPC + C","ESPC + C","Yes","","","",0.1,0.2097694357414218,0.2097694357414218,0.2097694357414218,0.2097694357414218,0.34,0.84,0.56,99,99,"","Yes"]
["Marshall","2727_B_3",2727,"B","3",1863,"Coal Steam","","S_VACA","North Carolina",37,"Catawba",35,"37035",658,9458,1969,9999,"tangential","dry","N","Bituminous","Wet Scrubber",2007,95,95,"LNC3","SCR",2009,"","ESPC","ESPC + B","No","","","",0.078,0.137629215726549,0.137629215726549,0.137629215726549,0.137629215726549,0.1,0.3,0.56,99,99,"","Yes"]
["Marshall","2727_B_4",2727,"B","4",1864,"Coal Steam","","S_VACA","North Carolina",37,"Catawba",35,"37035",660,9222,1970,9999,"tangential","dry","N","Bituminous","Wet Scrubber",2006,95,95,"LNC3","SNCR","",2007,"ESPC","ESPC","No","","","",0.105,0.23856179283946463,0.23856179283946463,0.23856179283946463,0.23856179283946463,0.34,0.84,0.56,99,99,"","Yes"]
["R M Heskett","2790_B_B1",2790,"B","B1",1875,"Coal Steam","","MIS_MAPP","North Dakota",38,"Morton",59,"38059",30,15500,1954,9999,"stoker/SPR","dry","N","Lignite, Subbituminous","","",null,null,"","","","","ESPC","ESPC","No","","","",3,0.3923789444892939,0.3923789444892939,0.3923789444892939,0.3923789444892939,0.64,0.97,1,null,null,"",""]
["R M Heskett","2790_B_B2",2790,"B","B2",1875,"Coal Steam","","MIS_MAPP","North Dakota",38,"Morton",59,"38059",75,12700,1963,9999,"FBC","dry","N","Lignite, Subbituminous","Reagent Injection","",60,60,"CF","","","","ESPC + C","ESPC + C","No","","","",1.97,0.3923789444892939,0.3923789444892939,0.3923789444892939,0.3923789444892939,0.65,0.65,0.62,60,65,"","Yes"]
["Leland Olds","2817_B_1",2817,"B","1",1876,"Coal Steam","","MAP_WAUE","North Dakota",38,"Mercer",57,"38057",222,11354,1966,9999,"wall","dry","N","Lignite, Subbituminous","Wet Scrubber",2013,97.29,97.29,"LNB + OFA",null,"",null,"ESPC","ESPC","No","","","",0.15,0.2500497940783618,0.2500497940783618,0.2500497940783618,0.2500497940783618,0.34,0.84,0.56,99,99,"","Yes"]
["Leland Olds","2817_B_2",2817,"B","2",1877,"Coal Steam","","MAP_WAUE","North Dakota",38,"Mercer",57,"38057",448,11312,1975,9999,"cyclone","wet","N","Lignite, Subbituminous","Wet Scrubber",2012,97.29,97.29,"OFA",null,"",null,"ESPC","ESPC","No","","","",0.15,0.29718318065311844,0.22288738548983883,0.29718318065311844,0.22288738548983883,0.34,0.84,0.56,99,99,"","Yes"]
["Milton R Young","2823_B_B1",2823,"B","B1",1878,"Coal Steam","","MIS_MAPP","North Dakota",38,"Oliver",65,"38065",250,11089,1970,9999,"cyclone","wet","N","Lignite","Wet Scrubber",2011,95,95,"AA","SNCR","",2011,"ESPC","ESPC","No","","","",0.15,0.5142196460001336,0.36,0.5142196460001336,0.36,0.34,0.84,0.56,96,99,"","Yes"]
["Milton R Young","2823_B_B2",2823,"B","B2",1879,"Coal Steam","","MIS_MAPP","North Dakota",38,"Oliver",65,"38065",447,11075,1977,9999,"cyclone","wet","N","Lignite","Wet Scrubber",2010,95,95,"AA","SNCR","",2010,"ESPC","ESPC","No","","","",0.15,0.32189747165501764,0.32189747165501764,0.32189747165501764,0.32189747165501764,0.34,0.84,0.56,99,99,"","Yes"]
["Stanton","2824_B_1",2824,"B","1",1880,"Coal Steam","","MIS_MNWI","North Dakota",38,"Mercer",57,"38057",140,10547,1967,9999,"wall","dry","N","Subbituminous","","","","","LNB",null,"",null,"ESPC","ESPC","No","","","",3,0.24281951026242,0.24281951026242,0.18833407143545416,0.18833407143545416,0.64,0.97,1,"","",null,"Yes",2017]
["Stanton","2824_B_10",2824,"B","10",1881,"Coal Steam","","MIS_MNWI","North Dakota",38,"Mercer",57,"38057",62,10547,1982,9999,"tangential","dry","N","Subbituminous","Dry Scrubber",1982,70,90,"LNC2","","","","B","B","NA","","","",0.6,0.3146627120244317,0.3146627120244317,0.23335451770287313,0.23335451770287313,0.05,0.75,1,75,99,"",""]
["Cardinal","2828_B_1",2828,"B","1",1883,"Coal Steam","","PJM_West","Ohio",39,"Jefferson",81,"39081",580,9847,1966,9999,"cell","dry","N","Bituminous","Wet Scrubber",2007,98,98,"LNCB","SCR",2003,"","ESPC","ESPC","No","","","",1.056,0.053068909450865384,0.053068909450865384,0.053068909450865384,0.053068909450865384,0.1,0.84,0.56,99,99,"","Yes"]
["Cardinal","2828_B_2",2828,"B","2",1884,"Coal Steam","","PJM_West","Ohio",39,"Jefferson",81,"39081",590,9837,1967,9999,"cell","dry","N","Bituminous","Wet Scrubber",2007,98,98,"LNCB","SCR",2003,"","ESPC","ESPC","No","","","",1.056,0.05927056625991563,0.05927056625991563,0.05927056625991563,0.05927056625991563,0.1,0.84,0.56,99,99,"","Yes"]
["Cardinal","2828_B_3",2828,"B","3",1885,"Coal Steam","","PJM_West","Ohio",39,"Jefferson",81,"39081",630,9902,1977,9999,"wall","dry","N","Bituminous","Wet Scrubber",2012,90,90,"LNB","SCR",2003,"","ESPH","ESPH","No","","","",0.66,0.06178151387082719,0.06178151387082719,0.06178151387082719,0.06178151387082719,0.1,0.8,1,91.72,99,"","Yes"]
["Avon Lake","2836_B_10",2836,"B","10",1904,"Coal Steam","","PJM_ATSI","Ohio",39,"Lorain",93,"39093",96,12829,1949,9999,"tangential","dry","N","Bituminous","","","","","","","","","ESPC","ESPC","No","","","",4.65,0.33731210336181455,0.33731210336181455,0.33731210336181455,0.33731210336181455,0.64,0.97,1,"","","","",null,null,"C2G"]
["Avon Lake","2836_B_12",2836,"B","12",1906,"Coal Steam","","PJM_ATSI","Ohio",39,"Lorain",93,"39093",640,9823,1970,9999,"cell","dry","N","Bituminous","","","","","LNB + OFA","SNCR","",2006,"ESPC","ESPC","No","","","",4.65,0.4177456341942186,0.4177456341942186,0.4177456341942186,0.4177456341942186,0.64,0.97,1,"","","","Yes",null,null,"C2G"]
["Conesville","2840_B_4",2840,"B","4",1921,"Coal Steam","","PJM_West","Ohio",39,"Coshocton",31,"39031",780,10396,1973,9999,"tangential","dry","N","Bituminous","Wet Scrubber",2009,98,98,"LNB + BOOS + OFA","SCR",2009,"","ESPC","ESPC","Yes","","","",0.9,0.398,0.07249373406064867,0.398,0.07249373406064867,0.1,0.84,0.56,99,99,"","Yes"]
["Conesville","2840_B_5",2840,"B","5",1922,"Coal Steam","","PJM_West","Ohio",39,"Coshocton",31,"39031",375,10603,1976,9999,"tangential","dry","N","Bituminous","Wet Scrubber",1977,95,95,"LNB + OFA","","","","ESPC","ESPC","No","ACI",2015,90,1.2,0.31562673375252415,0.31562673375252415,0.24,0.24,0.1,0.1,0.1,99,99,"","Yes"]
["Conesville","2840_B_6",2840,"B","6",1923,"Coal Steam","","PJM_West","Ohio",39,"Coshocton",31,"39031",375,10570,1978,9999,"tangential","dry","N","Bituminous","Wet Scrubber",1978,95,95,"LNB + OFA","","","","ESPC","ESPC","No","ACI",2015,90,1.2,0.32337505128465427,0.32337505128465427,0.24,0.24,0.1,0.1,0.1,99,99,"","Yes"]
["J M Stuart","2850_B_1",2850,"B","1",1937,"Coal Steam","","PJM_West","Ohio",39,"Adams",1,"39001",577,9861,1971,9999,"cell","dry","N","Bituminous","Wet Scrubber",2008,97,97,"LNB","SCR",2003,"","ESPC","ESPC + B","Yes","","","",3.16,0.1,0.1,0.1,0.1,0.1,0.3,0.56,99,99,"","Yes"]
["J M Stuart","2850_B_2",2850,"B","2",1938,"Coal Steam","","PJM_West","Ohio",39,"Adams",1,"39001",577,9850,1970,9999,"cell","dry","N","Bituminous","Wet Scrubber",2008,97,97,"LNB","SCR",2003,"","ESPC","ESPC + B","Yes","","","",3.16,0.1,0.1,0.1,0.1,0.1,0.3,0.56,99,99,"","Yes"]
["J M Stuart","2850_B_3",2850,"B","3",1939,"Coal Steam","","PJM_West","Ohio",39,"Adams",1,"39001",577,9827,1972,9999,"cell","dry","N","Bituminous","Wet Scrubber",2008,97,97,"LNB","SCR",2003,"","ESPC","ESPC + B","Yes","","","",3.16,0.1,0.1,0.1,0.1,0.1,0.3,0.56,99,99,"","Yes"]
["J M Stuart","2850_B_4",2850,"B","4",1940,"Coal Steam","","PJM_West","Ohio",39,"Adams",1,"39001",577,9845,1974,9999,"cell","dry","N","Bituminous","Wet Scrubber",2008,97,97,"LNB","SCR",2003,"","ESPC","ESPC","Yes","","","",3.16,0.1,0.1,0.1,0.1,0.1,0.84,0.56,99,99,"","Yes"]
["FirstEnergy W H Sammis","2866_B_1",2866,"B","1",1956,"Coal Steam","","PJM_ATSI","Ohio",39,"Jefferson",81,"39081",180,10719,1959,9999,"wall","dry","N","Bituminous, Subbituminous","Wet Scrubber",2010,98,98,"LNBO","SNCR","",2006,"B","B","NA","","","",1.1,0.23420335757641084,0.23420335757641084,0.23420335757641084,0.23420335757641084,0.1,0.27,0.56,99,99,"",""]
["FirstEnergy W H Sammis","2866_B_2",2866,"B","2",1957,"Coal Steam","","PJM_ATSI","Ohio",39,"Jefferson",81,"39081",180,10609,1960,9999,"wall","dry","N","Bituminous, Subbituminous","Wet Scrubber",2010,98,98,"LNBO","SNCR","",1999,"B","B","NA","","","",1.1,0.23579886664865826,0.23579886664865826,0.23579886664865826,0.23579886664865826,0.1,0.27,0.56,99,99,"",""]
["FirstEnergy W H Sammis","2866_B_3",2866,"B","3",1958,"Coal Steam","","PJM_ATSI","Ohio",39,"Jefferson",81,"39081",180,10775,1961,9999,"wall","dry","N","Bituminous, Subbituminous","Wet Scrubber",2010,98,98,"LNBO","SNCR","",2005,"B","B","NA","","","",1.1,0.2352777092727634,0.2352777092727634,0.2352777092727634,0.2352777092727634,0.1,0.27,0.56,99,99,"",""]
["FirstEnergy W H Sammis","2866_B_4",2866,"B","4",1959,"Coal Steam","","PJM_ATSI","Ohio",39,"Jefferson",81,"39081",180,10764,1962,9999,"wall","dry","N","Bituminous, Subbituminous","Wet Scrubber",2010,98,98,"LNBO","SNCR","",2006,"B","B","NA","","","",1.1,0.23289756598556777,0.23289756598556777,0.23289756598556777,0.23289756598556777,0.1,0.27,0.56,99,99,"","Yes"]
["FirstEnergy W H Sammis","2866_B_5",2866,"B","5",1960,"Coal Steam","","PJM_ATSI","Ohio",39,"Jefferson",81,"39081",300,10657,1967,9999,"wall","dry","N","Bituminous, Subbituminous","Wet Scrubber",2010,98,98,"LNB + OFA","SNCR","",2006,"ESPC","ESPC","No","","","",1.1,0.15375656871470603,0.15375656871470603,0.15375656871470603,0.15375656871470603,0.34,0.84,0.56,99,99,"","Yes"]
["FirstEnergy W H Sammis","2866_B_6",2866,"B","6",1961,"Coal Steam","","PJM_ATSI","Ohio",39,"Jefferson",81,"39081",600,10487,1969,9999,"wall","dry","N","Bituminous, Subbituminous","Wet Scrubber",2010,95,95,"LNBO","SCR",2010,"","ESPC","ESPC","No","","","",1.1,0.2737,0.09091377524107565,0.2737,0.09091377524107565,0.1,0.84,0.56,99,99,"","Yes"]
["FirstEnergy W H Sammis","2866_B_7",2866,"B","7",1962,"Coal Steam","","PJM_ATSI","Ohio",39,"Jefferson",81,"39081",600,10574,1971,9999,"wall","dry","N","Bituminous, Subbituminous","Wet Scrubber",2010,98,98,"LNBO","SCR",2010,"","ESPC","ESPC","No","","","",1.1,0.1,0.1,0.1,0.1,0.1,0.84,0.56,99,99,"","Yes"]
["Kyger Creek","2876_B_1",2876,"B","1",1971,"Coal Steam","","PJM_West","Ohio",39,"Gallia",53,"39053",191,10345,1955,9999,"wall","wet","N","Bituminous, Subbituminous","Wet Scrubber",2012,98,98,"OFA","SCR",2003,"","ESPC","ESPC + B","Yes","","","",8.2,0.1644775343996555,0.1644775343996555,0.1644775343996555,0.1644775343996555,0.1,0.3,0.56,99,99,"",""]
["Kyger Creek","2876_B_2",2876,"B","2",1972,"Coal Steam","","PJM_West","Ohio",39,"Gallia",53,"39053",189,10337,1955,9999,"wall","wet","N","Bituminous, Subbituminous","Wet Scrubber",2012,98,98,"OFA","SCR",2003,"","ESPC","ESPC","Yes","","","",8.2,0.16374193327545042,0.16374193327545042,0.16374193327545042,0.16374193327545042,0.1,0.84,0.56,99,99,"",""]
["Kyger Creek","2876_B_3",2876,"B","3",1973,"Coal Steam","","PJM_West","Ohio",39,"Gallia",53,"39053",189,10312,1955,9999,"wall","wet","N","Bituminous, Subbituminous","Wet Scrubber",2012,98,98,"OFA","SCR",2003,"","ESPC","ESPC","Yes","","","",8.2,0.5141,0.1582,0.5141,0.1582,0.1,0.84,0.56,99,99,"",""]
["Kyger Creek","2876_B_4",2876,"B","4",1974,"Coal Steam","","PJM_West","Ohio",39,"Gallia",53,"39053",189,10318,1955,9999,"wall","wet","N","Bituminous, Subbituminous","Wet Scrubber",2012,98,98,"OFA","SCR",2003,"","ESPC","ESPC","Yes","","","",8.2,0.1620179315596785,0.1620179315596785,0.1620179315596785,0.1620179315596785,0.1,0.84,0.56,99,99,"",""]
["Kyger Creek","2876_B_5",2876,"B","5",1975,"Coal Steam","","PJM_West","Ohio",39,"Gallia",53,"39053",189,10317,1955,9999,"wall","wet","N","Bituminous, Subbituminous","Wet Scrubber",2012,98,98,"OFA","SCR",2003,"","ESPC","ESPC + B","Yes","","","",8.2,0.5563,0.1532,0.5563,0.1532,0.1,0.3,0.56,99,99,"",""]
["FirstEnergy Bay Shore","2878_B_1",2878,"B","1",1984,"Coal Steam","","PJM_ATSI","Ohio",39,"Lucas",95,"39095",136,10578,2000,9999,"FBC","dry","N","Subbituminous, Petroleum Coke",null,null,97,97,null,"","","","B","B","NA","","","",0.73,0.11293196556672093,0.11293196556672093,0.11293196556672093,0.11293196556672093,0.05,0.43,0.43,99,99,"",""]
["Dover","2914_B_4",2914,"B","4","","Coal Steam","","PJM_West","Ohio",39,"Tuscarawas",157,"39157",23.2,14500,1954,9999,"","","N","Bituminous","","","","","","","","","B + C","B + C","NA","","","",4.6000000000000005,0.4451349612788622,0.4451349612788622,0.4451349612788622,0.4451349612788622,0.11,0.27,1,"","","","Yes"]
["Hamilton","2917_B_8",2917,"B","8",9527,"Coal Steam","","PJM_West","Ohio",39,"Butler",17,"39017",32,13811,1964,9999,"wall","dry","N","Bituminous","","","","","LNB","","","","ESPH","ESPH","No","","","",1.45,0.38539214367365443,0.38539214367365443,0.32,0.32,0.9,0.94,1,"","","","Yes"]
["Hamilton","2917_B_9",2917,"B","9",1994,"Coal Steam","","PJM_West","Ohio",39,"Butler",17,"39017",51,13154,1974,9999,"tangential","dry","N","Bituminous","Dry Scrubber",1999,83,90,"LNC1","","","","ESPH + B","ESPH + B","No","","","",1.2,0.26868391213987475,0.26868391213987475,0.24,0.24,0.05,0.75,1,88,99,"","Yes"]
["Orrville","2935_B_10",2935,"B","10","","Coal Steam","","PJM_West","Ohio",39,"Wayne",169,"39169",12.9,14396,1949,9999,"","","N","Bituminous","","","","","","","","","ESPC","ESPC","No","","","",7,0.4451349612788622,0.4451349612788622,0.4451349612788622,0.4451349612788622,0.64,0.97,1,"","","",""]
["Orrville","2935_B_11",2935,"B","11","","Coal Steam","","PJM_West","Ohio",39,"Wayne",169,"39169",12.9,14273,1949,9999,"","","N","Bituminous","","","","","","","","","ESPC","ESPC","No","","","",7,0.4451349612788622,0.4451349612788622,0.4451349612788622,0.4451349612788622,0.64,0.97,1,"","","",""]
["Orrville","2935_B_12",2935,"B","12","","Coal Steam","","PJM_West","Ohio",39,"Wayne",169,"39169",30,14308,1961,9999,"","","N","Bituminous","","","","","","","","","ESPC","ESPC","No","","","",7,0.4451349612788622,0.4451349612788622,0.4451349612788622,0.4451349612788622,0.64,0.97,1,"","","",""]
["Orrville","2935_B_13",2935,"B","13","","Coal Steam","","PJM_West","Ohio",39,"Wayne",169,"39169",23,14357,1971,9999,"","","N","Bituminous","","","","","","","","","ESPC","ESPC","No","","","",7,0.4451349612788622,0.4451349612788622,0.4451349612788622,0.4451349612788622,0.64,0.97,1,"","","","Yes"]
["Painesville","2936_B_3",2936,"B","3","","Coal Steam","","PJM_ATSI","Ohio",39,"Lake",85,"39085",9.8,14203,1949,9999,"","","N","Bituminous","","","","","","","","","ESPC","ESPC","No","","","",5.7,0.4451349612788622,0.4451349612788622,0.4451349612788622,0.4451349612788622,0.64,0.97,1,"","","",""]
["Painesville","2936_B_4",2936,"B","4","","Coal Steam","","PJM_ATSI","Ohio",39,"Lake",85,"39085",18.6,14111,1949,9999,"","","N","Bituminous","","","","","","","","","ESPC","ESPC","No","","","",5.7,0.4451349612788622,0.4451349612788622,0.4451349612788622,0.4451349612788622,0.64,0.97,1,"","","",""]
["Painesville","2936_B_5",2936,"B","5","","Coal Steam","","PJM_ATSI","Ohio",39,"Lake",85,"39085",18.6,14111,1949,9999,"","","N","Bituminous","","","","","","","","","ESPC","ESPC","No","","","",5.7,0.4451349612788622,0.4451349612788622,0.4451349612788622,0.4451349612788622,0.64,0.97,1,"","","",""]
["Shelby Municipal Light Plant","2943_B_4",2943,"B","4","","Coal Steam","","PJM_West","Ohio",39,"Richland",139,"39139",7,14500,1954,9999,"","","N","Bituminous","","","","","","","","","ESPH + C","ESPH + C","No","","","",7.1000000000000005,0.4451349612788622,0.4451349612788622,0.4451349612788622,0.4451349612788622,0.9,0.94,1,"","","",""]
["Muskogee","2952_B_4",2952,"B","4",2005,"Coal Steam","","SPP_WEST","Oklahoma",40,"Muskogee",101,"40101",505,10593,1977,9999,"tangential","dry","N","Subbituminous","","","","","LNB + OFA","","","","ESPC","ESPC","No","","","",1.2,0.14471275074164539,0.14471275074164539,0.14471275074164539,0.14471275074164539,0.64,0.97,1,"","","","Yes"]
["Muskogee","2952_B_5",2952,"B","5",2006,"Coal Steam","","SPP_WEST","Oklahoma",40,"Muskogee",101,"40101",517,10652,1978,9999,"tangential","dry","N","Subbituminous","","","","","LNB + OFA","","","","ESPC","ESPC","No","","","",1.2,0.14622177675328585,0.14622177675328585,0.14622177675328585,0.14622177675328585,0.64,0.97,1,"","","","Yes"]
["Muskogee","2952_B_6",2952,"B","6",2007,"Coal Steam","","SPP_WEST","Oklahoma",40,"Muskogee",101,"40101",502,10581,1984,9999,"tangential","dry","N","Subbituminous","","","","","OFA","","","","ESPC","ESPC","No","","","",1.2,0.3255269559956141,0.3255269559956141,0.14377125432163507,0.14377125432163507,0.64,0.97,1,"","","",""]
["Northeastern","2963_B_3313",2963,"B","3313",2019,"Coal Steam","","SPP_WEST","Oklahoma",40,"Rogers",131,"40131",460,10295,1979,2027,"tangential","dry","N","Bituminous, Subbituminous","","",41,41,"LNC1","","","","ESPC + B","ESPC + B","No","ACI",2016,90,0.8,0.38770593934322894,0.38770593934322894,0.2546260974634021,0.2546260974634021,0.1,0.1,0.1,51,90,"Yes","Yes",2016]
["Northeastern","2963_B_3314",2963,"B","3314",2020,"Coal Steam","","SPP_WEST","Oklahoma",40,"Rogers",131,"40131",460,10342,1980,2017,"tangential","dry","N","Bituminous, Subbituminous","","","","","LNC1","","","","ESPC","ESPC","No","","","",1.2,0.395905704115163,0.395905704115163,0.2600112976683107,0.2600112976683107,0.64,0.97,1,"","","","Yes"]
["Limestone","298_B_LIM1",298,"B","LIM1",176,"Coal Steam","","ERC_REST","Texas",48,"Limestone",293,"48293",831,10366,1985,9999,"tangential","dry","N","Lignite, Subbituminous","Wet Scrubber",1985,90,90,"LNC3","","","","ESPC","ESPC","No","","","",0.6,0.21146946332886774,0.21146946332886774,0.21146946332886774,0.21146946332886774,0.34,0.84,0.56,95,99,"",""]
["Limestone","298_B_LIM2",298,"B","LIM2",177,"Coal Steam","","ERC_REST","Texas",48,"Limestone",293,"48293",858,10354,1986,9999,"tangential","dry","N","Lignite, Subbituminous","Wet Scrubber",1986,90,90,"OFA","","","","ESPC","ESPC","No","","","",0.6,0.20820235528639167,0.20820235528639167,0.17,0.17,0.34,0.84,0.56,95,99,"",""]
["Barry","3_B_1",3,"B","1",1,"Coal Steam","","S_SOU","Alabama",1,"Mobile",97,"01097",138,10390,1954,9999,"tangential","dry","N","Bituminous","","","","","LNC1","SNCR","",2006,"ESPH","ESPH","No","","","",1.8,0.4894151104453742,0.4894151104453742,0.3546218077888478,0.3546218077888478,0.9,0.94,1,"","","","",null,null,"C2G"]
["Barry","3_B_2",3,"B","2",2,"Coal Steam","","S_SOU","Alabama",1,"Mobile",97,"01097",137,11030,1954,9999,"tangential","dry","N","Bituminous","","","","","LNC1","SNCR","",2006,"ESPH","ESPH","No","","","",1.8,0.47765866391477274,0.47765866391477274,0.3350440604541141,0.3350440604541141,0.9,0.94,1,"","","","",null,null,"C2G"]
["Barry","3_B_3",3,"B","3",3,"Coal Steam","","S_SOU","Alabama",1,"Mobile",97,"01097",249,10450,1959,9999,"tangential","dry","N","Bituminous","","","","","LNC1","SNCR","",2006,"ESPH","ESPH","No","","","",1.8,0.5176928299739131,0.5176928299739131,0.4284023829050681,0.4284023829050681,0.9,0.94,1,"","","","",null,null,"C2G"]
["Barry","3_B_4",3,"B","4",4,"Coal Steam","","S_SOU","Alabama",1,"Mobile",97,"01097",362,10070,1969,9999,"tangential","dry","N","Bituminous","","","","","LNC2","SNCR","",2006,"ESPC","ESPC","Yes","ACI",2016,90,1.8,0.3011398240482981,0.3011398240482981,0.24,0.24,0.1,0.1,0.1,"","","","Yes"]
["Barry","3_B_5",3,"B","5",5,"Coal Steam","","S_SOU","Alabama",1,"Mobile",97,"01097",726,9940,1971,9999,"tangential","dry","N","Bituminous","Wet Scrubber",2010,95,95,"LNC2","SCR",2008,"","ESPC + WS","ESPC + WS","Yes","","","",1.8,0.07667525582724395,0.07667525582724395,0.07667525582724395,0.07667525582724395,0.1,0.84,0.56,99,99,"","Yes"]
["Conemaugh","3118_B_1",3118,"B","1",2065,"Coal Steam","","PJM_PENE","Pennsylvania",42,"Indiana",63,"42063",850,9615,1970,9999,"tangential","dry","N","Bituminous","Wet Scrubber",1994,95,95,"LNC3","SCR",2012,"","ESPC + WS","ESPC + WS","Yes","","","",0.13,0.3531986786344088,0.07,0.3531986786344088,0.07,0.1,0.84,0.56,99,99,"","Yes"]
["Conemaugh","3118_B_2",3118,"B","2",2066,"Coal Steam","","PJM_PENE","Pennsylvania",42,"Indiana",63,"42063",850,9492,1971,9999,"tangential","dry","N","Bituminous","Wet Scrubber",1995,95,95,"LNC3","SCR",2012,"","ESPC + WS","ESPC + WS","Yes","","","",0.13,0.3228319187988596,0.07,0.3228319187988596,0.07,0.1,0.84,0.56,99,99,"","Yes"]
["Homer City Station","3122_B_1",3122,"B","1",2072,"Coal Steam","","PJM_PENE","Pennsylvania",42,"Indiana",63,"42063",620,10040,1969,9999,"wall","dry","N","Bituminous","Dry Scrubber",2014,92.51,92.51,"LNBO","SCR",2000,"","ESPC + B","ESPC + B","Yes","ACI",2008,90,3.7,0.352247686522397,0.18753076944276922,0.352247686522397,0.18753076944276922,0.1,0.1,0.1,97.51,99,"","Yes"]
["Homer City Station","3122_B_2",3122,"B","2",2073,"Coal Steam","","PJM_PENE","Pennsylvania",42,"Indiana",63,"42063",614,9946,1969,9999,"wall","dry","N","Bituminous","Dry Scrubber",2014,92.51,92.51,"LNBO","SCR",2000,"","ESPC + B","ESPC + B","Yes","ACI",2008,90,3.7,0.2194974137102187,0.07,0.2194974137102187,0.07,0.1,0.1,0.1,97.51,99,"","Yes"]
["Homer City Station","3122_B_3",3122,"B","3",2074,"Coal Steam","","PJM_PENE","Pennsylvania",42,"Indiana",63,"42063",650,10063,1977,9999,"wall","dry","N","Bituminous","Wet Scrubber",2001,95,95,"LNBO","SCR",2000,"","ESPC","ESPC + B","Yes","","","",1.2,0.421043952424571,0.19206938956299544,0.421043952424571,0.19206938956299544,0.1,0.3,0.56,99,99,"","Yes"]
["Seward","3130_B_1",3130,"B","1",88264,"Coal Steam","","PJM_PENE","Pennsylvania",42,"Indiana",63,"42063",262,10784,2004,9999,"FBC","dry","N","Waste Coal","Dry Scrubber",2004,98,98,"CF","SNCR","",2004,"B","B","NA","","","",0.6,0.10294137487940708,0.10294137487940708,0.10294137487940708,0.10294137487940708,0.01,0.01,0.01,99,99,"",""]
["Seward","3130_B_2",3130,"B","2",88265,"Coal Steam","","PJM_PENE","Pennsylvania",42,"Indiana",63,"42063",262,10784,2004,9999,"FBC","dry","N","Waste Coal","Dry Scrubber",2004,98,98,"CF","SNCR","",2004,"B","B","NA","","","",0.6,0.10211235015359875,0.10211235015359875,0.10211235015359875,0.10211235015359875,0.01,0.01,0.01,99,99,"",""]
["Keystone","3136_B_1",3136,"B","1",2089,"Coal Steam","","PJM_PENE","Pennsylvania",42,"Armstrong",5,"42005",850,9570,1967,9999,"tangential","dry","N","Bituminous","Wet Scrubber",2009,98,98,"LNC3","SCR",1995,"","ESPC","ESPC + B","Yes","","","",3.7,0.3798324372078373,0.07,0.3798324372078373,0.07,0.1,0.3,0.56,99,99,"","Yes"]
["Keystone","3136_B_2",3136,"B","2",2090,"Coal Steam","","PJM_PENE","Pennsylvania",42,"Armstrong",5,"42005",850,9552,1968,9999,"tangential","dry","N","Bituminous","Wet Scrubber",2009,98,98,"LNC3","SCR",1994,"","ESPC","ESPC + B","Yes","","","",3.7,0.3708976880998946,0.07,0.3708976880998946,0.07,0.1,0.3,0.56,99,99,"","Yes"]
["PPL Brunner Island","3140_B_1",3140,"B","1",2100,"Coal Steam","","PJM_WMAC","Pennsylvania",42,"York",133,"42133",312,10023,1961,9999,"tangential","dry","N","Bituminous","Wet Scrubber",2009,97,97,"LNC3","","","","B","B","NA","","","",0.85,0.37006570959062485,0.37006570959062485,0.37006570959062485,0.37006570959062485,0.1,0.27,0.56,99,99,"",""]
["PPL Brunner Island","3140_B_2",3140,"B","2",2101,"Coal Steam","","PJM_WMAC","Pennsylvania",42,"York",133,"42133",371,9695,1965,9999,"tangential","dry","N","Bituminous","Wet Scrubber",2009,97,97,"LNC3","","","","ESPC","ESPC","Yes","","","",0.85,0.3603329536373441,0.3603329536373441,0.3603329536373441,0.3603329536373441,0.34,0.84,0.56,99,99,"","Yes"]
["PPL Brunner Island","3140_B_3",3140,"B","3",2102,"Coal Steam","","PJM_WMAC","Pennsylvania",42,"York",133,"42133",744,9502,1969,9999,"tangential","dry","N","Bituminous","Wet Scrubber",2008,97,97,"LNC3","","","","ESPC","ESPC","No","","","",0.85,0.37954695943155775,0.37954695943155775,0.37954695943155775,0.37954695943155775,0.34,0.84,0.56,99,99,"","Yes"]
["PPL Montour","3149_B_1",3149,"B","1",2124,"Coal Steam","","PJM_WMAC","Pennsylvania",42,"Montour",93,"42093",765,9615,1972,9999,"tangential","dry","N","Bituminous","Wet Scrubber",2008,97,97,"LNC3","SCR",2001,"","ESPC","ESPC","No","","","",0.85,0.3276033289078727,0.07,0.3276033289078727,0.07,0.1,0.84,0.56,99,99,"","Yes"]
["PPL Montour","3149_B_2",3149,"B","2",2125,"Coal Steam","","PJM_WMAC","Pennsylvania",42,"Montour",93,"42093",750,9530,1973,9999,"tangential","dry","N","Bituminous","Wet Scrubber",2008,97,97,"LNC3","SCR",2000,"","ESPC","ESPC","No","","","",0.85,0.2838791721065804,0.07,0.2838791721065804,0.07,0.1,0.84,0.56,99,99,"","Yes"]
["McMeekin","3287_B_MCM1",3287,"B","MCM1",2226,"Coal Steam","","S_VACA","South Carolina",45,"Lexington",63,"45063",125,9434,1958,2019,"tangential","dry","N","Bituminous","","","","","LNC2","","","","B","B","NA","","","",3.5,0.33117375965343737,0.33117375965343737,0.2488836959057059,0.2488836959057059,0.11,0.27,1,"","","","",null,null,"C2G"]
["McMeekin","3287_B_MCM2",3287,"B","MCM2",2227,"Coal Steam","","S_VACA","South Carolina",45,"Lexington",63,"45063",125,9526,1958,2019,"tangential","dry","N","Bituminous","","","","","LNC2","","","","B","B","NA","","","",3.5,0.31981421363950163,0.31981421363950163,0.24150294705671047,0.24150294705671047,0.11,0.27,1,"","","","",null,null,"C2G"]
["Urquhart","3295_B_URQ3",3295,"B","URQ3",2230,"Coal Steam","","S_VACA","South Carolina",45,"Aiken",3,"45003",94,10248,1955,9999,"tangential","dry","N","Bituminous","","","","","LNC2","","","","ESPC","ESPC + B","No","","","",3,0.2685278857584616,0.2685278857584616,0.24,0.24,0.2,0.75,1,"","","","",null,null,"C2G"]
["Wateree","3297_B_WAT1",3297,"B","WAT1",2232,"Coal Steam","","S_VACA","South Carolina",45,"Richland",79,"45079",342,10019,1970,9999,"wall","dry","N","Bituminous","Wet Scrubber",2010,95,95,"LNB","SCR",2003,"","B","B","NA","","","",3.5,0.10459683142664201,0.10459683142664201,0.10459683142664201,0.10459683142664201,0.1,0.27,0.56,99,99,"","Yes"]
["Wateree","3297_B_WAT2",3297,"B","WAT2",2233,"Coal Steam","","S_VACA","South Carolina",45,"Richland",79,"45079",342,9996,1971,9999,"wall","dry","N","Bituminous","Wet Scrubber",2010,95,95,"LNB","SCR",2004,"","B","B","NA","","","",3.5,0.10280064123256044,0.10280064123256044,0.10280064123256044,0.10280064123256044,0.1,0.27,0.56,99,99,"","Yes"]
["Williams","3298_B_WIL1",3298,"B","WIL1",2234,"Coal Steam","","S_VACA","South Carolina",45,"Berkeley",15,"45015",615,9600,1973,9999,"tangential","dry","N","Bituminous","Wet Scrubber",2010,97,97,"LNC1","SCR",2004,"","ESPC","ESPC","No","","","",2.3,0.11727522777622611,0.11727522777622611,0.11727522777622611,0.11727522777622611,0.1,0.84,0.56,99,99,"","Yes"]
["Allen Steam Plant","3393_B_1",3393,"B","1",2248,"Coal Steam","","S_C_TVA","Tennessee",47,"Shelby",157,"47157",247,10298,1959,9999,"cyclone","wet","N","Bituminous, Subbituminous","","","","","OFA","SCR",2003,"","ESPC","ESPC","No","","","",4,0.10505297600446052,0.10505297600446052,0.10505297600446052,0.10505297600446052,0.64,0.97,1,"","","","",null,null,"C2G"]
["Allen Steam Plant","3393_B_2",3393,"B","2",2249,"Coal Steam","","S_C_TVA","Tennessee",47,"Shelby",157,"47157",247,10336,1959,9999,"cyclone","wet","N","Bituminous, Subbituminous","","","","","OFA","SCR",2002,"","ESPC","ESPC","No","","","",4,0.11228963567679481,0.11228963567679481,0.11228963567679481,0.11228963567679481,0.64,0.97,1,"","","","",null,null,"C2G"]
["Allen Steam Plant","3393_B_3",3393,"B","3",2250,"Coal Steam","","S_C_TVA","Tennessee",47,"Shelby",157,"47157",247,10286,1959,9999,"cyclone","wet","N","Bituminous, Subbituminous","","","","","OFA","SCR",2002,"","ESPC","ESPC","No","","","",4,0.10743507799049253,0.10743507799049253,0.10743507799049253,0.10743507799049253,0.64,0.97,1,"","","","",null,null,"C2G"]
["Bull Run","3396_B_1",3396,"B","1",2251,"Coal Steam","","S_C_TVA","Tennessee",47,"Anderson",1,"47001",870,9334,1967,9999,"tangential","dry","N","Bituminous","Wet Scrubber",2008,98,98,"CO","SCR",2004,"","ESPC","ESPC","No","","","",0.15,0.0692320275900844,0.0692320275900844,0.0692320275900844,0.0692320275900844,0.1,0.84,0.56,99,99,"","Yes"]
["Cumberland","3399_B_1",3399,"B","1",2252,"Coal Steam","","S_C_TVA","Tennessee",47,"Stewart",161,"47161",1239,9952,1973,9999,"cell","dry","N","Bituminous","Wet Scrubber",1995,95,95,"LNCB","SCR",2003,"","ESPC","ESPC","No","","","",0.5,0.0646118573605067,0.0646118573605067,0.0646118573605067,0.0646118573605067,0.1,0.84,0.56,99,99,"","Yes"]
["Cumberland","3399_B_2",3399,"B","2",2253,"Coal Steam","","S_C_TVA","Tennessee",47,"Stewart",161,"47161",1231,9922,1973,9999,"cell","dry","N","Bituminous","Wet Scrubber",1995,95,95,"LNCB","SCR",2003,"","ESPC","ESPC","No","","","",0.5,0.07929973108387166,0.07929973108387166,0.07929973108387166,0.07929973108387166,0.1,0.84,0.56,99,99,"","Yes"]
["Gallatin","3403_B_1",3403,"B","1",2254,"Coal Steam","","S_C_TVA","Tennessee",47,"Sumner",165,"47165",225,10241,1956,9999,"tangential","dry","N","Bituminous, Subbituminous","","","","","LNC2","","","","ESPC","ESPC","No","","","",5,0.15733440680877833,0.15733440680877833,0.1282942372680694,0.1282942372680694,0.64,0.97,1,"","","",""]
["Gallatin","3403_B_2",3403,"B","2",2255,"Coal Steam","","S_C_TVA","Tennessee",47,"Sumner",165,"47165",225,10204,1957,9999,"tangential","dry","N","Bituminous, Subbituminous","","","","","LNC2","","","","ESPC","ESPC","No","","","",5,0.15789639217431778,0.15789639217431778,0.12868712899280949,0.12868712899280949,0.64,0.97,1,"","","",""]
["Gallatin","3403_B_3",3403,"B","3",2256,"Coal Steam","","S_C_TVA","Tennessee",47,"Sumner",165,"47165",263,10213,1959,9999,"tangential","dry","N","Bituminous, Subbituminous","","","","","LNC2","","","","ESPC","ESPC","No","","","",5,0.15848758615336062,0.15848758615336062,0.12909909403734146,0.12909909403734146,0.64,0.97,1,"","","",""]
["Gallatin","3403_B_4",3403,"B","4",2257,"Coal Steam","","S_C_TVA","Tennessee",47,"Sumner",165,"47165",263,10223,1959,9999,"tangential","dry","N","Bituminous, Subbituminous","","","","","LNC2","","","","ESPC","ESPC","No","","","",5,0.15751500099075985,0.15751500099075985,0.12842062750166994,0.12842062750166994,0.64,0.97,1,"","","",""]
["Kingston","3407_B_1",3407,"B","1",2280,"Coal Steam","","S_C_TVA","Tennessee",47,"Roane",145,"47145",132,10450,1954,9999,"tangential","dry","N","Bituminous, Subbituminous","Wet Scrubber",2010,98,98,"Other","SCR",2004,"","ESPC + C","ESPC + C","No","","","",0.15,0.06212769281455696,0.06212769281455696,0.06212769281455696,0.06212769281455696,0.1,0.84,0.56,99,99,"",""]
["Kingston","3407_B_2",3407,"B","2",2281,"Coal Steam","","S_C_TVA","Tennessee",47,"Roane",145,"47145",132,10349,1954,9999,"tangential","dry","N","Bituminous, Subbituminous","Wet Scrubber",2010,98,98,"Other","SCR",2004,"","ESPC + C","ESPC + C","No","","","",0.15,0.05765551417296887,0.05765551417296887,0.05765551417296887,0.05765551417296887,0.1,0.84,0.56,99,99,"",""]
["Kingston","3407_B_3",3407,"B","3",2282,"Coal Steam","","S_C_TVA","Tennessee",47,"Roane",145,"47145",132,10432,1954,9999,"tangential","dry","N","Bituminous, Subbituminous","Wet Scrubber",2010,98,98,"Other","SCR",2004,"","ESPC + C","ESPC + C","No","","","",0.15,0.06209774045020893,0.06209774045020893,0.06209774045020893,0.06209774045020893,0.1,0.84,0.56,99,99,"",""]
["Kingston","3407_B_4",3407,"B","4",2283,"Coal Steam","","S_C_TVA","Tennessee",47,"Roane",145,"47145",132,10321,1954,9999,"tangential","dry","N","Bituminous, Subbituminous","Wet Scrubber",2010,98,98,"Other","SCR",2004,"","ESPC + C","ESPC + C","No","","","",0.15,0.0602419766884657,0.0602419766884657,0.0602419766884657,0.0602419766884657,0.1,0.84,0.56,99,99,"",""]
["Kingston","3407_B_5",3407,"B","5",2284,"Coal Steam","","S_C_TVA","Tennessee",47,"Roane",145,"47145",174,10254,1955,9999,"tangential","dry","N","Bituminous, Subbituminous","Wet Scrubber",2010,98,98,"LNC2","SCR",2005,"","ESPC + C","ESPC + C","No","","","",0.15,0.05851151279163787,0.05851151279163787,0.05851151279163787,0.05851151279163787,0.1,0.84,0.56,99,99,"",""]
["Kingston","3407_B_6",3407,"B","6",2285,"Coal Steam","","S_C_TVA","Tennessee",47,"Roane",145,"47145",174,10338,1955,9999,"tangential","dry","N","Bituminous, Subbituminous","Wet Scrubber",2010,98,98,"LNC2","SCR",2005,"","ESPC + C","ESPC + C","No","","","",0.15,0.05525622120916137,0.05525622120916137,0.05525622120916137,0.05525622120916137,0.1,0.84,0.56,99,99,"",""]
["Kingston","3407_B_7",3407,"B","7",2286,"Coal Steam","","S_C_TVA","Tennessee",47,"Roane",145,"47145",174,10306,1955,9999,"tangential","dry","N","Bituminous, Subbituminous","Wet Scrubber",2010,98,98,"LNC2","SCR",2004,"","ESPC + C","ESPC + C","No","","","",0.15,0.056080877846567824,0.056080877846567824,0.056080877846567824,0.056080877846567824,0.1,0.84,0.56,99,99,"",""]
["Kingston","3407_B_8",3407,"B","8",2287,"Coal Steam","","S_C_TVA","Tennessee",47,"Roane",145,"47145",174,10314,1955,9999,"tangential","dry","N","Bituminous, Subbituminous","Wet Scrubber",2010,98,98,"LNC2","SCR",2004,"","ESPC + C","ESPC + C","No","","","",0.15,0.05445883003174018,0.05445883003174018,0.05445883003174018,0.05445883003174018,0.1,0.84,0.56,99,99,"",""]
["Kingston","3407_B_9",3407,"B","9",2288,"Coal Steam","","S_C_TVA","Tennessee",47,"Roane",145,"47145",174,10411,1955,9999,"tangential","dry","N","Bituminous, Subbituminous","Wet Scrubber",2010,98,98,"CO","SCR",2006,"","ESPC + C","ESPC + C","No","","","",0.15,0.05605859191143956,0.05605859191143956,0.05605859191143956,0.05605859191143956,0.1,0.84,0.56,99,99,"",""]
["W A Parish","3470_B_WAP5",3470,"B","WAP5",2378,"Coal Steam","","ERC_REST","Texas",48,"Fort Bend",157,"48157",669,10458,1977,9999,"wall","dry","N","Subbituminous","","","","","LNB + OFA","SCR",2000,"","B","B","NA","","","",1.2,0.04856059374865529,0.04856059374865529,0.04856059374865529,0.04856059374865529,0.11,0.27,1,"","","","Yes"]
["W A Parish","3470_B_WAP6",3470,"B","WAP6",2379,"Coal Steam","","ERC_REST","Texas",48,"Fort Bend",157,"48157",653,10432,1978,9999,"wall","dry","N","Subbituminous","","","","","LNB + OFA","SCR",2000,"","B","B","NA","","","",1.2,0.05942454933268577,0.05942454933268577,0.05942454933268577,0.05942454933268577,0.11,0.27,1,"","","","Yes"]
["W A Parish","3470_B_WAP7",3470,"B","WAP7",2380,"Coal Steam","","ERC_REST","Texas",48,"Fort Bend",157,"48157",577,10407,1980,9999,"tangential","dry","N","Subbituminous","","","","","LNC3","SCR",1999,"","B","B","NA","","","",1.2,0.04450137681045091,0.04450137681045091,0.04450137681045091,0.04450137681045091,0.11,0.27,1,"","","","Yes"]
["W A Parish","3470_B_WAP8",3470,"B","WAP8",2381,"Coal Steam","","ERC_REST","Texas",48,"Fort Bend",157,"48157",610,10448,1982,9999,"tangential","dry","N","Subbituminous","Wet Scrubber",1982,85,90,"LNC3","SCR",2000,"","B","B","NA","","","",0.36,0.04570074268997603,0.04570074268997603,0.04570074268997603,0.04570074268997603,0.1,0.27,0.56,90,99,"",""]
["Big Brown","3497_B_1",3497,"B","1",2423,"Coal Steam","","ERC_REST","Texas",48,"Freestone",161,"48161",600,10963,1971,9999,"tangential","dry","N","Lignite, Subbituminous","","","","","LNC2","SNCR","",2008,"ESPC + B","ESPC + B","Yes","ACI",2009,90,3,0.1390973083916084,0.1390973083916084,0.1390973083916084,0.1390973083916084,0.1,0.1,0.1,"","","","Yes"]
["Big Brown","3497_B_2",3497,"B","2",2424,"Coal Steam","","ERC_REST","Texas",48,"Freestone",161,"48161",595,10977,1972,9999,"tangential","dry","N","Lignite, Subbituminous","","","","","LNC2","SNCR","",2008,"ESPC + B","ESPC + B","Yes","ACI",2009,90,3,0.1363018871547381,0.1363018871547381,0.1363018871547381,0.1363018871547381,0.1,0.1,0.1,"","","","Yes"]
["Clinch River","3775_B_1",3775,"B","1",2502,"O/G Steam","","PJM_West","Virginia",51,"Russell",167,"51167",230,10227,1958,9999,"vertical","dry","N","Natural Gas","","","","","LNB + STC","SNCR","",2009,"ESPC","ESPC + B","Yes","","","",2.64,0.24036826860459332,0.24036826860459332,0.24036826860459332,0.24036826860459332,{"$nulls":3},"","","","",null,null,"C2G"]
["Clinch River","3775_B_2",3775,"B","2",2503,"O/G Steam","","PJM_West","Virginia",51,"Russell",167,"51167",230,10179,1958,9999,"vertical","dry","N","Natural Gas","","","","","LNB + STC","SNCR","",2009,"ESPC","ESPC","Yes","","","",2.64,0.23883263327324553,0.23883263327324553,0.23883263327324553,0.23883263327324553,{"$nulls":3},"","","","",null,null,"C2G"]
["Bremo Bluff","3796_B_3",3796,"B","3",2513,"Coal Steam","","PJM_Dom","Virginia",51,"Fluvanna",65,"51065",71,11141,1950,9999,"wall","dry","N","Bituminous","","","","","LNB + OFA","","","","ESPH","ESPH","No","","","",2.64,0.33310843948965757,0.33310843948965757,0.33310843948965757,0.33310843948965757,0.9,0.94,1,"","","","",null,null,"C2G"]
["Bremo Bluff","3796_B_4",3796,"B","4",2514,"Coal Steam","","PJM_Dom","Virginia",51,"Fluvanna",65,"51065",156,10744,1958,9999,"wall","dry","N","Bituminous","","","","","LNB + OFA","","","","ESPH","ESPH","No","","","",2.64,0.423553245180736,0.423553245180736,0.423553245180736,0.423553245180736,0.9,0.94,1,"","","","",null,null,"C2G"]
["Chesterfield","3797_B_3",3797,"B","3",2517,"Coal Steam","","PJM_Dom","Virginia",51,"Chesterfield",41,"51041",98,10212,1952,9999,"tangential","dry","N","Bituminous","Wet Scrubber",2011,97.28,97.28,"LNB + OFA","","","","ESPC + WS","ESPC + WS","No","","","",2.64,0.36405148745579774,0.36405148745579774,0.25199035470220577,0.25199035470220577,0.34,0.84,0.56,99,99,"",""]
["Chesterfield","3797_B_4",3797,"B","4",2518,"Coal Steam","","PJM_Dom","Virginia",51,"Chesterfield",41,"51041",162,10383,1960,9999,"tangential","dry","N","Bituminous","Wet Scrubber",2011,97.28,97.28,"LNB","SCR",2003,"","ESPC + WS","ESPC + WS","No","","","",2.64,0.3789,0.1,0.3789,0.1,0.1,0.84,0.56,99,99,"",""]
["Chesterfield","3797_B_5",3797,"B","5",2519,"Coal Steam","","PJM_Dom","Virginia",51,"Chesterfield",41,"51041",325,10060,1964,9999,"tangential","dry","N","Bituminous","Wet Scrubber",2011,98,98,"LNB + OFA","SCR",2003,"","ESPC + WS","ESPC + WS","No","","","",2.64,0.2521732185555054,0.07,0.2521732185555054,0.07,0.1,0.84,0.56,99,99,"","Yes"]
["Chesterfield","3797_B_6",3797,"B","6",2520,"Coal Steam","","PJM_Dom","Virginia",51,"Chesterfield",41,"51041",652,10136,1969,9999,"tangential","dry","N","Bituminous","Wet Scrubber",2008,98,98,"LNC3","SCR",2004,"","ESPC + WS","ESPC + WS","No","","","",2.64,0.05218240146239686,0.05218240146239686,0.05218240146239686,0.05218240146239686,0.1,0.84,0.56,99,99,"","Yes"]
["Joliet 29","384_B_71",384,"B","71",250,"Coal Steam","","PJM_COMD","Illinois",17,"Will",197,"17197",259,10520,1965,9999,"tangential","dry","N","Subbituminous","","","","","LNC3","","","","ESPC","ESPC + B","No","ACI",2009,90,1.8,0.12646145820354582,0.12646145820354582,0.12646145820354582,0.12646145820354582,0.1,0.1,0.1,"","","","Yes",null,null,"C2G"]
["Joliet 29","384_B_72",384,"B","72",251,"Coal Steam","","PJM_COMD","Illinois",17,"Will",197,"17197",259,10520,1965,9999,"tangential","dry","N","Subbituminous","","","","","LNC3","","","","ESPC","ESPC + B","No","ACI",2009,90,1.8,0.12757602980008168,0.12757602980008168,0.12757602980008168,0.12757602980008168,0.1,0.1,0.1,"","","","Yes",null,null,"C2G"]
["Joliet 29","384_B_81",384,"B","81",252,"Coal Steam","","PJM_COMD","Illinois",17,"Will",197,"17197",259,10501,1965,9999,"tangential","dry","N","Subbituminous","","","","","LNC3","","","","ESPC","ESPC + B","No","ACI",2009,90,1.8,0.1014500016401998,0.1014500016401998,0.1014500016401998,0.1014500016401998,0.1,0.1,0.1,"","","","Yes",null,null,"C2G"]
["Joliet 29","384_B_82",384,"B","82",253,"Coal Steam","","PJM_COMD","Illinois",17,"Will",197,"17197",259,10501,1965,9999,"tangential","dry","N","Subbituminous","","","","","LNC3","","","","ESPC","ESPC + B","No","ACI",2009,90,1.8,0.10234606834700676,0.10234606834700676,0.10234606834700676,0.10234606834700676,0.1,0.1,0.1,"","","","Yes",null,null,"C2G"]
["Transalta Centralia Generation","3845_B_BW21",3845,"B","BW21",2533,"Coal Steam","","WECC_PNW","Washington",53,"Lewis",41,"53041",670,10732,1972,2021,"tangential","dry","N","Subbituminous","Wet Scrubber",2002,91,91,"LNC3","","","","ESPH","ESPH","No","","","",0.6575723255813952,0.22119550572414837,0.22119550572414837,0.22119550572414837,0.22119550572414837,0.58,0.8,1,96,99,"","Yes"]
["Transalta Centralia Generation","3845_B_BW22",3845,"B","BW22",2534,"Coal Steam","","WECC_PNW","Washington",53,"Lewis",41,"53041",670,10718,1973,2026,"tangential","dry","N","Subbituminous","Wet Scrubber",2001,91,91,"LNC3","","","","ESPH","ESPH","No","","","",0.6575723255813952,0.2206654575626897,0.2206654575626897,0.2206654575626897,0.2206654575626897,0.58,0.8,1,96,99,"","Yes"]
["John E Amos","3935_B_1",3935,"B","1",2538,"Coal Steam","","PJM_West","West Virginia",54,"Putnam",79,"54079",800,10154,1971,9999,"wall","dry","N","Bituminous","Wet Scrubber",2011,98,98,"LNB","SCR",2005,"","ESPC","ESPC","No","","","",1,0.044145638802722875,0.044145638802722875,0.044145638802722875,0.044145638802722875,0.1,0.84,0.56,99,99,"","Yes"]
["John E Amos","3935_B_2",3935,"B","2",2539,"Coal Steam","","PJM_West","West Virginia",54,"Putnam",79,"54079",800,9916,1972,9999,"wall","dry","N","Bituminous","Wet Scrubber",2011,98,98,"LNB","SCR",2005,"","ESPC","ESPC","No","","","",1,0.048336099972539806,0.048336099972539806,0.048336099972539806,0.048336099972539806,0.1,0.84,0.56,99,99,"","Yes"]
["John E Amos","3935_B_3",3935,"B","3",2540,"Coal Steam","","PJM_West","West Virginia",54,"Putnam",79,"54079",1300,10026,1973,9999,"cell","dry","N","Bituminous","Wet Scrubber",2009,98,98,"LNCB","SCR",2002,"","ESPC","ESPC","No","","","",1,0.100875176860573,0.100875176860573,0.100875176860573,0.100875176860573,0.1,0.84,0.56,99,99,"","Yes"]
["FirstEnergy Fort Martin Power Station","3943_B_1",3943,"B","1",2551,"Coal Steam","","PJM_AP","West Virginia",54,"Monongalia",61,"54061",552,10163,1967,9999,"tangential","dry","N","Bituminous, Subbituminous","Wet Scrubber",2006,95,95,"LNB + OFA","SNCR","",1997,"ESPC + WS","ESPC + B + WS","No","","","",3.1,0.34485738635814506,0.34485738635814506,0.2408771220590099,0.2408771220590099,0.3,0.3,0.56,99,99,"","Yes"]
["FirstEnergy Fort Martin Power Station","3943_B_2",3943,"B","2",2552,"Coal Steam","","PJM_AP","West Virginia",54,"Monongalia",61,"54061",555,10178,1968,9999,"cell","dry","N","Bituminous, Subbituminous","Wet Scrubber",2006,95,95,"LNB + OFA","SNCR","",2000,"ESPC + WS","ESPC + B + WS","No","","","",3.1,0.30382186859124294,0.30382186859124294,0.30382186859124294,0.30382186859124294,0.3,0.3,0.56,99,99,"","Yes"]
["FirstEnergy Harrison Power Station","3944_B_1",3944,"B","1",2553,"Coal Steam","","PJM_AP","West Virginia",54,"Harrison",33,"54033",652,9984,1972,9999,"wall","dry","N","Bituminous","Wet Scrubber",1995,98,98,"LNB","SCR",2001,"","ESPC + WS","ESPC + WS","No","","","",5.12,0.349032950929616,0.1909,0.349032950929616,0.1909,0.1,0.84,0.56,99,99,"","Yes"]
["FirstEnergy Harrison Power Station","3944_B_2",3944,"B","2",2554,"Coal Steam","","PJM_AP","West Virginia",54,"Harrison",33,"54033",651,10033,1973,9999,"wall","dry","N","Bituminous","Wet Scrubber",1995,98,98,"LNB","SCR",2000,"","ESPC + WS","ESPC + WS","No","","","",5.12,0.22524152361218763,0.07,0.22524152361218763,0.07,0.1,0.84,0.56,99,99,"","Yes"]
["FirstEnergy Harrison Power Station","3944_B_3",3944,"B","3",2555,"Coal Steam","","PJM_AP","West Virginia",54,"Harrison",33,"54033",651,10031,1974,9999,"wall","dry","N","Bituminous","Wet Scrubber",1995,98,98,"LNB","SCR",2000,"","ESPC + WS","ESPC + WS","No","","","",5.12,0.26148202799830456,0.07,0.26148202799830456,0.07,0.1,0.84,0.56,99,99,"","Yes"]
["Mitchell","3948_B_1",3948,"B","1",2563,"Coal Steam","","PJM_West","West Virginia",54,"Marshall",51,"54051",770,9877,1971,9999,"wall","dry","N","Bituminous","Wet Scrubber",2007,98,98,"LNB","SCR",2007,"","ESPC","ESPC","No","","","",1.2,0.054681179053733035,0.054681179053733035,0.054681179053733035,0.054681179053733035,0.1,0.84,0.56,99,99,"","Yes"]
["Mt Storm","3954_B_1",3954,"B","1",2565,"Coal Steam","","PJM_Dom","West Virginia",54,"Grant",23,"54023",554,10074,1965,9999,"tangential","dry","N","Bituminous","Wet Scrubber",2002,95,95,"LNC1","SCR",2003,"","ESPC + WS","ESPC + WS","No","","","",0.15,0.07677313712844945,0.07677313712844945,0.07677313712844945,0.07677313712844945,0.1,0.84,0.56,99,99,"","Yes"]
["Mt Storm","3954_B_2",3954,"B","2",2566,"Coal Steam","","PJM_Dom","West Virginia",54,"Grant",23,"54023",555,10036,1966,9999,"tangential","dry","N","Bituminous","Wet Scrubber",2001,95,95,"LNC1","SCR",2003,"","ESPC + WS","ESPC + WS","No","","","",0.15,0.08076303994856789,0.08076303994856789,0.08076303994856789,0.08076303994856789,0.1,0.84,0.56,99,99,"","Yes"]
["Mt Storm","3954_B_3",3954,"B","3",2567,"Coal Steam","","PJM_Dom","West Virginia",54,"Grant",23,"54023",529,10379,1973,9999,"tangential","dry","N","Bituminous","Wet Scrubber",1994,93.5,93.5,"LNC1","SCR",2004,"","ESPC + WS","ESPC + WS","No","","","",0.15,0.0860133008470362,0.0860133008470362,0.0860133008470362,0.0860133008470362,0.1,0.84,0.56,98.5,99,"","Yes"]
["Blount Street","3992_B_8",3992,"B","8",2578,"O/G Steam","","MIS_WUMS","Wisconsin",55,"Dane",25,"55025",51,14500,1957,9999,"wall","dry","N","Natural Gas","","","","","LNB","","","","ESPC + C","ESPC + B + C","No","","","",2.01,0.14392117325421316,0.14392117325421316,0.14392117325421316,0.14392117325421316,{"$nulls":3},"","","","",null,null,"C2G"]
["Blount Street","3992_B_9",3992,"B","9",2579,"O/G Steam","","MIS_WUMS","Wisconsin",55,"Dane",25,"55025",50,14278,1961,9999,"wall","dry","N","Natural Gas","","","","","LNB","","","","ESPC + C","ESPC + B + C","No","","","",2.01,0.17380665416692542,0.17380665416692542,0.17380665416692542,0.17380665416692542,{"$nulls":3},"","","","",null,null,"C2G"]
["South Oak Creek","4041_B_5",4041,"B","5",2590,"Coal Steam","","MIS_WUMS","Wisconsin",55,"Milwaukee",79,"55079",256,10032,1959,9999,"vertical","dry","N","Subbituminous","Wet Scrubber",2013,95,95,"STC","SCR",2012,"","ESPC","ESPC","No","","","",0.09,0.07,0.07,0.07,0.07,0.1,0.84,0.56,90,90,"",""]
["South Oak Creek","4041_B_6",4041,"B","6",2591,"Coal Steam","","MIS_WUMS","Wisconsin",55,"Milwaukee",79,"55079",259,10019,1961,9999,"vertical","dry","N","Subbituminous","Wet Scrubber",2013,95,95,"STC","SCR",2012,"","ESPC","ESPC","No","","","",0.09,0.07,0.07,0.07,0.07,0.1,0.84,0.56,90,90,"",""]
["South Oak Creek","4041_B_7",4041,"B","7",2592,"Coal Steam","","MIS_WUMS","Wisconsin",55,"Milwaukee",79,"55079",294,10218,1965,9999,"vertical","wet","N","Subbituminous","Wet Scrubber",2013,95,95,"LNBO","SCR",2012,"","ESPC","ESPC","No","","","",0.09,0.07,0.07,0.07,0.07,0.1,0.84,0.56,90,90,"","Yes"]
["South Oak Creek","4041_B_8",4041,"B","8",2593,"Coal Steam","","MIS_WUMS","Wisconsin",55,"Milwaukee",79,"55079",308,10250,1967,9999,"vertical","wet","N","Subbituminous","Wet Scrubber",2013,95,95,"LNBO","SCR",2012,"","ESPC","ESPC","No","","","",0.09,0.07,0.07,0.07,0.07,0.1,0.84,0.56,90,90,"","Yes"]
["Valley","4042_B_1",4042,"B","1",2594,"Coal Steam","","MIS_WUMS","Wisconsin",55,"Milwaukee",79,"55079",67,14500,1968,9999,"wall","wet","Y","Bituminous","","",26.200000000000003,26.200000000000003,"LNB","","","","B","B","NA","","","",0.78,0.23083312424855215,0.23083312424855215,0.23083312424855215,0.23083312424855215,0.11,0.27,1,20,90,"","Yes",null,null,"C2G"]
["Valley","4042_B_2",4042,"B","2",2595,"Coal Steam","","MIS_WUMS","Wisconsin",55,"Milwaukee",79,"55079",67,14500,1968,9999,"wall","wet","Y","Bituminous","","",26.200000000000003,26.200000000000003,"LNB","","","","B","B","NA","","","",0.78,0.22996680979605424,0.22996680979605424,0.22996680979605424,0.22996680979605424,0.11,0.27,1,20,90,"","Yes",null,null,"C2G"]
["Valley","4042_B_3",4042,"B","3",2596,"Coal Steam","","MIS_WUMS","Wisconsin",55,"Milwaukee",79,"55079",67,14500,1969,9999,"wall","wet","Y","Bituminous","","",26.200000000000003,26.200000000000003,"LNB","","","","B","B","NA","","","",0.78,0.2181275821684044,0.2181275821684044,0.2181275821684044,0.2181275821684044,0.11,0.27,1,20,90,"","Yes",null,null,"C2G"]
["Valley","4042_B_4",4042,"B","4",2597,"Coal Steam","","MIS_WUMS","Wisconsin",55,"Milwaukee",79,"55079",67,14500,1969,9999,"wall","wet","Y","Bituminous","","",26.200000000000003,26.200000000000003,"LNB","","","","B","B","NA","","","",0.78,0.2200778535649018,0.2200778535649018,0.2200778535649018,0.2200778535649018,0.11,0.27,1,20,90,"","Yes",null,null,"C2G"]
["Edgewater","4050_B_4",4050,"B","4",2599,"Coal Steam","","MIS_WUMS","Wisconsin",55,"Sheboygan",117,"55117",308,10362,1969,9999,"cyclone","wet","N","Subbituminous","","","","","OFA","SNCR","",2009,"ESPC","ESPC","Yes","","","",0.164,0.13858078881877076,0.13858078881877076,0.13858078881877076,0.13858078881877076,0.64,0.97,1,"","","","Yes",null,null,"C2G/Retire"]
["Edgewater","4050_B_5",4050,"B","5",2600,"Coal Steam","","MIS_WUMS","Wisconsin",55,"Sheboygan",117,"55117",406,10285,1985,9999,"wall","dry","N","Subbituminous","","","","","LNB + OFA","SCR",2013,"","B","B","NA","ACI",2009,90,0.075,0.14151890547757742,0.07,0.14151890547757742,0.07,0.1,0.1,0.1,"","","",""]
["Pulliam","4072_B_7",4072,"B","7",2609,"Coal Steam","","MIS_WUMS","Wisconsin",55,"Brown",9,"55009",78,11526,1958,9999,"wall","dry","N","Subbituminous","","",53,53,"AA + LNB","","","","ESPC","ESPC","Yes","","","",0.75,0.24586657489297542,0.24586657489297542,0.24586657489297542,0.24586657489297542,0.64,0.97,1,63,63,"Yes","",2016]
["Pulliam","4072_B_8",4072,"B","8",2610,"Coal Steam","","MIS_WUMS","Wisconsin",55,"Brown",9,"55009",135,11450,1964,9999,"wall","dry","N","Subbituminous","","",53,53,"AA + LNB","","","","ESPC","ESPC + B","Yes","ACI",2010,90,0.75,0.23576654976375158,0.23576654976375158,0.23576654976375158,0.23576654976375158,0.1,0.1,0.1,63,63,"Yes","Yes",2016]
["Weston","4078_B_3",4078,"B","3",2615,"Coal Steam","","MIS_WUMS","Wisconsin",55,"Marathon",73,"55073",326,9973,1981,9999,"tangential","dry","N","Subbituminous",null,null,0,0,"LNB + OFA",null,"",null,"B","B","NA","ACI",2009,90,0.08,0.1,0.1,0.1,0.1,0.1,0.1,0.1,0,0,"","Yes"]
["Weston","4078_B_4",4078,"B","4",89565,"Coal Steam","","MIS_WUMS","Wisconsin",55,"Marathon",73,"55073",552,9879,2008,9999,"wall","dry","N","Subbituminous","Dry Scrubber",2008,90,90,"LNB + OFA","SCR",2008,"","B","B","NA","ACI",2008,90,0.08,0.054991222146871445,0.054991222146871445,0.054991222146871445,0.054991222146871445,0.1,0.1,0.1,95,99,"",""]
["Manitowoc","4125_B_8",4125,"B","8",2621,"Coal Steam","","MIS_WUMS","Wisconsin",55,"Manitowoc",71,"55071",58,13791,1990,9999,"FBC","dry","Y","Subbituminous, Petroleum Coke","Reagent Injection","",91.6,91.6,"CF","","","","B + C","B + C","NA","","","",0.89,0.10272173159828764,0.10272173159828764,0.10272173159828764,0.10272173159828764,0.05,0.43,0.43,95,95,"",""]
["Manitowoc","4125_B_9",4125,"B","9",2622,"Coal Steam","","MIS_WUMS","Wisconsin",55,"Manitowoc",71,"55071",58,11429,2007,9999,"FBC","dry","Y","Subbituminous, Petroleum Coke","Reagent Injection","",91.6,95.9,"CF","SNCR","",2006,"B + C","B + C","NA","","","",0.3,0.1265,0.0565,0.1265,0.0565,0.05,0.43,0.43,95,95,"",""]
["Menasha","4127_B_B23",4127,"B","B23","","Coal Steam","","MIS_WUMS","Wisconsin",55,"WINNEBAGO",139,"55139",11,11844,1954,9999,"","","Y","Subbituminous","","","","","","","","","B","B","NA","","","",3.2,0.4451349612788622,0.4451349612788622,0.4451349612788622,0.4451349612788622,0.11,0.27,1,"","","",""]
["Menasha","4127_B_B24",4127,"B","B24","","Coal Steam","","MIS_WUMS","Wisconsin",55,"WINNEBAGO",139,"55139",16,11844,1964,9999,"","","Y","Subbituminous","","","","","","","","","B","B","NA","","","",3.2,0.4451349612788622,0.4451349612788622,0.4451349612788622,0.4451349612788622,0.11,0.27,1,"","","","Yes"]
["Genoa","4143_B_1",4143,"B","1",2630,"Coal Steam","","MIS_MNWI","Wisconsin",55,"Vernon",123,"55123",325,9829,1969,9999,"tangential","dry","N","Bituminous, Subbituminous","Dry Scrubber",2010,92,92,"LNC3","SNCR","",2015,"ESPC + B","ESPC + B","No","ACI",2015,90,0.09,0.1,0.1,0.1,0.1,0.1,0.1,0.1,99,99,"","Yes"]
["Dave Johnston","4158_B_BW41",4158,"B","BW41",2633,"Coal Steam","","WECC_WY","Wyoming",56,"Converse",9,"56009",106,11138,1959,9999,"wall","dry","N","Subbituminous","","","","","LNB","","","","ESPC","ESPC + B","No","","","",1.2,0.39041191700660555,0.39041191700660555,0.25294293214512475,0.25294293214512475,0.2,0.75,1,"","","",""]
["Dave Johnston","4158_B_BW42",4158,"B","BW42",2634,"Coal Steam","","WECC_WY","Wyoming",56,"Converse",9,"56009",106,11124,1961,9999,"wall","dry","N","Subbituminous","","","","","LNB","","","","ESPC","ESPC","No","","","",1.2,0.4340972542377129,0.4340972542377129,0.28124610837936326,0.28124610837936326,0.64,0.97,1,"","","",""]
["Dave Johnston","4158_B_BW43",4158,"B","BW43",2635,"Coal Steam","","WECC_WY","Wyoming",56,"Converse",9,"56009",220,11346,1964,9999,"wall","dry","N","Subbituminous","Dry Scrubber",2010,93.32,93.32,"LNB + OFA","","","","ESPC + B","ESPC + B","No","","","",1.2,0.22867374002720867,0.22867374002720867,0.22867374002720867,0.22867374002720867,0.05,0.75,1,98.32,99,"","Yes"]
["Dave Johnston","4158_B_BW44",4158,"B","BW44",2636,"Coal Steam","","WECC_WY","Wyoming",56,"Converse",9,"56009",330,11295,1972,9999,"tangential","dry","N","Subbituminous","Wet Scrubber",1972,90,90,"LNB + OFA","","","","B + WS","B + WS","NA","","","",0.5,0.1434959091516451,0.1434959091516451,0.12,0.12,0.1,0.27,0.56,95,99,"","Yes"]
["Naughton","4162_B_1",4162,"B","1",2637,"Coal Steam","","WECC_WY","Wyoming",56,"Lincoln",23,"56023",160,10577,1963,9999,"tangential","dry","N","Subbituminous","Wet Scrubber",2012,97.28,97.28,"LNB","","","","ESPC + C","ESPC + C","No","","","",1.2,0.5929443481386192,0.5929443481386192,0.3894165398530519,0.3894165398530519,0.34,0.84,0.56,99,99,"","Yes"]
["Naughton","4162_B_2",4162,"B","2",2638,"Coal Steam","","WECC_WY","Wyoming",56,"Lincoln",23,"56023",210,10592,1968,9999,"tangential","dry","N","Subbituminous","Wet Scrubber",2012,97.28,97.28,"LNC2","","","","ESPC + C","ESPC + C","No","","","",1.2,0.26,0.26,0.26,0.26,0.34,0.84,0.56,99,99,"","Yes"]
["Naughton","4162_B_3",4162,"B","3",2639,"Coal Steam","","WECC_WY","Wyoming",56,"Lincoln",23,"56023",330,10517,1971,9999,"tangential","dry","N","Subbituminous","Wet Scrubber",1981,70,90,"LNC2","","","","ESPC","ESPC","Yes","","","",0.5,0.44138484678098294,0.44138484678098294,0.32733191479623286,0.32733191479623286,0.34,0.84,0.56,75,99,"","Yes"]
["Endicott Station","4259_B_1",4259,"B","1",2650,"Coal Steam","","MIS_LMI","Michigan",26,"HILLSDALE",59,"26059",50,14146,1982,9999,"wall","dry","N","Bituminous","Wet Scrubber",1983,90,90,"LNBO","","","","ESPC","ESPC + B","No","","","",1.67,0.21735793854523808,0.21735793854523808,0.21735793854523808,0.21735793854523808,0.3,0.3,0.56,95,99,"",""]
["John P Madgett","4271_B_B1",4271,"B","B1",2653,"Coal Steam","","MIS_MNWI","Wisconsin",55,"Buffalo",11,"55011",372,10299,1979,9999,"wall","dry","N","Subbituminous","Dry scrubber",2015,92.51,92.51,"LNB","SCR",2016,"","ESPH + B","ESPH + B","No","ACI",2014,90,0.8,0.2605938128957357,0.07,0.2605938128957357,0.07,0.1,0.1,0.1,99,99,"Yes","Yes",2015]
["Cherokee","469_B_4",469,"B","4",298,"Coal Steam","","WECC_CO","Colorado",8,"Adams",1,"08001",352,10248,1968,9999,"tangential","dry","N","Bituminous, Subbituminous","Dry Scrubber",2002,85,90,"LNC3","","","","B","B","NA","","","",0.88,0.3088910288316246,0.3088910288316246,0.3088910288316246,0.3088910288316246,0.05,0.75,1,90,99,"","Yes",null,null,"C2G"]
["Comanche","470_B_1",470,"B","1",299,"Coal Steam","","WECC_CO","Colorado",8,"Pueblo",101,"08101",325,10443,1973,9999,"tangential","dry","N","Subbituminous","Dry Scrubber",2008,85,90,"LNC3","","","","B","B","NA","ACI",2009,90,0.1,0.1229228657078395,0.1229228657078395,0.1229228657078395,0.1229228657078395,0.1,0.1,0.1,95,99,"","Yes"]
["Comanche","470_B_2",470,"B","2",300,"Coal Steam","","WECC_CO","Colorado",8,"Pueblo",101,"08101",335,10736,1975,9999,"wall","dry","N","Subbituminous","Dry Scrubber",2008,85,90,"LNB + OFA","","","","B","B","NA","ACI",2009,90,0.1,0.16266626587519653,0.16266626587519653,0.16266626587519653,0.16266626587519653,0.1,0.1,0.1,95,99,"","Yes"]
["Comanche","470_B_3",470,"B","3",89734,"Coal Steam","","WECC_CO","Colorado",8,"Pueblo",101,"08101",766,9392,2010,9999,"tangential","dry","N","Subbituminous","Dry Scrubber",2009,85,90,"LNC3","SCR",2009,"","B","B","NA","ACI",2009,90,0.1,0.06399038616988777,0.06399038616988777,0.06399038616988777,0.06399038616988777,0.1,0.1,0.1,95,99,"",""]
["Valmont","477_B_5",477,"B","5",309,"Coal Steam","","WECC_CO","Colorado",8,"Boulder",13,"08013",184,9721,1964,2018,"tangential","dry","N","Bituminous, Subbituminous","Dry Scrubber",2002,85,90,"LNC3","","","","B","B","NA","","","",1.1,0.3509234865230513,0.3509234865230513,0.3509234865230513,0.3509234865230513,0.05,0.75,1,90,99,"","Yes"]
["Martin Drake","492_B_5",492,"B","5",313,"Coal Steam","","WECC_CO","Colorado",8,"El Paso",41,"08041",46,11162,1962,9999,"wall","dry","N","Bituminous, Subbituminous","","","","","LNB","","","","B","B","NA","","","",0.26,0.32285138897027554,0.32285138897027554,0.32,0.32,0.11,0.27,1,"","","","Yes"]
["Martin Drake","492_B_6",492,"B","6",314,"Coal Steam","","WECC_CO","Colorado",8,"El Paso",41,"08041",77,11097,1968,9999,"wall","dry","N","Bituminous, Subbituminous","Wet Scrubber",2015,97.28,97.28,"LNB","","","","B","B","NA","","","",0.13,0.34427925920692126,0.34427925920692126,0.32,0.32,0.1,0.27,0.56,99,99,"","Yes"]
["Martin Drake","492_B_7",492,"B","7",315,"Coal Steam","","WECC_CO","Colorado",8,"El Paso",41,"08041",131,10978,1974,9999,"wall","dry","N","Bituminous, Subbituminous","Wet Scrubber",2009,83.3,90,"LNB","","","","B","B","NA","","","",0.13,0.37053376385457387,0.37053376385457387,0.32,0.32,0.1,0.27,0.56,88.3,99,"","Yes"]
["Navajo","4941_B_1",4941,"B","1",2662,"Coal Steam","","WECC_AZ","Arizona",4,"Coconino",5,"04005",750,10072,1974,9999,"tangential","dry","N","Bituminous, Subbituminous","Wet Scrubber",1999,92,92,"OFA","","","","ESPH","ESPH","No","","","",0.1,0.23085678944270982,0.23085678944270982,0.23085678944270982,0.23085678944270982,0.58,0.8,1,97,99,"","Yes"]
["Navajo","4941_B_2",4941,"B","2",2663,"Coal Steam","","WECC_AZ","Arizona",4,"Coconino",5,"04005",750,10055,1975,9999,"tangential","dry","N","Bituminous, Subbituminous","Wet Scrubber",1998,92,92,"LNC3","","","","ESPH","ESPH","No","","","",0.1,0.21394517858502643,0.21394517858502643,0.21394517858502643,0.21394517858502643,0.58,0.8,1,97,99,"","Yes"]
["Navajo","4941_B_3",4941,"B","3",2664,"Coal Steam","","WECC_AZ","Arizona",4,"Coconino",5,"04005",750,10047,1976,9999,"tangential","dry","N","Bituminous, Subbituminous","Wet Scrubber",1997,92,92,"LNC3","","","","ESPH","ESPH","No","","","",0.1,0.2166751600818117,0.2166751600818117,0.2166751600818117,0.2166751600818117,0.58,0.8,1,97,99,"","Yes"]
["Widows Creek","50_B_7",50,"B","7",46,"Coal Steam","","S_C_TVA","Alabama",1,"Jackson",71,"01071",473,11014,1961,9999,"tangential","dry","N","Bituminous, Subbituminous","Wet Scrubber",1981,83.4,90,"LNC2","SCR",2003,"","ESPC + WS","ESPC + WS","No","","","",0.9,0.07356782936076908,0.07356782936076908,0.07356782936076908,0.07356782936076908,0.1,0.84,0.56,88.4,99,"",""]
["Widows Creek","50_B_8",50,"B","8",47,"Coal Steam","","S_C_TVA","Alabama",1,"Jackson",71,"01071",465,11022,1965,2017,"tangential","dry","N","Bituminous, Subbituminous","Wet Scrubber",1978,80,90,"LNC2","SCR",2004,"","WS","B + WS","NA","","","",0.9,0.06680805532638427,0.06680805532638427,0.06680805532638427,0.06680805532638427,0.1,0.27,0.56,85,99,"","Yes"]
["Kline Township Cogen Facility","50039_B_1",50039,"B","1",3636,"Coal Steam","","PJM_WMAC","Pennsylvania",42,"Schuylkill",107,"42107",52,13516,1989,9999,"FBC","dry","Y","Waste Coal","Reagent Injection","",91.6,92.5,"CF","","","","B","B","NA","","","",0.32,0.04014271248215743,0.04014271248215743,0.04014271248215743,0.04014271248215743,0.01,0.01,0.01,95,95,"",""]
["University of Notre Dame","50366_B_BLR1",50366,"B","BLR1","","O/G Steam","","PJM_West","Indiana",18,"St. Joseph",141,"18141",3.5,8300,1952,9999,"","","Y","Natural Gas, Distillate Fuel Oil","","","","","LNB","","","","","","","","","",3.5347761194029843,0.3761339164851819,0.3761339164851819,0.3761339164851819,0.3761339164851819,{"$nulls":3},"","","","",null,null,"C2G"]
["University of Notre Dame","50366_B_BLR2",50366,"B","BLR2","","Coal Steam","","PJM_West","Indiana",18,"St. Joseph",141,"18141",3.5,8300,1952,9999,"","","Y","Bituminous","","","","","LNB","","","","B","B","NA","ACI",2015,90,3.5347761194029843,0.3761339164851819,0.3761339164851819,0.3761339164851819,0.3761339164851819,0.1,0.1,0.1,"","","",""]
["University of Notre Dame","50366_B_BLR3",50366,"B","BLR3","","Coal Steam","","PJM_West","Indiana",18,"St. Joseph",141,"18141",3.5,8300,1952,9999,"","","Y","Bituminous","","","","","LNB","","","","B","B","NA","ACI",2015,90,3.5347761194029843,0.3761339164851819,0.3761339164851819,0.3761339164851819,0.3761339164851819,0.1,0.1,0.1,"","","",""]
["University of Notre Dame","50366_B_BLR4",50366,"B","BLR4","","Coal Steam","","PJM_West","Indiana",18,"St. Joseph",141,"18141",3.5,8300,1952,9999,"","","Y","Bituminous","","","","","","","","","B","B","NA","ACI",2015,90,3.5347761194029843,0.4451349612788622,0.4451349612788622,0.4451349612788622,0.4451349612788622,0.1,0.1,0.1,"","","",""]
["University of Notre Dame","50366_B_BLR5",50366,"B","BLR5","","O/G Steam","","PJM_West","Indiana",18,"St. Joseph",141,"18141",3.5,8300,1952,9999,"","","Y","Natural Gas, Distillate Fuel Oil","","","","","LNB","","","","","","","","","",3.5347761194029843,0.3761339164851819,0.3761339164851819,0.3761339164851819,0.3761339164851819,{"$nulls":3},"","","","",null,null,"C2G"]
["University of Notre Dame","50366_B_BLR6",50366,"B","BLR6","","O/G Steam","","PJM_West","Indiana",18,"St. Joseph",141,"18141",3.5,8300,1952,9999,"","","Y","Natural Gas","","","","","LNB","","","","","","","","","",3.5347761194029843,0.3761339164851819,0.3761339164851819,0.3761339164851819,0.3761339164851819,{"$nulls":3},"","","","",null,null,"C2G"]
["Phillips 66 Carbon Plant","50388_B_K1",50388,"B","K1","","Coal Steam","","WEC_CALN","California",6,"Contra Costa",13,"06013",8.5,9716,1983,9999,"","","Y","Petroleum Coke","","",60,89.1,"","","","","B","B","NA","","","",0.79,0.33385122095914666,0.33385122095914666,0.33385122095914666,0.33385122095914666,0.11,0.27,1,70,99,"",""]
["Phillips 66 Carbon Plant","50388_B_K2",50388,"B","K2","","Coal Steam","","WEC_CALN","California",6,"Contra Costa",13,"06013",8.5,9716,1983,9999,"","","Y","Petroleum Coke","","",60,89.1,"","","","","B","B","NA","","","",0.79,0.33385122095914666,0.33385122095914666,0.33385122095914666,0.33385122095914666,0.11,0.27,1,70,99,"",""]
["P H Glatfelter","50397_B_1PB035",50397,"B","1PB035",3655,"Coal Steam","","PJM_WMAC","Pennsylvania",42,"York",133,"42133",10.2,8300,1964,9999,"wall","dry","Y","Bituminous","","","","","LNBO","SNCR","",2005,"ESPH + C","ESPH + C","Yes","","","",3.7,0.4688853014017749,0.4688853014017749,0.4688853014017749,0.4688853014017749,0.9,0.94,1,"","","",""]
["P H Glatfelter","50397_B_3PB033",50397,"B","3PB033",3653,"Coal Steam","","PJM_WMAC","Pennsylvania",42,"York",133,"42133",1.6,8300,1947,9999,"wall","dry","Y","Bituminous","","","","","","SNCR","",2005,"ESPH","ESPH","Yes","","","",3.7,0.09839933042226234,0.09839933042226234,0.09839933042226234,0.09839933042226234,0.9,0.94,1,"","","",""]
["P H Glatfelter","50397_B_4PB034",50397,"B","4PB034",3654,"Coal Steam","","PJM_WMAC","Pennsylvania",42,"York",133,"42133",3.5,8300,1955,9999,"wall","dry","Y","Bituminous","","","","","LNBO","SNCR","",2005,"ESPH + C","ESPH + C","Yes","","","",3.7,0.47914890206016575,0.47914890206016575,0.47914890206016575,0.47914890206016575,0.9,0.94,1,"","","",""]
["P H Glatfelter","50397_B_5PB036",50397,"B","5PB036",3656,"Coal Steam","","PJM_WMAC","Pennsylvania",42,"York",133,"42133",52,8300,1989,9999,"FBC","dry","Y","Bituminous","Reagent Injection","",91.6,91.6,"CF","SNCR","",2005,"ESPH","ESPH","Yes","","","",1,0.13163952845753035,0.13163952845753035,0.13163952845753035,0.13163952845753035,1,1,1,91.6,91.6,"",""]
["Chester Operations","50410_B_10",50410,"B","10",3659,"Coal Steam","","PJM_EMAC","Pennsylvania",42,"Delaware",45,"42045",67,11429,1986,9999,"FBC","dry","Y","Petroleum Coke, Waste Coal","Reagent Injection","",77.6,86.2,"CF","","","","B","B","NA","","","",1,0.0679469511542924,0.0679469511542924,0.0679469511542924,0.0679469511542924,0.01,0.01,0.01,95,95,"",""]
["WPS Westwood Generation LLC","50611_B_031",50611,"B","031",3677,"Coal Steam","","PJM_WMAC","Pennsylvania",42,"Schuylkill",107,"42107",30,14500,1987,9999,"FBC","dry","N","Waste Coal","Reagent Injection","",90,95.3,"","","","","B","B","NA","","","",0.2,0.1419437743445471,0.1419437743445471,0.1419437743445471,0.1419437743445471,0.01,0.01,0.01,95,95,"",""]
["Panther Creek Energy Facility","50776_B_BLR1",50776,"B","BLR1",3693,"Coal Steam","","PJM_WMAC","Pennsylvania",42,"Carbon",25,"42025",42,13206,1992,9999,"FBC","dry","N","Waste Coal","Dry Scrubber",1992,97.1,97.1,"CF + NH3 + OFA","SNCR","",1992,"B","B","NA","","","",0.156,0.1324456327882188,0.1324456327882188,0.1324456327882188,0.1324456327882188,0.01,0.01,0.01,99,99,"",""]
["Panther Creek Energy Facility","50776_B_BLR2",50776,"B","BLR2",3694,"Coal Steam","","PJM_WMAC","Pennsylvania",42,"Carbon",25,"42025",42,13206,1992,9999,"FBC","dry","N","Waste Coal","Dry Scrubber",1992,97.1,97.1,"CF + NH3 + OFA","SNCR","",1992,"B","B","NA","","","",0.156,0.12323954386924264,0.12323954386924264,0.12323954386924264,0.12323954386924264,0.01,0.01,0.01,99,99,"",""]
["Stone Container Florence Mill","50806_B_PB4",50806,"B","PB4",88341,"Coal Steam","","S_VACA","South Carolina",45,"Florence",41,"45041",75,8300,1987,9999,"wall","dry","Y","Bituminous","","",24.3,24.3,"LNB + OFA","","","","ESPH","ESPH","No","","","",0.8,0.3206,0.3206,0.3206,0.3206,0.9,0.94,1,"","","",""]
["TES Filer City Station","50835_B_1",50835,"B","1",90183,"Coal Steam","","MIS_LMI","Michigan",26,"Manistee",101,"26101",30,13100,1990,9999,"stoker/SPR","","Y","Bituminous","Dry Scrubber",1990,90,90,"OFA","","","","B","B","NA","","","",0.5,0.40700203233331134,0.40700203233331134,0.40700203233331134,0.40700203233331134,0.05,0.75,1,95,99,"",""]
["TES Filer City Station","50835_B_2",50835,"B","2",90184,"Coal Steam","","MIS_LMI","Michigan",26,"Manistee",101,"26101",30,13100,1990,9999,"stoker/SPR","","Y","Bituminous","Dry Scrubber",1990,90,90,"OFA","","","","B","B","NA","","","",0.5,0.3716464663351964,0.3716464663351964,0.3716464663351964,0.3716464663351964,0.05,0.75,1,95,99,"",""]
["Wheelabrator Frackville Energy","50879_B_BLR1",50879,"B","BLR1",3701,"Coal Steam","","PJM_WMAC","Pennsylvania",42,"Schuylkill",107,"42107",42,11002,1988,9999,"FBC","dry","Y","Waste Coal","Reagent Injection","",86,95.1,"CF","","","","B","B","NA","","","",0.21,0.18224196267060563,0.18224196267060563,0.18224196267060563,0.18224196267060563,0.01,0.01,0.01,95,95,"",""]
["Northampton Generating Company LP","50888_B_BLR1",50888,"B","BLR1",3702,"Coal Steam","","PJM_WMAC","Pennsylvania",42,"Northampton",95,"42095",112,11020,1995,9999,"FBC","dry","Y","Waste Coal","Reagent Injection","",91.6,97,"NH3","SNCR","",1995,"B","B","NA","","","",0.129,0.08422678366884868,0.08422678366884868,0.08422678366884868,0.08422678366884868,0.01,0.01,0.01,95,95,"",""]
["Yellowstone Energy LP","50931_B_BLR1",50931,"B","BLR1","","Coal Steam","","WECC_MT","Montana",30,"Yellowstone",111,"30111",26,11021,1995,9999,"FBC","dry","Y","Petroleum Coke","Reagent Injection","",91.6,91.6,"CF + OFA","","","","B","B","NA","","","",2,0.37117141931046027,0.37117141931046027,0.37117141931046027,0.37117141931046027,0.05,0.43,0.43,95,95,"",""]
["Yellowstone Energy LP","50931_B_BLR2",50931,"B","BLR2","","Coal Steam","","WECC_MT","Montana",30,"Yellowstone",111,"30111",26,11021,1995,9999,"FBC","dry","Y","Petroleum Coke","Reagent Injection","",91.6,91.6,"CF + OFA","","","","B","B","NA","","","",2,0.37117141931046027,0.37117141931046027,0.37117141931046027,0.37117141931046027,0.05,0.43,0.43,95,95,"",""]
["Sunnyside Cogen Associates","50951_B_1",50951,"B","1","","Coal Steam","","WECC_UT","Utah",49,"Carbon",7,"49007",51,12524,1993,9999,"FBC","dry","N","Waste Coal","Reagent Injection","",91.6,91.6,"CF","","","","B","B","NA","","","",2,0.1367538031090034,0.1367538031090034,0.1367538031090034,0.1367538031090034,0.01,0.01,0.01,95,95,"",""]
["Scrubgrass Generating Company LP","50974_B_UNIT 1",50974,"B","UNIT 1",3706,"Coal Steam","","PJM_PENE","Pennsylvania",42,"Venango",121,"42121",41,13009,1993,9999,"FBC","dry","N","Waste Coal","Dry Scrubber",1993,97.5,97.5,"CF","SNCR","",1998,"B + C","B + C","NA","","","",0.45,0.13291017261925947,0.13291017261925947,0.13291017261925947,0.13291017261925947,0.01,0.01,0.01,99,99,"",""]
["Scrubgrass Generating Company LP","50974_B_UNIT 2",50974,"B","UNIT 2",3707,"Coal Steam","","PJM_PENE","Pennsylvania",42,"Venango",121,"42121",41,13009,1993,9999,"FBC","dry","N","Waste Coal","Dry Scrubber",1993,97.5,97.5,"CF","SNCR","",1998,"B + C","B + C","NA","","","",0.45,0.1442296939779579,0.1442296939779579,0.1442296939779579,0.1442296939779579,0.01,0.01,0.01,99,99,"",""]
["Indiantown Cogeneration LP","50976_B_AAB01",50976,"B","AAB01",89972,"Coal Steam","","FRCC","Florida",12,"Martin",85,"12085",330,9410,1995,9999,"wall","dry","Y","Bituminous","Dry Scrubber",1995,70,90,"LNB + OFA","SCR",1995,"","B","B","NA","","","",1.2,0.19745807906857488,0.19745807906857488,0.19745807906857488,0.19745807906857488,0.05,0.75,1,75,99,"",""]
["Dolet Hills","51_B_1",51,"B","1",48,"Coal Steam","","SPP_SE","Louisiana",22,"De Soto",31,"22031",638,11422,1986,9999,"wall","dry","N","Lignite, Subbituminous","Wet Scrubber",1986,76,90,"LNBO","SNCR","",2013,"ESPC + B","ESPC + B","Yes","ACI",2015,90,1.2,0.19039445155265566,0.19039445155265566,0.19039445155265566,0.19039445155265566,0.1,0.1,0.1,81,99,"Yes","",2014]
["Mecklenburg Power Station","52007_B_BLR1",52007,"B","BLR1",10099,"Coal Steam","","PJM_Dom","Virginia",51,"Mecklenburg",117,"51117",69,11865,1992,9999,"wall","dry","N","Bituminous","Dry Scrubber",1992,92,92,"LNBO","","","","B","B","NA","","","",0.5,0.2843041699931014,0.2843041699931014,0.2843041699931014,0.2843041699931014,0.05,0.75,1,97,99,"",""]
["Mecklenburg Power Station","52007_B_BLR2",52007,"B","BLR2",10100,"Coal Steam","","PJM_Dom","Virginia",51,"Mecklenburg",117,"51117",69,11871,1992,9999,"wall","dry","N","Bituminous","Dry Scrubber",1992,92,92,"LNBO","","","","B","B","NA","","","",0.5,0.29846090498420164,0.29846090498420164,0.29846090498420164,0.29846090498420164,0.05,0.75,1,97,99,"",""]
["Sandow Station","52071_B_5A",52071,"B","5A",89920,"Coal Steam","","ERC_REST","Texas",48,"Milam",331,"48331",285,11429,2010,9999,"FBC","dry","N","Lignite","Dry Scrubber",2009,98,98,"CF","SNCR","",2009,"B","B","NA","ACI",2009,90,0.15,0.06421333530814549,0.06421333530814549,0.06421333530814549,0.06421333530814549,0.1,0.1,0.1,95.8,95.8,"",""]
["Sandow Station","52071_B_5B",52071,"B","5B",89921,"Coal Steam","","ERC_REST","Texas",48,"Milam",331,"48331",285,11429,2010,9999,"FBC","dry","N","Lignite","Dry Scrubber",2009,98,98,"CF","SNCR","",2009,"B","B","NA","ACI",2009,90,0.15,0.06419830562238676,0.06419830562238676,0.06419830562238676,0.06419830562238676,0.1,0.1,0.1,95.8,95.8,"",""]
["Hayden","525_B_H1",525,"B","H1",317,"Coal Steam","","WECC_CO","Colorado",8,"Routt",107,"08107",184,10952,1965,9999,"wall","dry","N","Bituminous, Subbituminous","Dry Scrubber",1998,90,90,"LNBO","SCR",2015,"","B","B","NA","","","",0.13,0.4452577556885437,0.07,0.4452577556885437,0.07,0.05,0.75,1,95,99,"","Yes"]
["Hayden","525_B_H2",525,"B","H2",318,"Coal Steam","","WECC_CO","Colorado",8,"Routt",107,"08107",262,10350,1976,9999,"tangential","dry","N","Bituminous, Subbituminous","Dry Scrubber",1999,90,90,"LNC3","SCR",2016,"","B","B","NA","","","",0.13,0.3229781319662219,0.07,0.3229781319662219,0.07,0.05,0.75,1,95,99,"","Yes"]
["Nucla","527_B_1",527,"B","1",319,"Coal Steam","","WECC_CO","Colorado",8,"Montrose",85,"08085",100,12326,1991,9999,"FBC","dry","N","Bituminous","Reagent Injection","",91.6,91.6,"CF","SNCR","",2006,"B","B","NA","","","",0.4,0.3328136458360222,0.3328136458360222,0.3328136458360222,0.3328136458360222,0.05,0.43,0.43,95,95,"",""]
["Roanoke Valley Energy Facililty I","54035_B_BLR1",54035,"B","BLR1",88354,"Coal Steam","","PJM_Dom","North Carolina",37,"Halifax",83,"37083",165,8763,1994,9999,"wall","dry","Y","Bituminous","Dry Scrubber",1994,92,92,"LA + LNB + OFA","","","","B","B","NA","","","",0.21,0.3069870756711357,0.3069870756711357,0.3069870756711357,0.3069870756711357,0.05,0.75,1,97,99,"",""]
["Spruance Genco LLC","54081_B_1A",54081,"B","1A",88188,"Coal Steam","","PJM_Dom","Virginia",51,"Richmond",760,51760,26,9535,1992,9999,"stoker/SPR","dry","Y","Bituminous","Dry Scrubber",1992,95.6,95.6,"FR + OFA","SNCR","",2015,"B","B","NA","","","",0.13,0.30256443418999956,0.22692332564249967,0.30256443418999956,0.22692332564249967,0.05,0.75,1,99,99,"",""]
["Spruance Genco LLC","54081_B_1B",54081,"B","1B",88189,"Coal Steam","","PJM_Dom","Virginia",51,"Richmond",760,51760,26,9535,1992,9999,"stoker/SPR","dry","Y","Bituminous","Dry Scrubber",1992,95.6,95.6,"FR + OFA","SNCR","",2015,"B","B","NA","","","",0.13,0.30218600130288825,0.22663950097716618,0.30218600130288825,0.22663950097716618,0.05,0.75,1,99,99,"",""]
["Spruance Genco LLC","54081_B_2A",54081,"B","2A",88190,"Coal Steam","","PJM_Dom","Virginia",51,"Richmond",760,51760,26,9535,1992,9999,"stoker/SPR","dry","Y","Bituminous","Dry Scrubber",1992,95.6,95.6,"FR + OFA","SNCR","",2015,"B","B","NA","","","",0.13,0.30288054697920436,0.30288054697920436,0.30288054697920436,0.30288054697920436,0.05,0.75,1,99,99,"",""]
["Spruance Genco LLC","54081_B_2B",54081,"B","2B",88191,"Coal Steam","","PJM_Dom","Virginia",51,"Richmond",760,51760,26,9535,1992,9999,"stoker/SPR","dry","Y","Bituminous","Dry Scrubber",1992,95.6,95.6,"FR + OFA","SNCR","",2015,"B","B","NA","","","",0.13,0.30255499732578156,0.30255499732578156,0.30255499732578156,0.30255499732578156,0.05,0.75,1,99,99,"",""]
["Spruance Genco LLC","54081_B_3A",54081,"B","3A",88192,"Coal Steam","","PJM_Dom","Virginia",51,"Richmond",760,51760,21.2,9535,1992,9999,"stoker/SPR","dry","Y","Bituminous","Dry Scrubber",1992,95.6,95.6,"FR + OFA","SNCR","",2001,"B","B","NA","","","",0.13,0.29140216344696657,0.29140216344696657,0.29140216344696657,0.29140216344696657,0.05,0.75,1,99,99,"",""]
["Spruance Genco LLC","54081_B_3B",54081,"B","3B",88193,"Coal Steam","","PJM_Dom","Virginia",51,"Richmond",760,51760,21.2,9535,1992,9999,"stoker/SPR","dry","Y","Bituminous","Dry Scrubber",1992,95.6,95.6,"FR + OFA","SNCR","",2001,"B","B","NA","","","",0.13,0.2911020154692605,0.2911020154692605,0.2911020154692605,0.2911020154692605,0.05,0.75,1,99,99,"",""]
["Spruance Genco LLC","54081_B_4A",54081,"B","4A",88194,"Coal Steam","","PJM_Dom","Virginia",51,"Richmond",760,51760,21.2,9535,1992,9999,"stoker/SPR","dry","Y","Bituminous","Dry Scrubber",1992,95.6,95.6,"FR + OFA","SNCR","",2001,"B","B","NA","","","",0.13,0.2768355578761945,0.2768355578761945,0.2768355578761945,0.2768355578761945,0.05,0.75,1,99,99,"",""]
["Spruance Genco LLC","54081_B_4B",54081,"B","4B",88195,"Coal Steam","","PJM_Dom","Virginia",51,"Richmond",760,51760,21.2,9535,1992,9999,"stoker/SPR","dry","Y","Bituminous","Dry Scrubber",1992,95.6,95.6,"FR + OFA","SNCR","",2001,"B","B","NA","","","",0.13,0.2753107842623258,0.2753107842623258,0.2753107842623258,0.2753107842623258,0.05,0.75,1,99,99,"",""]
["Birchwood Power","54304_B_1A",54304,"B","1A",10104,"Coal Steam","","PJM_Dom","Virginia",51,"King George",99,"51099",238,9845,1996,9999,"tangential","dry","N","Bituminous","Dry Scrubber",1996,93,93,"LNB + OFA","SCR",1996,"","B","B","NA","","","",0.1,0.09598570043953444,0.09598570043953444,0.09598570043953444,0.09598570043953444,0.05,0.75,1,98,99,"",""]
["UW Madison Charter Street Plant","54408_B_B25",54408,"B","B25","","O/G Steam","","MIS_WUMS","Wisconsin",55,"DANE",25,"55025",1.4,8300,1965,9999,"","","Y","Natural Gas","","","","","","","","","","","","","","",0.0016,0.42,0.42,0.42,0.42,{"$nulls":3},"","","","",null,null,"C2G"]
["Corn Products Illinois","54556_B_BLR10",54556,"B","BLR10",89733,"Coal Steam","","PJM_COMD","Illinois",17,"Cook",31,"17031",10.6,8300,1991,9999,"FBC","dry","Y","Bituminous","Reagent Injection","",91.6,91.6,"CF","SNCR","",2006,"B","B","NA","ACI",2015,90,1.8,0.1327460431008485,0.1327460431008485,0.1327460431008485,0.1327460431008485,0.1,0.1,0.1,95,95,"",""]
["Corn Products Illinois","54556_B_BLR5",54556,"B","BLR5",10115,"Coal Steam","","PJM_COMD","Illinois",17,"Cook",31,"17031",10.6,8300,1991,9999,"other","","Y","Bituminous","","","","","","","","","","","NA","","","",1.8,0.13436107894875557,0.13436107894875557,0.13436107894875557,0.13436107894875557,1,1,1,"","","",""]
["Corn Products Illinois","54556_B_BLR6",54556,"B","BLR6",10116,"Coal Steam","","PJM_COMD","Illinois",17,"Cook",31,"17031",10.6,8300,1991,9999,"other","","Y","Bituminous","","","","","Other","","","","","","NA","","","",1.8,0.05555182314091151,0.05555182314091151,0.05555182314091151,0.05555182314091151,1,1,1,"","","",""]
["Corn Products Illinois","54556_B_BLR7",54556,"B","BLR7",88140,"Coal Steam","","PJM_COMD","Illinois",17,"Cook",31,"17031",10.6,8300,1991,9999,"other","","Y","Bituminous","","","","","Other","","","","","","NA","","","",1.8,0.05807371747474853,0.05807371747474853,0.05807371747474853,0.05807371747474853,1,1,1,"","","",""]
["St Nicholas Cogen Project","54634_B_1",54634,"B","1",3787,"Coal Steam","","PJM_WMAC","Pennsylvania",42,"Schuylkill",107,"42107",86,13771,1990,9999,"FBC","dry","Y","Waste Coal","Reagent Injection","",99.99,99.99,"CF","","","","B + C","B + C","NA","","","",3.7,0.04659244263260425,0.04659244263260425,0.04659244263260425,0.04659244263260425,0.01,0.01,0.01,95,95,"",""]
["CII Carbon LLC","54677_B_HRB",54677,"B","HRB","","Coal Steam","","S_D_AMSO","Louisiana",22,"St. Bernard",87,"22087",46,10386,1951,9999,"","","Y","Petroleum Coke","Wet Scrubber",1981,87.6,90,"","","","","B","B","NA","","","",1.2,0.4451349612788622,0.4451349612788622,0.4451349612788622,0.4451349612788622,0.07,0.07,0.07,92.6,99,"",""]
["Roanoke Valley Energy Facility II","54755_B_BLR2",54755,"B","BLR2",88357,"Coal Steam","","PJM_Dom","North Carolina",37,"Halifax",83,"37083",44,9607,1995,9999,"wall","dry","Y","Bituminous","","",38,38,"LA + LNB + OFA","SNCR","",2000,"B","B","NA","","","",2.3000000000000003,0.1645490282020609,0.1645490282020609,0.1645490282020609,0.1645490282020609,0.11,0.27,1,43,43,"",""]
["University of Iowa Main Power Plant","54775_B_BLR10",54775,"B","BLR10","","Coal Steam","","MIS_MIDA","Iowa",19,"Johnson",103,"19103",5.2,8300,1947,9999,"","","Y","Bituminous","","","","","","","","","ESPC + C","ESPC + C","No","","","",6,0.4451349612788622,0.4451349612788622,0.4451349612788622,0.4451349612788622,0.64,0.97,1,"","","",""]
["University of Iowa Main Power Plant","54775_B_BLR11",54775,"B","BLR11","","Coal Steam","","MIS_MIDA","Iowa",19,"Johnson",103,"19103",5.2,8300,1947,9999,"","","Y","Bituminous","","","","","CF","","","","B","B","NA","","","",6,0.15497399695378378,0.15497399695378378,0.15497399695378378,0.15497399695378378,0.11,0.27,1,"","","",""]
["University of Iowa Main Power Plant","54775_B_BLR7",54775,"B","BLR7","","Coal Steam","","MIS_MIDA","Iowa",19,"Johnson",103,"19103",5.2,8300,1947,9999,"","","Y","Bituminous","","","","","FR + LNB","","","","","","NA","","","",2.5,0.37117141931046027,0.37117141931046027,0.37117141931046027,0.37117141931046027,1,1,1,"","","",""]
["University of Iowa Main Power Plant","54775_B_BLR8",54775,"B","BLR8","","Coal Steam","","MIS_MIDA","Iowa",19,"Johnson",103,"19103",5.2,8300,1947,9999,"","","Y","Bituminous","","","","","FR + LNB","","","","","","NA","","","",2.5,0.37117141931046027,0.37117141931046027,0.37117141931046027,0.37117141931046027,1,1,1,"","","",""]
["Red Hills Generating Facility","55076_B_AA001",55076,"B","AA001",3856,"Coal Steam","","S_C_TVA","Mississippi",28,"Choctaw",19,"28019",220,11425,2002,9999,"FBC","dry","N","Lignite","Reagent Injection","",91.6,91.6,"CF","","","","B","B","NA","","","",0.25,0.1350851362530621,0.1350851362530621,0.1350851362530621,0.1350851362530621,0.05,0.43,0.43,95,95,"",""]
["Red Hills Generating Facility","55076_B_AA002",55076,"B","AA002",3857,"Coal Steam","","S_C_TVA","Mississippi",28,"Choctaw",19,"28019",220,11425,2002,9999,"FBC","dry","N","Lignite","Reagent Injection","",91.6,91.6,"CF","","","","B","B","NA","","","",0.25,0.11904258877397998,0.11904258877397998,0.11904258877397998,0.11904258877397998,0.05,0.43,0.43,95,95,"",""]
["Wygen 1","55479_B_3",55479,"B","3",4852,"Coal Steam","","WECC_WY","Wyoming",56,"CAMPBELL",5,"56005",70,11726,2003,9999,"wall","dry","N","Subbituminous","Dry Scrubber",2003,89.9,90,"LNBO","SCR",2003,"","B","B","NA","","","",0.2,0.13476812685808454,0.13476812685808454,0.13476812685808454,0.13476812685808454,0.05,0.75,1,94.9,99,"",""]
["Hardin Generator Project","55749_B_PC1",55749,"B","PC1",9114,"Coal Steam","","WECC_MT","Montana",30,"Big Horn",3,"30003",107,12236,2006,9999,"wall","dry","N","Subbituminous","Dry Scrubber",2006,92.3,92.3,"LNB + OFA","SCR",2006,"","B + C","B + C","NA","ACI",2006,90,0.11,0.0817409912385044,0.0817409912385044,0.0817409912385044,0.0817409912385044,0.1,0.1,0.1,97.3,99,"",""]
["Charles R Lowman","56_B_1",56,"B","1",53,"Coal Steam","","S_SOU","Alabama",1,"Washington",129,"01129",80,11300,1969,9999,"wall","dry","N","Bituminous","Wet Scrubber",2008,95,95,"LNB","","","","ESPH","ESPH","No","","","",4,0.3261905634492731,0.3261905634492731,0.32,0.32,0.58,0.8,1,95,95,"","Yes"]
["Charles R Lowman","56_B_2",56,"B","2",54,"Coal Steam","","S_SOU","Alabama",1,"Washington",129,"01129",235,10300,1979,9999,"turbo","dry","N","Bituminous","Wet Scrubber",1979,95,95,"LNB","SCR",2008,"","ESPH","ESPH","No","","","",1.2,0.3447,0.1575,0.3447,0.1575,0.1,0.8,1,95,95,"","Yes"]
["Charles R Lowman","56_B_3",56,"B","3",55,"Coal Steam","","S_SOU","Alabama",1,"Washington",129,"01129",235,10300,1980,9999,"turbo","dry","N","Bituminous","Wet Scrubber",1980,90,90,"LNB","SCR",2008,"","ESPH","ESPH","No","","","",1.2,0.359277939712937,0.06619039616452603,0.359277939712937,0.06619039616452603,0.1,0.8,1,90,90,"","Yes"]
["Elm Road Generating Station","56068_B_18",56068,"B","18",89796,"Coal Steam","","MIS_WUMS","Wisconsin",55,"Milwaukee",79,"55079",634,9907,2010,9999,"other","dry","N","Bituminous, Subbituminous","Wet Scrubber",2010,97.29,97.29,"LNBO","SCR",2010,"","B","B","NA","","","",0.03,0.052442733322563245,0.052442733322563245,0.052442733322563245,0.052442733322563245,0.1,0.27,0.56,90,90,"",""]
["Elm Road Generating Station","56068_B_19",56068,"B","19",89798,"Coal Steam","","MIS_WUMS","Wisconsin",55,"Milwaukee",79,"55079",615,9907,2011,9999,"other","dry","N","Bituminous, Subbituminous","Wet Scrubber",2011,97.28,97.28,"LNBO","SCR",2011,"","B","B","NA","","","",0.03,0.04943609265138928,0.04943609265138928,0.04943609265138928,0.04943609265138928,0.1,0.27,0.56,90,90,"",""]
["KUCC","56163_B_1",56163,"B","1","","Coal Steam","","WECC_UT","Utah",49,"Salt Lake",35,"49035",33,12518,1944,9999,"wall","wet","N","Bituminous, Subbituminous","","","","","LNB","","","","ESPH","ESPH","No","","","",1.32,0.3788240269267273,0.3788240269267273,0.3788240269267273,0.3788240269267273,0.9,0.94,1,"","","",""]
["KUCC","56163_B_2",56163,"B","2","","Coal Steam","","WECC_UT","Utah",49,"Salt Lake",35,"49035",33,12518,1945,9999,"wall","wet","N","Bituminous, Subbituminous","","","","","LNB","","","","ESPH","ESPH","No","","","",1.32,0.3788240269267273,0.3788240269267273,0.3788240269267273,0.3788240269267273,0.9,0.94,1,"","","",""]
["KUCC","56163_B_3",56163,"B","3","","Coal Steam","","WECC_UT","Utah",49,"Salt Lake",35,"49035",33,12518,1945,9999,"wall","wet","N","Bituminous, Subbituminous","","","","","LNB","","","","ESPH","ESPH","No","","","",1.32,0.3788240269267273,0.3788240269267273,0.3788240269267273,0.3788240269267273,0.9,0.94,1,"","","",""]
["KUCC","56163_B_4",56163,"B","4","","Coal Steam","","WECC_UT","Utah",49,"Salt Lake",35,"49035",75,10386,1959,9999,"tangential","dry","N","Bituminous, Subbituminous","","","","","","","","","ESPH","ESPH","No","","","",1.32,0.2972586653936286,0.2972586653936286,0.2972586653936286,0.2972586653936286,0.9,0.94,1,"","","",""]
["TS Power Plant","56224_B_BLR100",56224,"B","BLR100",89529,"Coal Steam","","WECC_NNV","Nevada",32,"Eureka",11,"32011",218,9684,2008,9999,"wall","dry","N","Subbituminous","Dry Scrubber",2008,90.97,90.97,"LNBO","SCR",2008,"","B","B","NA","ACI",2008,90,0.07,0.0445788010293681,0.0445788010293681,0.0445788010293681,0.0445788010293681,0.1,0.1,0.1,95.97,99,"",""]
["Wygen 2","56319_B_1",56319,"B","1",89633,"Coal Steam","","WECC_WY","Wyoming",56,"Campbell",5,"56005",85,11859,2008,9999,"wall","dry","N","Subbituminous","Dry Scrubber",2008,90.97,90.97,"AA + LNB","SCR",2008,"","B","B","NA","ACI",2008,90,0.1,0.06355344050535873,0.06355344050535873,0.06355344050535873,0.06355344050535873,0.1,0.1,0.1,95.97,99,"",""]
["Curtis H Stanton Energy Center","564_B_1",564,"B","1",368,"Coal Steam","","FRCC","Florida",12,"Orange",95,"12095",440,10174,1987,9999,"wall","dry","N","Bituminous","Wet Scrubber",1987,90,90,"LNB + OFA","","","","ESPC","ESPC","No","","","",1.1400000000000001,0.2762413377802689,0.2762413377802689,0.2762413377802689,0.2762413377802689,0.34,0.84,0.56,95,99,"",""]
["Curtis H Stanton Energy Center","564_B_2",564,"B","2",369,"Coal Steam","","FRCC","Florida",12,"Orange",95,"12095",446,10087,1996,9999,"wall","dry","N","Bituminous","Wet Scrubber",1996,95,95,"LNB + OFA","SCR",1996,"","ESPC","ESPC","No","","","",0.25,0.1525915144973118,0.1525915144973118,0.1525915144973118,0.1525915144973118,0.1,0.84,0.56,99,99,"",""]
["Plum Point Energy Station","56456_B_BLR1",56456,"B","BLR1",90208,"Coal Steam","","S_D_N_AR","Arkansas",5,"Mississippi",93,"05093",670,10266,2010,9999,"wall","dry","N","Subbituminous","Dry Scrubber",2010,93.32,93.32,"LNB + OFA","SCR",2010,"","B","B","NA","ACI",2010,90,0.16,0.06822886203822716,0.06822886203822716,0.06822886203822716,0.06822886203822716,0.1,0.1,0.1,98.32,99,"",""]
["Wygen III","56596_B_1",56596,"B","1",90109,"Coal Steam","","WECC_WY","Wyoming",56,"CAMPBELL",5,"56005",100,11273,2010,9999,"wall","dry","N","Subbituminous","Dry Scrubber",2010,93.32,93.32,"LNB + OFA","SCR",2010,"","B","B","NA","ACI",2010,90,0.09,0.04400922911635553,0.04400922911635553,0.04400922911635553,0.04400922911635553,0.1,0.1,0.1,98.32,99,"",""]
["Dry Fork Station","56609_B_1",56609,"B","1",90531,"Coal Steam","","WECC_WY","Wyoming",56,"Campbell",5,"56005",390,8800,2011,9999,"wall","dry","N","Subbituminous","Dry Scrubber",2011,95,95,"LNB + OFA","SCR",2011,"","B","B","NA","ACI",2011,90,0.07,0.03621185133271178,0.03621185133271178,0.03621185133271178,0.03621185133271178,0.1,0.1,0.1,99,99,"",""]
["Sandy Creek Energy Station","56611_B_S01",56611,"B","S01","","Coal Steam","","ERC_REST","Texas",48,"McLennan",309,"48309",936,8800,2012,9999,"wall","dry","N","Subbituminous","Dry Scrubber",2012,90,90,"LNB + OFA","SCR",2012,"","B","B","NA","ACI",2012,90,0.1,0.05,0.05,0.05,0.05,0.1,0.1,0.1,95,98,"",""]
["Longview Power LLC","56671_B_UHA01",56671,"B","UHA01",90398,"Coal Steam","","PJM_AP","West Virginia",54,"Monongalia",61,"54061",700,8800,2011,9999,"wall","dry","N","Bituminous","Wet Scrubber",2011,97.28,97.28,"LNBO","SCR",2011,"","B + WS","B + WS","NA","","","",0.095,0.3851,0.07,0.3851,0.07,0.1,0.27,0.56,99,99,"",""]
["CFB Power Plant","56708_B_H1101",56708,"B","H1101","","Coal Steam","","ERC_REST","Texas",48,"Calhoun",57,"48057",143,11429,2011,9999,"FBC","dry","N","Petroleum Coke","Wet Scrubber",2011,98,98,"CF","SNCR","",2011,"B","B","NA","ACI",2011,93,0.178,0.06420582046526613,0.06420582046526613,0.06420582046526613,0.06420582046526613,0.07,0.07,0.07,99,99,"",""]
["CFB Power Plant","56708_B_H1201",56708,"B","H1201","","Coal Steam","","ERC_REST","Texas",48,"Calhoun",57,"48057",143,11429,2011,9999,"FBC","dry","N","Petroleum Coke","Wet Scrubber",2011,98,98,"CF","SNCR","",2011,"B","B","NA","ACI",2011,93,0.178,0.06420582046526613,0.06420582046526613,0.06420582046526613,0.06420582046526613,0.07,0.07,0.07,99,99,"",""]
["Spiritwood Station","56786_B_1",56786,"B","1","","Coal Steam","","MIS_MAPP","North Dakota",38,"Stutsman",93,"38093",99,8800,2012,9999,"FBC","dry","Y","Lignite","Dry Scrubber",2011,97,97,null,"SNCR","",2011,"B","B","NA","ACI",2014,90,0.06,0.09,0.09,0.09,0.09,0.1,0.1,0.1,99,99,"",""]
["Bridgeport Station","568_B_BHB3",568,"B","BHB3",373,"Coal Steam","","NENG_CT","Connecticut",9,"Fairfield",1,"09001",383.4,10231,1968,9999,"tangential","dry","N","Bituminous, Subbituminous","","","","","LNC2","","","","ESPC + B","ESPC + B","No","ACI",2008,90,0.33,0.14122108018516435,0.14122108018516435,0.12,0.12,0.1,0.1,0.1,"","","","Yes"]
["Haverhill North Cogeneration Facility","56848_B_HRSG10",56848,"B","HRSG10","","Coal Steam","","PJM_West","Ohio",39,"Scioto",145,"39145",10.6,14500,2008,9999,"","","Y","Bituminous","Dry Scrubber",2008,90.97,90.97,"","","","","B","B","NA","ACI",2008,90,4.2125641025641,0.4451349612788622,0.4451349612788622,0.4451349612788622,0.4451349612788622,0.1,0.1,0.1,95.97,95.97,"",""]
["Haverhill North Cogeneration Facility","56848_B_HRSG6",56848,"B","HRSG6","","Coal Steam","","PJM_West","Ohio",39,"Scioto",145,"39145",10.6,14500,2008,9999,"","","Y","Bituminous","Dry Scrubber",2008,90.97,90.97,"","","","","B","B","NA","ACI",2008,90,4.2125641025641,0.4451349612788622,0.4451349612788622,0.4451349612788622,0.4451349612788622,0.1,0.1,0.1,95.97,95.97,"",""]
["Haverhill North Cogeneration Facility","56848_B_HRSG7",56848,"B","HRSG7","","Coal Steam","","PJM_West","Ohio",39,"Scioto",145,"39145",10.6,14500,2008,9999,"","","Y","Bituminous","Dry Scrubber",2008,90.97,90.97,"","","","","B","B","NA","ACI",2008,90,4.2125641025641,0.4451349612788622,0.4451349612788622,0.4451349612788622,0.4451349612788622,0.1,0.1,0.1,95.97,95.97,"",""]
["Haverhill North Cogeneration Facility","56848_B_HRSG8",56848,"B","HRSG8","","Coal Steam","","PJM_West","Ohio",39,"Scioto",145,"39145",10.6,14500,2008,9999,"","","Y","Bituminous","Dry Scrubber",2008,90.97,90.97,"","","","","B","B","NA","ACI",2008,90,4.2125641025641,0.4451349612788622,0.4451349612788622,0.4451349612788622,0.4451349612788622,0.1,0.1,0.1,95.97,95.97,"",""]
["Haverhill North Cogeneration Facility","56848_B_HRSG9",56848,"B","HRSG9","","Coal Steam","","PJM_West","Ohio",39,"Scioto",145,"39145",10.6,14500,2008,9999,"","","Y","Bituminous","Dry Scrubber",2008,90.97,90.97,"","","","","B","B","NA","ACI",2008,90,4.2125641025641,0.4451349612788622,0.4451349612788622,0.4451349612788622,0.4451349612788622,0.1,0.1,0.1,95.97,95.97,"",""]
["Archer Daniels Midland Columbus","57046_B_CFB1",57046,"B","CFB1","","Coal Steam","","SPP_NEBR","Nebraska",31,"PLATTE",141,"31141",30,11429,2010,9999,"FBC","dry","Y","Subbituminous","","",91.6,91.6,"CF","SNCR","",2010,"B","B","NA","","","",0.9871764705882351,0.14033507336637066,0.14033507336637066,0.14033507336637066,0.14033507336637066,0.05,0.43,0.43,95,95,"",""]
["Archer Daniels Midland Columbus","57046_B_CFB2",57046,"B","CFB2","","Coal Steam","","SPP_NEBR","Nebraska",31,"PLATTE",141,"31141",30,11429,2010,9999,"FBC","dry","Y","Subbituminous","","",91.6,91.6,"CF","SNCR","",2010,"B","B","NA","","","",0.9871764705882351,0.14033507336637066,0.14033507336637066,0.14033507336637066,0.14033507336637066,0.05,0.43,0.43,95,95,"",""]
["Platte","59_B_1",59,"B","1",56,"Coal Steam","","SPP_NEBR","Nebraska",31,"HALL",79,"31079",100,11053,1982,9999,"tangential","dry","N","Subbituminous","Wet Scrubber",2014,97.28,97.28,"other","","","","ESPH + B","ESPH + B","No","ACI",2014,90,0.745,0.34382794690825835,0.34382794690825835,0.34382794690825835,0.34382794690825835,0.1,0.1,0.1,99,99,"",""]
["Edge Moor","593_B_3",593,"B","3",382,"Coal Steam","","PJM_EMAC","Delaware",10,"New Castle",3,"10003",86,11954,1957,9999,"tangential","dry","Y","Bituminous","Dry Scrubber",2009,93.9,93.9,"LNB","SNCR","",1996,"ESPC","ESPC","No","ACI",2009,90,0.26,0.05879308052482273,0.05879308052482273,0.05879308052482273,0.05879308052482273,0.1,0.1,0.1,98.9,99,"","",null,null,"C2G"]
["Edge Moor","593_B_4",593,"B","4",383,"Coal Steam","","PJM_EMAC","Delaware",10,"New Castle",3,"10003",174,11279,1966,9999,"tangential","dry","Y","Bituminous","Dry Scrubber",2009,93.9,93.9,"LNB","SNCR","",2009,"ESPC","ESPC","No","ACI",2009,90,0.26,0.09316831222066306,0.09316831222066306,0.09316831222066306,0.09316831222066306,0.1,0.1,0.1,98.9,99,"","Yes",null,null,"C2G"]
["Indian River Generating Station","594_B_4",594,"B","4",389,"Coal Steam","","PJM_EMAC","Delaware",10,"Sussex",5,"10005",430,11371,1980,9999,"wall","dry","N","Bituminous","Dry Scrubber",2011,92.51,92.51,"LNBO","SCR",2011,"","ESPC + B","ESPC + B","No","ACI",2008,90,0.2,0.31796248159028456,0.07,0.31796248159028456,0.07,0.1,0.1,0.1,97.51,99,"","Yes"]
["Whelan Energy Center","60_B_1",60,"B","1",57,"Coal Steam","","SPP_NEBR","Nebraska",31,"Adams",1,"31001",77,11237,1981,9999,"tangential","dry","N","Subbituminous","","","","","OFA","","","","ESPC","ESPC","No","","","",0.696,0.34639113484309253,0.34639113484309253,0.14581391457608958,0.14581391457608958,0.64,0.97,1,"","","","Yes"]
["Whelan Energy Center","60_B_2",60,"B","2",90669,"Coal Steam","","SPP_NEBR","Nebraska",31,"Adams",1,"31001",220,10896,2011,9999,"wall","dry","N","Subbituminous","Dry Scrubber",2011,90.5,90.5,"LNB + OFA","SCR",2011,"","ESPC + B","ESPC + B","No","ACI",2011,90,0.12,0.07272521574160967,0.07272521574160967,0.07272521574160967,0.07272521574160967,0.1,0.1,0.1,95.5,99,"",""]
["James H Miller Jr","6002_B_1",6002,"B","1",2669,"Coal Steam","","S_SOU","Alabama",1,"Jefferson",73,"01073",673,10270,1978,9999,"wall","dry","N","Subbituminous","Wet Scrubber",2011,95,95,"LNB","SCR",2005,"","ESPC + WS","ESPC + WS","Yes","","","",1.2,0.08431370948747524,0.08431370948747524,0.08431370948747524,0.08431370948747524,0.1,0.84,0.56,99,99,"","Yes"]
["James H Miller Jr","6002_B_2",6002,"B","2",2670,"Coal Steam","","S_SOU","Alabama",1,"Jefferson",73,"01073",665,10330,1985,9999,"wall","dry","N","Subbituminous","Wet Scrubber",2010,95,95,"LNB","SCR",2005,"","ESPC + WS","ESPC + WS","Yes","","","",1.2,0.1056060926523205,0.1056060926523205,0.1056060926523205,0.1056060926523205,0.1,0.84,0.56,99,99,"","Yes"]
["James H Miller Jr","6002_B_3",6002,"B","3",2671,"Coal Steam","","S_SOU","Alabama",1,"Jefferson",73,"01073",669,10230,1989,9999,"wall","dry","N","Subbituminous","Wet Scrubber",2009,95,95,"LNB","SCR",2003,"","ESPC + WS","ESPC + WS","No","","","",1.2,0.1,0.1,0.1,0.1,0.1,0.84,0.56,99,99,"",""]
["James H Miller Jr","6002_B_4",6002,"B","4",2672,"Coal Steam","","S_SOU","Alabama",1,"Jefferson",73,"01073",669,10150,1991,9999,"wall","dry","N","Subbituminous","Wet Scrubber",2010,95,95,"LNB","SCR",2002,"","ESPC + WS","ESPC + WS","No","","","",1.2,0.07682343370235827,0.07682343370235827,0.07682343370235827,0.07682343370235827,0.1,0.84,0.56,99,99,"",""]
["FirstEnergy Pleasants Power Station","6004_B_1",6004,"B","1",2673,"Coal Steam","","PJM_AP","West Virginia",54,"Pleasants",73,"54073",644,10163,1979,9999,"wall","dry","N","Bituminous","Wet Scrubber",1979,90,90,"LNB","SCR",2003,"","ESPC + WS","ESPC + WS","No","","","",1.2,0.13974078458703376,0.13974078458703376,0.13974078458703376,0.13974078458703376,0.1,0.84,0.56,95,97,"","Yes"]
["FirstEnergy Pleasants Power Station","6004_B_2",6004,"B","2",2674,"Coal Steam","","PJM_AP","West Virginia",54,"Pleasants",73,"54073",644,10064,1980,9999,"wall","dry","N","Bituminous","Wet Scrubber",1980,90,90,"LNB + OFA","SCR",2003,"","ESPC + WS","ESPC + WS","No","","","",1.2,0.374550999268956,0.12634593262986044,0.374550999268956,0.12634593262986044,0.1,0.84,0.56,95,99,"","Yes"]
["White Bluff","6009_B_1",6009,"B","1",2675,"Coal Steam","","S_D_REST","Arkansas",5,"Jefferson",69,"05069",815,10288,1980,9999,"tangential","wet","N","Subbituminous","","","","","OFA","","","","ESPC","ESPC","No","","","",1.2,0.27726409405240277,0.27726409405240277,0.13573531632526076,0.13573531632526076,0.64,0.97,1,"","","","Yes"]
["White Bluff","6009_B_2",6009,"B","2",2676,"Coal Steam","","S_D_REST","Arkansas",5,"Jefferson",69,"05069",844,10175,1981,9999,"tangential","wet","N","Subbituminous","","","","","OFA","","","","ESPC","ESPC","No","","","",1.2,0.29832777470974065,0.29832777470974065,0.1398110475751836,0.1398110475751836,0.64,0.97,1,"","","","Yes"]
["Duck Creek","6016_B_1",6016,"B","1",2679,"Coal Steam","","MIS_IL","Illinois",17,"Fulton",57,"17057",410,10735,1976,9999,"wall","dry","N","Bituminous, Subbituminous","Wet Scrubber",1976,92.5,92.5,"LNB","SCR",2003,"","ESPC","ESPC","No","","","",0.5,0.09314256826138902,0.09314256826138902,0.09314256826138902,0.09314256826138902,0.1,0.84,0.56,97.5,99,"","Yes"]
["Newton","6017_B_1",6017,"B","1",2680,"Coal Steam","","MIS_IL","Illinois",17,"Jasper",79,"17079",598,10293,1977,9999,"tangential","dry","N","Bituminous, Subbituminous","","","","","LNC3","","","","ESPC","ESPC","Yes","ACI",2009,90,0.5,0.09972574002081071,0.09972574002081071,0.09972574002081071,0.09972574002081071,0.1,0.1,0.1,"","","","Yes"]
["Newton","6017_B_2",6017,"B","2",2681,"Coal Steam","","MIS_IL","Illinois",17,"Jasper",79,"17079",599,10309,1982,9999,"tangential","dry","N","Bituminous, Subbituminous","","","","","LNC3","","","","ESPC","ESPC","Yes","ACI",2009,90,0.5,0.10716811580562281,0.10716811580562281,0.10716811580562281,0.10716811580562281,0.1,0.1,0.1,"","","","Yes"]
["East Bend","6018_B_2",6018,"B","2",2682,"Coal Steam","","PJM_West","Kentucky",21,"Boone",15,"21015",600,10603,1981,9999,"wall","dry","N","Bituminous","Wet Scrubber",1981,98.2,98.2,"LNB + OFA","SCR",2002,"","ESPH","ESPH","No","","","",1.2,0.242741478249066,0.12427138378930126,0.242741478249066,0.12427138378930126,0.1,0.8,1,99,99,"","Yes"]
["W H Zimmer","6019_B_1",6019,"B","1",2683,"Coal Steam","","PJM_West","Ohio",39,"Clermont",25,"39025",1300,9928,1991,9999,"wall","dry","N","Bituminous","Wet Scrubber",1991,98.2,98.2,"LNB","SCR",2004,"","ESPC","ESPC","No","","","",0.548,0.25287113410214385,0.07,0.25287113410214385,0.07,0.1,0.84,0.56,99,99,"",""]
["Brandon Shores","602_B_1",602,"B","1",395,"Coal Steam","","PJM_SMAC","Maryland",24,"Anne Arundel",3,"24003",635,10687,1984,9999,"wall","dry","N","Bituminous","Wet Scrubber",2010,98,98,"LNBO","SCR",2000,"","ESPH","ESPH","No","ACI",2010,90,1.2,0.14495993455028927,0.14495993455028927,0.14495993455028927,0.14495993455028927,0.1,0.1,0.1,99,99,"",""]
["Brandon Shores","602_B_2",602,"B","2",396,"Coal Steam","","PJM_SMAC","Maryland",24,"Anne Arundel",3,"24003",638,10645,1991,9999,"wall","dry","N","Bituminous","Wet Scrubber",2010,98,98,"LNBO","SCR",2000,"","ESPH","ESPH","No","ACI",2010,90,1.2,0.2113,0.0965,0.2113,0.0965,0.1,0.1,0.1,99,99,"",""]
["Craig","6021_B_C1",6021,"B","C1",2684,"Coal Steam","","WECC_CO","Colorado",8,"Moffat",81,"08081",428,9954,1980,9999,"wall","dry","N","Bituminous, Subbituminous","Wet Scrubber",1980,95,95,"LNBO","","","","B","B","NA","","","",0.11,0.2796236465139171,0.2796236465139171,0.2796236465139171,0.2796236465139171,0.1,0.27,0.56,99,99,"","Yes"]
["Craig","6021_B_C2",6021,"B","C2",2685,"Coal Steam","","WECC_CO","Colorado",8,"Moffat",81,"08081",428,10349,1979,9999,"wall","dry","N","Bituminous, Subbituminous","Wet Scrubber",1979,95,95,"LNBO","","","","B","B","NA","","","",0.11,0.2820747090491464,0.2820747090491464,0.2820747090491464,0.2820747090491464,0.1,0.27,0.56,99,99,"","Yes"]
["Craig","6021_B_C3",6021,"B","C3",2686,"Coal Steam","","WECC_CO","Colorado",8,"Moffat",81,"08081",448,9925,1984,9999,"wall","dry","N","Bituminous, Subbituminous","Dry Scrubber",1984,85,90,"LNBO","","","","B","B","NA","","","",0.15,0.2983097639068516,0.2983097639068516,0.2983097639068516,0.2983097639068516,0.05,0.75,1,90,99,"",""]
["Coal Creek","6030_B_1",6030,"B","1",2692,"Coal Steam","","MIS_MNWI","North Dakota",38,"McLean",55,"38055",558,10919,1979,9999,"tangential","dry","N","Lignite","Wet Scrubber",1979,90,90,"LNC3","","","","ESPC","ESPC","No","","","",1.2,0.2044754375031284,0.2044754375031284,0.2044754375031284,0.2044754375031284,0.34,0.84,0.56,95,99,"","Yes"]
["Coal Creek","6030_B_2",6030,"B","2",2693,"Coal Steam","","MIS_MNWI","North Dakota",38,"McLean",55,"38055",574,10912,1981,9999,"tangential","dry","N","Lignite","Wet Scrubber",1981,90,90,"LNC3","","","","ESPC","ESPC","No","","","",1.2,0.15251064078317056,0.15251064078317056,0.15251064078317056,0.15251064078317056,0.34,0.84,0.56,95,99,"","Yes"]
["Killen Station","6031_B_2",6031,"B","2",2694,"Coal Steam","","PJM_West","Ohio",39,"Adams",1,"39001",600,10091,1982,9999,"wall","dry","N","Bituminous","Wet Scrubber",2007,97,97,"LNB","SCR",2004,"","ESPH","ESPH","No","","","",1.2,0.2089,0.1666,0.2089,0.1666,0.1,0.8,1,99,99,"",""]
["Belle River","6034_B_1",6034,"B","1",2695,"Coal Steam","","MIS_LMI","Michigan",26,"st. Clair",147,"26147",642,10183,1984,9999,"wall","dry","N","Subbituminous","","",10,10,"LNB","","","","ESPC","ESPC","No","ACI",2016,90,1.2,0.21109816501776876,0.21109816501776876,0.18,0.18,0.1,0.1,0.1,20,20,"Yes","Yes",2016]
["Belle River","6034_B_2",6034,"B","2",2696,"Coal Steam","","MIS_LMI","Michigan",26,"st. Clair",147,"26147",642,10154,1985,9999,"wall","dry","N","Subbituminous","","",10,10,"LNB + OFA","","","","ESPC","ESPC","No","ACI",2016,90,1.2,0.21237413969689067,0.21237413969689067,0.21237413969689067,0.21237413969689067,0.1,0.1,0.1,20,20,"Yes","Yes",2016]
["H L Spurlock","6041_B_1",6041,"B","1",2704,"Coal Steam","","S_C_KY","Kentucky",21,"Mason",161,"21161",300,10273,1977,9999,"wall","dry","N","Bituminous","Wet Scrubber",2009,95,95,"LNB","SCR",2003,"","ESPC + WESP","ESPC + WESP","No","","","",3,0.089,0.089,0.089,0.089,0.1,0.84,0.56,96,99,"","Yes"]
["H L Spurlock","6041_B_3",6041,"B","3",89571,"Coal Steam","","S_C_KY","Kentucky",21,"Mason",161,"21161",268,10575,2005,9999,"FBC","dry","N","Bituminous","Dry Scrubber",2005,92,92,"CF","SNCR","",2005,"B","B","NA","","","",0.2,0.07,0.07,0.07,0.07,0.05,0.43,0.43,93.4,99,"",""]
["H L Spurlock","6041_B_4",6041,"B","4",90241,"Coal Steam","","S_C_KY","Kentucky",21,"Mason",161,"21161",268,10388,2009,9999,"FBC","dry","N","Bituminous","Dry Scrubber",2009,95,95,"CF","SNCR","",2008,"B","B","NA","","","",0.15,0.062,0.062,0.062,0.062,0.05,0.43,0.43,96.2,99,"",""]
["Wansley","6052_B_1",6052,"B","1",2722,"Coal Steam","","S_SOU","Georgia",13,"Heard",149,"13149",872,9783,1976,9999,"tangential","dry","N","Bituminous","Wet Scrubber",2008,98,98,"LNC3","SCR",2003,"","ESPC + WS","ESPC + B + WS","Yes","ACI",2016,90,1.2,0.06624247175040947,0.06624247175040947,0.06624247175040947,0.06624247175040947,0.1,0.1,0.1,99,99,"","Yes"]
["Wansley","6052_B_2",6052,"B","2",2723,"Coal Steam","","S_SOU","Georgia",13,"Heard",149,"13149",872,9732,1978,9999,"tangential","dry","N","Bituminous","Wet Scrubber",2009,98,98,"LNC3","SCR",2003,"","ESPC + WS","ESPC + B + WS","Yes","ACI",2016,90,1.2,0.06080946752887871,0.06080946752887871,0.06080946752887871,0.06080946752887871,0.1,0.1,0.1,99,99,"","Yes"]
["Big Cajun 2","6055_B_2B1",6055,"B","2B1",2724,"Coal Steam","","S_D_REST","Louisiana",22,"Pointe Coupee",77,"22077",593,10424,1981,9999,"wall","dry","N","Subbituminous","","",53,53,"LNBO","SNCR","",2014,"ESPC","ESPC","No","","","",0.38,0.15,0.15,0.15,0.15,0.64,0.97,1,63,63,"Yes","Yes",2015]
["Big Cajun 2","6055_B_2B2",6055,"B","2B2",2725,"O/G Steam","","S_D_REST","Louisiana",22,"Pointe Coupee",77,"22077",575,10427,1982,9999,"wall","dry","N","Natural Gas","","","","","LNBO","SNCR","",2014,"ESPC","ESPC","No","","","",1.2,0.15,0.15,0.15,0.15,{"$nulls":3},"","","","",null,null,"C2G"]
["Big Cajun 2","6055_B_2B3",6055,"B","2B3",2726,"Coal Steam","","S_D_REST","Louisiana",22,"Pointe Coupee",77,"22077",588,10261,1983,9999,"wall","dry","N","Subbituminous","","","","","LNBO","SNCR","",2014,"ESPC","ESPC","No","","","",0.45,0.135,0.135,0.135,0.135,0.64,0.97,1,"","","",""]
["R D Morrow","6061_B_1",6061,"B","1",2729,"Coal Steam","","S_SOU","Mississippi",28,"Lamar",73,"28073",180,10757,1978,9999,"wall","dry","N","Bituminous","Wet Scrubber",1978,98,98,"LNB + OFA","SNCR","",2012,"ESPH","ESPH","No","","","",1.2,0.49361207622205266,0.49361207622205266,0.49361207622205266,0.49361207622205266,0.58,0.8,1,99,99,"","Yes"]
["R D Morrow","6061_B_2",6061,"B","2",2730,"Coal Steam","","S_SOU","Mississippi",28,"Lamar",73,"28073",180,10751,1978,9999,"wall","dry","N","Bituminous","Wet Scrubber",1979,98,98,"LNB + OFA","SNCR","",2012,"ESPH","ESPH","No","","","",1.2,0.44288891529924984,0.44288891529924984,0.44288891529924984,0.44288891529924984,0.58,0.8,1,99,99,"","Yes"]
["Nearman Creek","6064_B_N1",6064,"B","N1",2731,"Coal Steam","","SPP_N","Kansas",20,"Wyandotte",209,"20209",229,11060,1981,9999,"wall","dry","N","Subbituminous","","","","","LNBO","","","","ESPC","ESPC + B","Yes","","","",3,0.26,0.26,0.26,0.26,0.2,0.75,1,"","","","Yes"]
["Iatan","6065_B_1",6065,"B","1",2733,"Coal Steam","","SPP_N","Missouri",29,"Platte",165,"29165",705,10094,1980,9999,"wall","dry","N","Subbituminous","Wet Scrubber",2009,98,98,"LNBO + OFA","SCR",2009,"","B","B","NA","ACI",2009,90,0.07,0.06839160281007091,0.06839160281007091,0.06839160281007091,0.06839160281007091,0.1,0.1,0.1,99,99,"","Yes"]
["Iatan","6065_B_2",6065,"B","2",2732,"Coal Steam","","SPP_N","Missouri",29,"Platte",165,"29165",850,10062,2010,9999,"tangential","dry","N","Subbituminous","Wet Scrubber",2010,98,98,"LNB + OFA","SCR",2010,"","B","B","NA","ACI",2010,90,0.06,0.04577342289954128,0.04577342289954128,0.04577342289954128,0.04577342289954128,0.1,0.1,0.1,99,99,"",""]
["Jeffrey Energy Center","6068_B_1",6068,"B","1",2734,"Coal Steam","","SPP_N","Kansas",20,"Pottawatomie",149,"20149",723,11172,1978,9999,"tangential","dry","N","Subbituminous","Wet Scrubber",1978,98.2,98.2,"LNB + OFA","SCR",2015,"","ESPC","ESPC + B","No","ACI",2015,90,0.07,0.22870000000000001,0.1,0.22870000000000001,0.1,0.1,0.1,0.1,99,99,"","Yes"]
["Jeffrey Energy Center","6068_B_2",6068,"B","2",2735,"Coal Steam","","SPP_N","Kansas",20,"Pottawatomie",149,"20149",725,11139,1980,9999,"tangential","dry","N","Subbituminous","Wet Scrubber",1980,98.2,98.2,"LNB + OFA","SNCR",null,2014,"ESPC","ESPC","No","ACI",2015,90,0.07,0.1,0.1,0.1,0.1,0.1,0.1,0.1,99,99,"","Yes"]
["Jeffrey Energy Center","6068_B_3",6068,"B","3",2736,"Coal Steam","","SPP_N","Kansas",20,"Pottawatomie",149,"20149",716,11165,1983,9999,"tangential","dry","N","Subbituminous","Wet Scrubber",1983,98.2,98.2,"LNB + OFA","SNCR","",2012,"ESPC","ESPC","No","ACI",2015,90,0.07,0.1,0.1,0.1,0.1,0.1,0.1,0.1,99,99,"",""]
["Trimble County","6071_B_1",6071,"B","1",2737,"Coal Steam","","S_C_KY","Kentucky",21,"Trimble",223,"21223",511,10267,1990,9999,"tangential","dry","N","Bituminous","Wet Scrubber",1990,90.7,90.7,"LNC1","SCR",2004,"","ESPC + B","ESPC + B","No","","","",0.84,0.138521873356323,0.138521873356323,0.138521873356323,0.138521873356323,0.1,0.3,0.56,95.7,99,"",""]
["Trimble County","6071_B_2",6071,"B","2",90433,"Coal Steam","","S_C_KY","Kentucky",21,"Trimble",223,"21223",732,9064,2011,9999,"wall","dry","N","Bituminous","Wet Scrubber",2010,98.2,98.2,"LNB + OFA","SCR",2010,"","ESPC + B","ESPC + B","No","ACI",2011,90,1.2,0.04407698811003384,0.04407698811003384,0.04407698811003384,0.04407698811003384,0.1,0.1,0.1,99,99,"",""]
["Victor J Daniel Jr","6073_B_1",6073,"B","1",2744,"Coal Steam","","S_SOU","Mississippi",28,"Jackson",59,"28059",510,10282,1977,9999,"tangential","wet","N","Bituminous, Subbituminous","Wet scrubber",2016,97.28,97.28,"LNB + OFA","","","","ESPC","ESPC","Yes","ACI",2016,90,1.2,0.20926120076397012,0.20926120076397012,0.20926120076397012,0.20926120076397012,0.1,0.1,0.1,99,99,"","Yes"]
["Victor J Daniel Jr","6073_B_2",6073,"B","2",2745,"Coal Steam","","S_SOU","Mississippi",28,"Jackson",59,"28059",510,10260,1981,9999,"tangential","wet","N","Bituminous, Subbituminous","Wet scrubber",2016,97.28,97.28,"LNB + OFA","","","","ESPC","ESPC","Yes","ACI",2016,90,1.2,0.2453431986958471,0.2453431986958471,0.24,0.24,0.1,0.1,0.1,99,99,"","Yes"]
["Colstrip","6076_B_1",6076,"B","1",2750,"Coal Steam","","WECC_MT","Montana",30,"Rosebud",87,"30087",307,10865,1975,9999,"tangential","dry","N","Subbituminous","Wet Scrubber",1975,58.8,90,"LNB + OFA","","","","WS","B + WS","NA","ACI",2012,90,1.2,0.32865768364349535,0.32865768364349535,0.21584612175213538,0.21584612175213538,0.1,0.1,0.1,63.8,99,"","Yes"]
["Colstrip","6076_B_2",6076,"B","2",2751,"Coal Steam","","WECC_MT","Montana",30,"Rosebud",87,"30087",307,10735,1976,9999,"tangential","dry","N","Subbituminous","Wet Scrubber",1976,58.8,90,"LNB + OFA","","","","WS","B + WS","NA","ACI",2012,90,1.2,0.32599190492512553,0.32599190492512553,0.21409537005380097,0.21409537005380097,0.1,0.1,0.1,63.8,99,"","Yes"]
["Colstrip","6076_B_3",6076,"B","3",2752,"Coal Steam","","WECC_MT","Montana",30,"Rosebud",87,"30087",740,10819,1984,9999,"tangential","dry","N","Subbituminous","Wet Scrubber",1984,95,95,"LNC3","","","","WS","B + WS","NA","ACI",2012,90,0.1,0.16885559044471898,0.16885559044471898,0.16885559044471898,0.16885559044471898,0.1,0.1,0.1,99,99,"",""]
["Colstrip","6076_B_4",6076,"B","4",2753,"Coal Steam","","WECC_MT","Montana",30,"Rosebud",87,"30087",740,10735,1986,9999,"tangential","dry","N","Subbituminous","Wet Scrubber",1986,95,95,"LNC3","","","","WS","B + WS","NA","ACI",2012,90,0.1,0.171750046608351,0.171750046608351,0.171750046608351,0.171750046608351,0.1,0.1,0.1,99,99,"",""]
["Gerald Gentleman","6077_B_1",6077,"B","1",2754,"Coal Steam","","SPP_NEBR","Nebraska",31,"Lincoln",111,"31111",665,10251,1979,9999,"wall","dry","N","Subbituminous","","","","","LNB + OFA","","","","B","B","NA","","","",0.615,0.19742527375286964,0.19742527375286964,0.19742527375286964,0.19742527375286964,0.11,0.27,1,"","","","Yes"]
["Gerald Gentleman","6077_B_2",6077,"B","2",2755,"Coal Steam","","SPP_NEBR","Nebraska",31,"Lincoln",111,"31111",700,10311,1982,9999,"wall","dry","N","Subbituminous","","","","","","","","","B","B","NA","","","",0.601,0.23,0.23,0.18,0.18,0.11,0.27,1,"","","",""]
["AES Somerset LLC","6082_B_1",6082,"B","1",2761,"Coal Steam","","NY_Z_A&B","New York",36,"Niagara",63,"36063",686,9631,1984,9999,"wall","dry","N","Bituminous","Wet Scrubber",1984,90,90,"LNB","SCR",1999,"","ESPC","ESPC","No","","","",0.6,0.2958694753247579,0.07,0.2958694753247579,0.07,0.1,0.84,0.56,95,99,"",""]
["R M Schahfer","6085_B_14",6085,"B","14",2762,"Coal Steam","","MIS_INKY","Indiana",18,"Jasper",73,"18073",431,11001,1976,9999,"cyclone","wet","N","Bituminous, Subbituminous","Wet Scrubber",2013,97.28,97.28,"OFA","SCR",2004,"","ESPC","ESPC","No","ACI",2015,90,0.08,0.1,0.1,0.1,0.1,0.1,0.1,0.1,99,99,"","Yes"]
["R M Schahfer","6085_B_15",6085,"B","15",2763,"Coal Steam","","MIS_INKY","Indiana",18,"Jasper",73,"18073",472,11223,1979,9999,"wall","dry","N","Subbituminous","Wet Scrubber",2015,97.28,97.28,"LNB + OFA","SNCR","",2014,"ESPC","ESPC","Yes","","","",0.08,0.15998891802745727,0.15998891802745727,0.15998891802745727,0.15998891802745727,0.34,0.84,0.56,99,99,"","Yes"]
["R M Schahfer","6085_B_17",6085,"B","17",2764,"Coal Steam","","MIS_INKY","Indiana",18,"Jasper",73,"18073",361,11596,1983,9999,"tangential","dry","N","Bituminous","Wet Scrubber",1983,97,97,"LNC3","","","","ESPC","ESPC","No","","","",0.62,0.18293918103181162,0.18293918103181162,0.18293918103181162,0.18293918103181162,0.34,0.84,0.56,99,99,"",""]
["R M Schahfer","6085_B_18",6085,"B","18",2765,"Coal Steam","","MIS_INKY","Indiana",18,"Jasper",73,"18073",361,11434,1986,9999,"tangential","dry","N","Bituminous","Wet Scrubber",1986,97,97,"LNC3","","","","ESPC","ESPC","No","","","",0.62,0.1859021125558927,0.1859021125558927,0.1859021125558927,0.1859021125558927,0.34,0.84,0.56,99,99,"",""]
["Lewis & Clark","6089_B_B1",6089,"B","B1",2766,"Coal Steam","","MIS_MAPP","Montana",30,"Richland",83,"30083",52,12622,1958,9999,"tangential","dry","N","Lignite, Subbituminous","Wet Scrubber",1975,98,98,"LNC1","","","","WS","B + WS","NA","ACI",2011,90,2,0.37795168537479845,0.37795168537479845,0.24821998558939853,0.24821998558939853,0.1,0.1,0.1,99,99,"",""]
["Sherburne County","6090_B_1",6090,"B","1",2767,"Coal Steam","","MIS_MNWI","Minnesota",27,"Sherburne",141,"27141",697,10360,1976,9999,"tangential","dry","Y","Subbituminous","Wet Scrubber",2015,50,90,"LNC1","","","","ESPC + WS","ESPC + WS","No","ACI",2014,90,0.12,0.17888418148019022,0.17888418148019022,0.17888418148019022,0.17888418148019022,0.1,0.1,0.1,55,99,"","Yes"]
["Sherburne County","6090_B_2",6090,"B","2",2768,"Coal Steam","","MIS_MNWI","Minnesota",27,"Sherburne",141,"27141",705,10050,1977,9999,"tangential","dry","Y","Subbituminous","Wet Scrubber",2015,50,90,"LNC3","","","","ESPC + WS","ESPC + WS","No","ACI",2014,90,0.12,0.17989367943758372,0.17989367943758372,0.17989367943758372,0.17989367943758372,0.1,0.1,0.1,55,99,"","Yes"]
["Sherburne County","6090_B_3",6090,"B","3",2769,"Coal Steam","","MIS_MNWI","Minnesota",27,"Sherburne",141,"27141",894,10290,1987,9999,"wall","dry","N","Subbituminous","Dry Scrubber",1987,72.3,90,"AA + LNB","","","","B","B","NA","ACI",2009,90,0.6,0.15218097500006575,0.15218097500006575,0.15218097500006575,0.15218097500006575,0.1,0.1,0.1,77.3,99,"",""]
["FirstEnergy Bruce Mansfield","6094_B_1",6094,"B","1",2770,"Coal Steam","","PJM_ATSI","Pennsylvania",42,"Beaver",7,"42007",830,10277,1976,9999,"wall","dry","N","Bituminous, Subbituminous","Wet Scrubber",1976,95,95,"LNBO","SCR",1994,"","WS","B + WS","NA","","","",0.6,0.14645095275730657,0.14645095275730657,0.14645095275730657,0.14645095275730657,0.1,0.27,0.56,98,98,"","Yes"]
["FirstEnergy Bruce Mansfield","6094_B_2",6094,"B","2",2771,"Coal Steam","","PJM_ATSI","Pennsylvania",42,"Beaver",7,"42007",830,10130,1977,9999,"wall","dry","N","Bituminous, Subbituminous","Wet Scrubber",1977,95,95,"LNBO","SCR",1995,"","WS","B + WS","NA","","","",0.6,0.10786630119374717,0.10786630119374717,0.10786630119374717,0.10786630119374717,0.1,0.27,0.56,99,99,"","Yes"]
["FirstEnergy Bruce Mansfield","6094_B_3",6094,"B","3",2772,"Coal Steam","","PJM_ATSI","Pennsylvania",42,"Beaver",7,"42007",850,10116,1980,9999,"wall","dry","N","Bituminous, Subbituminous","Wet Scrubber",1979,95,95,"LNBO","SCR",2004,"","ESPC + WS","ESPC + B + WS","No","","","",0.6,0.28040853011242,0.0766,0.28040853011242,0.0766,0.1,0.3,0.56,99,99,"","Yes"]
["Sooner","6095_B_1",6095,"B","1",2773,"Coal Steam","","SPP_WEST","Oklahoma",40,"Noble",103,"40103",522,10268,1979,9999,"tangential","dry","N","Subbituminous","","","","","LNB + OFA","","","","ESPC","ESPC","No","","","",1.2,0.3196533622701744,0.3196533622701744,0.1430403621074762,0.1430403621074762,0.64,0.97,1,"","","","Yes"]
["Sooner","6095_B_2",6095,"B","2",2774,"Coal Steam","","SPP_WEST","Oklahoma",40,"Noble",103,"40103",524,10282,1980,9999,"tangential","dry","N","Subbituminous","","","","","LNB + OFA","","","","ESPC","ESPC + B","No","","","",1.2,0.3182253575501815,0.3182253575501815,0.14285231818092967,0.14285231818092967,0.2,0.75,1,"","","","Yes"]
["Nebraska City","6096_B_1",6096,"B","1",2775,"Coal Steam","","SPP_NEBR","Nebraska",31,"Otoe",131,"31131",648,10027,1979,9999,"wall","dry","N","Subbituminous","","","","","LNB + OFA","","","","ESPC","ESPC","Yes","","","",0.727,0.20643357933463682,0.20643357933463682,0.20643357933463682,0.20643357933463682,0.64,0.97,1,"","","","Yes"]
["Nebraska City","6096_B_2",6096,"B","2",90278,"Coal Steam","","SPP_NEBR","Nebraska",31,"Otoe",131,"31131",682,10063,2009,9999,"wall","dry","N","Subbituminous","Dry Scrubber",2011,95,95,"LNB + OFA","SCR",2011,"","B","B","NA","ACI",2011,90,0.095,0.5446,0.06689041361671447,0.5446,0.06689041361671447,0.1,0.1,0.1,99,99,"",""]
["Big Stone","6098_B_1",6098,"B","1",2776,"Coal Steam","","MIS_MAPP","South Dakota",46,"Grant",51,"46051",475,10758,1975,9999,"cyclone","wet","Y","Subbituminous","Dry Scrubber",2015,92.51,92.51,"OFA","SCR",2015,"","B","B","NA","ACI",2015,90,3,0.7092991214553791,0.0709,0.7092991214553791,0.0709,0.1,0.1,0.1,99,99,"","Yes"]
["Wyodak","6101_B_BW91",6101,"B","BW91",2777,"Coal Steam","","WECC_WY","Wyoming",56,"Campbell",5,"56005",335,11669,1978,9999,"wall","dry","N","Subbituminous","Dry Scrubber",1986,75.2,90,"LNBO","","","","ESPC + B","ESPC + B","No","","","",0.16,0.21367215081693028,0.21367215081693028,0.21367215081693028,0.21367215081693028,0.05,0.75,1,80.2,99,"","Yes"]
["Boardman","6106_B_1SG",6106,"B","1SG",2778,"Coal Steam","","WECC_PNW","Oregon",41,"Morrow",49,"41049",585,9820,1980,2021,"wall","dry","N","Bituminous, Subbituminous","","",53,53,"LNBO","","","","ESPC","ESPC","No","","","",1.2,0.2653394655834523,0.2653394655834523,0.2653394655834523,0.2653394655834523,0.64,0.97,1,63,63,"Yes","Yes"]
["Gibson","6113_B_1",6113,"B","1",2782,"Coal Steam","","MIS_INKY","Indiana",18,"Gibson",51,"18051",630,10092,1975,9999,"wall","dry","N","Bituminous","Wet Scrubber",2007,97,97,"LNBO","SCR",2000,"","ESPC","ESPC","No","ACI",2015,90,3.5700000000000003,0.1540785214756779,0.1540785214756779,0.1540785214756779,0.1540785214756779,0.1,0.1,0.1,99,99,"","Yes"]
["Gibson","6113_B_2",6113,"B","2",2783,"Coal Steam","","MIS_INKY","Indiana",18,"Gibson",51,"18051",630,10202,1975,9999,"wall","dry","N","Bituminous","Wet Scrubber",2007,97,97,"LNBO","SCR",2002,"","ESPC","ESPC","No","ACI",2015,90,3.5700000000000003,0.23211712278412963,0.07,0.23211712278412963,0.07,0.1,0.1,0.1,99,99,"","Yes"]
["Gibson","6113_B_3",6113,"B","3",2784,"Coal Steam","","MIS_INKY","Indiana",18,"Gibson",51,"18051",630,10193,1978,9999,"wall","dry","N","Bituminous","Wet Scrubber",2006,97,97,"LNBO","SCR",2002,"","ESPC","ESPC","No","ACI",2015,90,3.5700000000000003,0.2244,0.1695,0.2244,0.1695,0.1,0.1,0.1,99,99,"","Yes"]
["Gibson","6113_B_4",6113,"B","4",2785,"Coal Steam","","MIS_INKY","Indiana",18,"Gibson",51,"18051",622,10130,1979,9999,"wall","dry","N","Bituminous","Wet Scrubber",1994,92,92,"LNBO","SCR",2003,"","ESPC","ESPC + B","No","ACI",2015,90,0.35,0.138219741451908,0.138219741451908,0.138219741451908,0.138219741451908,0.1,0.1,0.1,97,99,"","Yes"]
["Gibson","6113_B_5",6113,"B","5",2786,"Coal Steam","","MIS_INKY","Indiana",18,"Gibson",51,"18051",619,10310,1982,9999,"wall","dry","N","Bituminous","Wet Scrubber",1982,95,95,"LNBO","SCR",2000,"","ESPC","ESPC + B","No","ACI",2015,90,0.75,0.17632547681554092,0.17632547681554092,0.17632547681554092,0.17632547681554092,0.1,0.1,0.1,99,99,"",""]
["Gibbons Creek","6136_B_1",6136,"B","1",2796,"Coal Steam","","ERC_REST","Texas",48,"Grimes",185,"48185",466,9992,1983,9999,"tangential","dry","N","Subbituminous","Wet Scrubber",1983,90,90,"LNC1","","","","ESPC","ESPC + B","No","","","",1.2,0.12376851584103728,0.12376851584103728,0.12,0.12,0.3,0.3,0.56,95,99,"",""]
["A B Brown","6137_B_1",6137,"B","1",2797,"Coal Steam","","MIS_INKY","Indiana",18,"Posey",129,"18129",245,11365,1979,9999,"wall","dry","N","Bituminous","Wet Scrubber",1979,85,90,"LNB","SCR",2000,"","B","B","NA","","","",1.2,0.1541485639965795,0.1541485639965795,0.1541485639965795,0.1541485639965795,0.1,0.27,0.56,90,99,"","Yes"]
["A B Brown","6137_B_2",6137,"B","2",2798,"Coal Steam","","MIS_INKY","Indiana",18,"Posey",129,"18129",245,11232,1986,9999,"wall","dry","N","Bituminous","Wet Scrubber",1986,90,90,"LNB","SCR",2000,"","ESPC","ESPC","No","","","",0.69,0.1398523609873978,0.1398523609873978,0.1398523609873978,0.1398523609873978,0.1,0.84,0.56,95,99,"",""]
["Flint Creek","6138_B_1",6138,"B","1",2800,"Coal Steam","","SPP_WEST","Arkansas",5,"Benton",7,"05007",528,10363,1978,9999,"wall","dry","N","Subbituminous","Dry Scrubber",2016,92,92,"LNB + OFA","","","","ESPH + B","ESPH + B","No","ACI",2016,90,1.2,0.2672383249810602,0.2672383249810602,0.2672383249810602,0.2672383249810602,0.1,0.1,0.1,90,90,"","Yes"]
["Welsh","6139_B_1",6139,"B","1",2801,"Coal Steam","","SPP_WEST","Texas",48,"Titus",449,"48449",528,10443,1977,9999,"wall","dry","N","Subbituminous","","","","","LNBO","","","","B","B","NA","ACI",2016,90,1.2,0.19439523895196492,0.19439523895196492,0.19439523895196492,0.19439523895196492,0.1,0.1,0.1,"","","","Yes"]
["Welsh","6139_B_3",6139,"B","3",2803,"Coal Steam","","SPP_WEST","Texas",48,"Titus",449,"48449",528,10427,1982,9999,"wall","dry","N","Subbituminous",null,null,0,0,"LNBO","","","","B","B","NA","ACI",2016,90,1.12,0.2071729258236222,0.2071729258236222,0.2071729258236222,0.2071729258236222,0.1,0.1,0.1,0,0,"",""]
["Martin Lake","6146_B_1",6146,"B","1",2804,"Coal Steam","","ERC_REST","Texas",48,"Rusk",401,"48401",805,11102,1977,9999,"tangential","dry","N","Lignite, Subbituminous","Wet Scrubber",1977,95,95,"LNC2","","","","ESPC","ESPC","Yes","ACI",2009,90,1.2,0.17283190720743422,0.17283190720743422,0.17,0.17,0.1,0.1,0.1,78.4,78.4,"","Yes"]
["Martin Lake","6146_B_2",6146,"B","2",2805,"Coal Steam","","ERC_REST","Texas",48,"Rusk",401,"48401",810,11102,1978,9999,"tangential","dry","N","Lignite, Subbituminous","Wet Scrubber",1978,95,95,"LNC2","","","","ESPC","ESPC","Yes","ACI",2009,90,1.2,0.15633212200219943,0.15633212200219943,0.15633212200219943,0.15633212200219943,0.1,0.1,0.1,79.9,79.9,"","Yes"]
["Martin Lake","6146_B_3",6146,"B","3",2806,"Coal Steam","","ERC_REST","Texas",48,"Rusk",401,"48401",810,11074,1979,9999,"tangential","dry","N","Lignite, Subbituminous","Wet Scrubber",1979,95,95,"LNC2","","","","ESPC","ESPC","Yes","ACI",2009,90,1.2,0.16080519804417123,0.16080519804417123,0.16080519804417123,0.16080519804417123,0.1,0.1,0.1,76.8,76.8,"","Yes"]
["Monticello","6147_B_3",6147,"B","3",2809,"Coal Steam","","ERC_REST","Texas",48,"Titus",449,"48449",760,11398,1978,9999,"wall","dry","N","Lignite, Subbituminous","Wet Scrubber",1978,95,95,"LNBO","SNCR","",2008,"ESPC","ESPC","Yes","ACI",2009,90,1.2,0.16655099192352646,0.16655099192352646,0.16655099192352646,0.16655099192352646,0.1,0.1,0.1,61.7,61.7,"","Yes"]
["Rush Island","6155_B_1",6155,"B","1",2813,"Coal Steam","","MIS_MO","Missouri",29,"Jefferson",99,"29099",601,10161,1976,9999,"tangential","dry","N","Subbituminous","","","","","LNC3","","","","ESPC","ESPC","Yes","","","",2.3000000000000003,0.08981898351962796,0.08981898351962796,0.08981898351962796,0.08981898351962796,0.64,0.97,1,"","","","Yes"]
["Rush Island","6155_B_2",6155,"B","2",2814,"Coal Steam","","MIS_MO","Missouri",29,"Jefferson",99,"29099",603,10232,1977,9999,"tangential","dry","N","Subbituminous","","","","","LNC3","","","","ESPC","ESPC","Yes","","","",2.3000000000000003,0.08173245275681329,0.08173245275681329,0.08173245275681329,0.08173245275681329,0.64,0.97,1,"","","","Yes"]
["Hunter","6165_B_1",6165,"B","1",2816,"Coal Steam","","WECC_UT","Utah",49,"Emery",15,"49015",446,10760,1978,9999,"tangential","dry","N","Bituminous","Wet Scrubber",1978,80,90,"LNB + OFA","","","","ESPC + B","ESPC + B","Yes","","","",0.12,0.35503110442502295,0.35503110442502295,0.2637780303614123,0.2637780303614123,0.3,0.3,0.56,85,99,"","Yes"]
["Hunter","6165_B_2",6165,"B","2",2817,"Coal Steam","","WECC_UT","Utah",49,"Emery",15,"49015",430,10755,1980,9999,"tangential","dry","N","Bituminous","Wet Scrubber",1980,80,90,"LNC2","","","","B","B","NA","","","",0.12,0.24189064995379644,0.24189064995379644,0.24,0.24,0.1,0.27,0.56,85,99,"","Yes"]
["Hunter","6165_B_3",6165,"B","3",2818,"Coal Steam","","WECC_UT","Utah",49,"Emery",15,"49015",460,10681,1983,9999,"wall","dry","N","Bituminous","Wet Scrubber",1983,90,90,"LNBO","","","","B + WS","B + WS","NA","","","",0.12,0.3078702327177699,0.3078702327177699,0.3078702327177699,0.3078702327177699,0.1,0.27,0.56,95,99,"",""]
["Rockport","6166_B_MB1",6166,"B","MB1",2819,"Coal Steam","","PJM_West","Indiana",18,"Spencer",147,"18147",1310,9695,1984,9999,"wall","dry","N","Bituminous, Subbituminous","","",50,50,"LNB + OFA","","","","ESPC","ESPC","No","ACI",2009,90,1.2,0.24067312111345776,0.24067312111345776,0.24067312111345776,0.24067312111345776,0.1,0.1,0.1,60,90,"Yes","",2015]
["Rockport","6166_B_MB2",6166,"B","MB2",2820,"Coal Steam","","PJM_West","Indiana",18,"Spencer",147,"18147",1300,9724,1989,9999,"wall","dry","N","Bituminous, Subbituminous","","",50,50,"LNB + OFA","","","","ESPC","ESPC","No","ACI",2009,90,1.2,0.24729052047959574,0.24729052047959574,0.24729052047959574,0.24729052047959574,0.1,0.1,0.1,60,90,"Yes","",2015]
["Pleasant Prairie","6170_B_1",6170,"B","1",2821,"Coal Steam","","MIS_WUMS","Wisconsin",55,"Kenosha",59,"55059",594,10980,1980,9999,"wall","dry","N","Subbituminous","Wet Scrubber",2006,95,95,"LNB","SCR",2006,"","ESPC","ESPC","No","","","",0.1,0.0661885750417617,0.0661885750417617,0.0661885750417617,0.0661885750417617,0.1,0.84,0.56,99,99,"","Yes"]
["Pleasant Prairie","6170_B_2",6170,"B","2",2822,"Coal Steam","","MIS_WUMS","Wisconsin",55,"Kenosha",59,"55059",594,11024,1985,9999,"wall","dry","N","Subbituminous","Wet Scrubber",2006,95,95,"LNB","SCR",2003,"","ESPC","ESPC","No","","","",0.1,0.06644662208646004,0.06644662208646004,0.06644662208646004,0.06644662208646004,0.1,0.84,0.56,99,99,"",""]
["Coleto Creek","6178_B_1",6178,"B","1",2826,"Coal Steam","","ERC_REST","Texas",48,"Goliad",175,"48175",592,10255,1980,9999,"tangential","wet","N","Bituminous, Subbituminous","","","","","LNC3","","","","B","B","NA","","","",1.2,0.1291820431300227,0.1291820431300227,0.1291820431300227,0.1291820431300227,0.11,0.27,1,"","","","Yes"]
["Fayette Power Project","6179_B_1",6179,"B","1",2827,"Coal Steam","","ERC_REST","Texas",48,"Fayette",149,"48149",598,10166,1979,9999,"tangential","dry","N","Subbituminous","Wet Scrubber",2009,97,97,"LNC3","","","","ESPC","ESPC","No","","","",1.2,0.11834186085792534,0.11834186085792534,0.11834186085792534,0.11834186085792534,0.34,0.84,0.56,99,99,"","Yes"]
["Fayette Power Project","6179_B_2",6179,"B","2",2828,"Coal Steam","","ERC_REST","Texas",48,"Fayette",149,"48149",598,10171,1980,9999,"tangential","dry","N","Subbituminous","Wet Scrubber",2009,97,97,"LNC3","","","","ESPC","ESPC","No","","","",1.2,0.10725797187939103,0.10725797187939103,0.10725797187939103,0.10725797187939103,0.34,0.84,0.56,99,99,"","Yes"]
["Fayette Power Project","6179_B_3",6179,"B","3",2829,"Coal Steam","","ERC_REST","Texas",48,"Fayette",149,"48149",445,10344,1988,9999,"tangential","dry","N","Subbituminous","Wet Scrubber",1988,90,90,"LNC3","","","","ESPC","ESPC","No","","","",0.6,0.10807921419098487,0.10807921419098487,0.10807921419098487,0.10807921419098487,0.34,0.84,0.56,95,99,"",""]
["Oak Grove","6180_B_1",6180,"B","1",2830,"Coal Steam","","ERC_REST","Texas",48,"Robertson",395,"48395",820,10475,2011,9999,"tangential","dry","N","Lignite","Wet Scrubber",2009,97.29,97.29,"LNB + OFA","SCR",2009,"","B","B","NA","ACI",2009,90,0.192,0.06664878553143266,0.06664878553143266,0.06664878553143266,0.06664878553143266,0.1,0.1,0.1,96.2,96.2,"",""]
["Oak Grove","6180_B_2",6180,"B","2",2831,"Coal Steam","","ERC_REST","Texas",48,"Robertson",395,"48395",827,10896,2011,9999,"wall","dry","N","Lignite","Wet Scrubber",2010,97.28,97.28,"LNB + OFA","SCR",2010,"","B","B","NA","ACI",2010,90,0.192,0.0648,0.0648,0.0648,0.0648,0.1,0.1,0.1,96.3,96.3,"",""]
["J T Deely","6181_B_1",6181,"B","1",2832,"Coal Steam","","ERC_REST","Texas",48,"Bexar",29,"48029",435,10093,1977,2018,"tangential","wet","N","Subbituminous","","","","","LNC3","","","","B","B","NA","ACI",2015,90,1.2,0.10898912567402798,0.10898912567402798,0.10898912567402798,0.10898912567402798,0.1,0.1,0.1,"","","","Yes"]
["J T Deely","6181_B_2",6181,"B","2",2833,"Coal Steam","","ERC_REST","Texas",48,"Bexar",29,"48029",436,10104,1978,2018,"tangential","wet","N","Subbituminous","","","","","LNC3","SCR",2011,"","B","B","NA","ACI",2015,90,1.2,0.10620257409362405,0.05,0.10620257409362405,0.05,0.1,0.1,0.1,"","","","Yes"]
["San Miguel","6183_B_SM-1",6183,"B","SM-1",2835,"Coal Steam","","ERC_REST","Texas",48,"Atascosa",13,"48013",391,11913,1982,9999,"wall","dry","N","Lignite","Wet Scrubber",1982,95,95,"LNB + OFA","SNCR","","","ESPC","ESPC","No","ACI","",90,1.2,0.15,0.15,0.15,0.15,0.1,0.1,0.1,99,99,"",""]
["Brame Energy Center","6190_B_2",6190,"B","2",2837,"Coal Steam","","SPP_SE","Louisiana",22,"Rapides",79,"22079",486,11246,1982,9999,"wall","dry","N","Subbituminous","","",53,53,"LNBO","","","","ESPH + B","ESPH + B","Yes","ACI",2014,90,1.2,0.152378263174634,0.152378263174634,0.152378263174634,0.152378263174634,0.1,0.1,0.1,63,63,"Yes","Yes",2014]
["Brame Energy Center","6190_B_3-1",6190,"B","3-1",90034,"Coal Steam","","SPP_SE","Louisiana",22,"Rapides",79,"22079",258,11314,2010,9999,"FBC","dry","N","Bituminous, Petroleum Coke","Dry Scrubber",2010,98,98,"","SNCR","",2010,"B","B","NA","","","",1.2,0.0403,0.0275,0.0403,0.0275,0.07,0.07,0.07,99,99,"",""]
["Brame Energy Center","6190_B_3-2",6190,"B","3-2",90035,"Coal Steam","","SPP_SE","Louisiana",22,"Rapides",79,"22079",258,11314,2010,9999,"FBC","dry","N","Bituminous, Petroleum Coke","Dry Scrubber",2010,98,98,"","SNCR","",2010,"B","B","NA","","","",1.2,0.04966687620630513,0.04966687620630513,0.04966687620630513,0.04966687620630513,0.07,0.07,0.07,99,99,"",""]
["Harrington","6193_B_061B",6193,"B","061B",2838,"Coal Steam","","SPP_SPS","Texas",48,"Potter",375,"48375",339,10339,1976,2031,"tangential","dry","N","Subbituminous","","","","","LNC3","","","","ESPC","ESPC","No","","","",1.2,0.12,0.12,0.12,0.12,0.64,0.97,1,"","","","Yes"]
["Harrington","6193_B_062B",6193,"B","062B",2839,"Coal Steam","","SPP_SPS","Texas",48,"Potter",375,"48375",339,10138,1978,2033,"tangential","dry","N","Subbituminous","","","","","LNC3","","","","B","B","NA","","","",1.2,0.16964341478091874,0.16964341478091874,0.16964341478091874,0.16964341478091874,0.11,0.27,1,"","","","Yes"]
["Harrington","6193_B_063B",6193,"B","063B",2840,"Coal Steam","","SPP_SPS","Texas",48,"Potter",375,"48375",340,9954,1980,2035,"tangential","dry","N","Subbituminous","","","","","LNC2","","","","B","B","NA","","","",1.2,0.16903517766067272,0.16903517766067272,0.16903517766067272,0.16903517766067272,0.11,0.27,1,"","","","Yes"]
["Tolk","6194_B_171B",6194,"B","171B",2841,"Coal Steam","","SPP_SPS","Texas",48,"Lamb",279,"48279",530,9657,1982,2037,"tangential","dry","N","Subbituminous","","","","","LNC3","","","","B","B","NA","","","",1.2,0.12,0.12,0.12,0.12,0.11,0.27,1,"","","",""]
["Tolk","6194_B_172B",6194,"B","172B",2842,"Coal Steam","","SPP_SPS","Texas",48,"Lamb",279,"48279",535,9793,1985,2040,"tangential","dry","N","Subbituminous","","","","","LNC3","","","","B","B","NA","","","",1.2,0.12,0.12,0.12,0.12,0.11,0.27,1,"","","",""]
["John Twitty Energy Center","6195_B_1",6195,"B","1",2843,"Coal Steam","","SPP_N","Missouri",29,"Greene",77,"29077",187,10549,1976,9999,"wall","dry","N","Subbituminous","Wet Scrubber",1977,87,90,"LA","SCR",1976,"","ESPC","ESPC","Yes","","","",1.2,0.09671966283937301,0.09671966283937301,0.09671966283937301,0.09671966283937301,0.1,0.84,0.56,92,99,"","Yes"]
["John Twitty Energy Center","6195_B_2",6195,"B","2",90438,"Coal Steam","","SPP_N","Missouri",29,"Greene",77,"29077",279,10580,2011,9999,"wall","dry","N","Subbituminous","Dry Scrubber",2011,92.51,92.51,"AA + LNB","SCR",2011,"","B","B","NA","ACI",2011,90,0.095,0.08994779021796909,0.08994779021796909,0.08994779021796909,0.08994779021796909,0.1,0.1,0.1,97.51,99,"",""]
["Laramie River Station","6204_B_1",6204,"B","1",2844,"Coal Steam","","WECC_WY","Wyoming",56,"Platte",31,"56031",570,10273,1980,9999,"wall","dry","N","Lignite, Subbituminous","Wet Scrubber",1980,90,90,"LNB + OFA","","","","ESPC","ESPC","No","","","",0.2,0.18758769698713512,0.18758769698713512,0.18758769698713512,0.18758769698713512,0.34,0.84,0.56,95,99,"","Yes"]
["Laramie River Station","6204_B_2",6204,"B","2",2845,"Coal Steam","","WECC_WY","Wyoming",56,"Platte",31,"56031",570,10242,1981,9999,"wall","dry","N","Lignite, Subbituminous","Wet Scrubber",1981,90,90,"LNB + OFA","","","","ESPC","ESPC","No","","","",0.2,0.1854434858382468,0.1854434858382468,0.1854434858382468,0.1854434858382468,0.34,0.84,0.56,95,99,"","Yes"]
["Laramie River Station","6204_B_3",6204,"B","3",2846,"Coal Steam","","WECC_WY","Wyoming",56,"Platte",31,"56031",570,10180,1982,9999,"wall","dry","N","Lignite, Subbituminous","Dry Scrubber",1982,85,90,"LNB + OFA","","","","ESPC","ESPC","No","","","",0.2,0.22204797759721243,0.22204797759721243,0.22204797759721243,0.22204797759721243,0.64,0.65,1,90,99,"",""]
["Merom","6213_B_1SG1",6213,"B","1SG1",2853,"Coal Steam","","MIS_INKY","Indiana",18,"Sullivan",153,"18153",505,10361,1983,9999,"wall","dry","N","Bituminous","Wet Scrubber",2015,98,98,"LNBO","SCR",2004,"","ESPC","ESPC","No","","","",0.35,0.08802143977064864,0.08802143977064864,0.08802143977064864,0.08802143977064864,0.1,0.84,0.56,99,99,"Yes","Yes",2011]
["Merom","6213_B_2SG1",6213,"B","2SG1",2854,"Coal Steam","","MIS_INKY","Indiana",18,"Sullivan",153,"18153",500,10431,1982,9999,"wall","dry","N","Bituminous","Wet Scrubber",2015,98,98,"LNBO","SCR",2004,"","ESPC","ESPC","No","","","",0.35,0.09224917286402845,0.09224917286402845,0.09224917286402845,0.09224917286402845,0.1,0.84,0.56,99,99,"Yes","Yes",2011]
["Jasper 2","6225_B_1",6225,"B","1","","Coal Steam","","MIS_INKY","Indiana",18,"Dubois",37,"18037",13.6,14500,1968,9999,"stoker/SPR","","N","Bituminous","","","","","","","","","ESPH + C","ESPH + C","No","","","",6,0.46590059797290656,0.46590059797290656,0.46590059797290656,0.46590059797290656,0.9,0.94,1,"","","","Yes"]
["Pawnee","6248_B_1",6248,"B","1",2866,"Coal Steam","","WECC_CO","Colorado",8,"Morgan",87,"08087",505,10421,1981,9999,"wall","dry","N","Subbituminous","Dry Scrubber",2014,85,90,"LNBO","SCR",2014,"","B","B","NA","ACI",2015,90,0.12,0.23250120901544205,0.07,0.23250120901544205,0.07,0.1,0.1,0.1,95,99,"","Yes"]
["Winyah","6249_B_1",6249,"B","1",2867,"Coal Steam","","S_VACA","South Carolina",45,"Georgetown",43,"45043",275,10301,1975,9999,"wall","dry","N","Bituminous","Wet Scrubber",2008,98,98,"LNBO","SCR",2000,"","ESPC + WS","ESPC + B + WS","No","","","",2.85,0.08546208610357213,0.08546208610357213,0.08546208610357213,0.08546208610357213,0.1,0.3,0.56,99,99,"","Yes"]
["Winyah","6249_B_2",6249,"B","2",2868,"Coal Steam","","S_VACA","South Carolina",45,"Georgetown",43,"45043",285,10252,1977,9999,"wall","dry","N","Bituminous","Wet Scrubber",2008,98,98,"LNB + OFA","SCR",2000,"","ESPC + WS","ESPC + WS","No","","","",1.2,0.10213897138149433,0.10213897138149433,0.10213897138149433,0.10213897138149433,0.1,0.84,0.56,99,99,"","Yes"]
["Winyah","6249_B_3",6249,"B","3",2869,"Coal Steam","","S_VACA","South Carolina",45,"Georgetown",43,"45043",285,10201,1980,9999,"wall","dry","N","Bituminous","Wet Scrubber",2008,90,90,"LNB + OFA","SCR",2000,"","ESPC + WS","ESPC + WS","No","","","",0.52,0.1017165501201688,0.1017165501201688,0.1017165501201688,0.1017165501201688,0.1,0.84,0.56,95,99,"",""]
["Winyah","6249_B_4",6249,"B","4",2870,"Coal Steam","","S_VACA","South Carolina",45,"Georgetown",43,"45043",285,10181,1981,9999,"wall","dry","N","Bituminous","Wet Scrubber",2007,90.4,90.4,"LNB + OFA","SCR",2005,"","ESPC + WS","ESPC + WS","No","","","",0.52,0.10521254898627037,0.10521254898627037,0.10521254898627037,0.10521254898627037,0.1,0.84,0.56,95.4,99,"",""]
["Mayo","6250_B_1A",6250,"B","1A",2871,"Coal Steam","","S_VACA","North Carolina",37,"Person",145,"37145",364,10632,1983,9999,"wall","dry","N","Bituminous, Subbituminous","Wet Scrubber",2009,97,97,"LNB + OFA","SCR",2006,"","ESPH","ESPH + B","No","","","",0.326,0.152769894758374,0.152769894758374,0.152769894758374,0.152769894758374,0.1,0.15,0.56,99,99,"",""]
["Mayo","6250_B_1B",6250,"B","1B",2872,"Coal Steam","","S_VACA","North Carolina",37,"Person",145,"37145",364,10632,1983,9999,"wall","dry","N","Bituminous, Subbituminous","Wet Scrubber",2009,97,97,"LNB + OFA","SCR",2006,"","ESPH","ESPH + B","No","","","",0.326,0.152981911982489,0.152981911982489,0.152981911982489,0.152981911982489,0.1,0.15,0.56,99,99,"",""]
["Ottumwa","6254_B_1",6254,"B","1",2874,"Coal Steam","","MIS_IA","Iowa",19,"Wapello",179,"19179",696,10451,1981,9999,"tangential","dry","N","Bituminous, Subbituminous","Dry Scrubber",2014,92.51,92.51,"LNB + OFA","","","","ESPH + B","ESPH + B","No","ACI",2014,90,1.2,0.13968304123173902,0.13968304123173902,0.12,0.12,0.1,0.1,0.1,97.51,99,"","Yes"]
["Scherer","6257_B_1",6257,"B","1",2875,"Coal Steam","","S_SOU","Georgia",13,"Monroe",207,"13207",837,10272,1982,9999,"tangential","dry","N","Bituminous, Subbituminous","Wet Scrubber",2014,98,98,"LNB + OFA","SCR",2013,"","ESPH + B + WS","ESPH + B + WS","No","ACI",2009,90,1.2,0.13688258620326374,0.07,0.13688258620326374,0.07,0.1,0.1,0.1,99,99,"","Yes"]
["Scherer","6257_B_2",6257,"B","2",2876,"Coal Steam","","S_SOU","Georgia",13,"Monroe",207,"13207",843,10270,1984,9999,"tangential","dry","N","Bituminous, Subbituminous","Wet Scrubber",2014,98,98,"LNB + OFA","SCR",2013,"","ESPH + B + WS","ESPH + B + WS","No","ACI",2009,90,1.2,0.14875886388973275,0.07,0.14875886388973275,0.07,0.1,0.1,0.1,99,99,"","Yes"]
["Scherer","6257_B_3",6257,"B","3",2877,"Coal Steam","","S_SOU","Georgia",13,"Monroe",207,"13207",870,10194,1987,9999,"tangential","dry","N","Bituminous, Subbituminous","Wet Scrubber",2011,98,98,"LNB + OFA","SCR",2011,"","ESPC + B + WS","ESPC + B + WS","No","ACI",2009,90,1.2,0.10539643954587796,0.07,0.10539643954587796,0.07,0.1,0.1,0.1,99,99,"",""]
["Scherer","6257_B_4",6257,"B","4",2878,"Coal Steam","","S_SOU","Georgia",13,"Monroe",207,"13207",850,10185,1989,9999,"tangential","dry","N","Bituminous, Subbituminous","Wet Scrubber",2013,98,98,"LNB + OFA","SCR",2013,"","ESPC + B + WS","ESPC + B + WS","No","ACI",2010,90,1.2,0.1416869787925591,0.07,0.1416869787925591,0.07,0.1,0.1,0.1,99,99,"",""]
["Mountaineer","6264_B_1",6264,"B","1",2879,"Coal Steam","","PJM_West","West Virginia",54,"Mason",53,"54053",1310,9705,1980,9999,"wall","dry","N","Bituminous, Subbituminous","Wet Scrubber",2007,98,98,"LNB","SCR",2002,"","ESPC","ESPC","No","","","",1,0.05430928645079862,0.05430928645079862,0.05430928645079862,0.05430928645079862,0.1,0.84,0.56,99,99,"","Yes"]
["Crystal River","628_B_1",628,"B","1",440,"Coal Steam","","FRCC","Florida",12,"Citrus",17,"12017",375,10219,1966,2021,"tangential","dry","N","Bituminous, Subbituminous","","","","","LNC1","","","","ESPC","ESPC + B","No","","","",2.1,0.39404137922969534,0.39404137922969534,0.26830167810297134,0.26830167810297134,0.2,0.75,1,"","","","Yes"]
["Crystal River","628_B_2",628,"B","2",441,"Coal Steam","","FRCC","Florida",12,"Citrus",17,"12017",494,9861,1969,2021,"tangential","dry","N","Bituminous, Subbituminous","","","","","LNB","","","","ESPC","ESPC","No","","","",2.1,0.32717614917588694,0.32717614917588694,0.24,0.24,0.64,0.97,1,"","","","Yes"]
["Crystal River","628_B_4",628,"B","4",442,"Coal Steam","","FRCC","Florida",12,"Citrus",17,"12017",712,9956,1982,9999,"wall","dry","N","Bituminous, Subbituminous","Wet Scrubber",2010,97,97,"LNB","SCR",2008,"","ESPC","ESPC + B","No","","","",0.27,0.3859000000000001,0.06238012938993743,0.3859000000000001,0.06238012938993743,0.1,0.3,0.56,99,99,"","Yes"]
["Crystal River","628_B_5",628,"B","5",443,"Coal Steam","","FRCC","Florida",12,"Citrus",17,"12017",710,9912,1984,9999,"wall","dry","N","Bituminous, Subbituminous","Wet Scrubber",2009,97,97,"LNB","SCR",2009,"","ESPC","ESPC","No","","","",0.27,0.2134,0.04620844496171896,0.2134,0.04620844496171896,0.1,0.84,0.56,99,99,"","Yes"]
["Crist","641_B_4",641,"B","4",459,"Coal Steam","","S_SOU","Florida",12,"Escambia",33,"12033",75,11027,1959,9999,"tangential","dry","N","Bituminous","Wet Scrubber",2009,95,95,"LNB","SNCR","",2006,"ESPC + ESPH","ESPC + ESPH","No","","","",2.4,0.1886,0.12230000000000002,0.1886,0.12230000000000002,0.34,0.84,0.56,95,95,"",""]
["Crist","641_B_5",641,"B","5",460,"Coal Steam","","S_SOU","Florida",12,"Escambia",33,"12033",75,11009,1961,9999,"tangential","dry","N","Bituminous","Wet Scrubber",2009,95,95,"LNB","SNCR","",2006,"ESPC + ESPH","ESPC + ESPH","No","","","",2.4,0.3757,0.20277465092220007,0.3757,0.20277465092220007,0.34,0.84,0.56,95,95,"",""]
["Crist","641_B_6",641,"B","6",461,"Coal Steam","","S_SOU","Florida",12,"Escambia",33,"12033",291,11122,1970,9999,"wall","dry","N","Bituminous","Wet Scrubber",2009,95,95,"LNB","SCR",2012,"","ESPC","ESPC","No","","","",2.4,0.24750000000000003,0.1946,0.24750000000000003,0.1946,0.1,0.84,0.56,95,95,"","Yes"]
["Crist","641_B_7",641,"B","7",462,"Coal Steam","","S_SOU","Florida",12,"Escambia",33,"12033",465,10855,1973,9999,"wall","dry","N","Bituminous","Wet Scrubber",2009,95,95,"LNB","SCR",2004,"","ESPC","ESPC","No","","","",2.4,0.16010500110325945,0.16010500110325945,0.16010500110325945,0.16010500110325945,0.1,0.84,0.56,95,95,"","Yes"]
["Lansing Smith","643_B_1",643,"B","1",465,"Coal Steam","","S_SOU","Florida",12,"Bay",5,"12005",162,10532,1965,9999,"tangential","dry","N","Bituminous","","","","",null,"SNCR","",2009,"ESPC + ESPH","ESPC + ESPH","No","ACI",2016,90,2.1,0.4515,0.30842001752328624,0.4515,0.30842001752328624,0.1,0.1,0.1,"","","","Yes"]
["Lansing Smith","643_B_2",643,"B","2",466,"Coal Steam","","S_SOU","Florida",12,"Bay",5,"12005",195,10505,1967,9999,"tangential","dry","N","Bituminous","","","","","LNC3","SNCR","",2009,"ESPC + ESPH","ESPC + ESPH","No","ACI",2016,90,2.7,0.32735188765237966,0.32735188765237966,0.32735188765237966,0.32735188765237966,0.1,0.1,0.1,"","","","Yes"]
["Big Bend","645_B_BB01",645,"B","BB01",467,"Coal Steam","","FRCC","Florida",12,"Hillsborough",57,"12057",385,10597,1970,9999,"wall","wet","N","Bituminous","Wet Scrubber",1999,95,95,"LNB","SCR",2010,"","ESPC","ESPC","Yes","","","",6.5,0.5243,0.08378789793568328,0.5243,0.08378789793568328,0.1,0.84,0.56,99,99,"","Yes"]
["Big Bend","645_B_BB02",645,"B","BB02",468,"Coal Steam","","FRCC","Florida",12,"Hillsborough",57,"12057",385,10367,1973,9999,"wall","wet","N","Bituminous","Wet Scrubber",1999,95,95,"LNB","SCR",2009,"","ESPC","ESPC","Yes","","","",6.5,0.2261,0.08365078377915641,0.2261,0.08365078377915641,0.1,0.84,0.56,99,99,"","Yes"]
["Big Bend","645_B_BB03",645,"B","BB03",469,"Coal Steam","","FRCC","Florida",12,"Hillsborough",57,"12057",365,10570,1976,9999,"wall","wet","N","Bituminous","Wet Scrubber",1995,95,95,"LNB","SCR",2008,"","ESPC","ESPC","Yes","","","",6.5,0.09555000748588328,0.09555000748588328,0.09555000748588328,0.09555000748588328,0.1,0.84,0.56,99,99,"","Yes"]
["Big Bend","645_B_BB04",645,"B","BB04",470,"Coal Steam","","FRCC","Florida",12,"Hillsborough",57,"12057",417,10489,1985,9999,"tangential","dry","N","Bituminous","Wet Scrubber",1995,90,90,"LNC2","SCR",2007,"","ESPC","ESPC","No","","","",0.8200000000000001,0.07811819052257435,0.07811819052257435,0.07811819052257435,0.07811819052257435,0.1,0.84,0.56,94,99,"",""]
["Antelope Valley","6469_B_B1",6469,"B","B1",2885,"Coal Steam","","MAP_WAUE","North Dakota",38,"Mercer",57,"38057",450,11175,1984,9999,"tangential","dry","N","Lignite","Dry Scrubber",1984,81,90,"OFA","","","","B","B","NA","","","",1.2,0.3541020162895125,0.3541020162895125,0.17,0.17,0.05,0.75,1,86,99,"",""]
["Antelope Valley","6469_B_B2",6469,"B","B2",2886,"Coal Steam","","MAP_WAUE","North Dakota",38,"Mercer",57,"38057",450,11071,1986,9999,"tangential","dry","N","Lignite","Dry Scrubber",1986,81,90,"OFA","","","","B","B","NA","","","",1.2,0.347715312808055,0.347715312808055,0.17,0.17,0.05,0.75,1,86,99,"",""]
["Intermountain Power Project","6481_B_1SGA",6481,"B","1SGA",2887,"Coal Steam","","WECC_UT","Utah",49,"Millard",27,"49027",900,9471,1986,9999,"wall","dry","N","Bituminous, Subbituminous","Wet Scrubber",1986,90,90,"LNB","","","","B","B","NA","","","",0.138,0.4114776229638852,0.4114776229638852,0.32,0.32,0.1,0.27,0.56,95,99,"",""]
["Intermountain Power Project","6481_B_2SGA",6481,"B","2SGA",2888,"Coal Steam","","WECC_UT","Utah",49,"Millard",27,"49027",900,9454,1987,9999,"wall","dry","N","Bituminous, Subbituminous","Wet Scrubber",1987,90,90,"LNB","","","","B","B","NA","","","",0.138,0.3895186334012759,0.3895186334012759,0.32,0.32,0.1,0.27,0.56,95,99,"",""]
["Deerhaven Generating Station","663_B_B2",663,"B","B2",487,"Coal Steam","","FRCC","Florida",12,"Alachua",1,"12001",232,11172,1981,9999,"wall","dry","N","Bituminous","Dry Scrubber",2009,90,90,"LNB + OFA","SCR",2009,"","ESPH + B","ESPH + B","No","","","",1.2,0.2377,0.0651313234393667,0.2377,0.0651313234393667,0.05,0.75,1,95,99,"","Yes"]
["R D Green","6639_B_G1",6639,"B","G1",2896,"Coal Steam","","MIS_INKY","Kentucky",21,"Webster",233,"21233",231,11083,1979,9999,"wall","dry","N","Bituminous","Wet Scrubber",1979,90,90,"AA + LNB","","","","ESPC","ESPC","No","ACI",2015,90,0.8,0.2142555034934172,0.2142555034934172,0.2142555034934172,0.2142555034934172,0.1,0.1,0.1,95,99,"Yes","Yes",2015]
["R D Green","6639_B_G2",6639,"B","G2",2897,"Coal Steam","","MIS_INKY","Kentucky",21,"Webster",233,"21233",223,11080,1981,9999,"wall","dry","N","Bituminous","Wet Scrubber",1981,90,90,"AA + LNB","","","","ESPC","ESPC","No","ACI",2015,90,0.8,0.2038530265673807,0.2038530265673807,0.2038530265673807,0.2038530265673807,0.1,0.1,0.1,95,99,"Yes","Yes",2015]
["Independence","6641_B_1",6641,"B","1",2898,"Coal Steam","","S_D_N_AR","Arkansas",5,"Independence",63,"05063",836,10355,1983,9999,"tangential","wet","N","Subbituminous","","","","","OFA","","","","ESPC","ESPC","No","","","",0.93,0.24534633153624116,0.24534633153624116,0.12788119102311207,0.12788119102311207,0.64,0.97,1,"","","",""]
["Independence","6641_B_2",6641,"B","2",2899,"Coal Steam","","S_D_N_AR","Arkansas",5,"Independence",63,"05063",842,10245,1985,9999,"tangential","wet","N","Subbituminous","","","","","OFA","","","","ESPC","ESPC","No","","","",0.93,0.2273753810052909,0.2273753810052909,0.12256928816363774,0.12256928816363774,0.64,0.97,1,"","","",""]
["Sandow","6648_B_4",6648,"B","4",2900,"Coal Steam","","ERC_REST","Texas",48,"Milam",331,"48331",600,11417,1981,9999,"tangential","dry","N","Lignite","Wet Scrubber",1981,92,92,"LNC2","SCR",2010,"","ESPC","ESPC","No","ACI",2009,90,1.2,0.20780000000000004,0.053790790340495366,0.20780000000000004,0.053790790340495366,0.1,0.1,0.1,76,76,"","Yes"]
["Louisa","6664_B_101",6664,"B","101",2901,"Coal Steam","","MIS_MIDA","Iowa",19,"Louisa",115,"19115",746,10428,1983,9999,"wall","dry","N","Subbituminous","Dry Scrubber",2007,90,90,"LNBO","","","","ESPH + B","ESPH + B","No","ACI",2015,90,0.4,0.1735690072924021,0.1735690072924021,0.1735690072924021,0.1735690072924021,0.1,0.1,0.1,95,99,"",""]
["Northside Generating Station","667_B_1",667,"B","1",497,"Coal Steam","","FRCC","Florida",12,"Duval",31,"12031",275,10114,2002,9999,"FBC","dry","N","Bituminous, Petroleum Coke","Dry Scrubber",2002,95.5,95.5,"CF","SNCR","",2002,"B","B","NA","","","",1.98,0.04300689713955258,0.04300689713955258,0.04300689713955258,0.04300689713955258,0.07,0.07,0.07,99,99,"",""]
["Northside Generating Station","667_B_2",667,"B","2",499,"Coal Steam","","FRCC","Florida",12,"Duval",31,"12031",275,9968,2002,9999,"FBC","dry","N","Bituminous, Petroleum Coke","Dry Scrubber",2002,95.5,95.5,"CF","SNCR","",2002,"B","B","NA","","","",1.98,0.05133407709989677,0.05133407709989677,0.05133407709989677,0.05133407709989677,0.07,0.07,0.07,99,99,"",""]
["Warrick","6705_B_1",6705,"B","1",2902,"Coal Steam","","MIS_INKY","Indiana",18,"Warrick",173,"18173",147,10973,1960,9999,"wall","dry","Y","Bituminous","Wet Scrubber",2008,98,98,"LNB + SOFA","","","","ESPH","ESPH + B","No","","","",5.11,0.47966943369891507,0.47966943369891507,0.47966943369891507,0.47966943369891507,0.03,0.27,0.56,99,99,"",""]
["Warrick","6705_B_2",6705,"B","2",2903,"Coal Steam","","MIS_INKY","Indiana",18,"Warrick",173,"18173",147,10977,1964,9999,"wall","dry","Y","Bituminous","Wet Scrubber",2008,98,98,"LNB + SOFA","","","","ESPH","ESPH + B","No","","","",5.11,0.44922598699916844,0.44922598699916844,0.44922598699916844,0.44922598699916844,0.03,0.27,0.56,99,99,"","Yes"]
["Warrick","6705_B_3",6705,"B","3",2904,"Coal Steam","","MIS_INKY","Indiana",18,"Warrick",173,"18173",147,10980,1965,9999,"wall","dry","Y","Bituminous","Wet Scrubber",2008,98,98,"LNB + SOFA","","","","ESPH","ESPH + B","No","","","",5.11,0.4248715984213549,0.4248715984213549,0.4248715984213549,0.4248715984213549,0.03,0.27,0.56,99,99,"","Yes"]
["Warrick","6705_B_4",6705,"B","4",2905,"Coal Steam","","MIS_INKY","Indiana",18,"Warrick",173,"18173",300,10821,1970,9999,"cell","dry","Y","Bituminous","Wet Scrubber",2008,98,98,"LNCB","SCR",2005,"","ESPC","ESPC + B","No","","","",5.11,0.292660106197051,0.1393686486604413,0.292660106197051,0.1393686486604413,0.1,0.3,0.56,99,99,"","Yes"]
["C D McIntosh Jr","676_B_3",676,"B","3",514,"Coal Steam","","FRCC","Florida",12,"Polk",105,"12105",342,10534,1982,9999,"wall","dry","N","Bituminous","Wet Scrubber",1982,85,90,"LNB + OFA","SCR",2010,"","ESPC","ESPC + B","No","","","",0.718,0.2542,0.17192266438381215,0.2542,0.17192266438381215,0.1,0.3,0.56,90,99,"",""]
["Rawhide","6761_B_101",6761,"B","101",2906,"Coal Steam","","WECC_CO","Colorado",8,"Larimer",69,"08069",278,10074,1984,9999,"tangential","dry","N","Subbituminous","Dry Scrubber",1984,80,90,"LNC3","","","","B","B","NA","ACI",2010,90,0.11,0.16351810431668018,0.16351810431668018,0.16351810431668018,0.16351810431668018,0.1,0.1,0.1,85,99,"",""]
["Sikeston Power Station","6768_B_1",6768,"B","1",2907,"Coal Steam","","SPP_WEST","Missouri",29,"Scott",201,"29201",233,10363,1981,9999,"wall","dry","N","Bituminous, Subbituminous","Wet Scrubber",2015,75.5,90,"LNB","SNCR","",2009,"ESPC","ESPC","No","","","",1.2,0.218524347780652,0.218524347780652,0.18,0.18,0.34,0.84,0.56,80.5,99,"","Yes"]
["Hugo","6772_B_1",6772,"B","1",2908,"Coal Steam","","SPP_WEST","Oklahoma",40,"Choctaw",23,"40023",440,10937,1982,9999,"wall","dry","N","Subbituminous","","","","","LNBO","","","","ESPC","ESPC","No","","","",1.2,0.1831827968364597,0.1831827968364597,0.1831827968364597,0.1831827968364597,0.64,0.97,1,"","","",""]
["D B Wilson","6823_B_W1",6823,"B","W1",2910,"Coal Steam","","MIS_INKY","Kentucky",21,"Ohio",183,"21183",417,11078,1984,9999,"wall","dry","N","Bituminous, Petroleum Coke","Wet Scrubber",1986,90,91.7,"LNB","SCR",2001,"","ESPC","ESPC","No","","","",0.6,0.06039463639478694,0.06039463639478694,0.06039463639478694,0.06039463639478694,0.07,0.07,0.07,95,99,"",""]
["Bowen","703_B_1BLR",703,"B","1BLR",534,"Coal Steam","","S_SOU","Georgia",13,"Bartow",15,"13015",724,9779,1971,9999,"tangential","dry","N","Bituminous","Wet Scrubber",2011,98,98,"LNC2","SCR",2001,"","ESPC + B + WS","ESPC + B + WS","No","ACI",2015,90,0.07,0.1261527689804275,0.1261527689804275,0.1261527689804275,0.1261527689804275,0.1,0.1,0.1,99,99,"","Yes"]
["Bowen","703_B_2BLR",703,"B","2BLR",535,"Coal Steam","","S_SOU","Georgia",13,"Bartow",15,"13015",724,9847,1972,9999,"tangential","dry","N","Bituminous","Wet Scrubber",2010,98,98,"LNC2","SCR",2001,"","ESPC + B + WS","ESPC + B + WS","No","ACI",2015,90,0.07,0.1325476995862393,0.1325476995862393,0.1325476995862393,0.1325476995862393,0.1,0.1,0.1,99,99,"","Yes"]
["Bowen","703_B_3BLR",703,"B","3BLR",536,"Coal Steam","","S_SOU","Georgia",13,"Bartow",15,"13015",892,9774,1974,9999,"tangential","dry","N","Bituminous","Wet Scrubber",2009,98,98,"LNC2","SCR",2003,"","ESPC + B + WS","ESPC + B + WS","No","ACI",2016,90,0.07,0.0763548104378421,0.0763548104378421,0.0763548104378421,0.0763548104378421,0.1,0.1,0.1,99,99,"","Yes"]
["Bowen","703_B_4BLR",703,"B","4BLR",537,"Coal Steam","","S_SOU","Georgia",13,"Bartow",15,"13015",862,9744,1975,9999,"tangential","dry","N","Bituminous","Wet Scrubber",2009,98,98,"LNC2","SCR",2003,"","ESPC + B + WS","ESPC + B + WS","No","ACI",2016,90,0.07,0.09418152087460833,0.09418152087460833,0.09418152087460833,0.09418152087460833,0.1,0.1,0.1,99,99,"","Yes"]
["Twin Oaks Power One","7030_B_U1",7030,"B","U1",2920,"Coal Steam","","ERC_REST","Texas",48,"Robertson",395,"48395",152,11391,1990,9999,"FBC","dry","N","Lignite, Subbituminous","Reagent Injection","",91.6,91.6,"ROFA","","","","B","B","NA","ACI",2012,90,0.58,0.14663829233678197,0.14663829233678197,0.14663829233678197,0.14663829233678197,0.1,0.1,0.1,95,95,"",""]
["Twin Oaks Power One","7030_B_U2",7030,"B","U2",2921,"Coal Steam","","ERC_REST","Texas",48,"Robertson",395,"48395",153,11352,1991,9999,"FBC","dry","N","Lignite, Subbituminous","Reagent Injection","",91.6,91.6,"ROFA","","","","B","B","NA","ACI",2012,90,0.58,0.15835215870342037,0.15835215870342037,0.15835215870342037,0.15835215870342037,0.1,0.1,0.1,95,95,"",""]
["Hammond","708_B_1",708,"B","1",538,"Coal Steam","","S_SOU","Georgia",13,"Floyd",115,"13115",110,10735,1954,9999,"wall","dry","N","Bituminous","Wet Scrubber",2008,95,95,"LNB","","","","ESPC + WS","ESPC + WS","Yes","ACI",2016,90,4.72,0.18062583877889377,0.18062583877889377,0.18062583877889377,0.18062583877889377,0.1,0.1,0.1,99,99,"",""]
["Hammond","708_B_2",708,"B","2",539,"Coal Steam","","S_SOU","Georgia",13,"Floyd",115,"13115",110,10618,1954,9999,"wall","dry","N","Bituminous","Wet Scrubber",2008,95,95,"LNB","","","","ESPC + WS","ESPC + WS","Yes","ACI",2016,90,4.72,0.18233299088572938,0.18233299088572938,0.18233299088572938,0.18233299088572938,0.1,0.1,0.1,99,99,"",""]
["Hammond","708_B_3",708,"B","3",540,"Coal Steam","","S_SOU","Georgia",13,"Floyd",115,"13115",110,10543,1955,9999,"wall","dry","N","Bituminous","Wet Scrubber",2008,95,95,"LNB","","","","ESPC + WS","ESPC + WS","Yes","ACI",2016,90,4.72,0.17710156388596215,0.17710156388596215,0.17710156388596215,0.17710156388596215,0.1,0.1,0.1,99,99,"",""]
["Hammond","708_B_4",708,"B","4",541,"Coal Steam","","S_SOU","Georgia",13,"Floyd",115,"13115",510,10708,1970,9999,"wall","dry","N","Bituminous","Wet Scrubber",2009,95,95,"LNB + OFA","SCR",2002,"","ESPC + WS","ESPC + WS","Yes","ACI",2016,90,4.72,0.16698800722164917,0.16698800722164917,0.16698800722164917,0.16698800722164917,0.1,0.1,0.1,99,99,"","Yes"]
["J K Spruce","7097_B_BLR1",7097,"B","BLR1",2939,"Coal Steam","","ERC_REST","Texas",48,"Bexar",29,"48029",555,9948,1992,9999,"tangential","dry","N","Subbituminous","Wet Scrubber",1992,93,93,"LNC3","","","","B","B","NA","ACI",2015,90,0.35,0.13087715356771049,0.13087715356771049,0.13087715356771049,0.13087715356771049,0.1,0.1,0.1,98,99,"",""]
["J K Spruce","7097_B_BLR2",7097,"B","BLR2",2940,"Coal Steam","","ERC_REST","Texas",48,"Bexar",29,"48029",775,9443,2010,9999,"tangential","dry","N","Subbituminous","Wet Scrubber",2009,95,95,"LNB + OFA","SCR",2009,"","B","B","NA","ACI",2015,90,0.1,0.040268609373398496,0.040268609373398496,0.040268609373398496,0.040268609373398496,0.1,0.1,0.1,99,99,"",""]
["Cope","7210_B_COP1",7210,"B","COP1",3006,"Coal Steam","","S_VACA","South Carolina",45,"Orangeburg",75,"45075",420,9456,1995,9999,"tangential","dry","N","Bituminous","Dry Scrubber",1995,95,95,"LNC2","SCR",2008,"","B","B","NA","","","",0.25,0.09614961148991658,0.09614961148991658,0.09614961148991658,0.09614961148991658,0.05,0.75,1,99,99,"",""]
["Clover","7213_B_1",7213,"B","1",3007,"Coal Steam","","PJM_Dom","Virginia",51,"Halifax",83,"51083",431,9946,1995,9999,"tangential","dry","N","Bituminous","Wet Scrubber",1995,94,94,"LNB + OFA","SNCR","",2003,"B + WS","B + WS","NA","","","",0.1,0.306,0.2646057266449002,0.24,0.24,0.1,0.27,0.56,99,99,"",""]
["Clover","7213_B_2",7213,"B","2",3008,"Coal Steam","","PJM_Dom","Virginia",51,"Halifax",83,"51083",434,9944,1996,9999,"tangential","dry","N","Bituminous","Wet Scrubber",1996,94,94,"LNB + OFA","SNCR","",2003,"B + WS","B + WS","NA","","","",0.1,0.3046,0.29361059980278104,0.24,0.24,0.1,0.27,0.56,99,99,"",""]
["Yates","728_B_Y6BR",728,"B","Y6BR",556,"O/G Steam","","S_SOU","Georgia",13,"Coweta",77,"13077",352,10492,1974,9999,"tangential","dry","N","Natural Gas, Distillate Fuel Oil","","","","","LNC2","","","","ESPC","ESPC","No","","","",1.2,0.2690671245142004,0.2690671245142004,0.24,0.24,{"$nulls":3},"","","","Yes",null,null,"C2G"]
["Yates","728_B_Y7BR",728,"B","Y7BR",557,"O/G Steam","","S_SOU","Georgia",13,"Coweta",77,"13077",355,10487,1974,9999,"tangential","dry","N","Natural Gas, Distillate Fuel Oil","","","","","LNC2","","","","ESPC","ESPC","No","","","",1.2,0.255394593885791,0.255394593885791,0.24,0.24,{"$nulls":3},"","","","Yes",null,null,"C2G"]
["George Neal South","7343_B_4",7343,"B","4",3101,"Coal Steam","","MIS_MIDA","Iowa",19,"Woodbury",193,"19193",645,10549,1979,9999,"wall","dry","Y","Subbituminous","Dry Scrubber",2013,90,90,"LNBO","SNCR","",2012,"ESPC + B","ESPC + B","Yes","ACI",2014,90,1.2,0.21384306685914356,0.21384306685914356,0.21384306685914356,0.21384306685914356,0.1,0.1,0.1,95,99,"","Yes"]
["Neil Simpson II","7504_B_2",7504,"B","2",3120,"Coal Steam","","WECC_WY","Wyoming",56,"Campbell",5,"56005",80,12214,1995,9999,"wall","dry","N","Subbituminous","Dry Scrubber",1995,92,92,"LNBO","","","","ESPC","ESPC","Yes","","","",0.2,0.1450235558871533,0.1450235558871533,0.1450235558871533,0.1450235558871533,0.64,0.65,1,97,99,"",""]
["Crisp Plant","753_B_ST",753,"B","ST","","Coal Steam","","S_SOU","Georgia",13,"WORTH",321,"13321",10,14500,1957,9999,"","","N","Bituminous, Subbituminous","","","","","","","","","B","B","NA","","","",1.57,0.4451349612788622,0.4451349612788622,0.4451349612788622,0.4451349612788622,0.11,0.27,1,"","","",""]
["Milwaukee County","7549_B_1",7549,"B","1","","Coal Steam","","MIS_WUMS","Wisconsin",55,"Milwaukee",79,"55079",1.4,14500,1996,9999,"stoker/SPR","dry","Y","Bituminous","","","","","LA","","","","ESPC","ESPC","No","","","",1.85,0.57,0.57,0.57,0.57,0.64,0.97,1,"","","",""]
["Milwaukee County","7549_B_2",7549,"B","2","","Coal Steam","","MIS_WUMS","Wisconsin",55,"Milwaukee",79,"55079",1.4,14500,1996,9999,"stoker/SPR","dry","Y","Bituminous","","","","","LA","","","","ESPC","ESPC","No","","","",1.85,0.61,0.61,0.61,0.61,0.64,0.97,1,"","","",""]
["Milwaukee County","7549_B_3",7549,"B","3","","Coal Steam","","MIS_WUMS","Wisconsin",55,"Milwaukee",79,"55079",1.4,14500,1996,9999,"stoker/SPR","dry","Y","Bituminous","","","","","LA","","","","ESPC","ESPC","No","","","",1.85,0.55,0.55,0.55,0.55,0.64,0.97,1,"","","",""]
["Bonanza","7790_B_1-1",7790,"B","1-1",3228,"Coal Steam","","WECC_UT","Utah",49,"Uintah",47,"49047",458,10465,1986,9999,"wall","dry","N","Bituminous","Wet Scrubber",1986,95,95,"LNB","","","","B","B","NA","","","",0.1,0.38844575486146593,0.38844575486146593,0.32,0.32,0.1,0.27,0.56,99,99,"",""]
["Pirkey","7902_B_1",7902,"B","1",3360,"Coal Steam","","SPP_WEST","Texas",48,"Harrison",203,"48203",721,10894,1985,9999,"wall","dry","N","Lignite, Subbituminous","Wet Scrubber",1985,85,90,"LNBO","","","","ESPC","ESPC + B","No","ACI",2015,90,1.2,0.16763896819991564,0.16763896819991564,0.16763896819991564,0.16763896819991564,0.1,0.1,0.1,90,99,"",""]
["Gorgas","8_B_10",8,"B","10",13,"Coal Steam","","S_SOU","Alabama",1,"Walker",127,"01127",703,9820,1972,9999,"tangential","dry","N","Bituminous","Wet Scrubber",2008,95,95,"LNC2","SCR",2002,"","ESPC + B + WS","ESPC + B + WS","Yes","ACI",2016,90,4,0.2415,0.1738,0.2415,0.1738,0.1,0.1,0.1,99,99,"","Yes"]
["Gorgas","8_B_6",8,"B","6",15,"Coal Steam","","S_SOU","Alabama",1,"Walker",127,"01127",103,11290,1951,2017,"wall","dry","N","Bituminous","","","","","LNB","","","","ESPC","ESPC + B","No","","","",4,0.45427309010228334,0.45427309010228334,0.3487283694343566,0.3487283694343566,0.2,0.75,1,"","","",""]
["Gorgas","8_B_7",8,"B","7",16,"Coal Steam","","S_SOU","Alabama",1,"Walker",127,"01127",104,11530,1952,2018,"wall","dry","N","Bituminous","","","","","LNB","","","","ESPC","ESPC","No","","","",4,0.4540578732423891,0.4540578732423891,0.34858420417146263,0.34858420417146263,0.64,0.97,1,"","","",""]
["Gorgas","8_B_8",8,"B","8",17,"Coal Steam","","S_SOU","Alabama",1,"Walker",127,"01127",161,10640,1956,9999,"tangential","dry","N","Bituminous","Wet Scrubber",2008,95,95,"LNC3","","","","ESPH + B + WS","ESPH + B + WS","No","ACI",2016,90,4,0.22765082511916654,0.22765082511916654,0.22765082511916654,0.22765082511916654,0.1,0.1,0.1,99,99,"",""]
["Gorgas","8_B_9",8,"B","9",18,"Coal Steam","","S_SOU","Alabama",1,"Walker",127,"01127",170,11080,1958,9999,"tangential","dry","N","Bituminous","Wet Scrubber",2008,95,95,"LNC3","","","","ESPH + B + WS","ESPH + B + WS","No","ACI",2016,90,4,0.24666979994805696,0.24666979994805696,0.24666979994805696,0.24666979994805696,0.1,0.1,0.1,99,99,"",""]
["Columbia","8023_B_1",8023,"B","1",3431,"Coal Steam","","MIS_WUMS","Wisconsin",55,"Columbia",21,"55021",554,10612,1975,9999,"tangential","dry","N","Subbituminous","Dry Scrubber",2015,92.51,92.51,"LNB + OFA","","","","ESPH + B","ESPH + B","Yes","ACI",2011,90,0.075,0.12,0.12,0.12,0.12,0.1,0.1,0.1,90,90,"","Yes"]
["Columbia","8023_B_2",8023,"B","2",3432,"Coal Steam","","MIS_WUMS","Wisconsin",55,"Columbia",21,"55021",564,10728,1978,9999,"tangential","dry","N","Subbituminous","Dry Scrubber",2015,92.51,92.51,"LNB + OFA","","","","ESPC + B","ESPC + B","Yes","ACI",2013,90,0.075,0.12,0.12,0.12,0.12,0.1,0.1,0.1,90,90,"","Yes"]
["Belews Creek","8042_B_1",8042,"B","1",3433,"Coal Steam","","S_VACA","North Carolina",37,"Stokes",169,"37169",1110,8628,1974,9999,"cell","dry","N","Bituminous","Wet Scrubber",2008,95,95,"LNCB + OFA","SCR",2003,"","ESPC","ESPC + B","Yes","","","",0.063,0.05830723049314011,0.05830723049314011,0.05830723049314011,0.05830723049314011,0.1,0.3,0.56,99,99,"","Yes"]
["Belews Creek","8042_B_2",8042,"B","2",3434,"Coal Steam","","S_VACA","North Carolina",37,"Stokes",169,"37169",1110,8930,1975,9999,"cell","dry","N","Bituminous","Wet Scrubber",2008,95,95,"LNCB + OFA","SCR",2003,"","ESPC","ESPC","Yes","","","",0.063,0.102951042373623,0.102951042373623,0.102951042373623,0.102951042373623,0.1,0.84,0.56,99,99,"","Yes"]
["Jim Bridger","8066_B_BW71",8066,"B","BW71",3455,"Coal Steam","","WECC_WY","Wyoming",56,"Sweetwater",37,"56037",531,10205,1974,9999,"tangential","dry","N","Subbituminous","Wet Scrubber",1988,86.4,90,"LNC2","","","","ESPC","ESPC","No","","","",0.15,0.1963615721978965,0.1963615721978965,0.14562214785735478,0.14562214785735478,0.34,0.84,0.56,91.4,99,"","Yes"]
["Jim Bridger","8066_B_BW72",8066,"B","BW72",3456,"Coal Steam","","WECC_WY","Wyoming",56,"Sweetwater",37,"56037",527,10262,1975,9999,"tangential","dry","N","Subbituminous","Wet Scrubber",1986,86.4,90,"LNC2","","","","ESPC","ESPC","No","","","",0.15,0.1896176911947888,0.1896176911947888,0.14684655113150114,0.14684655113150114,0.34,0.84,0.56,91.4,99,"","Yes"]
["Jim Bridger","8066_B_BW73",8066,"B","BW73",3457,"Coal Steam","","WECC_WY","Wyoming",56,"Sweetwater",37,"56037",530,10239,1976,9999,"tangential","dry","N","Subbituminous","Wet Scrubber",1990,86.4,90,"LNC2","SCR",2015,"","ESPC","ESPC","No","","","",0.15,0.20307211407990935,0.05,0.1505986995889767,0.05,0.1,0.84,0.56,91.4,99,"","Yes"]
["Jim Bridger","8066_B_BW74",8066,"B","BW74",3458,"Coal Steam","","WECC_WY","Wyoming",56,"Sweetwater",37,"56037",530,10256,1979,9999,"tangential","dry","N","Subbituminous","Wet Scrubber",1979,91,91,"LNC2","SCR",2015,"","ESPC","ESPC","No","","","",0.15,0.20287243571482483,0.05,0.1504506177006582,0.05,0.1,0.84,0.56,96,99,"","Yes"]
["Huntington","8069_B_1",8069,"B","1",3459,"Coal Steam","","WECC_UT","Utah",49,"Emery",15,"49015",461,10077,1977,9999,"tangential","dry","N","Bituminous","Wet Scrubber",1978,80,90,"","","","","ESPC + B","ESPC + B","Yes","","","",1.2,0.2239319534649204,0.2239319534649204,0.2239319534649204,0.2239319534649204,0.3,0.3,0.56,85,99,"","Yes"]
["Huntington","8069_B_2",8069,"B","2",3460,"Coal Steam","","WECC_UT","Utah",49,"Emery",15,"49015",450,10147,1974,9999,"tangential","dry","N","Bituminous","Wet Scrubber",2006,80,90,"LNC2","","","","B","B","NA","","","",0.12,0.20341416411603522,0.20341416411603522,0.20341416411603522,0.20341416411603522,0.1,0.27,0.56,85,99,"","Yes"]
["General James M Gavin","8102_B_1",8102,"B","1",3461,"Coal Steam","","PJM_West","Ohio",39,"Gallia",53,"39053",1320,9803,1974,9999,"cell","dry","N","Bituminous, Subbituminous","Wet Scrubber",1994,95,95,"LNCB","SCR",2001,"","ESPC","ESPC","No","","","",2.15,0.142191665437498,0.142191665437498,0.142191665437498,0.142191665437498,0.1,0.84,0.56,99,99,"","Yes"]
["General James M Gavin","8102_B_2",8102,"B","2",3462,"Coal Steam","","PJM_West","Ohio",39,"Gallia",53,"39053",1320,9776,1975,9999,"cell","dry","N","Bituminous, Subbituminous","Wet Scrubber",1995,95,95,"LNCB","SCR",2001,"","ESPC","ESPC","No","","","",2.15,0.07571027757146694,0.07571027757146694,0.07571027757146694,0.07571027757146694,0.1,0.84,0.56,99,99,"","Yes"]
["Ray D Nixon","8219_B_1",8219,"B","1",3466,"Coal Steam","","WECC_CO","Colorado",8,"El Paso",41,"08041",208,10537,1980,9999,"wall","dry","N","Bituminous, Subbituminous","","","","","LNB","","","","B","B","NA","","","",0.11,0.2350785601447341,0.2350785601447341,0.18300869317564708,0.18300869317564708,0.11,0.27,1,"","","","Yes"]
["Coyote","8222_B_B1",8222,"B","B1",3469,"Coal Steam","","MIS_MAPP","North Dakota",38,"Mercer",57,"38057",427,11276,1981,9999,"cyclone","wet","N","Lignite","Dry Scrubber",1981,70,90,"","","","","B","B","NA","","","",1.2,0.7318333995241748,0.7318333995241748,0.6220583895955486,0.6220583895955486,0.05,0.75,1,75,99,"",""]
["Springerville","8223_B_1",8223,"B","1",3470,"Coal Steam","","WECC_AZ","Arizona",4,"Apache",1,"04001",387,10413,1985,9999,"tangential","dry","N","Bituminous, Subbituminous","Dry Scrubber",1985,61.3,90,"LNC1","","","","B","B","NA","","","",0.6900000000000001,0.18215219072081226,0.18215219072081226,0.13433946717913414,0.13433946717913414,0.05,0.75,1,66.3,99,"",""]
["Springerville","8223_B_2",8223,"B","2",3471,"Coal Steam","","WECC_AZ","Arizona",4,"Apache",1,"04001",390,10437,1990,9999,"tangential","dry","N","Bituminous, Subbituminous","Dry Scrubber",1990,61.3,90,"LNC1","","","","B","B","NA","","","",0.6900000000000001,0.18833824880767916,0.18833824880767916,0.13770896244908667,0.13770896244908667,0.05,0.75,1,66.3,99,"",""]
["Springerville","8223_B_3",8223,"B","3",89514,"Coal Steam","","WECC_AZ","Arizona",4,"Apache",1,"04001",417,10145,2006,9999,"wall","dry","N","Subbituminous","Dry Scrubber",2006,84.7,90,"LNC3","SCR",2006,"","B","B","NA","","","",0.69,0.06586020721907691,0.06586020721907691,0.06586020721907691,0.06586020721907691,0.05,0.75,1,89.7,99,"",""]
["Springerville","8223_B_4",8223,"B","4",90132,"Coal Steam","","WECC_AZ","Arizona",4,"Apache",1,"04001",415,10235,2009,9999,"wall","dry","N","Bituminous, Subbituminous","Dry Scrubber",2009,84.7,90,"LNB + OFA","SCR",2009,"","B","B","NA","ACI",2009,90,0.8,0.06487641457166954,0.06487641457166954,0.06487641457166954,0.06487641457166954,0.1,0.1,0.1,89.7,99,"",""]
["North Valmy","8224_B_1",8224,"B","1",3473,"Coal Steam","","WECC_NNV","Nevada",32,"Humboldt",13,"32013",254,10698,1981,2025,"wall","dry","N","Bituminous, Subbituminous","","","","","LNB + OFA","","","","B","B","NA","","","",1.2,0.3296330556201981,0.3296330556201981,0.3296330556201981,0.3296330556201981,0.11,0.27,1,"","","",""]
["North Valmy","8224_B_2",8224,"B","2",3474,"Coal Steam","","WECC_NNV","Nevada",32,"Humboldt",13,"32013",268,10561,1985,2025,"wall","dry","N","Bituminous, Subbituminous","Dry Scrubber",1985,70,90,"BF + LNB + OFA","","","","B","B","NA","","","",0.6,0.30758547376000456,0.30758547376000456,0.30758547376000456,0.30758547376000456,0.05,0.75,1,75,99,"",""]
["Cheswick Power Plant","8226_B_1",8226,"B","1",3475,"Coal Steam","","PJM_West","Pennsylvania",42,"Allegheny",3,"42003",580,10319,1970,9999,"tangential","wet","N","Bituminous","Wet Scrubber",2010,98,98,"LNC3","SCR",2003,"","ESPC + B","ESPC + B","Yes","","","",2.8000000000000003,0.2520873708318973,0.07,0.2520873708318973,0.07,0.1,0.3,0.56,99,99,"","Yes"]
["E D Edwards","856_B_1",856,"B","1",568,"Coal Steam","","MIS_IL","Illinois",17,"Peoria",143,"17143",117,10613,1960,2017,"wall","dry","N","Bituminous, Subbituminous","","","","","LNB","","","","ESPC","ESPC + B","Yes","ACI",2009,90,0.461,0.20192640538676848,0.20192640538676848,0.18,0.18,0.1,0.1,0.1,"","","",""]
["E D Edwards","856_B_2",856,"B","2",569,"Coal Steam","","MIS_IL","Illinois",17,"Peoria",143,"17143",263,10286,1968,9999,"wall","dry","N","Bituminous, Subbituminous","","","","","LNB","","","","ESPC","ESPC + B","Yes","ACI",2009,90,0.457,0.19988553102669937,0.19988553102669937,0.18,0.18,0.1,0.1,0.1,"","","","Yes"]
["E D Edwards","856_B_3",856,"B","3",570,"Coal Steam","","MIS_IL","Illinois",17,"Peoria",143,"17143",335,10385,1972,9999,"wall","dry","N","Bituminous, Subbituminous","","","","","LNB + OFA","SCR",2004,"","ESPC","ESPC","Yes","ACI",2009,90,0.429,0.04845743524235315,0.04845743524235315,0.04845743524235315,0.04845743524235315,0.1,0.1,0.1,"","","","Yes"]
["Coffeen","861_B_01",861,"B","01",573,"Coal Steam","","MIS_IL","Illinois",17,"Montgomery",135,"17135",330,10963,1965,9999,"cyclone","wet","N","Bituminous, Subbituminous","Wet Scrubber",2010,98.2,98.2,"OFA","SCR",2003,"","ESPC","ESPC + B","Yes","","","",0.04,0.04936892476117428,0.04936892476117428,0.04936892476117428,0.04936892476117428,0.1,0.3,0.56,99,99,"","Yes"]
["Coffeen","861_B_02",861,"B","02",574,"Coal Steam","","MIS_IL","Illinois",17,"Montgomery",135,"17135",586,10765,1972,9999,"cyclone","wet","N","Bituminous, Subbituminous","Wet Scrubber",2010,98.2,98.2,"OFA","SCR",2002,"","ESPC","ESPC + B","No","","","",0.04,0.05121067003067118,0.05121067003067118,0.05121067003067118,0.05121067003067118,0.1,0.3,0.56,99,99,"","Yes"]
["Escalante","87_B_1",87,"B","1",59,"Coal Steam","","WECC_NM","New Mexico",35,"McKinley",31,"35031",247,11013,1984,9999,"tangential","dry","N","Subbituminous","Wet Scrubber",1984,95,95,"LNB","","","","B","B","NA","","","",0.2,0.3425523520046778,0.3425523520046778,0.22497145314723693,0.22497145314723693,0.1,0.27,0.56,99,99,"",""]
["Joliet 9","874_B_5",874,"B","5",590,"Coal Steam","","PJM_COMD","Illinois",17,"Will",197,"17197",314,10821,1959,9999,"cyclone","wet","N","Subbituminous","","","","","LNB + OFA","SNCR","",2012,"ESPC","ESPC + B","No","ACI",2009,90,1.8,0.29750920973778516,0.22313190730333887,0.29750920973778516,0.22313190730333887,0.1,0.1,0.1,"","","","",null,null,"C2G"]
["Powerton","879_B_51",879,"B","51",593,"Coal Steam","","PJM_COMD","Illinois",17,"Tazewell",179,"17179",384,10756,1972,9999,"cyclone","wet","N","Bituminous, Subbituminous","Dry Scrubber",2016,92.51,92.51,"OFA","SNCR","",2012,"ESPC","ESPC","No","ACI",2002,90,1.8,0.22039126361418837,0.16529344771064128,0.22039126361418837,0.16529344771064128,0.1,0.1,0.1,99,99,"","Yes"]
["Powerton","879_B_52",879,"B","52",594,"Coal Steam","","PJM_COMD","Illinois",17,"Tazewell",179,"17179",384,10756,1972,9999,"cyclone","wet","N","Bituminous, Subbituminous","Dry Scrubber",2016,92.51,92.51,"OFA","SNCR","",2012,"ESPC","ESPC","No","ACI",2002,90,1.8,0.21901392106962567,0.16426044080221924,0.21901392106962567,0.16426044080221924,0.1,0.1,0.1,99,99,"","Yes"]
["Powerton","879_B_61",879,"B","61",595,"Coal Steam","","PJM_COMD","Illinois",17,"Tazewell",179,"17179",384,10708,1975,9999,"cyclone","wet","N","Bituminous, Subbituminous","Dry Scrubber",2015,90,90,"OFA","SNCR","",2012,"ESPC","ESPC","No","ACI",2002,90,1.8,0.21869442739461772,0.1640208205459633,0.21869442739461772,0.1640208205459633,0.1,0.1,0.1,96.49,99,"","Yes"]
["Powerton","879_B_62",879,"B","62",596,"Coal Steam","","PJM_COMD","Illinois",17,"Tazewell",179,"17179",384,10708,1975,9999,"cyclone","wet","N","Bituminous, Subbituminous","Dry Scrubber",2015,90,90,"OFA","SNCR","",2012,"ESPC","ESPC","No","ACI",2002,90,1.8,0.21856069870080727,0.16392052402560545,0.21856069870080727,0.16392052402560545,0.1,0.1,0.1,96.49,99,"","Yes"]
["Waukegan","883_B_7",883,"B","7",598,"Coal Steam","","PJM_COMD","Illinois",17,"Lake",97,"17097",328,10388,1958,9999,"tangential","dry","N","Bituminous, Subbituminous","Dry Scrubber",2015,90,90,"LNC3","","","","ESPH","ESPH + B","No","ACI",2009,90,1.8,0.13042247227576725,0.13042247227576725,0.13042247227576725,0.13042247227576725,0.1,0.1,0.1,96.49,99,"",""]
["Waukegan","883_B_8",883,"B","8",599,"Coal Steam","","PJM_COMD","Illinois",17,"Lake",97,"17097",361,10666,1962,9999,"tangential","dry","N","Bituminous, Subbituminous","Dry Scrubber",2015,95,95,"LNC3","","","","ESPC","ESPC + B","No","ACI",2009,90,1.8,0.11809930850445362,0.11809930850445362,0.11809930850445362,0.11809930850445362,0.1,0.1,0.1,99,99,"","Yes"]
["Will County","884_B_4",884,"B","4",603,"Coal Steam","","PJM_COMD","Illinois",17,"Will",197,"17197",510,10331,1963,9999,"tangential","dry","N","Bituminous, Subbituminous","","","","","LNC3","SNCR","",2012,"ESPC","ESPC","No","ACI",2009,90,1.8,0.10834071413080083,0.10834071413080083,0.10834071413080083,0.10834071413080083,0.1,0.1,0.1,"","","","Yes"]
["Joppa Steam","887_B_1",887,"B","1",605,"Coal Steam","","MIS_IL","Illinois",17,"Massac",127,"17127",167,10398,1953,9999,"tangential","dry","N","Bituminous, Subbituminous","","","","","LNC1","","","","ESPC","ESPC","Yes","ACI",2010,90,0.497553135,0.11967038943692461,0.11967038943692461,0.11967038943692461,0.11967038943692461,0.1,0.1,0.1,"","","",""]
["Joppa Steam","887_B_2",887,"B","2",606,"Coal Steam","","MIS_IL","Illinois",17,"Massac",127,"17127",167,10387,1953,9999,"tangential","dry","N","Bituminous, Subbituminous","","","","","LNC1","","","","ESPC","ESPC","Yes","ACI",2010,90,0.497553135,0.12304055449711486,0.12304055449711486,0.12,0.12,0.1,0.1,0.1,"","","",""]
["Joppa Steam","887_B_3",887,"B","3",607,"Coal Steam","","MIS_IL","Illinois",17,"Massac",127,"17127",167,10446,1954,9999,"tangential","dry","N","Bituminous, Subbituminous","","","","","LNC1","","","","ESPC","ESPC","Yes","ACI",2010,90,0.509565283,0.1117686035406423,0.1117686035406423,0.1117686035406423,0.1117686035406423,0.1,0.1,0.1,"","","",""]
["Joppa Steam","887_B_4",887,"B","4",608,"Coal Steam","","MIS_IL","Illinois",17,"Massac",127,"17127",167,10418,1954,9999,"tangential","dry","N","Bituminous, Subbituminous","","","","","LNC1","","","","ESPC","ESPC","Yes","ACI",2010,90,0.509565283,0.11173938991658877,0.11173938991658877,0.11173938991658877,0.11173938991658877,0.1,0.1,0.1,"","","",""]
["Joppa Steam","887_B_5",887,"B","5",609,"Coal Steam","","MIS_IL","Illinois",17,"Massac",127,"17127",167,10463,1955,9999,"tangential","dry","N","Bituminous, Subbituminous","","","","","LNC3","","","","ESPC","ESPC","Yes","ACI",2010,90,0.506545951,0.11192119298727667,0.11192119298727667,0.11192119298727667,0.11192119298727667,0.1,0.1,0.1,"","","",""]
["Joppa Steam","887_B_6",887,"B","6",610,"Coal Steam","","MIS_IL","Illinois",17,"Massac",127,"17127",167,10428,1955,9999,"tangential","dry","N","Bituminous, Subbituminous","","","","","LNC3","","","","ESPC","ESPC","Yes","ACI",2010,90,0.506545951,0.11186832038264069,0.11186832038264069,0.11186832038264069,0.11186832038264069,0.1,0.1,0.1,"","","",""]
["Baldwin Energy Complex","889_B_1",889,"B","1",611,"Coal Steam","","MIS_IL","Illinois",17,"Randolph",157,"17157",586,10221,1970,9999,"cyclone","wet","N","Subbituminous","Dry Scrubber",2012,90,90,"OFA","SCR",1999,"","ESPC + B","ESPC + B","No","ACI",2011,90,0.075,0.05976574376161253,0.05976574376161253,0.05976574376161253,0.05976574376161253,0.1,0.1,0.1,95,99,"","Yes"]
["Baldwin Energy Complex","889_B_2",889,"B","2",612,"Coal Steam","","MIS_IL","Illinois",17,"Randolph",157,"17157",591,10169,1973,9999,"cyclone","wet","N","Subbituminous","Dry Scrubber",2012,80,90,"OFA","SCR",2000,"","ESPC + B","ESPC + B","No","ACI",2012,90,0.075,0.057663317093285975,0.057663317093285975,0.057663317093285975,0.057663317093285975,0.1,0.1,0.1,85,99,"","Yes"]
["Baldwin Energy Complex","889_B_3",889,"B","3",613,"Coal Steam","","MIS_IL","Illinois",17,"Randolph",157,"17157",608,10101,1975,9999,"tangential","dry","N","Subbituminous","Dry Scrubber",2013,90,90,"LNC2","","","","ESPC + B","ESPC + B","Yes","ACI",2013,90,0.1,0.09222981649670113,0.09222981649670113,0.09222981649670113,0.09222981649670113,0.1,0.1,0.1,95,99,"","Yes"]
["Havana","891_B_9",891,"B","9",622,"Coal Steam","","MIS_IL","Illinois",17,"Mason",125,"17125",427,11569,1978,9999,"wall","dry","N","Subbituminous","Dry Scrubber",2012,92.3,92.3,"LNB + OFA","SCR",2004,"","ESPH + B","ESPH + B","No","ACI",2010,90,0.06,0.06233152708964231,0.06233152708964231,0.06233152708964231,0.06233152708964231,0.1,0.1,0.1,97.3,99,"","Yes"]
["Hennepin Power Station","892_B_1",892,"B","1",623,"Coal Steam","","MIS_IL","Illinois",17,"Putnam",155,"17155",67,10676,1953,9999,"tangential","dry","N","Subbituminous","","","","","LNB + OFA","","","","ESPC + B","ESPC + B","No","ACI",2009,90,1.2,0.13164498157386673,0.13164498157386673,0.12,0.12,0.1,0.1,0.1,"","","",""]
["Hennepin Power Station","892_B_2",892,"B","2",624,"Coal Steam","","MIS_IL","Illinois",17,"Putnam",155,"17155",215,10481,1959,9999,"tangential","dry","N","Subbituminous","","","","","LNB + OFA","","","","ESPC + B","ESPC + B","No","ACI",2009,90,1.2,0.1304153277142614,0.1304153277142614,0.12,0.12,0.1,0.1,0.1,"","","",""]
["Wood River","898_B_4",898,"B","4",630,"Coal Steam","","MIS_IL","Illinois",17,"Madison",119,"17119",86,10544,1954,9999,"tangential","dry","N","Subbituminous","","","","","LNC2","","","","ESPC + C","ESPC + C","Yes","","","",1.2,0.12576674391233375,0.12576674391233375,0.12,0.12,0.64,0.97,1,"","","",""]
["Wood River","898_B_5",898,"B","5",631,"Coal Steam","","MIS_IL","Illinois",17,"Madison",119,"17119",368,10331,1964,9999,"tangential","dry","N","Subbituminous","","","","","LNC2","","","","ESPC","ESPC","No","ACI",2010,90,1.2,0.1455877878700743,0.1455877878700743,0.12,0.12,0.1,0.1,0.1,"","","","Yes"]
["Dallman","963_B_31",963,"B","31",645,"Coal Steam","","MIS_IL","Illinois",17,"Sangamon",167,"17167",83,11583,1968,9999,"cyclone","wet","N","Bituminous","Wet Scrubber",2015,95,95,"","SCR",2004,"","ESPC","ESPC","No","","","",0.25,0.2174,0.10032620230245454,0.2174,0.10032620230245454,0.1,0.84,0.56,99,99,"","Yes"]
["Dallman","963_B_32",963,"B","32",646,"Coal Steam","","MIS_IL","Illinois",17,"Sangamon",167,"17167",77,11507,1972,9999,"cyclone","wet","N","Bituminous","Wet Scrubber",2015,95,95,"","SCR",2004,"","ESPC","ESPC","No","","","",0.25,0.11909351396054078,0.11909351396054078,0.11909351396054078,0.11909351396054078,0.1,0.84,0.56,99,99,"","Yes"]
["Dallman","963_B_33",963,"B","33",647,"Coal Steam","","MIS_IL","Illinois",17,"Sangamon",167,"17167",188,11398,1978,9999,"tangential","wet","N","Bituminous","Wet Scrubber",1980,95,95,"","SCR",2004,"","ESPC","ESPC + B","No","","","",0.2,0.0862710800119653,0.0862710800119653,0.0862710800119653,0.0862710800119653,0.1,0.3,0.56,99,99,"","Yes"]
["Dallman","963_B_41",963,"B","41",89910,"Coal Steam","","MIS_IL","Illinois",17,"Sangamon",167,"17167",208,11616,2009,9999,"wall","wet","N","Bituminous","Wet Scrubber",2009,96.53,96.53,"LNB + OFA","SCR",2009,"","ESPC + B","ESPC + B","No","ACI",2009,90,0.20000000000000004,0.04415287094936105,0.04415287094936105,0.04415287094936105,0.04415287094936105,0.1,0.1,0.1,99,99,"",""]
["Marion","976_B_123",976,"B","123",9173,"Coal Steam","","MIS_IL","Illinois",17,"Williamson",199,"17199",120,11766,2003,9999,"FBC","wet","N","Bituminous","Reagent Injection","",92,92,"CF","SNCR","",2003,"B","B","NA","","","",0.6,0.09904820251057987,0.09904820251057987,0.09904820251057987,0.09904820251057987,0.05,0.43,0.43,99,99,"","Yes"]
["Marion","976_B_4",976,"B","4",655,"Coal Steam","","MIS_IL","Illinois",17,"Williamson",199,"17199",170,9766,1978,9999,"cyclone","wet","N","Bituminous","Wet Scrubber",1978,89.4,90,"OFA","SCR",2004,"","ESPC","ESPC","No","","","",1.2,0.203,0.1394,0.203,0.1394,0.1,0.84,0.56,94.4,99,"","Yes"]
["Clifty Creek","983_B_1",983,"B","1",658,"Coal Steam","","MIS_INKY","Indiana",18,"Jefferson",77,"18077",196,10320,1955,9999,"wall","wet","N","Bituminous, Subbituminous","Wet Scrubber",2012,90,90,"OFA","SCR",2003,"","ESPC","ESPC","Yes","","","",7.5200000000000005,0.2071,0.1851,0.2071,0.1851,0.1,0.84,0.56,91,99,"",""]
["Clifty Creek","983_B_2",983,"B","2",659,"Coal Steam","","MIS_INKY","Indiana",18,"Jefferson",77,"18077",196,10291,1955,9999,"wall","wet","N","Bituminous, Subbituminous","Wet Scrubber",2012,90,90,"OFA","SCR",2003,"","ESPC","ESPC","Yes","","","",7.5200000000000005,0.2118,0.1885,0.2118,0.1885,0.1,0.84,0.56,91,99,"",""]
["Clifty Creek","983_B_3",983,"B","3",660,"Coal Steam","","MIS_INKY","Indiana",18,"Jefferson",77,"18077",196,10309,1955,9999,"wall","wet","N","Bituminous, Subbituminous","Wet Scrubber",2012,90,90,"OFA","SCR",2003,"","ESPC","ESPC","Yes","","","",7.5200000000000005,0.21740000000000004,0.1873,0.21740000000000004,0.1873,0.1,0.84,0.56,91,99,"",""]
["Clifty Creek","983_B_4",983,"B","4",661,"Coal Steam","","MIS_INKY","Indiana",18,"Jefferson",77,"18077",196,10261,1955,9999,"wall","wet","N","Bituminous, Subbituminous","Wet Scrubber",2013,90,90,"OFA","SCR",2003,"","ESPC","ESPC + B","Yes","","","",7.5200000000000005,0.3711521978558317,0.07,0.3711521978558317,0.07,0.1,0.3,0.56,91,99,"",""]
["Clifty Creek","983_B_5",983,"B","5",662,"Coal Steam","","MIS_INKY","Indiana",18,"Jefferson",77,"18077",196,10314,1955,9999,"wall","wet","N","Bituminous, Subbituminous","Wet Scrubber",2013,90,90,"OFA","SCR",2003,"","ESPC","ESPC + B","Yes","","","",7.5200000000000005,0.39452801500402535,0.07,0.39452801500402535,0.07,0.1,0.3,0.56,91,99,"",""]
["Clifty Creek","983_B_6",983,"B","6",663,"Coal Steam","","MIS_INKY","Indiana",18,"Jefferson",77,"18077",196,10198,1956,9999,"wall","wet","N","Bituminous, Subbituminous","Wet Scrubber",2013,90,90,"OFA","","","","ESPH","ESPH + B","No","","","",7.5200000000000005,0.3884121015808091,0.3884121015808091,0.3884121015808091,0.3884121015808091,0.03,0.27,0.56,91,99,"",""]
["Harding Street","990_B_50",990,"B","50",675,"Coal Steam","","MIS_INKY","Indiana",18,"Marion",97,"18097",106,10541,1958,9999,"tangential","dry","N","Bituminous","","","","","LNC2","SNCR","",2004,"ESPC","ESPC","Yes","","","",4.7,0.25731390316351105,0.25731390316351105,0.24,0.24,0.64,0.97,1,"","","","",null,null,"C2G"]
["Harding Street","990_B_60",990,"B","60",677,"Coal Steam","","MIS_INKY","Indiana",18,"Marion",97,"18097",106,10491,1961,9999,"tangential","dry","N","Bituminous","","","","","LNC2","SNCR","",2004,"ESPC + C","ESPC + C","Yes","","","",4.7,0.25914319041909056,0.25914319041909056,0.24,0.24,0.64,0.97,1,"","","","",null,null,"C2G"]
["Harding Street","990_B_70",990,"B","70",679,"Coal Steam","","MIS_INKY","Indiana",18,"Marion",97,"18097",435,10517,1973,9999,"tangential","dry","N","Bituminous","Wet Scrubber",2008,98.1,98.1,"LNC3","SCR",2005,"","ESPC","ESPC","Yes","","","",5.3,0.0830202502550702,0.0830202502550702,0.0830202502550702,0.0830202502550702,0.1,0.84,0.56,99,99,"","Yes",null,null,"C2G"]
["AES Petersburg","994_B_1",994,"B","1",692,"Coal Steam","","MIS_INKY","Indiana",18,"Pike",125,"18125",227,11050,1967,9999,"tangential","dry","N","Bituminous","Wet Scrubber",1996,95,95,"LNC3","","","","ESPC","ESPC + B","No","ACI",2013,90,0.25,0.25344671218542186,0.25344671218542186,0.25344671218542186,0.25344671218542186,0.1,0.1,0.1,99,99,"Yes","Yes",2012]
["AES Petersburg","994_B_2",994,"B","2",693,"Coal Steam","","MIS_INKY","Indiana",18,"Pike",125,"18125",418,10680,1969,9999,"tangential","dry","N","Bituminous","Wet Scrubber",1996,95,95,"LNC3","SCR",2004,"","ESPC","ESPC + B","No","ACI",2013,90,0.25,0.15671126470411323,0.15671126470411323,0.15671126470411323,0.15671126470411323,0.1,0.1,0.1,99,99,"Yes","Yes",2012]
["AES Petersburg","994_B_3",994,"B","3",694,"Coal Steam","","MIS_INKY","Indiana",18,"Pike",125,"18125",536,10591,1977,9999,"tangential","dry","N","Bituminous","Wet Scrubber",1997,85,90,"LNC1","SCR",2004,"","ESPC","ESPC","No","ACI",2013,90,0.333,0.1339614809683368,0.1339614809683368,0.1339614809683368,0.1339614809683368,0.1,0.1,0.1,90,99,"Yes","Yes",2012]
["AES Petersburg","994_B_4",994,"B","4",695,"Coal Steam","","MIS_INKY","Indiana",18,"Pike",125,"18125",535,10493,1986,9999,"tangential","dry","N","Bituminous","Wet Scrubber",1986,95,95,"LNC1","","","","ESPC","ESPC","No","ACI",2013,90,0.201,0.2425609030249282,0.2425609030249282,0.24,0.24,0.1,0.1,0.1,99,99,"Yes","",2012]
["Bailly","995_B_7",995,"B","7",696,"Coal Steam","","MIS_INKY","Indiana",18,"Porter",127,"18127",160,11454,1962,9999,"cyclone","wet","N","Bituminous","Wet Scrubber",1991,97,97,"OFA","SCR",2008,"","ESPC","ESPC","No","ACI",2014,90,0.1,0.12,0.12,0.12,0.12,0.1,0.1,0.1,99,99,"","Yes"]
["Bailly","995_B_8",995,"B","8",697,"Coal Steam","","MIS_INKY","Indiana",18,"Porter",127,"18127",320,11256,1968,9999,"cyclone","wet","N","Bituminous","Wet Scrubber",1991,97,97,"OFA","SCR",2004,"","ESPC","ESPC","No","ACI",2014,90,0.1,0.12,0.12,0.12,0.12,0.1,0.1,0.1,99,99,"","Yes"]
["Michigan City","997_B_12",997,"B","12",702,"Coal Steam","","MIS_INKY","Indiana",18,"LaPorte",91,"18091",469,10371,1974,9999,"cyclone","wet","N","Bituminous, Subbituminous","",null,"","","OFA","SCR",2003,"","ESPC","ESPC + B","Yes","ACI",2016,90,0.1,0.1,0.1,0.1,0.1,0.1,0.1,0.1,"","","","Yes"]
["Big Sandy","1353_B_BSU1",1353,"B","BSU1",872,"Coal Steam","","PJM_West","Kentucky",21,"Lawrence",127,"21127",260,9651,1963,9999,"wall","dry","N","Bituminous","","","","","LNB + OFA","","","","ESPC","ESPC","Yes","","","",1.75,0.290156116578283,0.290156116578283,0.290156116578283,0.290156116578283,0.64,0.97,1,"","","","Yes",null,null,"C2G"]
["Brayton Point","1619_B_3",1619,"B","3",1124,"Coal Steam","","NENGREST","Massachusetts",25,"Bristol",5,"25005",648,9627,1969,2017,"wall","dry","N","Bituminous","Dry Scrubber",2014,98,98,"LNB + OFA","SCR",2006,"","ESPC + B","ESPC + B","No","ACI",2008,95,2.46,0.08,0.08,0.08,0.08,0.1,0.1,0.1,99,99,"","Yes"]
["H L Spurlock","6041_B_2",6041,"B","2",2705,"Coal Steam","","S_C_KY","Kentucky",21,"Mason",161,"21161",510,10194,1981,9999,"tangential","dry","N","Bituminous","Wet Scrubber",2008,95,95,"LNC1","SCR",2002,"","ESPH + WESP","ESPH + WESP","No","","","",1.2,0.08237015727673448,0.08237015727673448,0.08237015727673448,0.08237015727673448,0.1,0.8,1,99,99,"","Yes"]
["Coronado","6177_B_U1B",6177,"B","U1B",2823,"Coal Steam","","WECC_AZ","Arizona",4,"Apache",1,"04001",372,10448,1979,9999,"wall","dry","N","Bituminous, Subbituminous","Wet Scrubber",1979,95,95,"LNBO","SCR",2014,"","ESPH","ESPH","No","","","",0.8,0.30658039959850425,0.065,0.30658039959850425,0.065,0.1,0.8,1,99,99,"","Yes"]
["Coronado","6177_B_U2B",6177,"B","U2B",2824,"Coal Steam","","WECC_AZ","Arizona",4,"Apache",1,"04001",377,10427,1980,9999,"wall","dry","N","Bituminous, Subbituminous","Wet Scrubber",1980,95,95,"LNB + OFA","SCR",2014,"","ESPH","ESPH","No","","","",0.8,0.3428613276269045,0.065,0.3428613276269045,0.065,0.1,0.8,1,99,99,"","Yes"]
["Kincaid Generation LLC","876_B_1",876,"B","1",591,"Coal Steam","","PJM_COMD","Illinois",17,"Christian",21,"17021",579,10584,1967,9999,"cyclone","wet","N","Bituminous, Subbituminous","Dry Scrubber",2014,92.51,92.51,"OFA","SCR",2000,"","ESPC","ESPC","No","ACI",2009,90,0.18,0.4434710944041057,0.07,0.4434710944041057,0.07,0.1,0.1,0.1,93,99,"Yes","Yes"]
["Kincaid Generation LLC","876_B_2",876,"B","2",592,"Coal Steam","","PJM_COMD","Illinois",17,"Christian",21,"17021",579,10388,1968,9999,"cyclone","wet","N","Bituminous, Subbituminous","Dry Scrubber",2015,92.51,92.51,"OFA","SCR",2000,"","ESPC","ESPC","No","ACI",2009,90,0.18,0.07,0.07,0.07,0.07,0.1,0.1,0.1,93,99,"Yes","Yes"]
["Miami Fort","2832_B_7",2832,"B","7",1895,"Coal Steam","","PJM_West","Ohio",39,"Hamilton",61,"39061",510,10175,1975,9999,"cell","dry","N","Bituminous, Subbituminous","Wet Scrubber",2008,97,97,"LNB + OFA","SCR",2003,"","ESPC","ESPC","No","","","",2.37,0.1521441748680622,0.1521441748680622,0.1521441748680622,0.1521441748680622,0.1,0.84,0.56,99,99,"","Yes"]
["Miami Fort","2832_B_8",2832,"B","8",1896,"Coal Steam","","PJM_West","Ohio",39,"Hamilton",61,"39061",510,10171,1978,9999,"wall","dry","N","Bituminous, Subbituminous","Wet Scrubber",2008,97,97,"LNB + OFA","SCR",2002,"","ESPC","ESPC + B","No","","","",1.2,0.12670563967588783,0.12670563967588783,0.12670563967588783,0.12670563967588783,0.1,0.3,0.56,99,99,"","Yes"]
["Walter Scott Jr Energy Center","1082_B_1",1082,"B","1",754,"Coal Steam","","MIS_MIDA","Iowa",19,"Pottawattamie",155,"19155",43,10370,1954,9999,"wall","dry","N","Subbituminous","","","","","LNB","","","","ESPH","ESPH + B","No","","","",0.006,0.16,0.16,0.16,0.16,0.11,0.27,1,"","","","",null,null,"C2G/Retire"]
["Walter Scott Jr Energy Center","1082_B_2",1082,"B","2",755,"Coal Steam","","MIS_MIDA","Iowa",19,"Pottawattamie",155,"19155",88,9945,1958,9999,"tangential","dry","N","Subbituminous","","","","","LNC3","","","","ESPH","ESPH + B","No","","","",0.006,0.1503071828204827,0.1503071828204827,0.1503071828204827,0.1503071828204827,0.11,0.27,1,"","","","",null,null,"C2G/Retire"]
["George Neal North","1091_B_1",1091,"B","1",760,"Coal Steam","","MIS_MIDA","Iowa",19,"Woodbury",193,"19193",137,10401,1964,9999,"cyclone","wet","N","Subbituminous","","","","","OFA","","","","ESPH","ESPH + B","No","","","",0.006,0.16,0.16,0.16,0.16,0.11,0.27,1,"","","","Yes",null,null,"C2G/Retire"]
["George Neal North","1091_B_2",1091,"B","2",761,"Coal Steam","","MIS_MIDA","Iowa",19,"Woodbury",193,"19193",301,10408,1972,9999,"wall","dry","N","Subbituminous","","","","","LNBO","","","","ESPC","ESPC + B","Yes","","","",0.006,0.16,0.16,0.16,0.16,0.2,0.75,1,"","","","Yes",null,null,"C2G/Retire"]
["Eagle Valley","991_G_3",991,"G","3",687,"Coal Steam","","MIS_INKY","Indiana",18,"Morgan",109,"18109",40,12079,1951,2017,"tangential","","N","Bituminous","","","","","","","","","ESPC","ESPC","Yes","","","",2.57,0.4653632300979218,0.4653632300979218,0.24,0.24,0.64,0.97,1,"","","",""]
["Eagle Valley","991_G_4",991,"G","4",688,"Coal Steam","","MIS_INKY","Indiana",18,"Morgan",109,"18109",56,11900,1953,2017,"tangential","","N","Bituminous","","","","","LNC2","","","","ESPC","ESPC","Yes","","","",2.57,0.3798895221213685,0.3798895221213685,0.278153705741198,0.278153705741198,0.64,0.97,1,"","","",""]
["Eagle Valley","991_G_5",991,"G","5",689,"Coal Steam","","MIS_INKY","Indiana",18,"Morgan",109,"18109",62,11968,1953,2017,"tangential","","N","Bituminous","","","","","LNC2","","","","ESPC","ESPC","Yes","","","",2.57,0.2854066945256176,0.2854066945256176,0.24,0.24,0.64,0.97,1,"","","",""]
["Frank E Ratts","1043_B_1SG1",1043,"B","1SG1",731,"Coal Steam","","MIS_INKY","Indiana",18,"Pike",125,"18125",120,10470,1970,2017,"wall","dry","N","Bituminous","","","","","LNB + OFA","SNCR","",2012,"ESPC","ESPC + B","No","","","",6,0.24611855841915228,0.24611855841915228,0.24611855841915228,0.24611855841915228,0.2,0.75,1,"","","","Yes"]
["Frank E Ratts","1043_B_2SG1",1043,"B","2SG1",732,"Coal Steam","","MIS_INKY","Indiana",18,"Pike",125,"18125",121,10374,1970,2017,"wall","dry","N","Bituminous","","","","","LNB + OFA","SNCR","",2012,"ESPC","ESPC + B","No","","","",6,0.25204592552578287,0.25204592552578287,0.25204592552578287,0.25204592552578287,0.2,0.75,1,"","","","Yes"]
["B L England","2378_B_2",2378,"B","2",1427,"Coal Steam","","PJM_EMAC","New Jersey",34,"Cape May",9,"34009",155,11012,1964,9999,"cyclone","wet","N","Bituminous, Subbituminous","Wet Scrubber",1995,93,93,"OFA","SNCR","",2000,"ESPC","ESPC","No","ACI",2007,90,5.6000000000000005,0.41577857702550886,0.41577857702550886,0.41577857702550886,0.41577857702550886,0.1,0.1,0.1,98,99,"","",null,null,"C2G"]
["Arapahoe","465_B_4",465,"B","4",293,"Coal Steam","","WECC_CO","Colorado",8,"Denver",31,"08031",109,11118,1955,9999,"vertical","dry","N","Subbituminous","","",10,10,"LNBO","","","","B","B","NA","","","",0.88,0.26031074620327155,0.26031074620327155,0.26031074620327155,0.26031074620327155,0.11,0.27,1,20,30,"Yes","",1992,null,"C2G"]
["W S Lee","3264_B_1",3264,"B","1",2216,"Coal Steam","","S_VACA","South Carolina",45,"Anderson",7,"45007",100,11291,1951,2018,"tangential","dry","N","Bituminous","","","","","LNC3","","","","ESPH","ESPH + B","No","","","",2.3000000000000003,0.24258368470243277,0.24258368470243277,0.24258368470243277,0.24258368470243277,0.11,0.27,1,"","","",""]
["W S Lee","3264_B_2",3264,"B","2",2217,"Coal Steam","","S_VACA","South Carolina",45,"Anderson",7,"45007",100,10941,1951,2018,"tangential","dry","N","Bituminous","","","","","LNC3","","","","ESPH","ESPH + B","No","","","",2.3000000000000003,0.2444333694759956,0.2444333694759956,0.2444333694759956,0.2444333694759956,0.11,0.27,1,"","","",""]
["Johnsonville","3406_B_1",3406,"B","1",2266,"Coal Steam","","S_C_TVA","Tennessee",47,"Humphreys",85,"47085",107,11410,1951,2018,"tangential","dry","Y","Bituminous, Subbituminous","","","","","CO","SNCR","",2006,"ESPC + C","ESPC + C","No","","","",3.4,0.3108,0.27574699875610226,0.13276020912,0.13276020912,0.64,0.97,1,"","","",""]
["Johnsonville","3406_B_2",3406,"B","2",2268,"Coal Steam","","S_C_TVA","Tennessee",47,"Humphreys",85,"47085",107,11395,1951,2018,"tangential","dry","Y","Bituminous, Subbituminous","","","","","CO","SNCR","",2008,"ESPC + C","ESPC + C","No","","","",3.4,0.3132,0.2527377417953695,0.13324642992,0.13324642992,0.64,0.97,1,"","","",""]
["Johnsonville","3406_B_3",3406,"B","3",2269,"Coal Steam","","S_C_TVA","Tennessee",47,"Humphreys",85,"47085",107,11341,1952,2018,"tangential","dry","Y","Bituminous, Subbituminous","","","","","CO","SNCR","",2009,"ESPC + C","ESPC + C","No","","","",3.4,0.327,0.25361088424384237,0.13588190700000002,0.13588190700000002,0.64,0.97,1,"","","",""]
["Johnsonville","3406_B_4",3406,"B","4",2270,"Coal Steam","","S_C_TVA","Tennessee",47,"Humphreys",85,"47085",107,11350,1952,2018,"tangential","dry","Y","Bituminous, Subbituminous","","","","","CO","SNCR","",2007,"ESPC + C","ESPC + C","No","","","",3.4,0.3094,0.25289843530523864,0.13247276588,0.13247276588,0.64,0.97,1,"","","",""]
["Chesapeake","3803_B_3",3803,"B","3",2523,"Coal Steam","","PJM_Dom","Virginia",51,"Chesapeake",550,"51550",156,10413,1959,2018,"wall","dry","N","Bituminous","","",15.299999999999999,15.299999999999999,"LNB","SCR",2003,"","ESPC","ESPC","No","","","",0.895,0.3697,0.1,0.3697,0.1,0.64,0.97,1,"","","",""]
["Chesapeake","3803_B_4",3803,"B","4",2524,"Coal Steam","","PJM_Dom","Virginia",51,"Chesapeake",550,"51550",217,10217,1962,2018,"tangential","dry","N","Bituminous","","",11.1,11.1,"LNB","SCR",2003,"","ESPC","ESPC","No","","","",0.939,0.32438263577800097,0.07,0.32438263577800097,0.07,0.64,0.97,1,"","","","Yes"]
["Yorktown","3809_B_1",3809,"B","1",2530,"Coal Steam","","PJM_Dom","Virginia",51,"York",199,"51199",159,10405,1957,2018,"tangential","dry","N","Bituminous","Wet Scrubber",2010,97.29,97.29,"LNB + OFA","SNCR","",2004,"ESPC + C","ESPC + B + C","No","","","",2.64,0.5338749934703134,0.5338749934703134,0.34978016813572255,0.34978016813572255,0.3,0.3,0.56,99,99,"",""]
["Weston","4078_B_2",4078,"B","2",2614,"Coal Steam","","MIS_WUMS","Wisconsin",55,"Marathon",73,"55073",81,9829,1960,9999,"wall","dry","N","Subbituminous","","","","","LNB + OFA","","","","ESPC","ESPC","Yes","","","",1.2,0.2911348922183554,0.2911348922183554,0.2911348922183554,0.2911348922183554,0.64,0.97,1,"","","","",null,null,"C2G"]
["Wabash River","1010_B_2",1010,"B","2",721,"Coal Steam","","MIS_INKY","Indiana",18,"Vigo",167,"18167",85,10571,1953,2018,"wall","dry","N","Bituminous","","","","","LNBO","","","","ESPC","ESPC + B","No","","","",4.04,0.37093433616351285,0.37093433616351285,0.37093433616351285,0.37093433616351285,0.2,0.75,1,"","","",""]
["Wabash River","1010_B_3",1010,"B","3",722,"Coal Steam","","MIS_INKY","Indiana",18,"Vigo",167,"18167",85,10514,1954,2018,"wall","dry","N","Bituminous","","","","","LNBO","","","","ESPC","ESPC","No","","","",4.04,0.37160832748964856,0.37160832748964856,0.37160832748964856,0.37160832748964856,0.64,0.97,1,"","","",""]
["Wabash River","1010_B_4",1010,"B","4",723,"Coal Steam","","MIS_INKY","Indiana",18,"Vigo",167,"18167",85,10412,1955,2018,"wall","dry","N","Bituminous","","","","","LNBO","","","","ESPC","ESPC + B","No","","","",4.04,0.3541733437083843,0.3541733437083843,0.3541733437083843,0.3541733437083843,0.2,0.75,1,"","","",""]
["Wabash River","1010_B_5",1010,"B","5",724,"Coal Steam","","MIS_INKY","Indiana",18,"Vigo",167,"18167",95,10598,1956,2018,"wall","dry","N","Bituminous","","","","","LNBO","","","","ESPC","ESPC","No","","","",4.04,0.37734936130532376,0.37734936130532376,0.37734936130532376,0.37734936130532376,0.64,0.97,1,"","","",""]
["FirstEnergy R E Burger","2864_B_6",2864,"B","6",1955,"Coal Steam","","PJM_ATSI","Ohio",39,"Belmont",13,"39013",47,13981,1950,2030,"vertical","wet","N","Bituminous, Subbituminous","","","","","","","","","ESPC","ESPC","No","","","",9.02,0.7776062372228825,0.7776062372228825,0.49,0.49,0.64,0.97,1,"","","",""]
["Muskingum River","2872_B_5",2872,"B","5",1970,"Coal Steam","","PJM_West","Ohio",39,"Washington",167,"39167",585,9782,1958,9999,"cell","dry","N","Bituminous",null,null,0,0,"LNB + OFA","SCR",2003,"","ESPC","ESPC","No","","","",1.5,0.06402441889959493,0.06402441889959493,0.06402441889959493,0.06402441889959493,0.64,0.97,1,0,0,"","Yes",null,null,"C2G"]
["W S Lee","3264_B_3",3264,"B","3",2218,"Coal Steam","","S_VACA","South Carolina",45,"Anderson",7,"45007",170,10836,1958,9999,"tangential","dry","N","Bituminous","","","","","LNC3","","","","ESPH","ESPH","No","","","",2.3000000000000003,0.23874761031759079,0.23874761031759079,0.23874761031759079,0.23874761031759079,0.9,0.94,1,"","","","",null,null,"C2G"]
["Clinch River","3775_B_3",3775,"B","3",2504,"Coal Steam","","PJM_West","Virginia",51,"Russell",167,"51167",230,10258,1961,9999,"vertical","dry","N","Bituminous","","","","","LNB + STC","SNCR","",2009,"ESPC","ESPC","Yes","","","",2.64,0.20097447249759967,0.20097447249759967,0.20097447249759967,0.20097447249759967,0.64,0.97,1,"","","","",null,null,"C2G"]
["Tanners Creek","988_B_U4",988,"B","U4",668,"Coal Steam","","PJM_West","Indiana",18,"Dearborn",29,"18029",500,10136,1964,9999,"cyclone","wet","N","Bituminous, Subbituminous","","","","","OFA","","","","ESPC","ESPC","No","","","",2,0.24702843313044207,0.24702843313044207,0.24702843313044207,0.24702843313044207,0.64,0.97,1,"","","","Yes",null,null,"C2G"]
["Milwaukee County","7549_B_4",7549,"B",4,"","Coal Steam","","MIS_WUMS","Wisconsin",55,"Milwaukee",79,"55079",1.4,14500,1996,9999,"stoker/SPR","dry","Y","Bituminous","","","","","LA","","","","ESPC","ESPC","No","","","",1.11,0.36045164914845523,0.36045164914845523,0.36045164914845523,0.36045164914845523,0.64,0.97,1,"","","",""]
["Milwaukee County","7549_B_5",7549,"B",5,"","Coal Steam","","MIS_WUMS","Wisconsin",55,"Milwaukee",79,"55079",1.4,14500,1996,9999,"stoker/SPR","dry","Y","Bituminous","","","","","LA","","","","ESPC","ESPC","No","","","",1.11,0.36045164914845523,0.36045164914845523,0.36045164914845523,0.36045164914845523,0.64,0.97,1,"","","",""]
["Kemper County IGCC Project","57037_G_1A",57037,"G","1A",null,"IGCC","","S_C_TVA","Mississippi",28,"KEMPER",69,"28069",157.6,10700,2014,9999,null,null,"Y","Lignite",null,null,95,95,"NDI",{"$nulls":9},1.2,0.05140758874,0.05140758874,0.05140758874,0.05140758874,0.1,0.1,0.1,99,99,"","",null,65]
["Kemper County IGCC Project","57037_G_1B",57037,"G","1B",null,"IGCC","","S_C_TVA","Mississippi",28,"KEMPER",69,"28069",157.6,10700,2014,9999,null,null,"Y","Lignite",null,null,95,95,"NDI",{"$nulls":9},1.2,0.05140758874,0.05140758874,0.05140758874,0.05140758874,0.1,0.1,0.1,99,99,"","",null,65]
["Kemper County IGCC Project","57037_G_1C",57037,"G","1C",null,"IGCC","","S_C_TVA","Mississippi",28,"KEMPER",69,"28069",206.5,10700,2014,9999,null,null,"Y","Lignite",null,null,95,95,"NDI",{"$nulls":9},1.2,0.05140758874,0.05140758874,0.05140758874,0.05140758874,0.1,0.1,0.1,99,99,"","",null,65]
["Rocky River","3305_G_IC2",3305,"G","IC2",null,"Combustion Turbine","IC Engine","S_VACA","South Carolina",45,"Anderson",7,"45007",1,10745,2013,9999,null,null,"N","Distillate Fuel Oil",{"$nulls":15},2.3354529520972003,2.3354529520972003,2.3354529520972003,2.3354529520972003]
["Cheoah","54899_G_3A",54899,"G","3A",null,"Hydro","","S_C_TVA","North Carolina",37,"Graham",75,"37075",27.5,0,2013,9999,null,null,"N","Hydro",{"$nulls":15},0,0,0,0]
["Foothills Solar Plant","57997_G_PV1",57997,"G","PV1",null,"Solar PV","","WECC_AZ","Arizona",4,"Yuma",27,"04027",17,0,2013,9999,null,null,"N","Solar",{"$nulls":15},0,0,0,0]
["Foothills Solar Plant","57997_G_PV2",57997,"G","PV2",null,"Solar PV","","WECC_AZ","Arizona",4,"Yuma",27,"04027",18,0,2013,9999,null,null,"N","Solar",{"$nulls":15},0,0,0,0]
["Hyder II","58383_G_PV1",58383,"G","PV1",null,"Solar PV","","WECC_AZ","Arizona",4,"Yuma",27,"04027",18,0,2013,9999,null,null,"N","Solar",{"$nulls":15},0,0,0,0]
["Pioneer Generating Station","57881_G_1",57881,"G",1,null,"Combustion Turbine","Combustion Turbine","MIS_MAPP","North Dakota",38,"Williams",105,"38105",40,10745,2013,9999,null,null,"N","Natural Gas",{"$nulls":15},0.08,0.08,0.08,0.08]
["Pioneer Generating Station","57881_G_2",57881,"G",2,null,"Combustion Turbine","Combustion Turbine","MIS_MAPP","North Dakota",38,"Williams",105,"38105",40,10745,2014,9999,null,null,"N","Natural Gas",{"$nulls":15},0.08,0.08,0.08,0.08]
["Pioneer Generating Station","57881_G_3",57881,"G",3,null,"Combustion Turbine","Combustion Turbine","MIS_MAPP","North Dakota",38,"Williams",105,"38105",40,10745,2014,9999,null,null,"N","Natural Gas",{"$nulls":15},0.08,0.08,0.08,0.08]
["Lonesome Creek Station","57943_G_1",57943,"G",1,null,"Combustion Turbine","Combustion Turbine","MIS_MAPP","North Dakota",38,"McKenzie",53,"38053",40,10745,2013,9999,null,null,"N","Natural Gas",{"$nulls":15},0.08,0.08,0.08,0.08]
["Lonesome Creek Station","57943_G_2",57943,"G",2,null,"Combustion Turbine","Combustion Turbine","MIS_MAPP","North Dakota",38,"McKenzie",53,"38053",40,9750,2015,9999,null,null,"N","Natural Gas",{"$nulls":15},0.08,0.08,0.08,0.08]
["Lonesome Creek Station","57943_G_3",57943,"G",3,null,"Combustion Turbine","Combustion Turbine","MIS_MAPP","North Dakota",38,"McKenzie",53,"38053",40,9750,2015,9999,null,null,"N","Natural Gas",{"$nulls":15},0.08,0.08,0.08,0.08]
["Boulder Canyon Hydro","466_G_1A",466,"G","1A",null,"Hydro","","WECC_CO","Colorado",8,"Boulder",13,"08013",5,0,2013,9999,null,null,"N","Hydro",{"$nulls":15},0,0,0,0]
["Tehachapi Wind Resource II","54909_G_PLAN",54909,"G","PLAN",null,"Wind","","WECC_SCE","California",6,"Kern",29,"06029",15.5,0,2015,9999,null,null,"N","Wind",{"$nulls":15},0,0,0,0]
["Pinyon Pine I","57834_G_AW07",57834,"G","AW07",null,"Wind","","WECC_SCE","California",6,"Kern",29,"06029",150,0,2013,9999,null,null,"N","Wind",{"$nulls":15},0,0,0,0]
["Pinyon Pine II","57837_G_AW09",57837,"G","AW09",null,"Wind","","WECC_SCE","California",6,"Kern",29,"06029",150,0,2013,9999,null,null,"N","Wind",{"$nulls":15},0,0,0,0]
["Alta Wind X","58394_G_AW10",58394,"G","AW10",null,"Wind","","WECC_SCE","California",6,"Kern",29,"06029",138,0,2014,9999,null,null,"N","Wind",{"$nulls":15},0,0,0,0]
["Alta Wind XI","58395_G_AW11",58395,"G","AW11",null,"Wind","","WECC_SCE","California",6,"Kern",29,"06029",90,0,2014,9999,null,null,"N","Wind",{"$nulls":15},0,0,0,0]
["Los Esteros Critical Energy Center","55748_G_CAG5",55748,"G","CAG5",null,"Combined Cycle","","WECC_SF","California",6,"Santa Clara",85,"06085",126.1,7050,2013,9999,null,null,"N","Natural Gas",{"$nulls":5},"SCR",{"$nulls":9},0.008,0.008,0.008,0.008]
["L V Sutton Steam","2713_G_CA1",2713,"G","CA1",null,"Combined Cycle","","S_VACA","North Carolina",37,"New Hanover",129,"37129",264,7050,2013,9999,null,null,"N","Natural Gas",{"$nulls":5},"SCR",{"$nulls":9},0.05,0.05,0.05,0.05]
["L V Sutton Steam","2713_G_CT1",2713,"G","CT1",null,"Combined Cycle","","S_VACA","North Carolina",37,"New Hanover",129,"37129",179,7050,2013,9999,null,null,"N","Natural Gas",{"$nulls":5},"SCR",{"$nulls":9},0.05,0.05,0.05,0.05]
["L V Sutton Steam","2713_G_CT2",2713,"G","CT2",null,"Combined Cycle","","S_VACA","North Carolina",37,"New Hanover",129,"37129",179,7050,2013,9999,null,null,"N","Natural Gas",{"$nulls":5},"SCR",{"$nulls":9},0.05,0.05,0.05,0.05]
["Channel Energy Center LLC","55299_G_CTG3",55299,"G","CTG3",null,"Combined Cycle","","ERC_REST","Texas",48,"Harris",201,"48201",183,7050,2014,9999,null,null,"Y","Natural Gas",{"$nulls":5},"SCR",{"$nulls":9},0.05,0.05,0.05,0.05]
["Deer Park Energy Center","55464_G_CTG6",55464,"G","CTG6",null,"Combined Cycle","","ERC_REST","Texas",48,"Harris",201,"48201",154.8,7050,2014,9999,null,null,"N","Natural Gas",{"$nulls":5},"SCR",{"$nulls":9},0.05,0.05,0.05,0.05]
["Bruce A Henry Solar Farm","58473_G_BHSF",58473,"G","BHSF",null,"Solar PV","","PJM_EMAC","Delaware",10,"Sussex",5,"10005",4,0,2013,9999,null,null,"N","Solar",{"$nulls":15},0,0,0,0]
["Echo Wind Park","58121_G_GEN1",58121,"G","GEN1",null,"Wind","","MIS_LMI","Michigan",26,"Huron",63,"26063",60.8,0,2014,9999,null,null,"N","Wind",{"$nulls":15},0,0,0,0]
["Rio Grande","2444_G_9",2444,"G",9,null,"Combustion Turbine","Combustion Turbine","WECC_NM","New Mexico",35,"Dona Ana",13,"35013",88.9,10745,2013,9999,null,null,"N","Natural Gas",{"$nulls":15},0.08,0.08,0.08,0.08]
["Riverton","1239_G_12-3",1239,"G","12-3",null,"Combined Cycle","","SPP_N","Kansas",20,"Cherokee",21,"20021",100,6430,2016,9999,null,null,"N","Natural Gas",{"$nulls":5},"SCR",{"$nulls":9},0.05,0.05,0.05,0.05]
["Stewarts Bridge","2614_G_2",2614,"G","2",null,"Hydro","","NY_Z_F","New York",36,"Saratoga",91,"36091",2.5,0,2013,9999,null,null,"N","Hydro",{"$nulls":15},0,0,0,0]
["Cape Canaveral","609_G_3A",609,"G","3A",null,"Combined Cycle","","FRCC","Florida",12,"Brevard",9,"12009",248,7050,2013,9999,null,null,"Y","Natural Gas, Distillate Fuel Oil",{"$nulls":5},"SCR",{"$nulls":9},0.05,0.05,0.05,0.05]
["Cape Canaveral","609_G_3B",609,"G","3B",null,"Combined Cycle","","FRCC","Florida",12,"Brevard",9,"12009",248,7050,2013,9999,null,null,"Y","Natural Gas, Distillate Fuel Oil",{"$nulls":5},"SCR",{"$nulls":9},0.05,0.05,0.05,0.05]
["Cape Canaveral","609_G_3C",609,"G","3C",null,"Combined Cycle","","FRCC","Florida",12,"Brevard",9,"12009",248,7050,2013,9999,null,null,"Y","Natural Gas, Distillate Fuel Oil",{"$nulls":5},"SCR",{"$nulls":9},0.05,0.05,0.05,0.05]
["Cape Canaveral","609_G_3ST",609,"G","3ST",null,"Combined Cycle","","FRCC","Florida",12,"Brevard",9,"12009",466,7050,2013,9999,null,null,"Y","Natural Gas, Distillate Fuel Oil",{"$nulls":5},"SCR",{"$nulls":9},0.05,0.05,0.05,0.05]
["Riviera","619_G_5A",619,"G","5A",null,"Combined Cycle","","FRCC","Florida",12,"Palm Beach",99,"12099",248,7050,2014,9999,null,null,"Y","Natural Gas, Distillate Fuel Oil",{"$nulls":5},"SCR",{"$nulls":9},0.05,0.05,0.05,0.05]
["Riviera","619_G_5B",619,"G","5B",null,"Combined Cycle","","FRCC","Florida",12,"Palm Beach",99,"12099",248,7050,2014,9999,null,null,"Y","Natural Gas, Distillate Fuel Oil",{"$nulls":5},"SCR",{"$nulls":9},0.05,0.05,0.05,0.05]
["Riviera","619_G_5C",619,"G","5C",null,"Combined Cycle","","FRCC","Florida",12,"Palm Beach",99,"12099",248,7050,2014,9999,null,null,"Y","Natural Gas, Distillate Fuel Oil",{"$nulls":5},"SCR",{"$nulls":9},0.05,0.05,0.05,0.05]
["Riviera","619_G_5ST",619,"G","5ST",null,"Combined Cycle","","FRCC","Florida",12,"Palm Beach",99,"12099",468,7050,2014,9999,null,null,"Y","Natural Gas, Distillate Fuel Oil",{"$nulls":5},"SCR",{"$nulls":9},0.05,0.05,0.05,0.05]
["Mustang Station Unit 4","56326_G_GEN3",56326,"G","GEN3",null,"Combustion Turbine","Combustion Turbine","SPP_SPS","Texas",48,"Yoakum",501,"48501",145,10745,2013,9999,null,null,"N","Natural Gas",{"$nulls":15},0.08,0.08,0.08,0.08]
["Gowrie","1141_G_3",1141,"G","3",null,"Combustion Turbine","IC Engine","MIS_IA","Iowa",19,"Webster",187,"19187",2.1,10745,2013,9999,null,null,"N","Distillate Fuel Oil",{"$nulls":15},2.3354529520972003,2.3354529520972003,2.3354529520972003,2.3354529520972003]
["L&S Sweetners","58497_G_GEN1",58497,"G","GEN1",null,"Landfill Gas","","PJM_EMAC","Pennsylvania",42,"Lancaster",71,"42071",1.6,13648,2013,9999,null,null,"N","Landfill Gas",{"$nulls":15},0.09,0.09,0.09,0.09]
["L&S Sweetners","58497_G_GEN2",58497,"G","GEN2",null,"Landfill Gas","","PJM_EMAC","Pennsylvania",42,"Lancaster",71,"42071",1.6,13648,2013,9999,null,null,"N","Landfill Gas",{"$nulls":15},0.09,0.09,0.09,0.09]
["Hartford Hospital Cogeneration","52061_G_GEN4",52061,"G","GEN4",null,"Fuel Cell","","NENG_CT","Connecticut",9,"HARTFORD",3,"09003",1.4,9500,2014,9999,null,null,"N","Natural Gas",{"$nulls":15},0,0,0,0]
["Hutchinson Plant #1","1980_G_10",1980,"G","10",null,"Combustion Turbine","IC Engine","MIS_MNWI","Minnesota",27,"McLeod",85,"27085",8.8,10745,2013,9999,null,null,"N","Natural Gas",{"$nulls":15},2.0543300185532067,2.0543300185532067,2.0543300185532067,2.0543300185532067]
["Flint Creek Hydroelectric LLC","58392_G_GEN1",58392,"G","GEN1",null,"Hydro","","WECC_MT","Montana",30,"Granite",39,"30039",2,0,2013,9999,null,null,"N","Hydro",{"$nulls":15},0,0,0,0]
["Marshalltown Generating Station","58236_G_CC1",58236,"G","CC1",null,"Combined Cycle","","MIS_IA","Iowa",19,"Marshall",127,"19127",646,6430,2017,9999,null,null,"N","Natural Gas",{"$nulls":5},"SCR",{"$nulls":9},0.05,0.05,0.05,0.05]
["La Plata","2140_G_1",2140,"G","1",null,"Combustion Turbine","IC Engine","MIS_MO","Missouri",29,"Macon",121,"29121",1.7,10745,2013,9999,null,null,"N","Distillate Fuel Oil",{"$nulls":15},2.3354529520972003,2.3354529520972003,2.3354529520972003,2.3354529520972003]
["La Plata","2140_G_2",2140,"G","2",null,"Combustion Turbine","IC Engine","MIS_MO","Missouri",29,"Macon",121,"29121",1.7,10745,2013,9999,null,null,"N","Distillate Fuel Oil",{"$nulls":15},2.3354529520972003,2.3354529520972003,2.3354529520972003,2.3354529520972003]
["Central Utilities Plant LAX 2","58258_G_GEN1",58258,"G","GEN1",null,"Combustion Turbine","Combustion Turbine","WEC_LADW","California",6,"Los Angeles",37,"06037",4.4,9750,2014,9999,null,null,"N","Natural Gas",{"$nulls":15},0.0267,0.0267,0.0267,0.0267]
["Central Utilities Plant LAX 2","58258_G_GEN2",58258,"G","GEN2",null,"Combustion Turbine","Combustion Turbine","WEC_LADW","California",6,"Los Angeles",37,"06037",4.4,9750,2014,9999,null,null,"N","Natural Gas",{"$nulls":15},0.0267,0.0267,0.0267,0.0267]
["Haynes","400_G_16",400,"G","16",null,"Combustion Turbine","Combustion Turbine","WEC_LADW","California",6,"Los Angeles",37,"06037",96.3,10745,2013,9999,null,null,"Y","Natural Gas",{"$nulls":15},0.0267,0.0267,0.0267,0.0267]
["Fredericktown Energy Center","57946_G_UNIT1",57946,"G","UNIT1",null,"Combustion Turbine","Combustion Turbine","MIS_MO","Missouri",29,"Madison",123,"29123",12,10745,2015,9999,null,null,"N","Natural Gas",{"$nulls":15},0.08,0.08,0.08,0.08]
["Port Westward Unit 2","58266_G_1",58266,"G","1",null,"Combustion Turbine","IC Engine","WECC_PNW","Oregon",41,"Columbia",9,"41009",18.5,12774,2015,9999,null,null,"N","Natural Gas",{"$nulls":15},2.0543300185532067,2.0543300185532067,2.0543300185532067,2.0543300185532067]
["PPL Holtwood","3145_G_HW18",3145,"G","HW18",null,"Hydro","","PJM_EMAC","Pennsylvania",42,"Lancaster",71,"42071",62.5,0,2013,9999,null,null,"N","Hydro",{"$nulls":15},0,0,0,0]
["Solar Photovoltaic Project #17","57231_G_S017A",57231,"G","S017A",null,"Solar PV","","WECC_SCE","California",6,"SAN BERNARDINO",71,"06071",0.5,0,2014,9999,null,null,"N","Solar",{"$nulls":15},0,0,0,0]
["Solar Photovoltaic Project #27","57246_G_S027B",57246,"G","S027B",null,"Solar PV","","WECC_SCE","California",6,"SAN BERNARDINO",71,"06071",0.5,0,2014,9999,null,null,"N","Solar",{"$nulls":15},0,0,0,0]
["Solar Photovoltaic Project #48","57900_G_S48A",57900,"G","S48A",null,"Solar PV","","WECC_SCE","California",6,"San Bernardino",71,"06071",0.5,0,2014,9999,null,null,"N","Solar",{"$nulls":15},0,0,0,0]
["Solar Photovoltaic Project #48","57900_G_S48B",57900,"G","S48B",null,"Solar PV","","WECC_SCE","California",6,"San Bernardino",71,"06071",0.5,0,2014,9999,null,null,"N","Solar",{"$nulls":15},0,0,0,0]
["Rubart","58255_G_07",58255,"G","07",null,"Combustion Turbine","IC Engine","SPP_N","Kansas",20,"Grant",67,"20067",9,8500,2014,9999,null,null,"N","Natural Gas",{"$nulls":5},"SCR",{"$nulls":9},0.183,0.027,0.183,0.027]
["Brunswick County Power Station","58260_G_CT02",58260,"G","CT02",null,"Combined Cycle","","PJM_Dom","Virginia",51,"Brunswick",25,"51025",270.8,6430,2016,9999,null,null,"N","Natural Gas",{"$nulls":5},"SCR",{"$nulls":9},0.05,0.05,0.05,0.05]
["Waste Management Columbia Ridge LFGTE","57015_G_GEN12",57015,"G","GEN12",null,"Landfill Gas","","WECC_PNW","Oregon",41,"GILLIAM",21,"41021",1.6,13648,2014,9999,null,null,"N","Landfill Gas",{"$nulls":15},0.09,0.09,0.09,0.09]
["Russell City Energy Center","56467_G_CTG1",56467,"G","CTG1",null,"Combined Cycle","","WECC_SF","California",6,"Alameda",1,"06001",185,7050,2013,9999,null,null,"N","Natural Gas",{"$nulls":5},"SCR",{"$nulls":9},0.008,0.008,0.008,0.008]
["PWD Northeast WPCP Biogas Cogen Plant","58326_G_NBG3",58326,"G","NBG3",null,"Non-Fossil Waste","","PJM_EMAC","Pennsylvania",42,"Philadelphia",101,"42101",1.4,13500,2013,9999,null,null,"Y","Non-Fossil Waste",{"$nulls":15},0,0,0,0]
["Desert Sunlight 300, LLC","57993_G_DSL1",57993,"G","DSL1",null,"Solar PV","","WECC_SCE","California",6,"Riverside",65,"06065",40.3,0,2013,9999,null,null,"N","Solar",{"$nulls":15},0,0,0,0]
["Manzano Solar","58521_G_MAN1",58521,"G","MAN1",null,"Solar PV","","WECC_NM","New Mexico",35,"Valencia",61,"35061",8,0,2013,9999,null,null,"N","Solar",{"$nulls":15},0,0,0,0]
["Genesis Solar Energy Project","57394_G_GEN01",57394,"G","GEN01",null,"Solar Thermal","","WECC_SCE","California",6,"Riverside",65,"06065",125,9760,2014,9999,null,null,"N","Solar",{"$nulls":15},0,0,0,0]
["TBE-Montgomery LLC","57472_G_STG",57472,"G","STG",null,"Non-Fossil Waste","","NY_Z_G-I","New York",36,"Orange",71,"36071",7.4,13500,2015,9999,null,null,"N","Non-Fossil Waste",{"$nulls":15},0,0,0,0]
["Maynard PV","58412_G_SO026",58412,"G","SO026",null,"Solar PV","","NENGREST","Massachusetts",25,"Middlesex",17,"25017",1,0,2014,9999,null,null,"N","Solar",{"$nulls":15},0,0,0,0]
["Apple Data Center PV","57994_G_PV1",57994,"G","PV1",null,"Solar PV","","S_VACA","North Carolina",37,"Catawba",35,"37035",20,0,2013,9999,null,null,"N","Solar",{"$nulls":15},0,0,0,0]
["Broadview Energy Prime LLC","58464_G_0001",58464,"G","0001",null,"Wind","","SPP_SPS","New Mexico",35,"Curry",9,"35009",9.9,0,2014,9999,null,null,"N","Wind",{"$nulls":15},0,0,0,0]
["Vintner Solar","58509_G_PV4",58509,"G","PV4",null,"Solar PV","","WEC_CALN","California",6,"San Luis Obispo",79,"06079",1.5,0,2014,9999,null,null,"N","Solar",{"$nulls":15},0,0,0,0]
["SEPV 8","58234_G_SPV8",58234,"G","SPV8",null,"Solar PV","","WECC_SCE","California",6,"San Bernardino",71,"06071",11.8,0,2013,9999,null,null,"N","Solar",{"$nulls":15},0,0,0,0]
["Porterville Solar","58309_G_1",58309,"G","1",null,"Solar PV","","WECC_SCE","California",6,"Tulare",107,"06107",1,0,2014,9999,null,null,"N","Solar",{"$nulls":15},0,0,0,0]
["Porterville Solar","58309_G_2",58309,"G","2",null,"Solar PV","","WECC_SCE","California",6,"Tulare",107,"06107",1,0,2014,9999,null,null,"N","Solar",{"$nulls":15},0,0,0,0]
["New Bern Farm","58339_G_1",58339,"G","1",null,"Solar PV","","S_VACA","North Carolina",37,"Craven",49,"37049",5,0,2014,9999,null,null,"N","Solar",{"$nulls":15},0,0,0,0]
["W.A. Parish Carbon Capture Plant","58378_G_GT2",58378,"G","GT2",null,"Combustion Turbine","Combustion Turbine","ERC_REST","Texas",48,"Fort Bend",157,"48157",74,10745,2013,9999,null,null,"N","Natural Gas",{"$nulls":15},0.08,0.08,0.08,0.08]
["Centinela Solar Energy","58430_G_CSE3",58430,"G","CSE3",null,"Solar PV","","WECC_IID","California",6,"Imperial",25,"06025",33.4,0,2013,9999,null,null,"N","Solar",{"$nulls":15},0,0,0,0]
["Ameresco San Joaquin","58436_G_ENG2",58436,"G","ENG2",null,"Landfill Gas","","WEC_CALN","California",6,"San Joaquin",77,"06077",2.1,13648,2014,9999,null,null,"N","Landfill Gas",{"$nulls":15},0.04394744404747715,0.04394744404747715,0.04394744404747715,0.04394744404747715]
["Rutan","58449_G_2",58449,"G","2",null,"Solar PV","","WEC_LADW","California",6,"Los Angeles",37,"06037",1.5,0,2013,9999,null,null,"N","Solar",{"$nulls":15},0,0,0,0]
["Rosamond One","58498_G_RONE",58498,"G","RONE",null,"Solar PV","","WECC_SCE","California",6,"Kern",29,"06029",20,0,2014,9999,null,null,"N","Solar",{"$nulls":15},0,0,0,0]
["Garnet Solar Power Station 1 LLC","58528_G_WDT44",58528,"G","WDT44",null,"Solar PV","","WECC_SCE","California",6,"Riverside",65,"06065",4,0,2014,9999,null,null,"N","Solar",{"$nulls":15},0,0,0,0]
["Bryan Solar Field","58381_G_1",58381,"G","1",null,"Solar PV","","PJM_ATSI","Ohio",39,"Williams",171,"39171",1.7,0,2012,9999,null,null,"N","Solar",{"$nulls":15},0,0,0,0]
["Lake Charles Polymers","57884_G_G-900",57884,"G","G-900",null,"Combustion Turbine","Combustion Turbine","S_D_WOTA","Louisiana",22,"Calcasieu",19,"22019",11.5,9750,2011,9999,null,null,"N","Natural Gas",{"$nulls":15},0.08,0.08,0.08,0.08]
["Pacific Wind LLC","57757_G_1",57757,"G","1",null,"Wind","","WECC_SCE","California",6,"Kern",29,"06029",140,0,2012,9999,null,null,"N","Wind",{"$nulls":15},0,0,0,0]
["Antelope Station","57865_G_E06",57865,"G","E06",null,"Combustion Turbine","IC Engine","SPP_SPS","Texas",48,"Hale",189,"48189",8.9,10745,2011,9999,null,null,"N","Natural Gas",{"$nulls":15},2.0543300185532067,2.0543300185532067,2.0543300185532067,2.0543300185532067]
["Kingdom Community Wind","57979_G_KCW",57979,"G","KCW",null,"Wind","","NENGREST","Vermont",50,"Orleans",19,"50019",65,0,2012,9999,null,null,"N","Wind",{"$nulls":15},0,0,0,0]
["Countyside Genco LLC","55773_G_CS10",55773,"G","CS10",null,"Landfill Gas","","PJM_COMD","Illinois",17,"Lake",97,"17097",2,13648,2012,9999,null,null,"N","Landfill Gas",{"$nulls":15},0.09,0.09,0.09,0.09]
["Berkshire Wind Power Project","57721_G_BWP",57721,"G","BWP",null,"Wind","","NENGREST","Massachusetts",25,"Berkshire",3,"25003",15,0,2011,9999,null,null,"N","Wind",{"$nulls":15},0,0,0,0]
["North Branch","2002_G_5",2002,"G","5",null,"Combustion Turbine","IC Engine","MIS_MNWI","Minnesota",27,"Chisago",25,"27025",2,10745,2011,9999,null,null,"N","Distillate Fuel Oil",{"$nulls":15},2.3354529520972003,2.3354529520972003,2.3354529520972003,2.3354529520972003]
["North Branch","2002_G_6",2002,"G","6",null,"Combustion Turbine","IC Engine","MIS_MNWI","Minnesota",27,"Chisago",25,"27025",2,10745,2011,9999,null,null,"N","Distillate Fuel Oil",{"$nulls":15},2.3354529520972003,2.3354529520972003,2.3354529520972003,2.3354529520972003]
["Peru","955_G_17",955,"G","17",null,"Combustion Turbine","IC Engine","PJM_COMD","Illinois",17,"La Salle",99,"17099",2.7,10745,2011,9999,null,null,"N","Distillate Fuel Oil",{"$nulls":15},2.3354529520972003,2.3354529520972003,2.3354529520972003,2.3354529520972003]
["Pebbly Beach","6704_G_MT03",6704,"G","MT03",null,"Combustion Turbine","Combustion Turbine","WEC_LADW","California",6,"Los Angeles",37,"06037",0.1,10745,2011,9999,null,null,"N","Natural Gas",{"$nulls":15},0.0267,0.0267,0.0267,0.0267]
["Pebbly Beach","6704_G_MT22",6704,"G","MT22",null,"Combustion Turbine","Combustion Turbine","WEC_LADW","California",6,"Los Angeles",37,"06037",0.1,10745,2011,9999,null,null,"N","Natural Gas",{"$nulls":15},0.0267,0.0267,0.0267,0.0267]
["Prairie Fire","58171_G_GEN1",58171,"G","GEN1",null,"Solar PV","","WECC_AZ","Arizona",4,"Pima",19,"04019",5,0,2012,9999,null,null,"N","Solar",{"$nulls":15},0,0,0,0]
["Stock Island","6584_G_EP2",6584,"G","EP2",null,"Combustion Turbine","IC Engine","FRCC","Florida",12,"Monroe",87,"12087",2.5,10745,2012,9999,null,null,"N","Distillate Fuel Oil",{"$nulls":15},2.3354529520972003,2.3354529520972003,2.3354529520972003,2.3354529520972003]
["Warren County","56888_G_GEN 3",56888,"G","GEN 3",null,"Solar PV","","PJM_EMAC","New Jersey",34,"Warren",41,"34041",0.5,0,2012,9999,null,null,"N","Solar",{"$nulls":15},0,0,0,0]
["Loraine County Project","56869_G_17",56869,"G","17",null,"Landfill Gas","","PJM_ATSI","Ohio",39,"LORAIN",93,"39093",1.6,13648,2012,9999,null,null,"N","Landfill Gas",{"$nulls":15},0.09,0.09,0.09,0.09]
["Mehoopany Wind Energy LLC","57769_G_1",57769,"G","1",null,"Wind","","PJM_PENE","Pennsylvania",42,"Wyoming",131,"42131",142.6,0,2012,9999,null,null,"N","Wind",{"$nulls":15},0,0,0,0]
["Carleton College","57296_G_WIND2",57296,"G","WIND2",null,"Wind","","MIS_MNWI","Minnesota",27,"Rice",131,"27131",1.6,0,2011,9999,null,null,"N","Wind",{"$nulls":15},0,0,0,0]
["Kaiser Downey","58128_G_KRSO1",58128,"G","KRSO1",null,"Fuel Cell","","WEC_LADW","California",6,"Los Angeles",37,"06037",0.2,9500,2012,9999,null,null,"N","Natural Gas",{"$nulls":15},0,0,0,0]
["Wakefern Food Corp","58123_G_1",58123,"G","1",null,"Solar PV","","PJM_EMAC","New Jersey",34,"Middlesex",23,"34023",2,0,2012,9999,null,null,"N","Solar",{"$nulls":15},0,0,0,0]
["Mesquite Solar 1","57707_G_3",57707,"G","3",null,"Solar PV","","WECC_AZ","Arizona",4,"Maricopa",13,"04013",10,0,2011,9999,null,null,"N","Solar",{"$nulls":15},0,0,0,0]
["The City of Vineland at West Vineland","57745_G_PV1",57745,"G","PV1",null,"Solar PV","","PJM_EMAC","New Jersey",34,"Cumberland",11,"34011",3.7,0,2011,9999,null,null,"N","Solar",{"$nulls":15},0,0,0,0]
["Power County Wind Park North","57761_G_PCWPN",57761,"G","PCWPN",null,"Wind","","WECC_ID","Idaho",16,"Power",77,"16077",22.5,0,2011,9999,null,null,"N","Wind",{"$nulls":15},0,0,0,0]
["Kent County - Worton Complex","58243_G_WRTN",58243,"G","WRTN",null,"Solar PV","","PJM_EMAC","Maryland",24,"Kent",29,"24029",1,0,2012,9999,null,null,"N","Solar",{"$nulls":15},0,0,0,0]
["Windstar 1","57774_G_WGNS",57774,"G","WGNS",null,"Wind","","WECC_SCE","California",6,"Kern",29,"06029",120,0,2012,9999,null,null,"N","Wind",{"$nulls":15},0,0,0,0]
["Peak Power 1 Cogen","57789_G_GEN3",57789,"G","GEN3",null,"Combustion Turbine","IC Engine","NY_Z_J","New York",36,"New York",61,"36061",2,12774,2010,9999,null,null,"N","Natural Gas",{"$nulls":15},2.0543300185532067,2.0543300185532067,2.0543300185532067,2.0543300185532067]
["Roll Delano","58297_G_ROL4",58297,"G","ROL4",null,"Fuel Cell","","WECC_SCE","California",6,"Kern",29,"06029",1,9500,2012,9999,null,null,"N","Natural Gas",{"$nulls":15},0,0,0,0]
["Hawkeye Wind Farm","57832_G_NORD",57832,"G","NORD",null,"Wind","","MIS_MIDA","Iowa",19,"Bremer",17,"19017",36,0,2012,9999,null,null,"N","Wind",{"$nulls":15},0,0,0,0]
["Solano Wind Plant III","58092_G_3",58092,"G","3",null,"Wind","","WECC_SF","California",6,"Solano",95,"06095",128,0,2012,9999,null,null,"N","Wind",{"$nulls":15},0,0,0,0]
["Concord Energy","57896_G_UNT1",57896,"G","UNT1",null,"Landfill Gas","","S_VACA","North Carolina",37,"Cabarrus",25,"37025",3.9,13648,2012,9999,null,null,"N","Landfill Gas",{"$nulls":15},0.09,0.09,0.09,0.09]
["Holyoke Solar Cooperative at Mueller","57931_G_PV1",57931,"G","PV1",null,"Solar PV","","NENGREST","Massachusetts",25,"Hampden",13,"25013",2.7,0,2011,9999,null,null,"N","Solar",{"$nulls":15},0,0,0,0]
["Alta Wind VIII","57835_G_AW08",57835,"G","AW08",null,"Wind","","WECC_SCE","California",6,"Kern",29,"06029",150,0,2012,9999,null,null,"N","Wind",{"$nulls":15},0,0,0,0]
["SunE EPE1 LLC","57986_G_1",57986,"G","1",null,"Solar PV","","WECC_NM","New Mexico",35,"Dona Ana",13,"35013",11.3,0,2012,9999,null,null,"N","Solar",{"$nulls":15},0,0,0,0]
["Salt Palace Solar Gen Plant","58006_G_2",58006,"G","2",null,"Solar PV","","WECC_UT","Utah",49,"Salt Lake",35,"49035",0.5,0,2012,9999,null,null,"N","Solar",{"$nulls":15},0,0,0,0]
["Copper Mountain Solar 2","58017_G_PV03",58017,"G","PV03",null,"Solar PV","","WECC_SNV","Nevada",32,"Clark",3,"32003",34,0,2012,9999,null,null,"N","Solar",{"$nulls":15},0,0,0,0]
["The Lawrenceville School Solar Facility","58356_G_TLS",58356,"G","TLS",null,"Solar PV","","PJM_EMAC","New Jersey",34,"Mercer",21,"34021",5.2,0,2012,9999,null,null,"N","Solar",{"$nulls":15},0,0,0,0]
["Laredo Bus Facility Solar Canopies","58064_G_LBFS",58064,"G","LBFS",null,"Solar PV","","S_SOU","Georgia",13,"DeKalb",89,"13089",1,0,2012,9999,null,null,"N","Solar",{"$nulls":15},0,0,0,0]
["Bed Bath & Beyond DC Port Reading NJ","58096_G_PTNJ",58096,"G","PTNJ",null,"Solar PV","","PJM_EMAC","New Jersey",34,"Middlesex",23,"34023",1.8,0,2011,9999,null,null,"N","Solar",{"$nulls":15},0,0,0,0]
["Limon Wind II","58127_G_1",58127,"G","1",null,"Wind","","WECC_CO","Colorado",8,"Lincoln",73,"08073",200,0,2012,9999,null,null,"N","Wind",{"$nulls":15},0,0,0,0]
["Central Utility Plant","58151_G_STG02",58151,"G","STG02",null,"Combined Cycle","","ERC_REST","Texas",48,"Brazos",41,"48041",11,6430,2011,9999,null,null,"Y","Natural Gas, Distillate Fuel Oil",{"$nulls":15},0.05,0.05,0.05,0.05]
["Danbury Hospital Cogen Plant","58152_G_GEN1",58152,"G","GEN1",null,"Combustion Turbine","Combustion Turbine","NENG_CT","Connecticut",9,"Fairfield",1,"09001",3.9,9750,2011,9999,null,null,"N","Natural Gas",{"$nulls":15},0.08,0.08,0.08,0.08]
["Springview","7771_G_4",7771,"G","4",null,"Wind","","SPP_NEBR","Nebraska",31,"Keya Paha",103,"31103",1.5,0,2011,9999,null,null,"N","Wind",{"$nulls":15},0,0,0,0]
["Palo Verde College","57773_G_1",57773,"G","1",null,"Solar PV","","WECC_SCE","California",6,"Riverside",65,"06065",1.2,0,2009,9999,null,null,"N","Solar",{"$nulls":15},0,0,0,0]
["Rochelle Energy Center","58377_G_REC2",58377,"G","REC2",null,"Landfill Gas","","PJM_COMD","Illinois",17,"Ogle",141,"17141",1.6,13500,2011,9999,null,null,"N","Landfill Gas",{"$nulls":15},0.09,0.09,0.09,0.09]
["ACI Energy Partners LLC","58442_G_GEN1",58442,"G","GEN1",null,"Combustion Turbine","Combustion Turbine","PJM_EMAC","New Jersey",34,"Atlantic",1,"34001",7.5,10745,2012,9999,null,null,"N","Natural Gas",{"$nulls":15},0.08,0.08,0.08,0.08]
["Tinton Falls Solar Farm","58483_G_UNIT1",58483,"G","UNIT1",null,"Solar PV","","PJM_EMAC","New Jersey",34,"Monmouth",25,"34025",16,0,2012,9999,null,null,"N","Solar",{"$nulls":15},0,0,0,0]
["Vista Grande HS at Casa Grande","58517_G_PV1",58517,"G","PV1",null,"Solar PV","","WECC_AZ","Arizona",4,"Pinal",21,"04021",1.8,0,2012,9999,null,null,"N","Solar",{"$nulls":15},0,0,0,0]
["Smithfield Farmland Kinston","58575_G_2",58575,"G","2",null,"Combustion Turbine","IC Engine","S_VACA","North Carolina",37,"Bladen",17,"37017",2.3,12774,2013,9999,null,null,"N","Distillate Fuel Oil",{"$nulls":15},2.3354529520972003,2.3354529520972003,2.3354529520972003,2.3354529520972003]
["Oltmans SCE at Jurupa","58582_G_1",58582,"G","1",null,"Solar PV","","WECC_SCE","California",6,"San Bernardino",71,"06071",1.5,0,2013,9999,null,null,"N","Solar",{"$nulls":15},0,0,0,0]
["Lakeland Solar Energy LLC","58572_G_1",58572,"G","1",null,"Solar PV","","S_SOU","Georgia",13,"Lowndes",185,"13185",0.9,0,2013,9999,null,null,"N","Solar",{"$nulls":15},0,0,0,0]
["Otoe Solar Power Generation Station 1 LLC","58612_G_1",58612,"G","1",null,"Solar PV","","WECC_SCE","California",6,"Orange",59,"06059",1.5,0,2013,9999,null,null,"N","Solar",{"$nulls":15},0,0,0,0]
["Butler Solar Power Project","58959_G_BSF1",58959,"G","BSF1",null,"Solar PV","","SPP_N","Missouri",29,"Bates",13,"29013",2.8,0,2014,9999,null,null,"N","Solar",{"$nulls":15},0,0,0,0]
["Akron WRF","58980_G_2G-2",58980,"G","2G-2",null,"Non-Fossil Waste","","PJM_ATSI","Ohio",39,"Summit",153,"39153",0.6,14731,2014,9999,null,null,"N","Non-Fossil Waste",{"$nulls":15},0,0,0,0]
["Storrie Lake Solar Project","58794_G_MSMPV",58794,"G","MSMPV",null,"Solar PV","","WECC_NM","New Mexico",35,"Mora",33,"35033",1.5,0,2014,9999,null,null,"N","Solar",{"$nulls":15},0,0,0,0]
["Summer Solar C2","58755_G_SSC2",58755,"G","SSC2",null,"Solar PV","","WEC_LADW","California",6,"Los Angeles",37,"06037",1.5,0,2014,9999,null,null,"N","Solar",{"$nulls":15},0,0,0,0]
["Jacobstown","59185_G_PV1",59185,"G","PV1",null,"Solar PV","","PJM_EMAC","New Jersey",34,"Burlington",5,"34005",5,0,2014,9999,null,null,"N","Solar",{"$nulls":15},0,0,0,0]
["West Pemberton","59186_G_PV1",59186,"G","PV1",null,"Solar PV","","PJM_EMAC","New Jersey",34,"Burlington",5,"34005",7,0,2014,9999,null,null,"N","Solar",{"$nulls":15},0,0,0,0]
["California PV Energy at ISD WWTP","59283_G_W4236",59283,"G","W4236",null,"Solar PV","","WEC_CALN","California",6,"San Benito",69,"06069",1,0,2014,9999,null,null,"N","Solar",{"$nulls":15},0,0,0,0]
["Bethel Price Solar, LLC","58843_G_NA",58843,"G","NA",null,"Solar PV","","S_VACA","North Carolina",37,"Pitt",147,"37147",5,0,2014,9999,null,null,"N","Solar",{"$nulls":15},0,0,0,0]
["Windsor Cooper HIill Solar, LLC","58847_G_NA",58847,"G","NA",null,"Solar PV","","PJM_Dom","North Carolina",37,"Bertie",15,"37015",5,0,2014,9999,null,null,"N","Solar",{"$nulls":15},0,0,0,0]
["Spring Canyon II Wind Energy Center","58769_G_1",58769,"G","1",null,"Wind","","WECC_CO","Colorado",8,"Logan",75,"08075",34,0,2014,9999,null,null,"N","Wind",{"$nulls":15},0,0,0,0]
["Corcoran Irrigation District Solar","59183_G_PV1",59183,"G","PV1",null,"Solar PV","","WEC_CALN","California",6,"Kings",31,"06031",19.8,0,2014,9999,null,null,"N","Solar",{"$nulls":15},0,0,0,0]
["Braley Road 2","58680_G_PV1",58680,"G","PV1",null,"Solar PV","","NENGREST","Massachusetts",25,"Bristol",5,"25005",2.7,0,2014,9999,null,null,"N","Solar",{"$nulls":15},0,0,0,0]
["Sunfish Farm","58864_G_1",58864,"G","1",null,"Solar PV","","S_VACA","North Carolina",37,"Wake",183,"37183",5,0,2015,9999,null,null,"N","Solar",{"$nulls":15},0,0,0,0]
["Solar Star 1","58388_G_SS14",58388,"G","SS14",null,"Solar PV","","WECC_SCE","California",6,"Kern",29,"06029",32.2,0,2015,9999,null,null,"N","Solar",{"$nulls":15},0,0,0,0]
["Leonardo Wind 1 LLC","59228_G_WT1",59228,"G","WT1",null,"Wind","","MIS_IA","Iowa",19,"Hardin",83,"19083",3,0,2015,9999,null,null,"N","Wind",{"$nulls":15},0,0,0,0]
["WED Coventry 2","59302_G_COV2",59302,"G","COV2",null,"Wind","","NENGREST","Rhode Island",44,"Kent",3,"44003",1.5,0,2015,9999,null,null,"N","Wind",{"$nulls":15},0,0,0,0]
["NENG_ME_ME_Hydro","83641_C_1",83641,"C",1,null,"Hydro","","NENG_ME","Maine",23,"NA",0,"23000",1.1,0,2015,9999,null,null,"N","Hydro",{"$nulls":14},0,0,0,0,0]
["S_VACA_NC_Hydro","83747_C_1",83747,"C",1,null,"Hydro","","S_VACA","North Carolina",37,"NA",0,"37000",28.9,0,2015,9999,null,null,"N","Hydro",{"$nulls":14},0,0,0,0,0]
["WEC_SDGE_CA_Fuel Cell","83785_C_1",83785,"C",1,null,"Fuel Cell","","WEC_SDGE","California",6,"NA",0,"06000",5.5,9500,2015,9999,null,null,"N","Natural Gas",{"$nulls":14},0,0,0,0,0]
["PJM_Dom_NC_Solar PV","83686_C_1",83686,"C",1,null,"Solar PV","","PJM_Dom","North Carolina",37,"NA",0,"37000",47.4,0,2015,9999,null,null,"N","Solar",{"$nulls":14},0,0,0,0,0]
["SPP_N_MO_Solar PV","83758_C_1",83758,"C",1,null,"Solar PV","","SPP_N","Missouri",29,"NA",0,"29000",0.1,0,2015,9999,null,null,"N","Solar",{"$nulls":14},0,0,0,0,0]
["S_C_KY_KY_Landfill Gas","83727_C_1",83727,"C",1,null,"Landfill Gas","","S_C_KY","Kentucky",21,"NA",0,"21000",2.4,13648,2015,9999,null,null,"N","Landfill Gas",{"$nulls":14},0,0.09,0.09,0.09,0.09]
["S_C_TVA_MS_Biomass","83731_C_1",83731,"C",1,null,"Biomass","","S_C_TVA","Mississippi",28,"NA",0,"28000",13.3,13500,2015,9999,null,null,"N","Biomass",{"$nulls":14},0,0.02,0.02,0.02,0.02]
["S_SOU_GA_Biomass","83739_C_1",83739,"C",1,null,"Biomass","","S_SOU","Georgia",13,"NA",0,"13000",68,13500,2015,9999,null,null,"N","Biomass",{"$nulls":14},0,0.02,0.02,0.02,0.02]
["PJM_PENE_PA_Combustion Turbine","83707_C_1",83707,"C",1,null,"Combustion Turbine","IC Engine","PJM_PENE","Pennsylvania",42,"NA",0,"42000",1.6,12774,2015,9999,null,null,"N","Natural Gas",{"$nulls":14},0,2.0543300185532067,2.0543300185532067,2.0543300185532067,2.0543300185532067]
["WECC_WY_WY_Wind","83846_C_1",83846,"C",1,null,"Wind","","WECC_WY","Wyoming",56,"NA",0,"56000",2,0,2015,9999,null,null,"N","Wind",{"$nulls":14},0,0,0,0,0]
["MIS_INKY_IN_Solar PV","83620_C_1",83620,"C",1,null,"Solar PV","","MIS_INKY","Indiana",18,"NA",0,"18000",26.5,0,2015,9999,null,null,"N","Solar",{"$nulls":14},0,0,0,0,0]
["ERC_REST_TX_Solar PV","83605_C_1",83605,"C",1,null,"Solar PV","","ERC_REST","Texas",48,"NA",0,"48000",43.9,0,2015,9999,null,null,"N","Solar",{"$nulls":14},0,0,0,0,0]
["WECC_SCE_CA_Solar PV_18","83952_G_1",83952,"C",1,null,"Solar PV","","WECC_SCE","California",6,"NA",0,"06000",88,0,2018,9999,null,null,"N","Solar",{"$nulls":15},0,0,0,0]
["MIS_IL_IL_Wind","83617_C_1",83617,"C",1,null,"Wind","","MIS_IL","Illinois",17,"NA",0,"17000",98,0,2015,9999,null,null,"N","Wind",{"$nulls":14},0,0,0,0,0]
["WECC_PNW_WA_Wind","83828_C_1",83828,"C",1,null,"Wind","","WECC_PNW","Washington",53,"NA",0,"53000",266.8,0,2015,9999,null,null,"N","Wind",{"$nulls":14},0,0,0,0,0]
["Dinosaur Point","10005_G_WTGS",10005,"G","WTGS",null,"Wind","","WEC_CALN","California",6,"MERCED",47,"06047",17,0,1988,9999,"","","N","Wind","",{"$nulls":14},0,0,0,0,{"$nulls":6},""]
["Felt Hydroelectric Plant","10028_G_GEN1",10028,"G","GEN1",null,"Hydro","","WECC_ID","Idaho",16,"Teton",81,"16081",2.3,0,1985,9999,"","","N","Hydro","",{"$nulls":14},0,0,0,0,{"$nulls":6},""]
["Markland","1005_G_3",1005,"G","3",null,"Hydro","","MIS_INKY","Indiana",18,"Switzerland",155,"18155",15,0,1967,9999,"","","N","Hydro","",{"$nulls":14},0,0,0,0,{"$nulls":6},""]
["Lockwood Hydroelectric Facility","10066_G_GEN4",10066,"G","GEN4",null,"Hydro","","NENG_ME","Maine",23,"Kennebec",11,"23011",0.7,0,1985,9999,"","","N","Hydro","",{"$nulls":14},0,0,0,0,{"$nulls":6},""]
["Franklin Industrial Complex","10109_G_2",10109,"G","2",null,"Hydro","","NENGREST","New Hampshire",33,"Merrimack",13,"33013",0.2,0,1982,9999,"","","N","Hydro","",{"$nulls":14},0,0,0,0,{"$nulls":6},""]
["Deweys Mill","10137_G_GEN2",10137,"G","GEN2",null,"Hydro","","NENGREST","Vermont",50,"Windham",25,"50025",0.5,0,1989,9999,"","","N","Hydro","",{"$nulls":14},0,0,0,0,{"$nulls":6},""]
["South Dry Creek Hydro","10138_G_1",10138,"G","1",null,"Hydro","","WECC_MT","Montana",30,"Carbon",9,"30009",2,0,1985,9999,"","","N","Hydro","",{"$nulls":14},0,0,0,0,{"$nulls":6},""]
["Butler-Warner Generation Plant","1016_G_4",1016,"G","4",null,"Combustion Turbine","Combustion Turbine","S_VACA","North Carolina",37,"Cumberland",51,"37051",20,16276,1976,9999,"","","N","Natural Gas, Distillate Fuel Oil","",{"$nulls":13},2.3000000000000003,0.28305400661256386,0.28305400661256386,0.28305400661256386,0.28305400661256386,{"$nulls":6},""]
["Tehachapi Wind Resource I","10191_G_EXIS",10191,"G","EXIS",null,"Wind","","WECC_SCE","California",6,"Kern",29,"06029",8.7,0,1984,9999,"","","N","Wind","",{"$nulls":14},0,0,0,0,{"$nulls":6},""]
["IMC Phosphates Company Uncle Sam","10198_G_GEN2",10198,"G","GEN2",null,"Non-Fossil Waste","","S_D_AMSO","Louisiana",22,"St. James",93,"22093",10.2,9716,1968,9999,"","","Y","Non-Fossil Waste","",{"$nulls":14},0,0,0,0,{"$nulls":6},""]
["New York State Dam Hydro","10221_G_GEN1",10221,"G","GEN1",null,"Hydro","","NY_Z_F","New York",36,"Saratoga",91,"36091",1.4,0,1990,9999,"","","N","Hydro","",{"$nulls":14},0,0,0,0,{"$nulls":6},""]
["Kansas River Project","10279_G_3",10279,"G","3",null,"Hydro","","SPP_N","Kansas",20,"Douglas",45,"20045",0.3,0,1922,9999,"","","N","Hydro","",{"$nulls":14},0,0,0,0,{"$nulls":6},""]
["Bayou Cogen Plant","10298_G_GEN4",10298,"G","GEN4",null,"Combustion Turbine","Combustion Turbine","ERC_REST","Texas",48,"Harris",201,"48201",65,8700,1985,9999,"","","Y","Natural Gas","",{"$nulls":13},3,0.026651002023350297,0.026651002023350297,0.026651002023350297,0.026651002023350297,{"$nulls":6},""]
["Peters Drive Plant","10324_G_GEN3",10324,"G","GEN3",null,"Hydro","","WECC_PNW","Oregon",41,"Hood River",27,"41027",0.3,0,1987,9999,"","","N","Hydro","",{"$nulls":14},0,0,0,0,{"$nulls":6},""]
["Guadalupe Power Plant","10390_G_4",10390,"G","4",null,"Landfill Gas","","WEC_CALN","California",6,"Santa Clara",85,"06085",1,16317,1987,9999,"","","N","Landfill Gas","",{"$nulls":14},0.04394744404747715,0.04394744404747715,0.04394744404747715,0.04394744404747715,{"$nulls":6},""]
["Mosiac New Wales Operations","10434_G_TG1",10434,"G","TG1",null,"Non-Fossil Waste","","FRCC","Florida",12,"Polk",105,"12105",8,9716,1981,9999,"","","Y","Non-Fossil Waste","",{"$nulls":14},0,0,0,0,{"$nulls":6},""]
["Pitchess Cogen Station","10478_G_GEN2",10478,"G","GEN2",null,"Combined Cycle","","WECC_SCE","California",6,"Los Angeles",37,"06037",5.7,6718,1988,9999,"","","Y","Natural Gas, Distillate Fuel Oil","",{"$nulls":14},0.012,0.012,0.012,0.012,{"$nulls":6},""]
["Rumford Falls Power","10493_G_GEN6",10493,"G","GEN6",null,"Hydro","","NENG_ME","Maine",23,"Oxford",17,"23017",7.6,0,1954,9999,"","","N","Hydro","",{"$nulls":14},0,0,0,0,{"$nulls":6},""]
["Kern River Cogeneration","10496_G_GTBG",10496,"G","GTBG",null,"Combustion Turbine","Combustion Turbine","WECC_SCE","California",6,"Kern",29,"06029",72,8700,1985,9999,"","","Y","Natural Gas","",{"$nulls":13},0.74,0.0267,0.0267,0.0267,0.0267,{"$nulls":6},""]
["Dexter Plant","10538_G_GEN3",10538,"G","GEN3",null,"Hydro","","NY_Z_C&E","New York",36,"Jefferson",45,"36045",0.2,0,1958,9999,"","","N","Hydro","",{"$nulls":14},0,0,0,0,{"$nulls":6},""]
["Beaver Valley Patterson Dam","10546_G_GEN3",10546,"G","GEN3",null,"Hydro","","PJM_West","Pennsylvania",42,"Beaver",7,"42007",0.4,0,1982,9999,"","","N","Hydro","",{"$nulls":14},0,0,0,0,{"$nulls":6},""]
["Ridgetop Energy LLC","10597_G_WGN1",10597,"G","WGN1",null,"Wind","","WECC_SCE","California",6,"Kern",29,"06029",29,0,1984,9999,"","","N","Wind","",{"$nulls":14},0,0,0,0,{"$nulls":6},""]
["Duane Arnold Energy Center","1060_G_1",1060,"G","1",null,"Nuclear","","MIS_IA","Iowa",19,"Linn",113,"19113",601,10460,1975,2035,"","","N","Nuclear Fuel","",{"$nulls":14},0,0,0,0,{"$nulls":6},""]
["Carthage Energy LLC","10620_G_GEN2",10620,"G","GEN2",null,"Combined Cycle","","NY_Z_C&E","New York",36,"Jefferson",45,"36045",21,9694,1991,9999,"","","N","Natural Gas","",{"$nulls":14},0.13486059978018705,0.13486059978018705,0.13486059978018705,0.13486059978018705,{"$nulls":6},""]
["Olinda Landfill Gas Recovery Plant","10648_G_GEN3",10648,"G","GEN3",null,"Landfill Gas","","WECC_SCE","California",6,"Orange",59,"06059",1.7,13500,1985,9999,"","","N","Landfill Gas","",{"$nulls":14},0.04394744404747715,0.04394744404747715,0.04394744404747715,0.04394744404747715,{"$nulls":6},""]
["Westend Facility","10685_G_PINA",10685,"G","PINA",null,"Combustion Turbine","Combustion Turbine","WECC_SCE","California",6,"San Bernardino",71,"06071",15,8700,1969,9999,"","","Y","Natural Gas","",{"$nulls":13},0.74,0.0267,0.0267,0.0267,0.0267,{"$nulls":6},""]
["Selkirk Cogen","10725_G_GEN4",10725,"G","GEN4",null,"Combined Cycle","","NY_Z_F","New York",36,"Albany",1,"36001",79,8461,1994,9999,"","","Y","Natural Gas, Distillate Fuel Oil","",{"$nulls":4},"SCR",{"$nulls":9},0.036732658463070327,0.036732658463070327,0.036732658463070327,0.036732658463070327,{"$nulls":6},""]
["Midland Cogeneration Venture","10745_G_BP15",10745,"G","BP15",null,"Combined Cycle","","MIS_LMI","Michigan",26,"Midland",111,"26111",13.4,7289,1998,9999,"","","Y","Natural Gas","",{"$nulls":14},0.11002855979563973,0.11002855979563973,0.11002855979563973,0.11002855979563973,{"$nulls":6},""]
["Marina Landfill Gas","10748_G_U3J98",10748,"G","U3J98",null,"Landfill Gas","","WEC_CALN","California",6,"Monterey",53,"06053",1,14415,1998,9999,"","","N","Landfill Gas","",{"$nulls":14},0.04394744404747715,0.04394744404747715,0.04394744404747715,0.04394744404747715,{"$nulls":6},""]
["Koyle Ranch Hydroelectric Project","10781_G_GEN2",10781,"G","GEN2",null,"Hydro","","WECC_ID","Idaho",16,"Gooding",47,"16047",0.3,0,1983,9999,"","","N","Hydro","",{"$nulls":14},0,0,0,0,{"$nulls":6},""]
["Crystal Springs","10806_G_GEN1",10806,"G","GEN1",null,"Hydro","","WECC_ID","Idaho",16,"Twin Falls",83,"16083",2,0,1988,9999,"","","N","Hydro","",{"$nulls":14},0,0,0,0,{"$nulls":6},""]
["Cosgrove Intake and Power Station","10825_G_UNI1",10825,"G","UNI1",null,"Hydro","","NENGREST","Massachusetts",25,"WORCESTER",27,"25027",0.7,0,1969,9999,"","","N","Hydro","",{"$nulls":14},0,0,0,0,{"$nulls":6},""]
["Hazelton","10870_G_GEN3",10870,"G","GEN3",null,"Combustion Turbine","Combustion Turbine","PJM_WMAC","Pennsylvania",42,"Luzerne",79,"42079",28,13103,2002,9999,"","","N","Natural Gas, Distillate Fuel Oil","",{"$nulls":13},4,0.0816894068239421,0.0816894068239421,0.0816894068239421,0.0816894068239421,{"$nulls":6},""]
["Roaring Creek Water Power","10881_G_GEN1",10881,"G","GEN1",null,"Hydro","","WEC_CALN","California",6,"Shasta",89,"06089",2,0,1986,9999,"","","N","Hydro","",{"$nulls":14},0,0,0,0,{"$nulls":6},""]
["Lockport Powerhouse","10903_G_2GEN",10903,"G","2GEN",null,"Hydro","","PJM_COMD","Illinois",17,"Will",197,"17197",6,0,2001,9999,"","","N","Hydro","",{"$nulls":14},0,0,0,0,{"$nulls":6},""]
["Keokuk","1109_G_15",1109,"G","15",null,"Hydro","","MIS_MO","Iowa",19,"Lee",111,"19111",8.1,0,1913,9999,"","","N","Hydro","",{"$nulls":14},0,0,0,0,{"$nulls":6},""]
["Anita","1123_G_4",1123,"G","4",null,"Combustion Turbine","IC Engine","MIS_IL","Iowa",19,"Cass",29,"19029",0.2,10745,2000,9999,"","","N","Distillate Fuel Oil","",{"$nulls":13},2.5,2.3354529520972003,2.3354529520972003,2.3354529520972003,2.3354529520972003,{"$nulls":6},""]
["Bloomfield","1127_G_3",1127,"G","3",null,"Combustion Turbine","IC Engine","MIS_IA","Iowa",19,"Davis",51,"19051",2.2,13800,1964,9999,"","","N","Natural Gas, Distillate Fuel Oil","",{"$nulls":13},2.5,2.0543300185532067,2.0543300185532067,2.0543300185532067,2.0543300185532067,{"$nulls":6},""]
["Bloomfield","1127_G_4",1127,"G","4",null,"Combustion Turbine","IC Engine","MIS_IA","Iowa",19,"Davis",51,"19051",0.2,13805,1946,9999,"","","N","Distillate Fuel Oil","",{"$nulls":13},2.5,0.7303252651467953,0.7303252651467953,0.7303252651467953,0.7303252651467953,{"$nulls":6},""]
["Douglas","114_G_1",114,"G","1",null,"Combustion Turbine","Combustion Turbine","WECC_AZ","Arizona",4,"Cochise",3,"04003",15,20258,1972,9999,"","","N","Distillate Fuel Oil","",{"$nulls":13},1,0.7653828280223779,0.7653828280223779,0.7653828280223779,0.7653828280223779,{"$nulls":6},""]
["Grundy Center City Light Plant","1145_G_IC1",1145,"G","IC1",null,"Combustion Turbine","IC Engine","MIS_IA","Iowa",19,"GRUNDY",75,"19075",2.2,13816,1963,9999,"","","N","Natural Gas, Distillate Fuel Oil","",{"$nulls":13},2.5,0.7303252651467953,0.7303252651467953,0.7303252651467953,0.7303252651467953,{"$nulls":6},""]
["Indianola","1150_G_5",1150,"G","5",null,"Combustion Turbine","IC Engine","MIS_MIDA","Iowa",19,"Warren",181,"19181",4,12774,1966,9999,"","","N","Natural Gas, Distillate Fuel Oil","",{"$nulls":13},2.5,0.7303252651467953,0.7303252651467953,0.7303252651467953,0.7303252651467953,{"$nulls":6},""]
["Lamoni Municipal Utilities","1155_G_7",1155,"G","7",null,"Combustion Turbine","IC Engine","MIS_IA","Iowa",19,"Decatur",53,"19053",2.3,10745,2011,9999,"","","N","Distillate Fuel Oil","",{"$nulls":14},2.3354529520972003,2.3354529520972003,2.3354529520972003,2.3354529520972003,{"$nulls":6},""]
["Manning","1160_G_1",1160,"G","1",null,"Combustion Turbine","IC Engine","MIS_MIDA","Iowa",19,"Carroll",27,"19027",0.2,12774,1928,9999,"","","N","Distillate Fuel Oil","",{"$nulls":13},2.5,0.7303252651467953,0.7303252651467953,0.7303252651467953,0.7303252651467953,{"$nulls":6},""]
["Montezuma","1165_G_5",1165,"G","5",null,"Combustion Turbine","IC Engine","MIS_MIDA","Iowa",19,"Poweshiek",157,"19157",1,11456,1959,9999,"","","N","Distillate Fuel Oil","",{"$nulls":13},0.173,0.7303252651467953,0.7303252651467953,0.7303252651467953,0.7303252651467953,{"$nulls":6},""]
["Mt Pleasant","1166_G_5A",1166,"G","5A",null,"Combustion Turbine","IC Engine","MIS_IA","Iowa",19,"Henry",87,"19087",2,10745,2002,9999,"","","N","Distillate Fuel Oil","",{"$nulls":13},0.1462,2.3354529520972003,2.3354529520972003,2.3354529520972003,2.3354529520972003,{"$nulls":6},""]
["West Phoenix","117_G_C4-2",117,"G","C4-2",null,"Combined Cycle","","WECC_AZ","Arizona",4,"Maricopa",13,"04013",39,8974,2001,9999,"","","N","Natural Gas","",{"$nulls":14},0.03444220338895851,0.03444220338895851,0.03444220338895851,0.03444220338895851,{"$nulls":6},""]
["Ottumwa City of","1173_G_2",1173,"G","2",null,"Hydro","","MIS_IA","Iowa",19,"WAPELLO",179,"19179",1.2,0,1931,9999,"","","N","Hydro","",{"$nulls":14},0,0,0,0,{"$nulls":6},""]
["Spencer","1186_G_GT1",1186,"G","GT1",null,"Combustion Turbine","Combustion Turbine","MAP_WAUE","Iowa",19,"Clay",41,"19041",17,25000,1970,9999,"","","N","Distillate Fuel Oil","",{"$nulls":13},2.5,0.7653828280223779,0.7653828280223779,0.7653828280223779,0.7653828280223779,{"$nulls":6},""]
["Sumner","1191_G_6",1191,"G","6",null,"Combustion Turbine","IC Engine","MIS_MIDA","Iowa",19,"BREMER",17,"19017",1.8,11778,1999,9999,"","","N","Distillate Fuel Oil","",{"$nulls":13},1.3337,2.3354529520972003,2.3354529520972003,2.3354529520972003,2.3354529520972003,{"$nulls":6},""]
["Yucca","120_G_GT21",120,"G","GT21",null,"Combustion Turbine","Combustion Turbine","WECC_AZ","Arizona",4,"Yuma",27,"04027",20,11707,1978,9999,"","","N","Distillate Fuel Oil","",{"$nulls":4},"SCR",{"$nulls":8},0.8,0.011288217276260936,0.011288217276260936,0.011288217276260936,0.011288217276260936,{"$nulls":6},""]
["Wilton","1202_G_7",1202,"G","7",null,"Combustion Turbine","IC Engine","MIS_MIDA","Iowa",19,"Muscatine",139,"19139",1.6,11204,1992,9999,"","","N","Distillate Fuel Oil","",{"$nulls":13},0.1466,2.3354529520972003,2.3354529520972003,2.3354529520972003,2.3354529520972003,{"$nulls":6},""]
["Colby","1225_G_GT1",1225,"G","GT1",null,"Combustion Turbine","Combustion Turbine","SPP_WEST","Kansas",20,"Thomas",193,"20193",13,25000,1970,9999,"","","N","Natural Gas, Distillate Fuel Oil","",{"$nulls":13},3,0.4777602100541084,0.4777602100541084,0.4777602100541084,0.4777602100541084,{"$nulls":6},""]
["Anthony","1258_G_IC3",1258,"G","IC3",null,"Combustion Turbine","IC Engine","SPP_N","Kansas",20,"Harper",77,"20077",4,10745,1981,9999,"","","N","Natural Gas, Distillate Fuel Oil","",{"$nulls":13},3,2.0543300185532067,2.0543300185532067,2.0543300185532067,2.0543300185532067,{"$nulls":6},""]
["Ashland","1259_G_1",1259,"G","1",null,"Combustion Turbine","IC Engine","SPP_N","Kansas",20,"Clark",25,"20025",0.6,11800,1953,9999,"","","N","Natural Gas, Distillate Fuel Oil","",{"$nulls":14},2.0543300185532067,2.0543300185532067,2.0543300185532067,2.0543300185532067,{"$nulls":6},""]
["Augusta Electric Plant No 1","1261_G_6",1261,"G","6",null,"Combustion Turbine","IC Engine","SPP_N","Kansas",20,"Butler",15,"20015",2.2,12774,1956,9999,"","","N","Natural Gas, Distillate Fuel Oil","",{"$nulls":14},2.0543300185532067,2.0543300185532067,2.0543300185532067,2.0543300185532067,{"$nulls":6},""]
["Burlingame","1265_G_3",1265,"G","3",null,"Combustion Turbine","IC Engine","SPP_N","Kansas",20,"Osage",139,"20139",0.8,11306,1963,9999,"","","N","Natural Gas, Distillate Fuel Oil","",{"$nulls":13},3,2.0543300185532067,2.0543300185532067,2.0543300185532067,2.0543300185532067,{"$nulls":6},""]
["Clay Center","1270_G_IC5",1270,"G","IC5",null,"Combustion Turbine","IC Engine","SPP_N","Kansas",20,"Clay",27,"20027",3.5,18000,1996,9999,"","","N","Natural Gas, Distillate Fuel Oil","",{"$nulls":14},2.0543300185532067,2.0543300185532067,2.0543300185532067,2.0543300185532067,{"$nulls":6},""]
["Erie","1276_G_7",1276,"G","7",null,"Combustion Turbine","IC Engine","SPP_N","Kansas",20,"Neosho",133,"20133",1,10745,2005,9999,"","","N","Distillate Fuel Oil","",{"$nulls":13},3,2.3354529520972003,2.3354529520972003,2.3354529520972003,2.3354529520972003,{"$nulls":6},""]
["Goodland","1280_G_3",1280,"G","3",null,"Combustion Turbine","IC Engine","SPP_N","Kansas",20,"Sherman",181,"20181",0.7,12774,1939,9999,"","","N","Distillate Fuel Oil","",{"$nulls":13},3,2.3354529520972003,2.3354529520972003,2.3354529520972003,2.3354529520972003,{"$nulls":6},""]
["Hoisington","1286_G_6",1286,"G","6",null,"Combustion Turbine","IC Engine","SPP_N","Kansas",20,"Barton",9,"20009",2,18000,1961,9999,"","","N","Natural Gas, Distillate Fuel Oil","",{"$nulls":14},2.0543300185532067,2.0543300185532067,2.0543300185532067,2.0543300185532067,{"$nulls":6},""]
["Jetmore","1292_G_7",1292,"G","7",null,"Combustion Turbine","IC Engine","SPP_N","Kansas",20,"HODGEMAN",83,"20083",0.9,10745,1966,9999,"","","N","Distillate Fuel Oil","",{"$nulls":13},3,2.3354529520972003,2.3354529520972003,2.3354529520972003,2.3354529520972003,{"$nulls":6},""]
["Larned","1299_G_CAT3",1299,"G","CAT3",null,"Combustion Turbine","IC Engine","SPP_N","Kansas",20,"Pawnee",145,"20145",2,25000,2004,9999,"","","N","Distillate Fuel Oil","",{"$nulls":13},3,2.3354529520972003,2.3354529520972003,2.3354529520972003,2.3354529520972003,{"$nulls":6},""]
["Meade","1306_G_3",1306,"G","3",null,"Combustion Turbine","IC Engine","SPP_N","Kansas",20,"Meade",119,"20119",1.1,10814,1957,9999,"","","N","Natural Gas, Distillate Fuel Oil","",{"$nulls":13},3,2.0543300185532067,2.0543300185532067,2.0543300185532067,2.0543300185532067,{"$nulls":6},""]
["Mulvane Power Plant","1308_G_7",1308,"G","7",null,"Combustion Turbine","IC Engine","SPP_N","Kansas",20,"Sumner",191,"20191",0.6,12681,2004,9999,"","","N","Distillate Fuel Oil","",{"$nulls":13},3,2.3354529520972003,2.3354529520972003,2.3354529520972003,2.3354529520972003,{"$nulls":6},""]
["Osage City","1313_G_2",1313,"G","2",null,"Combustion Turbine","IC Engine","SPP_N","Kansas",20,"OSAGE",139,"20139",1.1,13310,1960,9999,"","","N","Natural Gas, Distillate Fuel Oil","",{"$nulls":13},3,2.0543300185532067,2.0543300185532067,2.0543300185532067,2.0543300185532067,{"$nulls":6},""]
["Sabetha Power Plant","1320_G_11",1320,"G","11",null,"Combustion Turbine","IC Engine","SPP_N","Kansas",20,"Nemaha",131,"20131",2.7,12774,1992,9999,"","","N","Natural Gas, Distillate Fuel Oil","",{"$nulls":13},3,2.3354529520972003,2.3354529520972003,2.3354529520972003,2.3354529520972003,{"$nulls":6},""]
["Sharon Spring","1324_G_2",1324,"G","2",null,"Combustion Turbine","IC Engine","SPP_N","Kansas",20,"Wallace",199,"20199",1,18000,1964,9999,"","","N","Natural Gas, Distillate Fuel Oil","",{"$nulls":13},3,2.0543300185532067,2.0543300185532067,2.0543300185532067,2.0543300185532067,{"$nulls":6},""]
["Stockton","1327_G_4",1327,"G","4",null,"Combustion Turbine","IC Engine","SPP_N","Kansas",20,"ROOKS",163,"20163",0.5,12774,1951,9999,"","","N","Natural Gas, Distillate Fuel Oil","",{"$nulls":13},3,2.0543300185532067,2.0543300185532067,2.0543300185532067,2.0543300185532067,{"$nulls":6},""]
["Wellington 1","1330_G_7",1330,"G","7",null,"Combustion Turbine","IC Engine","SPP_N","Kansas",20,"Sumner",191,"20191",2,11218,2004,9999,"","","N","Distillate Fuel Oil","",{"$nulls":13},3,2.3354529520972003,2.3354529520972003,2.3354529520972003,2.3354529520972003,{"$nulls":6},""]
["Wellington 1","1330_G_8",1330,"G","8",null,"Combustion Turbine","IC Engine","SPP_N","Kansas",20,"Sumner",191,"20191",2,11466,2004,9999,"","","N","Distillate Fuel Oil","",{"$nulls":13},3,2.3354529520972003,2.3354529520972003,2.3354529520972003,2.3354529520972003,{"$nulls":6},""]
["Haefling","1358_G_3",1358,"G","3",null,"Combustion Turbine","Combustion Turbine","S_C_KY","Kentucky",21,"Fayette",67,"21067",12,25000,1970,9999,"","","N","Natural Gas, Distillate Fuel Oil","",{"$nulls":13},4.807472676,0.7001,0.7001,0.7001,0.7001,{"$nulls":6},""]
["Paddys Run","1366_G_11",1366,"G","11",null,"Combustion Turbine","Combustion Turbine","S_C_KY","Kentucky",21,"Jefferson",111,"21111",12,24899,1968,9999,"","","N","Natural Gas","",{"$nulls":13},3,0.7001,0.7001,0.7001,0.7001,{"$nulls":6},""]
["Kentucky Dam","1377_G_3",1377,"G","3",null,"Hydro","","S_C_TVA","Kentucky",21,"Marshall",157,"21157",45,0,1944,9999,"","","N","Hydro","",{"$nulls":14},0,0,0,0,{"$nulls":6},""]
["Coughlin Power Station","1396_G_U6CT",1396,"G","U6CT",null,"Combined Cycle","","SPP_SE","Louisiana",22,"Evangeline",39,"22039",163,7794,2000,9999,"","","N","Natural Gas","",{"$nulls":4},"SCR",{"$nulls":9},0.042873854368723416,0.042873854368723416,0.042873854368723416,0.042873854368723416,{"$nulls":6},""]
["Minden","1447_G_3",1447,"G","3",null,"Combustion Turbine","IC Engine","SPP_WEST","Louisiana",22,"WEBSTER",119,"22119",2,17334,1955,9999,"","","N","Distillate Fuel Oil","",{"$nulls":13},5.260578604651162,2.3354529520972003,2.3354529520972003,2.3354529520972003,2.3354529520972003,{"$nulls":6},""]
["Bar Harbor","1466_G_1",1466,"G","1",null,"Combustion Turbine","IC Engine","NENG_ME","Maine",23,"Hancock",9,"23009",2,10745,1961,9999,"","","N","Distillate Fuel Oil","",{"$nulls":13},2,2.3354529520972003,2.3354529520972003,2.3354529520972003,2.3354529520972003,{"$nulls":6},""]
["PPL Milford Hydro Station","1475_G_MF01",1475,"G","MF01",null,"Hydro","","NENG_ME","Maine",23,"Penobscot",19,"23019",0.7,0,2011,9999,"","","N","Hydro","",{"$nulls":14},0,0,0,0,{"$nulls":6},""]
["Bonny Eagle","1482_G_3",1482,"G","3",null,"Hydro","","NENG_ME","Maine",23,"York",31,"23031",1.5,0,1910,9999,"","","N","Hydro","",{"$nulls":14},0,0,0,0,{"$nulls":6},""]
["Deer Rips","1488_G_DR3",1488,"G","DR3",null,"Hydro","","NENG_ME","Maine",23,"Androscoggin",1,"23001",0.8,0,1906,9999,"","","N","Hydro","",{"$nulls":14},0,0,0,0,{"$nulls":6},""]
["Lay Dam","15_G_1",15,"G","1",null,"Hydro","","S_SOU","Alabama",1,"Chilton",21,"01021",29.8,0,1968,9999,"","","N","Hydro","",{"$nulls":14},0,0,0,0,{"$nulls":6},""]
["Shawmut","1504_G_SH7",1504,"G","SH7",null,"Hydro","","NENG_ME","Maine",23,"Somerset",25,"23025",1.9,0,1982,9999,"","","N","Hydro","",{"$nulls":14},0,0,0,0,{"$nulls":6},""]
["Wyman Hydro","1511_G_WY2",1511,"G","WY2",null,"Hydro","","NENG_ME","Maine",23,"Somerset",25,"23025",30,0,1931,9999,"","","N","Hydro","",{"$nulls":14},0,0,0,0,{"$nulls":6},""]
["Glen Canyon Dam","153_G_4",153,"G","4",null,"Hydro","","WECC_AZ","Arizona",4,"Coconino",5,"04005",165,0,1965,9999,"","","N","Hydro","",{"$nulls":14},0,0,0,0,{"$nulls":6},""]
["Herbert A Wagner","1554_G_GT1",1554,"G","GT1",null,"Combustion Turbine","Combustion Turbine","PJM_SMAC","Maryland",24,"Anne Arundel",3,"24003",12.9,18247,1967,9999,"","","N","Distillate Fuel Oil","",{"$nulls":13},1.052964094,0.7653828280223779,0.7653828280223779,0.7653828280223779,0.7653828280223779,{"$nulls":6},""]
["Philadelphia","1557_G_GT4",1557,"G","GT4",null,"Combustion Turbine","Combustion Turbine","PJM_SMAC","Maryland",24,"Baltimore",510,"24510",14.8,16989,1970,9999,"","","N","Distillate Fuel Oil","",{"$nulls":13},1.052964094,0.7653828280223779,0.7653828280223779,0.7653828280223779,0.7653828280223779,{"$nulls":6},""]
["Chalk Point LLC","1571_G_GT3",1571,"G","GT3",null,"Combustion Turbine","Combustion Turbine","PJM_SMAC","Maryland",24,"Prince George's",33,"24033",86,13521,1991,9999,"","","N","Natural Gas, Distillate Fuel Oil","",{"$nulls":13},0.2,0.09322548649564963,0.09322548649564963,0.09322548649564963,0.09322548649564963,{"$nulls":6},""]
["Dickerson","1572_G_GT2",1572,"G","GT2",null,"Combustion Turbine","Combustion Turbine","PJM_SMAC","Maryland",24,"Montgomery",31,"24031",147,13102,1992,9999,"","","N","Natural Gas, Distillate Fuel Oil","",{"$nulls":13},0.3,0.11773144238419235,0.11773144238419235,0.11773144238419235,0.11773144238419235,{"$nulls":6},""]
["Conowingo","1574_G_8",1574,"G","8",null,"Hydro","","PJM_EMAC","Maryland",24,"Harford",25,"24025",65,0,1964,9999,"","","N","Hydro","",{"$nulls":14},0,0,0,0,{"$nulls":6},""]
["Mystic Generating Station","1588_G_GT81",1588,"G","GT81",null,"Combined Cycle","","NENGREST","Massachusetts",25,"Suffolk",25,"25025",221,7405,2003,9999,"","","N","Natural Gas","",{"$nulls":4},"SCR",{"$nulls":9},0.006683381107553964,0.006683381107553964,0.006683381107553964,0.006683381107553964,{"$nulls":6},""]
["Oak Bluffs Diesel Generating Facility","1597_G_UN2",1597,"G","UN2",null,"Combustion Turbine","IC Engine","NENGREST","Massachusetts",25,"Dukes",7,"25007",2.7,10745,1969,9999,"","","N","Distillate Fuel Oil","",{"$nulls":13},0.7890867906976743,2.3354529520972003,2.3354529520972003,2.3354529520972003,2.3354529520972003,{"$nulls":6},""]
["Turlock Lake","161_G_2",161,"G","2",null,"Hydro","","WEC_CALN","California",6,"Stanislaus",99,"06099",1.1,0,1980,9999,"","","N","Hydro","",{"$nulls":14},0,0,0,0,{"$nulls":6},""]
["Gardners Falls","1634_G_GF5",1634,"G","GF5",null,"Hydro","","NENGREST","Massachusetts",25,"Franklin",11,"25011",1.6,0,1925,9999,"","","N","Hydro","",{"$nulls":14},0,0,0,0,{"$nulls":6},""]
["Carpenter","166_G_2",166,"G","2",null,"Hydro","","S_D_REST","Arkansas",5,"Garland",51,"05051",31,0,1930,9999,"","","N","Hydro","",{"$nulls":14},0,0,0,0,{"$nulls":6},""]
["Waters River","1678_G_1",1678,"G","1",null,"Combustion Turbine","Combustion Turbine","NENGREST","Massachusetts",25,"Essex",9,"25009",16.1,10745,1971,9999,"","","N","Natural Gas, Distillate Fuel Oil","",{"$nulls":13},0.7890867906976743,0.47447175518818147,0.47447175518818147,0.47447175518818147,0.47447175518818147,{"$nulls":6},""]
["Mitchell Dam","17_G_7",17,"G","7",null,"Hydro","","S_SOU","Alabama",1,"Coosa",37,"01037",48.8,0,1985,9999,"","","N","Hydro","",{"$nulls":14},0,0,0,0,{"$nulls":6},""]
["Hardy","1707_G_1",1707,"G","1",null,"Hydro","","MIS_LMI","Michigan",26,"Newaygo",123,"26123",10.1,0,1931,9999,"","","N","Hydro","",{"$nulls":14},0,0,0,0,{"$nulls":6},""]
["Rogers","1716_G_2",1716,"G","2",null,"Hydro","","MIS_LMI","Michigan",26,"Mecosta",107,"26107",0.7,0,1922,9999,"","","N","Hydro","",{"$nulls":14},0,0,0,0,{"$nulls":6},""]
["Osceola","172_G_13",172,"G","13",null,"Combustion Turbine","IC Engine","S_D_N_AR","Arkansas",5,"Mississippi",93,"05093",1.6,10745,1999,9999,"","","N","Distillate Fuel Oil","",{"$nulls":14},2.3354529520972003,2.3354529520972003,2.3354529520972003,2.3354529520972003,{"$nulls":6},""]
["Dayton","1727_G_4",1727,"G","4",null,"Combustion Turbine","IC Engine","MIS_LMI","Michigan",26,"Wayne",163,"26163",2,12774,1966,9999,"","","N","Distillate Fuel Oil","",{"$nulls":13},1.67,2.3354529520972003,2.3354529520972003,2.3354529520972003,2.3354529520972003,{"$nulls":6},""]
["Harbor Beach","1731_G_IC2",1731,"G","IC2",null,"Combustion Turbine","IC Engine","MIS_LMI","Michigan",26,"Huron",63,"26063",2,12774,1967,9999,"","","N","Distillate Fuel Oil","",{"$nulls":13},1.67,2.3354529520972003,2.3354529520972003,2.3354529520972003,2.3354529520972003,{"$nulls":6},""]
["Oliver","1735_G_5",1735,"G","5",null,"Combustion Turbine","IC Engine","MIS_LMI","Michigan",26,"Huron",63,"26063",2.3,25000,1970,9999,"","","N","Distillate Fuel Oil","",{"$nulls":13},1.67,2.3354529520972003,2.3354529520972003,2.3354529520972003,2.3354529520972003,{"$nulls":6},""]
["Placid 12","1737_G_2",1737,"G","2",null,"Combustion Turbine","IC Engine","MIS_LMI","Michigan",26,"Oakland",125,"26125",2.4,12774,1970,9999,"","","N","Distillate Fuel Oil","",{"$nulls":13},1.67,2.3354529520972003,2.3354529520972003,2.3354529520972003,2.3354529520972003,{"$nulls":6},""]
["Slocum","1741_G_2",1741,"G","2",null,"Combustion Turbine","IC Engine","MIS_LMI","Michigan",26,"Wayne",163,"26163",2.2,12774,1968,9999,"","","N","Distillate Fuel Oil","",{"$nulls":13},1.67,2.3354529520972003,2.3354529520972003,2.3354529520972003,2.3354529520972003,{"$nulls":6},""]
["Manistique","1750_G_2",1750,"G","2",null,"Combustion Turbine","IC Engine","MIS_WUMS","Michigan",26,"Schoolcraft",153,"26153",2.8,11458,1972,9999,"","","N","Distillate Fuel Oil","",{"$nulls":13},1.67,2.3354529520972003,2.3354529520972003,2.3354529520972003,2.3354529520972003,{"$nulls":6},""]
["Edison Sault","1751_G_26",1751,"G","26",null,"Hydro","","MIS_WUMS","Michigan",26,"Chippewa",33,"26033",0.4,0,1963,9999,"","","N","Hydro","",{"$nulls":14},0,0,0,0,{"$nulls":6},""]
["Edison Sault","1751_G_45",1751,"G","45",null,"Hydro","","MIS_WUMS","Michigan",26,"Chippewa",33,"26033",0.4,0,1916,9999,"","","N","Hydro","",{"$nulls":14},0,0,0,0,{"$nulls":6},""]
["Edison Sault","1751_G_61",1751,"G","61",null,"Hydro","","MIS_WUMS","Michigan",26,"Chippewa",33,"26033",0.4,0,1963,9999,"","","N","Hydro","",{"$nulls":14},0,0,0,0,{"$nulls":6},""]
["Edison Sault","1751_G_74",1751,"G","74",null,"Hydro","","MIS_WUMS","Michigan",26,"Chippewa",33,"26033",0.4,0,1916,9999,"","","N","Hydro","",{"$nulls":14},0,0,0,0,{"$nulls":6},""]
["Buchanan","1754_G_1",1754,"G","1",null,"Hydro","","PJM_West","Michigan",26,"Berrien",21,"26021",0.21,0,1919,9999,"","","N","Hydro","",{"$nulls":14},0,0,0,0,{"$nulls":6},""]
["Constantine","1760_G_4",1760,"G","4",null,"Hydro","","PJM_West","Michigan",26,"St. Joseph",149,"26149",0.13,0,1923,9999,"","","N","Hydro","",{"$nulls":14},0,0,0,0,{"$nulls":6},""]
["Kingsford","1778_G_1",1778,"G","1",null,"Hydro","","MIS_WUMS","Michigan",26,"Dickinson",43,"26043",0.7,0,1924,9999,"","","N","Hydro","",{"$nulls":14},0,0,0,0,{"$nulls":6},""]
["Grand Rapids","1787_G_2",1787,"G","2",null,"Hydro","","MIS_WUMS","Michigan",26,"Menominee",109,"26109",0.7,0,1941,9999,"","","N","Hydro","",{"$nulls":14},0,0,0,0,{"$nulls":6},""]
["Coldwater","1819_G_IC5",1819,"G","IC5",null,"Combustion Turbine","IC Engine","MIS_LMI","Michigan",26,"Branch",23,"26023",6,18000,1978,9999,"","","N","Natural Gas, Distillate Fuel Oil","",{"$nulls":13},1.67,2.0543300185532067,2.0543300185532067,2.0543300185532067,2.0543300185532067,{"$nulls":6},""]
["Hillsdale","1829_G_9",1829,"G","9",null,"Combustion Turbine","IC Engine","MIS_LMI","Michigan",26,"Hillsdale",59,"26059",1.8,12077,2008,9999,"","","N","Distillate Fuel Oil","",{"$nulls":14},2.3354529520972003,2.3354529520972003,2.3354529520972003,2.3354529520972003,{"$nulls":6},""]
["Norway","1848_G_4",1848,"G","4",null,"Hydro","","MIS_WUMS","Michigan",26,"Dickinson",43,"26043",0.9,0,1986,9999,"","","N","Hydro","",{"$nulls":14},0,0,0,0,{"$nulls":6},""]
["Main Street","1853_G_6",1853,"G","6",null,"Combustion Turbine","IC Engine","MIS_LMI","Michigan",26,"Huron",63,"26063",0.6,10745,1967,9999,"","","N","Natural Gas, Distillate Fuel Oil","",{"$nulls":13},1.67,2.0543300185532067,2.0543300185532067,2.0543300185532067,2.0543300185532067,{"$nulls":6},""]
["Zeeland","1867_G_2",1867,"G","2",null,"Combustion Turbine","IC Engine","MIS_LMI","Michigan",26,"Ottawa",139,"26139",1.2,18000,1967,9999,"","","N","Natural Gas, Distillate Fuel Oil","",{"$nulls":13},1.67,2.0543300185532067,2.0543300185532067,2.0543300185532067,2.0543300185532067,{"$nulls":6},""]
["Degray","187_G_1",187,"G","1",null,"Hydro","","SPP_WEST","Arkansas",5,"Clark",19,"05019",40,0,1972,9999,"","","N","Hydro","",{"$nulls":14},0,0,0,0,{"$nulls":6},""]
["Caro","1874_G_5",1874,"G","5",null,"Combustion Turbine","IC Engine","MIS_LMI","Michigan",26,"Tuscola",157,"26157",2,22753,1999,9999,"","","N","Distillate Fuel Oil","",{"$nulls":13},1.67,2.3354529520972003,2.3354529520972003,2.3354529520972003,2.3354529520972003,{"$nulls":6},""]
["Claude Vandyke","1880_G_8",1880,"G","8",null,"Combustion Turbine","Combustion Turbine","MIS_LMI","Michigan",26,"Allegan",5,"26005",20.4,18897,2001,9999,"","","N","Natural Gas","",{"$nulls":13},1.67,0.18366846931454198,0.18366846931454198,0.18366846931454198,0.18366846931454198,{"$nulls":6},""]
["Little Falls","1896_G_4",1896,"G","4",null,"Hydro","","MIS_MNWI","Minnesota",27,"Morrison",97,"27097",1.3,0,1979,9999,"","","N","Hydro","",{"$nulls":14},0,0,0,0,{"$nulls":6},""]
["Thomson","1901_G_3",1901,"G","3",null,"Hydro","","MIS_MNWI","Minnesota",27,"Carlton",17,"27017",11.9,0,1907,9999,"","","N","Hydro","",{"$nulls":14},0,0,0,0,{"$nulls":6},""]
["Inver Hills","1913_G_2",1913,"G","2",null,"Combustion Turbine","Combustion Turbine","MIS_MNWI","Minnesota",27,"Dakota",37,"27037",47,13390,1972,9999,"","","N","Natural Gas, Distillate Fuel Oil","",{"$nulls":13},0.5,0.4777602100541084,0.4777602100541084,0.4777602100541084,0.4777602100541084,{"$nulls":6},""]
["Riverside","1927_G_9",1927,"G","9",null,"Combined Cycle","","MIS_MNWI","Minnesota",27,"Hennepin",53,"27053",158,7057,2009,9999,"","","N","Natural Gas","",{"$nulls":4},"SCR",{"$nulls":8},0.06,0.022954616240223377,0.022954616240223377,0.022954616240223377,0.022954616240223377,{"$nulls":6},""]
["Narrows","195_G_2",195,"G","2",null,"Hydro","","SPP_WEST","Arkansas",5,"Pike",109,"05109",9.7,0,1950,9999,"","","N","Hydro","",{"$nulls":14},0,0,0,0,{"$nulls":6},""]
["Blooming Prairie","1966_G_1",1966,"G","1",null,"Combustion Turbine","IC Engine","MIS_MNWI","Minnesota",27,"Steele",147,"27147",0.3,10745,1937,9999,"","","N","Distillate Fuel Oil","",{"$nulls":14},2.3354529520972003,2.3354529520972003,2.3354529520972003,2.3354529520972003,{"$nulls":6},""]
["Delano","1969_G_9",1969,"G","9",null,"Combustion Turbine","Combustion Turbine","MIS_MNWI","Minnesota",27,"WRIGHT",171,"27171",11,14600,2002,9999,"","","N","Distillate Fuel Oil","",{"$nulls":14},0.7314733646649173,0.7314733646649173,0.7314733646649173,0.7314733646649173,{"$nulls":6},""]
["Glencoe","1975_G_12",1975,"G","12",null,"Combustion Turbine","IC Engine","MIS_MNWI","Minnesota",27,"McLeod",85,"27085",4.8,10781,1998,9999,"","","N","Distillate Fuel Oil","",{"$nulls":14},2.3354529520972003,2.3354529520972003,2.3354529520972003,2.3354529520972003,{"$nulls":6},""]
["Bull Shoals","198_G_5",198,"G","5",null,"Hydro","","SPP_WEST","Arkansas",5,"Marion",89,"05089",52,0,1962,9999,"","","N","Hydro","",{"$nulls":14},0,0,0,0,{"$nulls":6},""]
["Lake Crystal","1985_G_5",1985,"G","5",null,"Combustion Turbine","IC Engine","MIS_MNWI","Minnesota",27,"Blue Earth",13,"27013",2,10978,1999,9999,"","","N","Distillate Fuel Oil","",{"$nulls":14},2.3354529520972003,2.3354529520972003,2.3354529520972003,2.3354529520972003,{"$nulls":6},""]
["Melrose","1994_G_1",1994,"G","1",null,"Combustion Turbine","IC Engine","MIS_MNWI","Minnesota",27,"Stearns",145,"27145",0.8,12774,1945,9999,"","","N","Distillate Fuel Oil","",{"$nulls":14},2.3354529520972003,2.3354529520972003,2.3354529520972003,2.3354529520972003,{"$nulls":6},""]
["Mountain Lake","1998_G_7",1998,"G","7",null,"Combustion Turbine","IC Engine","MIS_MNWI","Minnesota",27,"Cottonwood",33,"27033",1.8,11086,1998,9999,"","","N","Distillate Fuel Oil","",{"$nulls":14},2.3354529520972003,2.3354529520972003,2.3354529520972003,2.3354529520972003,{"$nulls":6},""]
["Preston","2004_G_5",2004,"G","5",null,"Combustion Turbine","IC Engine","MIS_MNWI","Minnesota",27,"Fillmore",45,"27045",1.1,25000,1954,9999,"","","N","Distillate Fuel Oil","",{"$nulls":14},2.3354529520972003,2.3354529520972003,2.3354529520972003,2.3354529520972003,{"$nulls":6},""]
["Sleepy Eye","2011_G_5",2011,"G","5",null,"Combustion Turbine","IC Engine","MIS_MNWI","Minnesota",27,"Brown",15,"27015",1.8,12774,1996,9999,"","","N","Distillate Fuel Oil","",{"$nulls":14},2.3354529520972003,2.3354529520972003,2.3354529520972003,2.3354529520972003,{"$nulls":6},""]
["Springfield","2012_G_5",2012,"G","5",null,"Combustion Turbine","IC Engine","MIS_IA","Minnesota",27,"Brown",15,"27015",1.8,13609,1994,9999,"","","N","Distillate Fuel Oil","",{"$nulls":14},2.3354529520972003,2.3354529520972003,2.3354529520972003,2.3354529520972003,{"$nulls":6},""]
["Truman","2015_G_3",2015,"G","3",null,"Combustion Turbine","IC Engine","MIS_MNWI","Minnesota",27,"Martin",91,"27091",2,10745,1975,9999,"","","N","Natural Gas, Distillate Fuel Oil","",{"$nulls":14},2.3354529520972003,2.3354529520972003,2.3354529520972003,2.3354529520972003,{"$nulls":6},""]
["Worthington","2024_G_1",2024,"G","1",null,"Combustion Turbine","IC Engine","MIS_MNWI","Minnesota",27,"Nobles",105,"27105",2,10745,2002,9999,"","","N","Distillate Fuel Oil","",{"$nulls":14},2.3354529520972003,2.3354529520972003,2.3354529520972003,2.3354529520972003,{"$nulls":6},""]
["Maple Lake","2042_G_5A",2042,"G","5A",null,"Combustion Turbine","Combustion Turbine","MIS_MNWI","Minnesota",27,"Wright",171,"27171",21.7,17928,1978,9999,"","","N","Distillate Fuel Oil","",{"$nulls":14},0.7653828280223779,0.7653828280223779,0.7653828280223779,0.7653828280223779,{"$nulls":6},""]
["Hawthorn","2079_G_6",2079,"G","6",null,"Combined Cycle","","SPP_N","Missouri",29,"Jackson",95,"29095",136,8776,1997,9999,"","","N","Natural Gas","",{"$nulls":13},0.394543395,0.0562811035138153,0.0562811035138153,0.0562811035138153,0.0562811035138153,{"$nulls":6},""]
["Northeast","2081_G_15",2081,"G","15",null,"Combustion Turbine","Combustion Turbine","SPP_N","Missouri",29,"Jackson",95,"29095",50,25000,1976,9999,"","","N","Distillate Fuel Oil","",{"$nulls":13},8,1.1993,1.1993,1.1993,1.1993,{"$nulls":6},""]
["Meramec","2104_G_GT1",2104,"G","GT1",null,"Combustion Turbine","Combustion Turbine","MIS_MO","Missouri",29,"St. Louis",189,"29189",59,12987,1974,9999,"","","N","Distillate Fuel Oil","",{"$nulls":13},0.5,1.2001,1.2001,1.2001,1.2001,{"$nulls":6},""]
["Bethany","2114_G_5",2114,"G","5",null,"Combustion Turbine","IC Engine","MIS_MO","Missouri",29,"Harrison",81,"29081",1.7,10745,1981,9999,"","","N","Natural Gas, Distillate Fuel Oil","",{"$nulls":13},2.3000000000000003,2.3354529520972003,2.3354529520972003,2.3354529520972003,2.3354529520972003,{"$nulls":6},""]
["Carthage","2121_G_10",2121,"G","10",null,"Combustion Turbine","IC Engine","SPP_WEST","Missouri",29,"Jasper",97,"29097",6,14593,1965,9999,"","","N","Natural Gas, Distillate Fuel Oil","",{"$nulls":13},2.3000000000000003,2.0543300185532067,2.0543300185532067,2.0543300185532067,2.0543300185532067,{"$nulls":6},""]
["Carthage","2121_G_8",2121,"G","8",null,"Combustion Turbine","IC Engine","SPP_WEST","Missouri",29,"Jasper",97,"29097",2.5,14597,1952,9999,"","","N","Natural Gas, Distillate Fuel Oil","",{"$nulls":13},2.3000000000000003,2.0543300185532067,2.0543300185532067,2.0543300185532067,2.0543300185532067,{"$nulls":6},""]
["Fulton","2126_G_IC2",2126,"G","IC2",null,"Combustion Turbine","IC Engine","MIS_MO","Missouri",29,"Callaway",27,"29027",4.1,25000,1966,9999,"","","N","Natural Gas, Distillate Fuel Oil","",{"$nulls":13},2.3000000000000003,2.3354529520972003,2.3354529520972003,2.3354529520972003,2.3354529520972003,{"$nulls":6},""]
["Station I","2136_G_1",2136,"G","1",null,"Combustion Turbine","Combustion Turbine","SPP_N","Missouri",29,"Jackson",95,"29095",19,25000,1972,9999,"","","N","Distillate Fuel Oil","",{"$nulls":13},8,1.1998920224109586,1.1998920224109586,1.1998920224109586,1.1998920224109586,{"$nulls":6},""]
["Kahoka","2138_G_7",2138,"G","7",null,"Combustion Turbine","IC Engine","MIS_MO","Missouri",29,"Clark",45,"29045",0.7,15263,1956,9999,"","","N","Natural Gas, Distillate Fuel Oil","",{"$nulls":13},2.3000000000000003,2.0543300185532067,2.0543300185532067,2.0543300185532067,2.0543300185532067,{"$nulls":6},""]
["Macon","2141_G_3",2141,"G","3",null,"Combustion Turbine","IC Engine","MIS_MO","Missouri",29,"Macon",121,"29121",4.6,10745,1971,9999,"","","N","Natural Gas, Distillate Fuel Oil","",{"$nulls":13},2.3000000000000003,2.3354529520972003,2.3354529520972003,2.3354529520972003,2.3354529520972003,{"$nulls":6},""]
["Memphis","2145_G_10",2145,"G","10",null,"Combustion Turbine","IC Engine","MIS_MO","Missouri",29,"Scotland",199,"29199",1,14375,1989,9999,"","","N","Distillate Fuel Oil","",{"$nulls":13},2.3000000000000003,2.3354529520972003,2.3354529520972003,2.3354529520972003,2.3354529520972003,{"$nulls":6},""]
["Memphis","2145_G_13",2145,"G","13",null,"Combustion Turbine","IC Engine","MIS_MO","Missouri",29,"Scotland",199,"29199",1,14375,1990,9999,"","","N","Distillate Fuel Oil","",{"$nulls":13},2.3000000000000003,2.3354529520972003,2.3354529520972003,2.3354529520972003,2.3354529520972003,{"$nulls":6},""]
["Monroe","2146_G_9",2146,"G","9",null,"Combustion Turbine","IC Engine","MIS_MO","Missouri",29,"MONROE",137,"29137",1.6,12023,1988,9999,"","","N","Distillate Fuel Oil","",{"$nulls":13},2.3000000000000003,2.3354529520972003,2.3354529520972003,2.3354529520972003,2.3354529520972003,{"$nulls":6},""]
["Unionville City of","2164_G_4",2164,"G","4",null,"Combustion Turbine","IC Engine","SPP_N","Missouri",29,"PUTNAM",171,"29171",0.9,12774,1970,9999,"","","N","Distillate Fuel Oil","",{"$nulls":13},2.3000000000000003,2.3354529520972003,2.3354529520972003,2.3354529520972003,2.3354529520972003,{"$nulls":6},""]
["Table Rock","2166_G_4",2166,"G","4",null,"Hydro","","SPP_WEST","Missouri",29,"Taney",213,"29213",58,0,1961,9999,"","","N","Hydro","",{"$nulls":14},0,0,0,0,{"$nulls":6},""]
["Hauser","2185_G_HAU5",2185,"G","HAU5",null,"Hydro","","WECC_MT","Montana",30,"Cascade",13,"30013",3,0,1911,9999,"","","N","Hydro","",{"$nulls":14},0,0,0,0,{"$nulls":6},""]
["Ryan","2194_G_RYA3",2194,"G","RYA3",null,"Hydro","","WECC_MT","Montana",30,"Cascade",13,"30013",10,0,1915,9999,"","","N","Hydro","",{"$nulls":14},0,0,0,0,{"$nulls":6},""]
["Bucks Creek","220_G_H2",220,"G","H2",null,"Hydro","","WEC_CALN","California",6,"Plumas",63,"06063",25,0,1928,9999,"","","N","Hydro","",{"$nulls":14},0,0,0,0,{"$nulls":6},""]
["Auburn","2215_G_7",2215,"G","7",null,"Combustion Turbine","IC Engine","SPP_NEBR","Nebraska",31,"Nemaha",127,"31127",5.2,10745,1987,9999,"","","N","Natural Gas, Distillate Fuel Oil","",{"$nulls":13},2.5,2.0543300185532067,2.0543300185532067,2.0543300185532067,2.0543300185532067,{"$nulls":6},""]
["Broken Bow","2221_G_6",2221,"G","6",null,"Combustion Turbine","IC Engine","SPP_NEBR","Nebraska",31,"Custer",41,"31041",2,12502,1961,9999,"","","N","Natural Gas, Distillate Fuel Oil","",{"$nulls":13},2.5,2.0543300185532067,2.0543300185532067,2.0543300185532067,2.0543300185532067,{"$nulls":6},""]
["Caribou 2","223_G_5",223,"G","5",null,"Hydro","","WEC_CALN","California",6,"Plumas",63,"06063",58,0,1958,9999,"","","N","Hydro","",{"$nulls":14},0,0,0,0,{"$nulls":6},""]
["David City","2233_G_1",2233,"G","1",null,"Combustion Turbine","IC Engine","SPP_NEBR","Nebraska",31,"Butler",23,"31023",1.3,10745,1960,9999,"","","N","Natural Gas, Distillate Fuel Oil","",{"$nulls":13},2.5,2.0543300185532067,2.0543300185532067,2.0543300185532067,2.0543300185532067,{"$nulls":6},""]
["Franklin","2238_G_1",2238,"G","1",null,"Combustion Turbine","IC Engine","SPP_NEBR","Nebraska",31,"Franklin",61,"31061",0.6,15719,1963,9999,"","","N","Natural Gas, Distillate Fuel Oil","",{"$nulls":13},2.5,2.0543300185532067,2.0543300185532067,2.0543300185532067,2.0543300185532067,{"$nulls":6},""]
["Laurel","2249_G_1",2249,"G","1",null,"Combustion Turbine","IC Engine","SPP_NEBR","Nebraska",31,"Cedar",27,"31027",1.1,15122,1974,9999,"","","N","Natural Gas, Distillate Fuel Oil","",{"$nulls":13},2.5,2.0543300185532067,2.0543300185532067,2.0543300185532067,2.0543300185532067,{"$nulls":6},""]
["Nebraska City # 1","2255_G_9",2255,"G","9",null,"Combustion Turbine","IC Engine","SPP_NEBR","Nebraska",31,"Otoe",131,"31131",5.8,18000,1974,9999,"","","N","Natural Gas, Distillate Fuel Oil","",{"$nulls":13},2.5,2.0543300185532067,2.0543300185532067,2.0543300185532067,2.0543300185532067,{"$nulls":6},""]
["Spencer","2278_G_2",2278,"G","2",null,"Hydro","","SPP_NEBR","Nebraska",31,"Boyd",15,"31015",0.8,0,1952,9999,"","","N","Hydro","",{"$nulls":14},0,0,0,0,{"$nulls":6},""]
["Ord","2294_G_1",2294,"G","1",null,"Combustion Turbine","IC Engine","SPP_NEBR","Nebraska",31,"Valley",175,"31175",5,10745,1973,9999,"","","N","Natural Gas, Distillate Fuel Oil","",{"$nulls":13},2.5,2.3354529520972003,2.3354529520972003,2.3354529520972003,2.3354529520972003,{"$nulls":6},""]
["Pender","2296_G_1",2296,"G","1",null,"Combustion Turbine","IC Engine","SPP_NEBR","Nebraska",31,"Thurston",173,"31173",1.2,18000,1968,9999,"","","N","Natural Gas, Distillate Fuel Oil","",{"$nulls":13},2.5,2.0543300185532067,2.0543300185532067,2.0543300185532067,2.0543300185532067,{"$nulls":6},""]
["Sidney","2302_G_1",2302,"G","1",null,"Combustion Turbine","IC Engine","SPP_NEBR","Nebraska",31,"Cheyenne",33,"31033",1,18000,1949,9999,"","","N","Natural Gas, Distillate Fuel Oil","",{"$nulls":13},2.5,2.0543300185532067,2.0543300185532067,2.0543300185532067,2.0543300185532067,{"$nulls":6},""]
["Tecumseh","2308_G_2",2308,"G","2",null,"Combustion Turbine","IC Engine","SPP_NEBR","Nebraska",31,"JOHNSON",97,"31097",1.4,21986,1968,9999,"","","N","Natural Gas, Distillate Fuel Oil","",{"$nulls":13},2.5,2.3354529520972003,2.3354529520972003,2.3354529520972003,2.3354529520972003,{"$nulls":6},""]
["Wayne","2312_G_2",2312,"G","2",null,"Combustion Turbine","IC Engine","SPP_NEBR","Nebraska",31,"Wayne",179,"31179",0.9,20836,1947,9999,"","","N","Distillate Fuel Oil","",{"$nulls":13},2.5,2.3354529520972003,2.3354529520972003,2.3354529520972003,2.3354529520972003,{"$nulls":6},""]
["De Sabla","232_G_1",232,"G","1",null,"Hydro","","WEC_CALN","California",6,"Butte",7,"06007",18.5,0,1963,9999,"","","N","Hydro","",{"$nulls":14},0,0,0,0,{"$nulls":6},""]
["Tracy","2336_G_4",2336,"G","4",null,"Combined Cycle","","WECC_NNV","Nevada",32,"Storey",29,"32029",60,7927,1994,9999,"","","N","Natural Gas","",{"$nulls":13},1.4,0.15571404822936574,0.15571404822936574,0.15571404822936574,0.15571404822936574,{"$nulls":6},""]
["Drum 1","235_G_4",235,"G","4",null,"Hydro","","WEC_CALN","California",6,"Placer",61,"06061",14.9,0,1928,9999,"","","N","Hydro","",{"$nulls":14},0,0,0,0,{"$nulls":6},""]
["Wilder","2353_G_GEN3",2353,"G","GEN3",null,"Hydro","","NENGREST","Vermont",50,"Windsor",27,"50027",2.3,0,1987,9999,"","","N","Hydro","",{"$nulls":14},0,0,0,0,{"$nulls":6},""]
["Hooksett","2359_G_1",2359,"G","1",null,"Hydro","","NENGREST","New Hampshire",33,"Merrimack",13,"33013",1.6,0,1927,9999,"","","N","Hydro","",{"$nulls":14},0,0,0,0,{"$nulls":6},""]
["Electra","239_G_3",239,"G","3",null,"Hydro","","WEC_CALN","California",6,"Amador",5,"06005",37,0,1948,9999,"","","N","Hydro","",{"$nulls":14},0,0,0,0,{"$nulls":6},""]
["PSEG Burlington Generating Station","2399_G_122",2399,"G","122",null,"Combustion Turbine","Combustion Turbine","PJM_EMAC","New Jersey",34,"Burlington",5,"34005",42.4,10745,2000,9999,"","","N","Natural Gas, Distillate Fuel Oil","",{"$nulls":13},0.21,0.08859768703744779,0.08859768703744779,0.08859768703744779,0.08859768703744779,{"$nulls":6},""]
["PSEG Linden Generating Station","2406_G_1001",2406,"G","1001",null,"Combined Cycle","","PJM_EMAC","New Jersey",34,"Union",39,"34039",277.2,7565,2006,9999,"","","N","Natural Gas, Distillate Fuel Oil","",{"$nulls":4},"SCR",{"$nulls":8},2,0.007849100298803724,0.007849100298803724,0.007849100298803724,0.007849100298803724,{"$nulls":6},""]
["Maddox","2446_G_2",2446,"G","2",null,"Combustion Turbine","Combustion Turbine","SPP_SPS","New Mexico",35,"Lea",25,"35025",60,13455,1976,9999,"","","N","Natural Gas","",{"$nulls":13},0.34,0.24332286799783046,0.24332286799783046,0.24332286799783046,0.24332286799783046,{"$nulls":6},""]
["Animas","2465_G_2",2465,"G","2",null,"Combined Cycle","","WECC_NM","New Mexico",35,"San Juan",45,"35045",3,9815,1955,9999,"","","N","Natural Gas","",{"$nulls":14},0.0964037972385283,0.0964037972385283,0.0964037972385283,0.0964037972385283,{"$nulls":6},""]
["East River","2493_G_2",2493,"G","2",null,"Combined Cycle","","NY_Z_J","New York",36,"New York",61,"36061",147,7617,2005,9999,"","","Y","Natural Gas, Distillate Fuel Oil","",{"$nulls":4},"SCR",{"$nulls":9},0.008370647602467897,0.008370647602467897,0.008370647602467897,0.008370647602467897,{"$nulls":6},""]
["Gowanus Gas Turbines Generating","2494_G_GT28",2494,"G","GT28",null,"Combustion Turbine","Combustion Turbine","NY_Z_J","New York",36,"Kings",47,"36047",15.3,17097,1971,9999,"","","N","Natural Gas, Distillate Fuel Oil","",{"$nulls":13},0.315889228,0.3595,0.3595,0.3595,0.3595,{"$nulls":6},""]
["Gowanus Gas Turbines Generating","2494_G_GT33",2494,"G","GT33",null,"Combustion Turbine","Combustion Turbine","NY_Z_J","New York",36,"Kings",47,"36047",16.7,17101,1971,9999,"","","N","Natural Gas, Distillate Fuel Oil","",{"$nulls":13},0.29,0.3375,0.3375,0.3375,0.3375,{"$nulls":6},""]
["Indian Point 2","2497_G_2",2497,"G","2",null,"Nuclear","","NY_Z_G-I","New York",36,"Westchester",119,"36119",1020,10460,1973,2033,"","","N","Nuclear Fuel","",{"$nulls":14},0,0,0,0,{"$nulls":6},""]
["Kerckhoff","250_G_H1",250,"G","H1",null,"Hydro","","WEC_CALN","California",6,"Fresno",19,"06019",12,0,1920,9999,"","","N","Hydro","",{"$nulls":14},0,0,0,0,{"$nulls":6},""]
["Ravenswood","2500_G_GT6",2500,"G","GT6",null,"Combustion Turbine","Combustion Turbine","NY_Z_J","New York",36,"Queens",81,"36081",13.7,16974,1969,9999,"","","N","Natural Gas, Distillate Fuel Oil","",{"$nulls":13},0.315889228,0.430700319,0.430700319,0.430700319,0.430700319,{"$nulls":6},""]
["South Hampton","2519_G_1",2519,"G","1",null,"Combustion Turbine","Combustion Turbine","NY_Z_K","New York",36,"Suffolk",103,"36103",9.1,21336,1963,9999,"","","N","Distillate Fuel Oil","",{"$nulls":13},1.052964094,0.430700319,0.430700319,0.430700319,0.430700319,{"$nulls":6},""]
["Harris Lake","2528_G_1",2528,"G","1",null,"Combustion Turbine","IC Engine","NY_Z_D","New York",36,"Essex",31,"36031",1.7,25000,1967,9999,"","","N","Distillate Fuel Oil","",{"$nulls":13},1.052964094,1.994526973,1.994526973,1.994526973,1.994526973,{"$nulls":6},""]
["Belfort","2544_G_3",2544,"G","3",null,"Hydro","","NY_Z_C&E","New York",36,"Lewis",49,"36049",0.7,0,1918,9999,"","","N","Hydro","",{"$nulls":14},0,0,0,0,{"$nulls":6},""]
["Colton","2551_G_2",2551,"G","2",null,"Hydro","","NY_Z_C&E","New York",36,"St. Lawrence",89,"36089",10.3,0,1918,9999,"","","N","Hydro","",{"$nulls":14},0,0,0,0,{"$nulls":6},""]
["Elmer","2559_G_2",2559,"G","2",null,"Hydro","","NY_Z_C&E","New York",36,"Lewis",49,"36049",0.9,0,1916,9999,"","","N","Hydro","",{"$nulls":14},0,0,0,0,{"$nulls":6},""]
["Granby","2569_G_2",2569,"G","2",null,"Hydro","","NY_Z_C&E","New York",36,"Oswego",75,"36075",5,0,1983,9999,"","","N","Hydro","",{"$nulls":14},0,0,0,0,{"$nulls":6},""]
["High Dam","2574_G_1",2574,"G","1",null,"Hydro","","NY_Z_C&E","New York",36,"Oswego",75,"36075",2.2,0,1928,9999,"","","N","Hydro","",{"$nulls":14},0,0,0,0,{"$nulls":6},""]
["Minetto","2586_G_5",2586,"G","5",null,"Hydro","","NY_Z_C&E","New York",36,"Oswego",75,"36075",1.5,0,1915,9999,"","","N","Hydro","",{"$nulls":14},0,0,0,0,{"$nulls":6},""]
["E C Gaston","26_G_GT4",26,"G","GT4",null,"Combustion Turbine","Combustion Turbine","S_SOU","Alabama",1,"Shelby",117,"01117",16,13740,1970,9999,"","","N","Distillate Fuel Oil","",{"$nulls":13},0.5,0.753,0.753,0.753,0.753,{"$nulls":6},""]
["School Street","2605_G_5",2605,"G","5",null,"Hydro","","NY_Z_F","New York",36,"Albany",1,"36001",10.8,0,1924,9999,"","","N","Hydro","",{"$nulls":14},0,0,0,0,{"$nulls":6},""]
["South Colton","2611_G_1",2611,"G","1",null,"Hydro","","NY_Z_C&E","New York",36,"St. Lawrence",89,"36089",19.8,0,1954,9999,"","","N","Hydro","",{"$nulls":14},0,0,0,0,{"$nulls":6},""]
["Sugar Island","2616_G_1",2616,"G","1",null,"Hydro","","NY_Z_C&E","New York",36,"St. Lawrence",89,"36089",2.1,0,1924,9999,"","","N","Hydro","",{"$nulls":14},0,0,0,0,{"$nulls":6},""]
["Waterport","2623_G_1",2623,"G","1",null,"Hydro","","NY_Z_A&B","New York",36,"Orleans",73,"36073",1.7,0,1921,9999,"","","N","Hydro","",{"$nulls":14},0,0,0,0,{"$nulls":6},""]
["Pit 3","266_G_H3",266,"G","H3",null,"Hydro","","WEC_CALN","California",6,"Shasta",89,"06089",23.7,0,1925,9999,"","","N","Hydro","",{"$nulls":14},0,0,0,0,{"$nulls":6},""]
["Crescent","2685_G_1",2685,"G","1",null,"Hydro","","NY_Z_F","New York",36,"Albany",1,"36001",2,0,1924,9999,"","","N","Hydro","",{"$nulls":14},0,0,0,0,{"$nulls":6},""]
["Lewiston Niagara","2692_G_12",2692,"G","12",null,"Pumped Storage","","NY_Z_A&B","New York",36,"Niagara",63,"36063",20,0,1962,9999,"","","N","Pumped Storage","",{"$nulls":14},0,0,0,0,{"$nulls":6},""]
["Robert Moses Niagara","2693_G_6",2693,"G","6",null,"Hydro","","NY_Z_A&B","New York",36,"Niagara",63,"36063",181,0,1961,9999,"","","N","Hydro","",{"$nulls":14},0,0,0,0,{"$nulls":6},""]
["Robert Moses Power Dam","2694_G_30",2694,"G","30",null,"Hydro","","NY_Z_D","New York",36,"St. Lawrence",89,"36089",50,0,1958,9999,"","","N","Hydro","",{"$nulls":14},0,0,0,0,{"$nulls":6},""]
["Asheville","2706_G_GT2",2706,"G","GT2",null,"Combustion Turbine","Combustion Turbine","S_VACA","North Carolina",37,"Buncombe",21,"37021",160,12788,2000,9999,"","","N","Natural Gas, Distillate Fuel Oil","",{"$nulls":13},2.3000000000000003,0.11334022099474435,0.11334022099474435,0.11334022099474435,0.11334022099474435,{"$nulls":6},""]
["Walters","2715_G_1",2715,"G","1",null,"Hydro","","S_VACA","North Carolina",37,"Haywood",87,"37087",36,0,1930,9999,"","","N","Hydro","",{"$nulls":14},0,0,0,0,{"$nulls":6},""]
["Lookout Shoals","2726_G_2",2726,"G","2",null,"Hydro","","S_VACA","North Carolina",37,"Iredell",97,"37097",9.3,0,1915,9999,"","","N","Hydro","",{"$nulls":14},0,0,0,0,{"$nulls":6},""]
["Potter Valley","274_G_3",274,"G","3",null,"Hydro","","WEC_CALN","California",6,"Mendocino",45,"06045",2.7,0,1917,9999,"","","N","Hydro","",{"$nulls":14},0,0,0,0,{"$nulls":6},""]
["Gaston","2756_G_1",2756,"G","1",null,"Hydro","","PJM_Dom","North Carolina",37,"Halifax",83,"37083",55,0,1963,9999,"","","N","Hydro","",{"$nulls":14},0,0,0,0,{"$nulls":6},""]
["Buxton","2783_G_4A",2783,"G","4A",null,"Combustion Turbine","IC Engine","PJM_Dom","North Carolina",37,"Dare",55,"37055",3,19735,1991,9999,"","","N","Distillate Fuel Oil","",{"$nulls":13},2.3000000000000003,2.3354529520972003,2.3354529520972003,2.3354529520972003,2.3354529520972003,{"$nulls":6},""]
["Spaulding 2","282_G_1",282,"G","1",null,"Hydro","","WEC_CALN","California",6,"Nevada",57,"06057",4.4,0,1928,9999,"","","N","Hydro","",{"$nulls":14},0,0,0,0,{"$nulls":6},""]
["Frank M Tait","2847_G_GT3",2847,"G","GT3",null,"Combustion Turbine","Combustion Turbine","PJM_West","Ohio",39,"Montgomery",113,"39113",79,14890,1998,9999,"","","N","Natural Gas, Distillate Fuel Oil","",{"$nulls":13},0.5,0.0485540290562476,0.0485540290562476,0.0485540290562476,0.0485540290562476,{"$nulls":6},""]
["Sidney","2852_G_2",2852,"G","2",null,"Combustion Turbine","IC Engine","PJM_West","Ohio",39,"Shelby",149,"39149",2.4,11588,1968,9999,"","","N","Distillate Fuel Oil","",{"$nulls":13},0.5,2.3354529520972003,2.3354529520972003,2.3354529520972003,2.3354529520972003,{"$nulls":6},""]
["Yankee Street","2854_G_YS1",2854,"G","YS1",null,"Solar PV","","PJM_West","Ohio",39,"Montgomery",113,"39113",1.1,0,2010,9999,"","","N","Solar","",{"$nulls":14},0,0,0,0,{"$nulls":6},""]
["Geysers Unit 5-20","286_G_U20",286,"G","U20",null,"Geothermal","","WEC_CALN","California",6,"Sonoma",97,"06097",60,9760,1985,9999,"","","N","Geothermal","",{"$nulls":14},0,0,0,0,0.3713,0.3713,0.3713,{"$nulls":3},""]
["FirstEnergy West Lorain","2869_G_3",2869,"G","3",null,"Combustion Turbine","Combustion Turbine","PJM_ATSI","Ohio",39,"Lorain",93,"39093",85,12925,2001,9999,"","","N","Natural Gas, Distillate Fuel Oil","",{"$nulls":13},0.03,0.019428381280304333,0.019428381280304333,0.019428381280304333,0.019428381280304333,{"$nulls":6},""]
["Arcanum","2902_G_1",2902,"G","1",null,"Combustion Turbine","IC Engine","PJM_West","Ohio",39,"Darke",37,"39037",0.8,13854,1951,9999,"","","N","Distillate Fuel Oil","",{"$nulls":13},0.5,2.3354529520972003,2.3354529520972003,2.3354529520972003,2.3354529520972003,{"$nulls":6},""]
["Lebanon","2921_G_6",2921,"G","6",null,"Combustion Turbine","IC Engine","PJM_West","Ohio",39,"Warren",165,"39165",3,12774,1961,9999,"","","N","Distillate Fuel Oil","",{"$nulls":13},0.5,2.3354529520972003,2.3354529520972003,2.3354529520972003,2.3354529520972003,{"$nulls":6},""]
["St Marys","2942_G_GT1",2942,"G","GT1",null,"Combustion Turbine","Combustion Turbine","PJM_West","Ohio",39,"Auglaize",11,"39011",10.4,18309,1999,9999,"","","N","Natural Gas","",{"$nulls":13},0.5,0.18366846931454198,0.18366846931454198,0.18366846931454198,0.18366846931454198,{"$nulls":6},""]
["Horseshoe Lake","2951_G_9",2951,"G","9",null,"Combustion Turbine","Combustion Turbine","SPP_WEST","Oklahoma",40,"Oklahoma",109,"40109",46,10745,2001,9999,"","","N","Natural Gas","",{"$nulls":13},0.8,0.08500019371911571,0.08500019371911571,0.08500019371911571,0.08500019371911571,{"$nulls":6},""]
["Weleetka","2966_G_4",2966,"G","4",null,"Combustion Turbine","Combustion Turbine","SPP_WEST","Oklahoma",40,"Okfuskee",107,"40107",55,11295,1975,9999,"","","N","Natural Gas","",{"$nulls":13},0.48,0.4123194975976651,0.4123194975976651,0.4123194975976651,0.4123194975976651,{"$nulls":6},""]
["Markham","2980_G_2",2980,"G","2",null,"Hydro","","SPP_WEST","Oklahoma",40,"Mayes",97,"40097",34,0,1964,9999,"","","N","Hydro","",{"$nulls":14},0,0,0,0,{"$nulls":6},""]
["Keystone","2984_G_2",2984,"G","2",null,"Hydro","","SPP_WEST","Oklahoma",40,"Tulsa",143,"40143",40,0,1968,9999,"","","N","Hydro","",{"$nulls":14},0,0,0,0,{"$nulls":6},""]
["Barry","3_G_A1CT2",3,"G","A1CT2",null,"Combined Cycle","","S_SOU","Alabama",1,"Mobile",97,"01097",154,7743,2000,9999,"","","N","Natural Gas","",{"$nulls":4},"SCR",{"$nulls":9},0.00953191458761636,0.00953191458761636,0.00953191458761636,0.00953191458761636,{"$nulls":6},""]
["Fort Gibson","3003_G_2",3003,"G","2",null,"Hydro","","SPP_WEST","Oklahoma",40,"Cherokee",21,"40021",12.9,0,1953,9999,"","","N","Hydro","",{"$nulls":14},0,0,0,0,{"$nulls":6},""]
["Oxbow","3014_G_4",3014,"G","4",null,"Hydro","","WECC_PNW","Oregon",41,"Baker",1,"41001",55,0,1961,9999,"","","N","Hydro","",{"$nulls":14},0,0,0,0,{"$nulls":6},""]
["Toketee Falls","3040_G_1",3040,"G","1",null,"Hydro","","WECC_PNW","Oregon",41,"Douglas",19,"41019",15,0,1950,9999,"","","N","Hydro","",{"$nulls":14},0,0,0,0,{"$nulls":6},""]
["River Mill","3049_G_3",3049,"G","3",null,"Hydro","","WECC_PNW","Oregon",41,"Clackamas",5,"41005",4.3,0,1912,9999,"","","N","Hydro","",{"$nulls":14},0,0,0,0,{"$nulls":6},""]
["Sullivan","3053_G_8",3053,"G","8",null,"Hydro","","WECC_PNW","Oregon",41,"Clackamas",5,"41005",1.4,0,1952,9999,"","","N","Hydro","",{"$nulls":14},0,0,0,0,{"$nulls":6},""]
["Bonneville","3075_G_17",3075,"G","17",null,"Hydro","","WECC_PNW","Oregon",41,"Multnomah",51,"41051",66,0,1981,9999,"","","N","Hydro","",{"$nulls":14},0,0,0,0,{"$nulls":6},""]
["Bonneville","3075_G_2",3075,"G","2",null,"Hydro","","WECC_PNW","Oregon",41,"Multnomah",51,"41051",60,0,1938,9999,"","","N","Hydro","",{"$nulls":14},0,0,0,0,{"$nulls":6},""]
["Hills Creek","3081_G_1",3081,"G","1",null,"Hydro","","WECC_PNW","Oregon",41,"Lane",39,"41039",15,0,1962,9999,"","","N","Hydro","",{"$nulls":14},0,0,0,0,{"$nulls":6},""]
["John Day","3082_G_9",3082,"G","9",null,"Hydro","","WECC_PNW","Oregon",41,"Sherman",55,"41055",135,0,1969,9999,"","","N","Hydro","",{"$nulls":14},0,0,0,0,{"$nulls":6},""]
["McNary","3084_G_9",3084,"G","9",null,"Hydro","","WECC_PNW","Oregon",41,"Umatilla",59,"41059",70,0,1956,9999,"","","N","Hydro","",{"$nulls":14},0,0,0,0,{"$nulls":6},""]
["Portland","3113_G_3",3113,"G","3",null,"Combustion Turbine","Combustion Turbine","PJM_WMAC","Pennsylvania",42,"Northampton",95,"42095",15,13929,1967,9999,"","","N","Natural Gas, Distillate Fuel Oil","",{"$nulls":13},1.315144651,0.6055514995983419,0.6055514995983419,0.6055514995983419,0.6055514995983419,{"$nulls":6},""]
["Keystone","3136_G_4",3136,"G","4",null,"Combustion Turbine","IC Engine","PJM_PENE","Pennsylvania",42,"Armstrong",5,"42005",2.8,10753,1968,9999,"","","N","Distillate Fuel Oil","",{"$nulls":13},3.7,2.3354529520972003,2.3354529520972003,2.3354529520972003,2.3354529520972003,{"$nulls":6},""]
["PPL Martins Creek LLC Harrisburg","3143_G_CTG4",3143,"G","CTG4",null,"Combustion Turbine","Combustion Turbine","PJM_WMAC","Pennsylvania",42,"DAUPHIN",43,"42043",14,16297,1969,9999,"","","N","Distillate Fuel Oil","",{"$nulls":13},1.315144651,0.6055514995983419,0.6055514995983419,0.6055514995983419,0.6055514995983419,{"$nulls":6},""]
["PPL Martins Creek","3148_G_CTG2",3148,"G","CTG2",null,"Combustion Turbine","Combustion Turbine","PJM_WMAC","Pennsylvania",42,"Northampton",95,"42095",18,20117,1971,9999,"","","N","Natural Gas","",{"$nulls":13},1.315144651,0.4777602100541084,0.4777602100541084,0.4777602100541084,0.4777602100541084,{"$nulls":6},""]
["Delaware Generating Station","3160_G_11",3160,"G","11",null,"Combustion Turbine","Combustion Turbine","PJM_EMAC","Pennsylvania",42,"Philadelphia",101,"42101",13,15230,1969,9999,"","","N","Distillate Fuel Oil","",{"$nulls":13},0.2,0.6055514995983419,0.6055514995983419,0.6055514995983419,0.6055514995983419,{"$nulls":6},""]
["Moser Generating Station","3163_G_1",3163,"G","1",null,"Combustion Turbine","Combustion Turbine","PJM_EMAC","Pennsylvania",42,"Montgomery",91,"42091",17,14403,1970,9999,"","","N","Distillate Fuel Oil","",{"$nulls":13},1,0.6055514995983419,0.6055514995983419,0.6055514995983419,0.6055514995983419,{"$nulls":6},""]
["Safe Harbor","3175_G_1",3175,"G","1",null,"Hydro","","PJM_WMAC","Pennsylvania",42,"Lancaster",71,"42071",33,0,1940,9999,"","","N","Hydro","",{"$nulls":14},0,0,0,0,{"$nulls":6},""]
["Big Creek 2","318_G_4",318,"G","4",null,"Hydro","","WECC_SCE","California",6,"Fresno",19,"06019",15.6,0,1914,9999,"","","N","Hydro","",{"$nulls":14},0,0,0,0,{"$nulls":6},""]
["Manchester Street","3236_G_G10A",3236,"G","G10A",null,"Combined Cycle","","NENGREST","Rhode Island",44,"Providence",7,"44007",102,7931,1995,9999,"","","N","Natural Gas, Distillate Fuel Oil","",{"$nulls":4},"SCR",{"$nulls":9},0.02306148284975062,0.02306148284975062,0.02306148284975062,0.02306148284975062,{"$nulls":6},""]
["Darlington County","3250_G_12",3250,"G","12",null,"Combustion Turbine","Combustion Turbine","S_VACA","South Carolina",45,"Darlington",31,"45031",118,15688,1997,9999,"","","N","Natural Gas","",{"$nulls":13},3.5,0.07482169232932875,0.07482169232932875,0.07482169232932875,0.07482169232932875,{"$nulls":6},""]
["Darlington County","3250_G_7",3250,"G","7",null,"Combustion Turbine","Combustion Turbine","S_VACA","South Carolina",45,"Darlington",31,"45031",52,15688,1975,9999,"","","N","Natural Gas","",{"$nulls":13},3.5,0.47224167627950214,0.47224167627950214,0.47224167627950214,0.47224167627950214,{"$nulls":6},""]
["Great Falls","3259_G_5",3259,"G","5",null,"Hydro","","S_VACA","South Carolina",45,"Chester",23,"45023",3,0,1907,9999,"","","N","Hydro","",{"$nulls":14},0,0,0,0,{"$nulls":6},""]
["Great Falls","3259_G_6",3259,"G","6",null,"Hydro","","S_VACA","South Carolina",45,"Chester",23,"45023",3,0,1907,9999,"","","N","Hydro","",{"$nulls":14},0,0,0,0,{"$nulls":6},""]
["Oconee","3265_G_3",3265,"G","3",null,"Nuclear","","S_VACA","South Carolina",45,"Oconee",73,"45073",846,10460,1974,2034,"","","N","Nuclear Fuel","",{"$nulls":14},0,0,0,0,{"$nulls":6},""]
["Wateree","3270_G_4",3270,"G","4",null,"Hydro","","S_VACA","South Carolina",45,"Kershaw",55,"45055",17,0,1919,9999,"","","N","Hydro","",{"$nulls":14},0,0,0,0,{"$nulls":6},""]
["Borel","328_G_1",328,"G","1",null,"Hydro","","WECC_SCE","California",6,"Kern",29,"06029",2.1,0,1904,9999,"","","N","Hydro","",{"$nulls":14},0,0,0,0,{"$nulls":6},""]
["Neal Shoals","3289_G_4",3289,"G","4",null,"Hydro","","S_VACA","South Carolina",45,"Union",87,"45087",1.3,0,1966,9999,"","","N","Hydro","",{"$nulls":14},0,0,0,0,{"$nulls":6},""]
["Parr GT","3291_G_GT4",3291,"G","GT4",null,"Combustion Turbine","Combustion Turbine","S_VACA","South Carolina",45,"Fairfield",39,"45039",19,16005,1971,9999,"","","N","Natural Gas, Distillate Fuel Oil","",{"$nulls":13},3.5,0.4777602100541084,0.4777602100541084,0.4777602100541084,0.4777602100541084,{"$nulls":6},""]
["Rocky River","3305_G_2",3305,"G","2",null,"Hydro","","S_VACA","South Carolina",45,"Anderson",7,"45007",0.8,0,1941,9999,"","","N","Hydro","",{"$nulls":14},0,0,0,0,{"$nulls":6},""]
["Myrtle Beach","3320_G_5",3320,"G","5",null,"Combustion Turbine","Combustion Turbine","S_VACA","South Carolina",45,"Horry",51,"45051",21,25000,1976,9999,"","","N","Distillate Fuel Oil","",{"$nulls":13},3.5,1.1997603698237693,1.1997603698237693,1.1997603698237693,1.1997603698237693,{"$nulls":6},""]
["Ben French","3325_G_GT4",3325,"G","GT4",null,"Combustion Turbine","Combustion Turbine","WECC_WY","South Dakota",46,"Pennington",103,"46103",17,23223,1979,9999,"","","N","Natural Gas, Distillate Fuel Oil","",{"$nulls":13},3,0.4777602100541084,0.4777602100541084,0.4777602100541084,0.4777602100541084,{"$nulls":6},""]
["Oahe","3356_G_2",3356,"G","2",null,"Hydro","","MAP_WAUE","South Dakota",46,"Hughes",65,"46065",102,0,1962,9999,"","","N","Hydro","",{"$nulls":14},0,0,0,0,{"$nulls":6},""]
["Big Bend","3375_G_4",3375,"G","4",null,"Hydro","","MAP_WAUE","South Dakota",46,"Buffalo",17,"46017",65,0,1965,9999,"","","N","Hydro","",{"$nulls":14},0,0,0,0,{"$nulls":6},""]
["Allen Steam Plant","3393_G_G18",3393,"G","G18",null,"Combustion Turbine","Combustion Turbine","S_C_TVA","Tennessee",47,"Shelby",157,"47157",50,14740,1972,9999,"","","N","Natural Gas, Distillate Fuel Oil","",{"$nulls":13},0.5,0.4215905699187857,0.4215905699187857,0.4215905699187857,0.4215905699187857,{"$nulls":6},""]
["Cherokee Dam","3397_G_1",3397,"G","1",null,"Hydro","","S_C_TVA","Tennessee",47,"Jefferson",89,"47089",37,0,1942,9999,"","","N","Hydro","",{"$nulls":14},0,0,0,0,{"$nulls":6},""]
["Fort Patrick Henry","3401_G_1",3401,"G","1",null,"Hydro","","S_C_TVA","Tennessee",47,"Sullivan",163,"47163",20.4,0,1954,9999,"","","N","Hydro","",{"$nulls":14},0,0,0,0,{"$nulls":6},""]
["Gallatin","3403_G_GT8",3403,"G","GT8",null,"Combustion Turbine","Combustion Turbine","S_C_TVA","Tennessee",47,"Sumner",165,"47165",78,11746,2000,9999,"","","N","Natural Gas, Distillate Fuel Oil","",{"$nulls":13},5,0.0316275894420332,0.0316275894420332,0.0316275894420332,0.0316275894420332,{"$nulls":6},""]
["Johnsonville","3406_G_GT5",3406,"G","GT5",null,"Combustion Turbine","Combustion Turbine","S_C_TVA","Tennessee",47,"Humphreys",85,"47085",52,12946,1975,9999,"","","N","Natural Gas, Distillate Fuel Oil","",{"$nulls":13},3.4,0.4991963011299917,0.4991963011299917,0.4991963011299917,0.4991963011299917,{"$nulls":6},""]
["Johnsonville","3406_G_GT6",3406,"G","GT6",null,"Combustion Turbine","Combustion Turbine","S_C_TVA","Tennessee",47,"Humphreys",85,"47085",52,12946,1975,9999,"","","N","Natural Gas, Distillate Fuel Oil","",{"$nulls":13},3.4,0.6208652803138598,0.6208652803138598,0.6208652803138598,0.6208652803138598,{"$nulls":6},""]
["Ocoee 1","3412_G_2",3412,"G","2",null,"Hydro","","S_C_TVA","Tennessee",47,"Polk",139,"47139",4.8,0,1912,9999,"","","N","Hydro","",{"$nulls":14},0,0,0,0,{"$nulls":6},""]
["Watauga","3418_G_2",3418,"G","2",null,"Hydro","","S_C_TVA","Tennessee",47,"Carter",19,"47019",29,0,1949,9999,"","","N","Hydro","",{"$nulls":14},0,0,0,0,{"$nulls":6},""]
["Laredo","3439_G_4",3439,"G","4",null,"Combustion Turbine","Combustion Turbine","ERC_REST","Texas",48,"Webb",479,"48479",89,10745,2008,9999,"","","N","Natural Gas","",{"$nulls":3},"H2O","SCR",{"$nulls":8},0.06,0.011562725971106379,0.011562725971106379,0.011562725971106379,0.011562725971106379,{"$nulls":6},""]
["Newman","3456_G_5CA1",3456,"G","5CA1",null,"Combined Cycle","","WECC_NM","Texas",48,"El Paso",141,"48141",142,10691,2011,9999,"","","N","Natural Gas","",{"$nulls":14},0.02388670731294441,0.02388670731294441,0.02388670731294441,0.02388670731294441,{"$nulls":6},""]
["T H Wharton","3469_G_4",3469,"G","4",null,"Combined Cycle","","ERC_REST","Texas",48,"Harris",201,"48201",104,9478,1974,9999,"","","N","Natural Gas","",{"$nulls":13},0.01,0.017430879838979563,0.017430879838979563,0.017430879838979563,0.017430879838979563,{"$nulls":6},""]
["Morgan Creek","3492_G_CT1",3492,"G","CT1",null,"Combustion Turbine","Combustion Turbine","ERC_WEST","Texas",48,"Mitchell",335,"48335",80,14047,1988,9999,"","","N","Natural Gas, Distillate Fuel Oil","",{"$nulls":13},0.5,0.3011602272272801,0.3011602272272801,0.3011602272272801,0.3011602272272801,{"$nulls":6},""]
["Trinidad","3507_G_D2",3507,"G","D2",null,"Combustion Turbine","IC Engine","ERC_REST","Texas",48,"Henderson",213,"48213",2,12774,1966,9999,"","","N","Distillate Fuel Oil","",{"$nulls":13},0.2,2.3354529520972003,2.3354529520972003,2.3354529520972003,2.3354529520972003,{"$nulls":6},""]
["Silas Ray","3559_G_DG-7b",3559,"G","DG-7b",null,"Combustion Turbine","IC Engine","ERC_REST","Texas",48,"Cameron",61,"48061",1,13583,2001,9999,"","","N","Distillate Fuel Oil","",{"$nulls":13},3,2.3354529520972003,2.3354529520972003,2.3354529520972003,2.3354529520972003,{"$nulls":6},""]
["Buchanan","3595_G_1",3595,"G","1",null,"Hydro","","ERC_REST","Texas",48,"Llano",299,"48299",18,0,1938,9999,"","","N","Hydro","",{"$nulls":14},0,0,0,0,{"$nulls":6},""]
["J Robert Massengale","3604_G_6A",3604,"G","6A",null,"Combined Cycle","","SPP_SPS","Texas",48,"Lubbock",303,"48303",18,8632,1997,9999,"","","N","Natural Gas","",{"$nulls":4},"SCR",{"$nulls":9},0.040165782473055335,0.040165782473055335,0.040165782473055335,0.040165782473055335,{"$nulls":6},""]
["Weatherford","3624_G_3",3624,"G","3",null,"Combustion Turbine","IC Engine","ERC_REST","Texas",48,"Parker",367,"48367",0.1,12774,1940,9999,"","","N","Distillate Fuel Oil","",{"$nulls":13},3,2.3354529520972003,2.3354529520972003,2.3354529520972003,2.3354529520972003,{"$nulls":6},""]
["Pearsall","3630_G_19A",3630,"G","19A",null,"Combustion Turbine","IC Engine","ERC_REST","Texas",48,"Frio",163,"48163",8.4,10745,2010,9999,"","","N","Natural Gas","",{"$nulls":14},2.0543300185532067,2.0543300185532067,2.0543300185532067,2.0543300185532067,{"$nulls":6},""]
["Sam Rayburn","3631_G_2",3631,"G","2",null,"Combustion Turbine","Combustion Turbine","ERC_REST","Texas",48,"Victoria",469,"48469",11.5,25000,1963,9999,"","","N","Natural Gas, Distillate Fuel Oil","",{"$nulls":13},3,0.4777602100541084,0.4777602100541084,0.4777602100541084,0.4777602100541084,{"$nulls":6},""]
["Pioneer","3656_G_1",3656,"G","1",null,"Hydro","","WECC_UT","Utah",49,"Weber",57,"49057",2,0,1914,9999,"","","N","Hydro","",{"$nulls":14},0,0,0,0,{"$nulls":6},""]
["Provo","3686_G_4",3686,"G","4",null,"O/G Steam","","WECC_UT","Utah",49,"UTAH",49,"49049",9.2,14500,1949,9999,"","","N","Natural Gas","",{"$nulls":13},2,0.2713157516014496,0.2713157516014496,0.2713157516014496,0.2713157516014496,{"$nulls":6},""]
["Provo","3686_G_5",3686,"G","5",null,"Combustion Turbine","IC Engine","WECC_UT","Utah",49,"UTAH",49,"49049",2.5,12117,1980,9999,"","","N","Natural Gas, Distillate Fuel Oil","",{"$nulls":13},0.85,2.0543300185532067,2.0543300185532067,2.0543300185532067,2.0543300185532067,{"$nulls":6},""]
["Smith","3709_G_1",3709,"G","1",null,"Hydro","","NENGREST","Vermont",50,"Orange",17,"50017",0.7,0,1982,9999,"","","N","Hydro","",{"$nulls":14},0,0,0,0,{"$nulls":6},""]
["Pittsford","3722_G_1",3722,"G","1",null,"Hydro","","NENGREST","Vermont",50,"Rutland",21,"50021",1.3,0,1914,9999,"","","N","Hydro","",{"$nulls":14},0,0,0,0,{"$nulls":6},""]
["Essex Junction 19","3737_G_H4",3737,"G","H4",null,"Hydro","","NENGREST","Vermont",50,"Chittenden",7,"50007",1.8,0,1917,9999,"","","N","Hydro","",{"$nulls":14},0,0,0,0,{"$nulls":6},""]
["West Charleston","3753_G_IC4",3753,"G","IC4",null,"Combustion Turbine","IC Engine","NENGREST","Vermont",50,"Orleans",19,"50019",0.9,25000,1956,9999,"","","N","Distillate Fuel Oil","",{"$nulls":14},2.3354529520972003,2.3354529520972003,2.3354529520972003,2.3354529520972003,{"$nulls":6},""]
["Buck","3772_G_1",3772,"G","1",null,"Hydro","","PJM_West","Virginia",51,"Carroll",35,"51035",3,0,1912,9999,"","","N","Hydro","",{"$nulls":14},0,0,0,0,{"$nulls":6},""]
["Reusens","3779_G_3",3779,"G","3",null,"Hydro","","PJM_West","Virginia",51,"Campbell",31,"51031",2.5,0,1903,9999,"","","N","Hydro","",{"$nulls":14},0,0,0,0,{"$nulls":6},""]
["FirstEnergy Luray","3789_G_3",3789,"G","3",null,"Hydro","","PJM_AP","Virginia",51,"PAGE",139,"51139",0.4,0,1927,9999,"","","N","Hydro","",{"$nulls":14},0,0,0,0,{"$nulls":6},""]
["Cushaw","3798_G_5",3798,"G","5",null,"Hydro","","PJM_Dom","Virginia",51,"Amherst",9,"51009",0.4,0,1930,9999,"","","N","Hydro","",{"$nulls":14},0,0,0,0,{"$nulls":6},""]
["R C Kirkwood","382_G_3",382,"G","3",null,"Hydro","","WEC_CALN","California",6,"Tuolumne",109,"06109",36,0,1987,9999,"","","N","Hydro","",{"$nulls":14},0,0,0,0,{"$nulls":6},""]
["Philpott Lake","3834_G_1",3834,"G","1",null,"Hydro","","PJM_West","Virginia",51,"Henry",89,"51089",7.5,0,1953,9999,"","","N","Hydro","",{"$nulls":14},0,0,0,0,{"$nulls":6},""]
["Yale","3852_G_1",3852,"G","1",null,"Hydro","","WECC_PNW","Washington",53,"Cowlitz",15,"53015",82,0,1953,9999,"","","N","Hydro","",{"$nulls":14},0,0,0,0,{"$nulls":6},""]
["Upper Baker","3861_G_2",3861,"G","2",null,"Hydro","","WECC_PNW","Washington",53,"Whatcom",73,"53073",53,0,1959,9999,"","","N","Hydro","",{"$nulls":14},0,0,0,0,{"$nulls":6},""]
["Yelm","3878_G_2",3878,"G","2",null,"Hydro","","WECC_PNW","Washington",53,"Thurston",67,"53067",2.7,0,1930,9999,"","","N","Hydro","",{"$nulls":14},0,0,0,0,{"$nulls":6},""]
["Rocky Reach","3883_G_C-3",3883,"G","C-3",null,"Hydro","","WECC_PNW","Washington",53,"Chelan",7,"53007",105,0,1961,9999,"","","N","Hydro","",{"$nulls":14},0,0,0,0,{"$nulls":6},""]
["Wanapum","3888_G_3",3888,"G","3",null,"Hydro","","WECC_PNW","Washington",53,"Grant",25,"53025",112,0,2016,9999,"","","N","Hydro","",{"$nulls":14},0,0,0,0,{"$nulls":6},""]
["Wanapum","3888_G_4",3888,"G","4",null,"Hydro","","WECC_PNW","Washington",53,"Grant",25,"53025",112,0,2016,9999,"","","N","Hydro","",{"$nulls":14},0,0,0,0,{"$nulls":6},""]
["The Dalles","3895_G_17",3895,"G","17",null,"Hydro","","WECC_PNW","Oregon",41,"Wasco",65,"41065",86,0,1973,9999,"","","N","Hydro","",{"$nulls":14},0,0,0,0,{"$nulls":6},""]
["Alder","3913_G_11",3913,"G","11",null,"Hydro","","WECC_PNW","Washington",53,"Pierce",53,"53053",25,0,1947,9999,"","","N","Hydro","",{"$nulls":14},0,0,0,0,{"$nulls":6},""]
["Castaic","392_G_4",392,"G","4",null,"Pumped Storage","","WEC_LADW","California",6,"Los Angeles",37,"06037",265,0,1977,9999,"","","N","Pumped Storage","",{"$nulls":14},0,0,0,0,{"$nulls":6},""]
["Chief Joseph","3921_G_19",3921,"G","19",null,"Hydro","","WECC_PNW","Washington",53,"Douglas",17,"53017",95,0,1977,9999,"","","N","Hydro","",{"$nulls":14},0,0,0,0,{"$nulls":6},""]
["Ice Harbor","3925_G_1",3925,"G","1",null,"Hydro","","WECC_PNW","Washington",53,"Walla Walla",71,"53071",90,0,1962,9999,"","","N","Hydro","",{"$nulls":14},0,0,0,0,{"$nulls":6},""]
["Lower Monumental","3927_G_6",3927,"G","6",null,"Hydro","","WECC_PNW","Washington",53,"Walla Walla",71,"53071",135,0,1979,9999,"","","N","Hydro","",{"$nulls":14},0,0,0,0,{"$nulls":6},""]
["Du Bay","3972_G_4",3972,"G","4",null,"Hydro","","MIS_WUMS","Wisconsin",55,"Portage",97,"55097",2,0,1942,9999,"","","N","Hydro","",{"$nulls":14},0,0,0,0,{"$nulls":6},""]
["Whiting","3975_G_3",3975,"G","3",null,"Hydro","","MIS_WUMS","Wisconsin",55,"Portage",97,"55097",0.5,0,1891,9999,"","","N","Hydro","",{"$nulls":14},0,0,0,0,{"$nulls":6},""]
["Ladysmith","3986_G_1",3986,"G","1",null,"Hydro","","MIS_MNWI","Wisconsin",55,"Rusk",107,"55107",0.9,0,1940,9999,"","","N","Hydro","",{"$nulls":14},0,0,0,0,{"$nulls":6},""]
["Sycamore","3993_G_1",3993,"G","1",null,"Combustion Turbine","Combustion Turbine","MIS_WUMS","Wisconsin",55,"Dane",25,"55025",12.4,21279,1967,9999,"","","N","Natural Gas, Distillate Fuel Oil","",{"$nulls":13},3,0.3475741841738647,0.3475741841738647,0.3475741841738647,0.3475741841738647,{"$nulls":6},""]
["Chippewa Falls","4000_G_4",4000,"G","4",null,"Hydro","","MIS_MNWI","Wisconsin",55,"Chippewa",17,"55017",3.9,0,1928,9999,"","","N","Hydro","",{"$nulls":14},0,0,0,0,{"$nulls":6},""]
["Menomonie","4009_G_2",4009,"G","2",null,"Hydro","","MIS_MNWI","Wisconsin",55,"Dunn",33,"55033",2.8,0,1958,9999,"","","N","Hydro","",{"$nulls":14},0,0,0,0,{"$nulls":6},""]
["Wheaton","4014_G_6",4014,"G","6",null,"Combustion Turbine","Combustion Turbine","MIS_MNWI","Wisconsin",55,"Chippewa",17,"55017",52,14010,1973,9999,"","","N","Distillate Fuel Oil","",{"$nulls":13},0.45,0.6427,0.6427,0.6427,0.6427,{"$nulls":6},""]
["Frederic Diesel","4020_G_10",4020,"G","10",null,"Combustion Turbine","IC Engine","MIS_MNWI","Wisconsin",55,"POLK",95,"55095",2.5,12774,2000,9999,"","","N","Distillate Fuel Oil","",{"$nulls":13},3,2.3354529520972003,2.3354529520972003,2.3354529520972003,2.3354529520972003,{"$nulls":6},""]
["Port Washington Generating Station","4040_G_ST2",4040,"G","ST2",null,"Combined Cycle","","MIS_WUMS","Wisconsin",55,"Ozaukee",89,"55089",236,7274,2005,9999,"","","N","Natural Gas","",{"$nulls":4},"SCR",{"$nulls":9},0.01334959875152664,0.01334959875152664,0.01334959875152664,0.01334959875152664,{"$nulls":6},""]
["Valley","4042_G_3",4042,"G","3",null,"Combustion Turbine","IC Engine","MIS_WUMS","Wisconsin",55,"Milwaukee",79,"55079",3,12774,1969,9999,"","","N","Natural Gas","",{"$nulls":13},0.78,2.0543300185532067,2.0543300185532067,2.0543300185532067,2.0543300185532067,{"$nulls":6},""]
["Prairie Du Sac","4056_G_2",4056,"G","2",null,"Hydro","","MIS_WUMS","Wisconsin",55,"Sauk",111,"55111",1.3,0,1915,9999,"","","N","Hydro","",{"$nulls":14},0,0,0,0,{"$nulls":6},""]
["Grandfather Falls","4063_G_1",4063,"G","1",null,"Hydro","","MIS_WUMS","Wisconsin",55,"Lincoln",69,"55069",11.3,0,1938,9999,"","","N","Hydro","",{"$nulls":14},0,0,0,0,{"$nulls":6},""]
["Wausau","4077_G_1",4077,"G","1",null,"Hydro","","MIS_WUMS","Wisconsin",55,"Marathon",73,"55073",1.2,0,1921,9999,"","","N","Hydro","",{"$nulls":14},0,0,0,0,{"$nulls":6},""]
["Castle Rock","4079_G_4",4079,"G","4",null,"Hydro","","MIS_WUMS","Wisconsin",55,"Adams",1,"55001",3.5,0,1950,9999,"","","N","Hydro","",{"$nulls":14},0,0,0,0,{"$nulls":6},""]
["Arcadia Electric","4100_G_5",4100,"G","5",null,"Combustion Turbine","IC Engine","MIS_MNWI","Wisconsin",55,"Trempealeau",121,"55121",3,14412,1972,9999,"","","N","Natural Gas, Distillate Fuel Oil","",{"$nulls":13},3,2.3354529520972003,2.3354529520972003,2.3354529520972003,2.3354529520972003,{"$nulls":6},""]
["Cumberland","4112_G_2",4112,"G","2",null,"Combustion Turbine","IC Engine","MIS_MNWI","Wisconsin",55,"Barron",5,"55005",0.2,11561,1939,9999,"","","N","Distillate Fuel Oil","",{"$nulls":13},3,2.3354529520972003,2.3354529520972003,2.3354529520972003,2.3354529520972003,{"$nulls":6},""]
["Little Chute","4119_G_2",4119,"G","2",null,"Hydro","","MIS_WUMS","Wisconsin",55,"Outagamie",87,"55087",1.1,0,1948,9999,"","","N","Hydro","",{"$nulls":14},0,0,0,0,{"$nulls":6},""]
["Flambeau Hydroelectric Station","4142_G_3",4142,"G","3",null,"Hydro","","MIS_MNWI","Wisconsin",55,"RUSK",107,"55107",7.7,0,1951,9999,"","","N","Hydro","",{"$nulls":14},0,0,0,0,{"$nulls":6},""]
["Tulloch","416_G_1",416,"G","1",null,"Hydro","","WEC_CALN","California",6,"Tuolumne",109,"06109",9,0,1958,9999,"","","N","Hydro","",{"$nulls":14},0,0,0,0,{"$nulls":6},""]
["Fontenelle","4185_G_1",4185,"G","1",null,"Hydro","","WECC_WY","Wyoming",56,"Lincoln",23,"56023",11.2,0,1968,9999,"","","N","Hydro","",{"$nulls":14},0,0,0,0,{"$nulls":6},""]
["Middle Fork","425_G_2",425,"G","2",null,"Hydro","","WEC_CALN","California",6,"Placer",61,"06061",61,0,1966,9999,"","","N","Hydro","",{"$nulls":14},0,0,0,0,{"$nulls":6},""]
["Oxbow","426_G_1",426,"G","1",null,"Hydro","","WEC_CALN","California",6,"Placer",61,"06061",6,0,1966,9999,"","","N","Hydro","",{"$nulls":14},0,0,0,0,{"$nulls":6},""]
["Ralston","427_G_1",427,"G","1",null,"Hydro","","WEC_CALN","California",6,"Placer",61,"06061",86,0,1966,9999,"","","N","Hydro","",{"$nulls":14},0,0,0,0,{"$nulls":6},""]
["Folsom","441_G_1",441,"G","1",null,"Hydro","","WEC_CALN","California",6,"Sacramento",67,"06067",72,0,1955,9999,"","","N","Hydro","",{"$nulls":14},0,0,0,0,{"$nulls":6},""]
["ONeill","446_G_1",446,"G","1",null,"Pumped Storage","","WEC_CALN","California",6,"Merced",47,"06047",2.4,0,1968,9999,"","","N","Pumped Storage","",{"$nulls":14},0,0,0,0,{"$nulls":6},""]
["ONeill","446_G_2",446,"G","2",null,"Pumped Storage","","WEC_CALN","California",6,"Merced",47,"06047",2.4,0,1968,9999,"","","N","Pumped Storage","",{"$nulls":14},0,0,0,0,{"$nulls":6},""]
["Spring Creek","450_G_1",450,"G","1",null,"Hydro","","WEC_CALN","California",6,"Shasta",89,"06089",90,0,1964,9999,"","","N","Hydro","",{"$nulls":14},0,0,0,0,{"$nulls":6},""]
["Alamosa","464_G_CT1",464,"G","CT1",null,"Combustion Turbine","Combustion Turbine","WECC_CO","Colorado",8,"Alamosa",3,"08003",12.8,14982,1973,9999,"","","N","Natural Gas, Distillate Fuel Oil","",{"$nulls":13},0.06,0.36,0.36,0.36,0.36,{"$nulls":6},""]
["Palisade","473_G_1",473,"G","1",null,"Hydro","","WECC_CO","Colorado",8,"Mesa",77,"08077",1.6,0,1932,9999,"","","N","Hydro","",{"$nulls":14},0,0,0,0,{"$nulls":6},""]
["Wheeler Dam","49_G_1",49,"G","1",null,"Hydro","","S_C_TVA","Alabama",1,"Lawrence",79,"01079",39,0,1936,9999,"","","N","Hydro","",{"$nulls":14},0,0,0,0,{"$nulls":6},""]
["Barney M Davis","4939_G_3",4939,"G","3",null,"Combined Cycle","","ERC_REST","Texas",48,"Nueces",355,"48355",175,7509,2010,9999,"","","N","Natural Gas","",{"$nulls":3},"DLNB + H2O","SCR",{"$nulls":8},0.06,0.017407800511501405,0.017407800511501405,0.017407800511501405,0.017407800511501405,{"$nulls":6},""]
["Pittsfield Generating LP","50002_G_GEN1",50002,"G","GEN1",null,"Combined Cycle","","NENGREST","Massachusetts",25,"Berkshire",3,"25003",34,8824,1990,9999,"","","Y","Natural Gas, Distillate Fuel Oil","",{"$nulls":3},"STM","SCR",{"$nulls":9},0.0214670211649962,0.0214670211649962,0.0214670211649962,0.0214670211649962,{"$nulls":6},""]
["Mt Ida Hydroelectric","50031_G_3983",50031,"G","3983",null,"Hydro","","NY_Z_F","New York",36,"Rensselaer",83,"36083",1.5,0,1992,9999,"","","N","Hydro","",{"$nulls":14},0,0,0,0,{"$nulls":6},""]
["Brown Station Road Plant I","50060_G_9314",50060,"G","9314",null,"Landfill Gas","","PJM_SMAC","Maryland",24,"Prince George's",33,"24033",0.8,14415,1987,9999,"","","N","Landfill Gas","",{"$nulls":14},0.04394744404747715,0.04394744404747715,0.04394744404747715,0.04394744404747715,{"$nulls":6},""]
["International Paper Riley Hydro","50081_G_GEN6",50081,"G","GEN6",null,"Hydro","","NENG_ME","Maine",23,"Franklin",7,"23007",1.1,0,1981,9999,"","","N","Hydro","",{"$nulls":14},0,0,0,0,{"$nulls":6},""]
["ConocoPhillips Rodeo Refinery","50119_G_GENA",50119,"G","GENA",null,"Fossil Waste","","WEC_CALN","California",6,"Contra Costa",13,"06013",15.2,5110,1987,9999,"","","Y","Fossil Waste","",{"$nulls":14},0.08560208286506267,0.08560208286506267,0.08560208286506267,0.08560208286506267,{"$nulls":6},""]
["Sycamore Cogeneration","50134_G_GTBG",50134,"G","GTBG",null,"Combustion Turbine","Combustion Turbine","WECC_SCE","California",6,"Kern",29,"06029",75,8700,1987,9999,"","","Y","Natural Gas","",{"$nulls":13},0.74,0.0267,0.0267,0.0267,0.0267,{"$nulls":6},""]
["Union Carbide Seadrift Cogen","50150_G_GEN9",50150,"G","GEN9",null,"Combined Cycle","","ERC_REST","Texas",48,"Calhoun",57,"48057",15,9267,1987,9999,"","","Y","Natural Gas","",{"$nulls":14},0.20745055925671702,0.20745055925671702,0.20745055925671702,0.20745055925671702,{"$nulls":6},""]
["Sanford","50157_G_3",50157,"G","3",null,"Hydro","","MIS_LMI","Michigan",26,"Midland",111,"26111",1.2,0,1923,9999,"","","N","Hydro","",{"$nulls":14},0,0,0,0,{"$nulls":6},""]
["Vallecito Hydroelectric","50206_G_GEN1",50206,"G","GEN1",null,"Hydro","","WECC_CO","Colorado",8,"La Plata",67,"08067",0.8,0,1989,9999,"","","N","Hydro","",{"$nulls":14},0,0,0,0,{"$nulls":6},""]
["Verso Paper","50243_G_GEN3",50243,"G","GEN3",null,"Combined Cycle","","NENG_ME","Maine",23,"Hancock",9,"23009",72,7893,1988,9999,"","","Y","Natural Gas, Residual Fuel Oil","",{"$nulls":13},1.8771856376000002,0.03041092348101903,0.03041092348101903,0.03041092348101903,0.03041092348101903,{"$nulls":6},""]
["Verso Paper","50243_G_GEN4",50243,"G","GEN4",null,"Combined Cycle","","NENG_ME","Maine",23,"Hancock",9,"23009",157,7893,2001,9999,"","","Y","Natural Gas, Distillate Fuel Oil","",{"$nulls":13},2,0.03041092348101903,0.03041092348101903,0.03041092348101903,0.03041092348101903,{"$nulls":6},""]
["Bethpage Power Plant","50292_G_GEN1",50292,"G","GEN1",null,"Combined Cycle","","NY_Z_K","New York",36,"Nassau",59,"36059",22.2,9108,1989,9999,"","","N","Natural Gas, Distillate Fuel Oil","",{"$nulls":14},0.131902956831648,0.131902956831648,0.131902956831648,0.131902956831648,{"$nulls":6},""]
["Newfound Hydroelectric","50324_G_2",50324,"G","2",null,"Hydro","","NENGREST","New Hampshire",33,"Grafton",9,"33009",0.7,0,1983,9999,"","","N","Hydro","",{"$nulls":14},0,0,0,0,{"$nulls":6},""]
["Newport Hydro","50354_G_1",50354,"G","1",null,"Hydro","","NY_Z_C&E","New York",36,"Herkimer",43,"36043",0.8,0,1987,9999,"","","N","Hydro","",{"$nulls":14},0,0,0,0,{"$nulls":6},""]
["Ridgewood Providence Power","50365_G_PH23",50365,"G","PH23",null,"Landfill Gas","","NENGREST","Rhode Island",44,"Providence",7,"44007",1.5,13500,2005,9999,"","","N","Landfill Gas","",{"$nulls":14},0.04394744404747715,0.04394744404747715,0.04394744404747715,0.04394744404747715,{"$nulls":6},""]
["Upriver Dam Hydro Plant","50380_G_GEN2",50380,"G","GEN2",null,"Hydro","","WECC_PNW","Washington",53,"Spokane",63,"53063",0.5,0,1936,9999,"","","N","Hydro","",{"$nulls":14},0,0,0,0,{"$nulls":6},""]
["Julesburg","504_G_4",504,"G","4",null,"Combustion Turbine","IC Engine","WECC_CO","Colorado",8,"Sedgwick",115,"08115",1.1,18321,1964,9999,"","","N","Distillate Fuel Oil","",{"$nulls":13},1.2,2.3354529520972003,2.3354529520972003,2.3354529520972003,2.3354529520972003,{"$nulls":6},""]
["Olmsted Waste Energy","50413_G_TG3",50413,"G","TG3",null,"Municipal Solid Waste","","MIS_MNWI","Minnesota",27,"Olmsted",109,"27109",4.5,19968,2010,9999,"","","N","MSW","",{"$nulls":14},0.09,0.09,0.09,0.09,0.08,0.08,0.08,{"$nulls":3},""]
["University of Michigan","50431_G_TG9",50431,"G","TG9",null,"Combined Cycle","","MIS_LMI","Michigan",26,"Washtenaw",161,"26161",3,5500,1990,9999,"","","Y","Natural Gas, Distillate Fuel Oil","",{"$nulls":14},0.09073940826805982,0.09073940826805982,0.09073940826805982,0.09073940826805982,{"$nulls":6},""]
["S D Warren Westbrook","50447_G_GN13",50447,"G","GN13",null,"Hydro","","NENG_ME","Maine",23,"Cumberland",5,"23005",0.2,0,1940,9999,"","","N","Hydro","",{"$nulls":14},0,0,0,0,{"$nulls":6},""]
["Oxnard","50464_G_GEN2",50464,"G","GEN2",null,"Combustion Turbine","Combustion Turbine","WECC_SCE","California",6,"Ventura",111,"06111",45,8700,1989,9999,"","","Y","Natural Gas","",{"$nulls":13},0.74,0.0267,0.0267,0.0267,0.0267,{"$nulls":6},""]
["Gas Utilization Facility","50492_G_2",50492,"G","2",null,"Non-Fossil Waste","","WEC_SDGE","California",6,"San Diego",73,"06073",2.3,4705,1985,9999,"","","Y","Non-Fossil Waste","",{"$nulls":14},0,0,0,0,{"$nulls":6},""]
["Glen Park Hydroelectric Project","50512_G_GEN2",50512,"G","GEN2",null,"Hydro","","NY_Z_C&E","New York",36,"Jefferson",45,"36045",14.5,0,1999,9999,"","","N","Hydro","",{"$nulls":14},0,0,0,0,{"$nulls":6},""]
["Harbor Cogen","50541_G_ST2",50541,"G","ST2",null,"Combined Cycle","","WECC_SCE","California",6,"Los Angeles",37,"06037",11,11062,2001,9999,"","","N","Natural Gas","",{"$nulls":14},0.008,0.008,0.008,0.008,{"$nulls":6},""]
["Milam Gas Recovery","50566_G_GEN1",50566,"G","GEN1",null,"Landfill Gas","","MIS_IL","Illinois",17,"st. Clair",163,"17163",0.8,13500,1991,9999,"","","N","Landfill Gas","",{"$nulls":14},0.04394744404747715,0.04394744404747715,0.04394744404747715,0.04394744404747715,{"$nulls":6},""]
["Chestnut Ridge Gas Recovery","50570_G_GEN1",50570,"G","GEN1",null,"Landfill Gas","","S_C_TVA","Tennessee",47,"Anderson",1,"47001",0.8,13500,1992,9999,"","","N","Landfill Gas","",{"$nulls":14},0.04394744404747715,0.04394744404747715,0.04394744404747715,0.04394744404747715,{"$nulls":6},""]
["Chestnut Ridge Gas Recovery","50570_G_GEN2",50570,"G","GEN2",null,"Landfill Gas","","S_C_TVA","Tennessee",47,"Anderson",1,"47001",0.8,13500,1992,9999,"","","N","Landfill Gas","",{"$nulls":14},0.04394744404747715,0.04394744404747715,0.04394744404747715,0.04394744404747715,{"$nulls":6},""]
["Metro Gas Recovery","50576_G_GEN6",50576,"G","GEN6",null,"Landfill Gas","","MIS_WUMS","Wisconsin",55,"Milwaukee",79,"55079",0.8,13500,2000,9999,"","","N","Landfill Gas","",{"$nulls":14},0.04394744404747715,0.04394744404747715,0.04394744404747715,0.04394744404747715,{"$nulls":6},""]
["Lyonsdale Associates","50652_G_GEN1",50652,"G","GEN1",null,"Hydro","","NY_Z_C&E","New York",36,"Lewis",49,"36049",0.9,0,1984,9999,"","","N","Hydro","",{"$nulls":14},0,0,0,0,{"$nulls":6},""]
["Thermo Power & Electric","50676_G_GEN1",50676,"G","GEN1",null,"Combined Cycle","","WECC_CO","Colorado",8,"Weld",123,"08123",30,6251,1988,9999,"","","Y","Natural Gas","",{"$nulls":14},0.25592513171924164,0.25592513171924164,0.25592513171924164,0.25592513171924164,{"$nulls":6},""]
["TCP 272","50707_G_LMC",50707,"G","LMC",null,"Combined Cycle","","WECC_CO","Colorado",8,"Weld",123,"08123",32,9449,1994,9999,"","","Y","Natural Gas","",{"$nulls":14},0.08811425067098658,0.08811425067098658,0.08811425067098658,0.08811425067098658,{"$nulls":6},""]
["Pontook Hydro Facility","50741_G_GEN2",50741,"G","GEN2",null,"Hydro","","NENGREST","New Hampshire",33,"Coos",7,"33007",3.5,0,1986,9999,"","","N","Hydro","",{"$nulls":14},0,0,0,0,{"$nulls":6},""]
["New Hogan Power Plant","50755_G_GEN2",50755,"G","GEN2",null,"Hydro","","WEC_CALN","California",6,"Calaveras",9,"06009",0.9,0,1989,9999,"","","N","Hydro","",{"$nulls":14},0,0,0,0,{"$nulls":6},""]
["Ormesa I","50766_G_OE21",50766,"G","OE21",null,"Geothermal","","WECC_IID","California",6,"Imperial",25,"06025",0.9,9760,1986,9999,"","","N","Geothermal","",{"$nulls":14},0,0,0,0,0.4625,0.4625,0.4625,{"$nulls":3},""]
["Parlin Power Plant","50799_G_GEN3",50799,"G","GEN3",null,"Combined Cycle","","PJM_EMAC","New Jersey",34,"Middlesex",23,"34023",22,10173,1991,9999,"","","Y","Natural Gas","",{"$nulls":4},"SCR",{"$nulls":9},0.052297748804562685,0.052297748804562685,0.052297748804562685,0.052297748804562685,{"$nulls":6},""]
["Mojave 17","50822_G_GEN1",50822,"G","GEN1",null,"Wind","","WECC_SCE","California",6,"Kern",29,"06029",25,0,1989,9999,"","","N","Wind","",{"$nulls":14},0,0,0,0,{"$nulls":6},""]
["OLS Energy Camarillo","50851_G_GEN2",50851,"G","GEN2",null,"Combined Cycle","","WECC_SCE","California",6,"Ventura",111,"06111",6.8,7840,1988,9999,"","","Y","Natural Gas","",{"$nulls":14},0.008,0.008,0.008,0.008,{"$nulls":6},""]
["Bypass","50895_G_GEN3",50895,"G","GEN3",null,"Hydro","","WECC_ID","Idaho",16,"Jerome",53,"16053",3.3,0,1987,9999,"","","N","Hydro","",{"$nulls":14},0,0,0,0,{"$nulls":6},""]
["Hardee Power Station","50949_G_GEN2",50949,"G","GEN2",null,"Combined Cycle","","FRCC","Florida",12,"Hardee",49,"12049",70,9008,1993,9999,"","","N","Natural Gas, Distillate Fuel Oil","",{"$nulls":14},0.1301517121612861,0.1301517121612861,0.1301517121612861,0.1301517121612861,{"$nulls":6},""]
["Amedee Geothermal Venture I","50964_G_IND",50964,"G","IND",null,"Geothermal","","WEC_CALN","California",6,"Lassen",35,"06035",1.1,9760,1988,9999,"","","N","Geothermal","",{"$nulls":14},0,0,0,0,0.3713,0.3713,0.3713,{"$nulls":3},""]
["Estes","513_G_2",513,"G","2",null,"Hydro","","WECC_CO","Colorado",8,"Larimer",69,"08069",17.2,0,1950,9999,"","","N","Hydro","",{"$nulls":14},0,0,0,0,{"$nulls":6},""]
["Doswell Energy Center","52019_G_GEN4",52019,"G","GEN4",null,"Combined Cycle","","PJM_Dom","Virginia",51,"Hanover",85,"51085",105,8638,1992,9999,"","","N","Natural Gas, Distillate Fuel Oil","",{"$nulls":4},"SCR",{"$nulls":9},0.035087122689316026,0.035087122689316026,0.035087122689316026,0.035087122689316026,{"$nulls":6},""]
["Doswell Energy Center","52019_G_GEN5",52019,"G","GEN5",null,"Combined Cycle","","PJM_Dom","Virginia",51,"Hanover",85,"51085",105,8638,1992,9999,"","","N","Natural Gas, Distillate Fuel Oil","",{"$nulls":4},"SCR",{"$nulls":9},0.035087122689316026,0.035087122689316026,0.035087122689316026,0.035087122689316026,{"$nulls":6},""]
["Rapidan Hydro Facility","52054_G_GEN2",52054,"G","GEN2",null,"Hydro","","MIS_MNWI","Minnesota",27,"Blue Earth",13,"27013",3.2,0,1984,9999,"","","N","Hydro","",{"$nulls":14},0,0,0,0,{"$nulls":6},""]
["UCLA So Campus Cogen Project","52073_G_GEN3",52073,"G","GEN3",null,"Combined Cycle","","WEC_LADW","California",6,"LOS ANGELES",37,"06037",11,5500,1993,9999,"","","Y","Natural Gas","",{"$nulls":14},0.008,0.008,0.008,0.008,{"$nulls":6},""]
["Coalinga 25D Cogen","52086_G_TG4",52086,"G","TG4",null,"Combustion Turbine","Combustion Turbine","WEC_CALN","California",6,"FRESNO",19,"06019",2.7,8700,1987,9999,"","","Y","Natural Gas","",{"$nulls":13},0.74,0.0267,0.0267,0.0267,0.0267,{"$nulls":6},""]
["Kern River Eastridge Cogen","52107_G_101A",52107,"G","101A",null,"Combustion Turbine","Combustion Turbine","WEC_CALN","California",6,"Kern",29,"06029",20.8,8700,1988,9999,"","","Y","Natural Gas","",{"$nulls":13},0.74,0.0267,0.0267,0.0267,0.0267,{"$nulls":6},""]
["Collins Facility","52166_G_2",52166,"G","2",null,"Hydro","","NENGREST","Massachusetts",25,"Hampden",13,"25013",0.6,0,1985,9999,"","","N","Hydro","",{"$nulls":14},0,0,0,0,{"$nulls":6},""]
["Soda Lake Geothermal No I II","52174_G_OEC3",52174,"G","OEC3",null,"Geothermal","","WECC_NNV","Nevada",32,"Churchill",1,"32001",1.4,9760,1990,9999,"","","N","Geothermal","",{"$nulls":14},0,0,0,0,0.4563,0.4563,0.4563,{"$nulls":3},""]
["JRW Associates LP","52198_G_GEN5",52198,"G","GEN5",null,"Combustion Turbine","IC Engine","WEC_CALN","California",6,"Merced",47,"06047",1.1,8700,1991,9999,"","","Y","Natural Gas","",{"$nulls":13},0.74,0.2046,0.2046,0.2046,0.2046,{"$nulls":6},""]
["McWilliams","533_G_2",533,"G","2",null,"Combined Cycle","","S_SOU","Alabama",1,"Covington",39,"01039",10,7758,1954,9999,"","","N","Natural Gas, Distillate Fuel Oil","",{"$nulls":14},0.05606002440326698,0.05606002440326698,0.05606002440326698,0.05606002440326698,{"$nulls":6},""]
["J K Smith","54_G_GT3",54,"G","GT3",null,"Combustion Turbine","Combustion Turbine","S_C_KY","Kentucky",21,"Clark",49,"21049",104,15400,1999,9999,"","","N","Natural Gas","",{"$nulls":13},1.5,0.07621705042066586,0.07621705042066586,0.07621705042066586,0.07621705042066586,{"$nulls":6},""]
["Lockport Energy Associates LP","54041_G_GEN3",54041,"G","GEN3",null,"Combined Cycle","","NY_Z_A&B","New York",36,"Niagara",63,"36063",43,7370,1992,9999,"","","Y","Natural Gas, Distillate Fuel Oil","",{"$nulls":14},0.16541234757094753,0.16541234757094753,0.16541234757094753,0.16541234757094753,{"$nulls":6},""]
["Port Edwards Mill","54103_G_HG2",54103,"G","HG2",null,"Hydro","","MIS_WUMS","Wisconsin",55,"Wood",141,"55141",0.4,0,1913,9999,"","","N","Hydro","",{"$nulls":14},0,0,0,0,{"$nulls":6},""]
["Second Imperial Geothermal","54111_G_GE12",54111,"G","GE12",null,"Geothermal","","WECC_IID","California",6,"Imperial",25,"06025",5,9760,1993,9999,"","","N","Geothermal","",{"$nulls":14},0,0,0,0,0.4625,0.4625,0.4625,{"$nulls":3},""]
["Great Lakes Hydro America - ME","54134_G_DOH4",54134,"G","DOH4",null,"Hydro","","NENG_ME","Maine",23,"Penobscot",19,"23019",1.8,0,1925,9999,"","","N","Hydro","",{"$nulls":14},0,0,0,0,{"$nulls":6},""]
["Great Lakes Hydro America - ME","54134_G_MIH5",54134,"G","MIH5",null,"Hydro","","NENG_ME","Maine",23,"Penobscot",19,"23019",4.9,0,1921,9999,"","","N","Hydro","",{"$nulls":14},0,0,0,0,{"$nulls":6},""]
["Cos Cob","542_G_UN11",542,"G","UN11",null,"Combustion Turbine","Combustion Turbine","NENG_CT","Connecticut",9,"Fairfield",1,"09001",18.7,15175,1969,9999,"","","N","Distillate Fuel Oil","",{"$nulls":13},1.5E-3,1.2,1.2,1.2,1.2,{"$nulls":6},""]
["Cos Cob","542_G_UN12",542,"G","UN12",null,"Combustion Turbine","Combustion Turbine","NENG_CT","Connecticut",9,"Fairfield",1,"09001",19.1,15177,1969,9999,"","","N","Distillate Fuel Oil","",{"$nulls":13},1.5E-3,1.2005,1.2005,1.2005,1.2005,{"$nulls":6},""]
["Naval Submarine Base Kings Bay","54239_G_3028",54239,"G","3028",null,"Combustion Turbine","IC Engine","S_SOU","Georgia",13,"Camden",39,"13039",2.5,13652,1988,9999,"","","N","Distillate Fuel Oil","",{"$nulls":13},0.8,2.3354529520972003,2.3354529520972003,2.3354529520972003,2.3354529520972003,{"$nulls":6},""]
["Coram Energy LLC (ECT)","54298_G_GEWE",54298,"G","GEWE",null,"Wind","","WECC_SCE","California",6,"Kern",29,"06029",7.5,0,2005,9999,"","","N","Wind","",{"$nulls":14},0,0,0,0,{"$nulls":6},""]
["Goodyear Beaumont Chemical Plant","54321_G_N802",54321,"G","N802",null,"Combustion Turbine","Combustion Turbine","S_D_WOTA","Texas",48,"Jefferson",245,"48245",4,8700,1999,9999,"","","Y","Natural Gas","",{"$nulls":13},3,0.18366846931454198,0.18366846931454198,0.18366846931454198,0.18366846931454198,{"$nulls":6},""]
["Four Mile Hydropower Project","54341_G_3",54341,"G","3",null,"Hydro","","MIS_LMI","Michigan",26,"Alpena",7,"26007",0.6,0,1990,9999,"","","N","Hydro","",{"$nulls":14},0,0,0,0,{"$nulls":6},""]
["Orange Cogeneration Facility","54365_G_APC1",54365,"G","APC1",null,"Combined Cycle","","FRCC","Florida",12,"Polk",105,"12105",43,7803,1995,9999,"","","Y","Natural Gas","",{"$nulls":14},0.051241044128157394,0.051241044128157394,0.051241044128157394,0.051241044128157394,{"$nulls":6},""]
["Alice Falls Hydro Project","54391_G_1",54391,"G","1",null,"Hydro","","NY_Z_D","New York",36,"Clinton",19,"36019",1.5,0,1991,9999,"","","N","Hydro","",{"$nulls":14},0,0,0,0,{"$nulls":6},""]
["Pasco Cogen Ltd","54424_G_GT1",54424,"G","GT1",null,"Combined Cycle","","FRCC","Florida",12,"Pasco",101,"12101",49,7918,1993,9999,"","","Y","Natural Gas, Distillate Fuel Oil","",{"$nulls":14},0.08629588118143189,0.08629588118143189,0.08629588118143189,0.08629588118143189,{"$nulls":6},""]
["Mascoma Hydro","54471_G_02",54471,"G","02",null,"Hydro","","NENGREST","New Hampshire",33,"Grafton",9,"33009",0.5,0,1988,9999,"","","N","Hydro","",{"$nulls":14},0,0,0,0,{"$nulls":6},""]
["Kankakee Hydro Facility","54525_G_2",54525,"G","2",null,"Hydro","","PJM_COMD","Illinois",17,"KANKAKEE",91,"17091",0.4,0,1991,9999,"","","N","Hydro","",{"$nulls":14},0,0,0,0,{"$nulls":6},""]
["Tenaska Ferndale Cogeneration Station","54537_G_CT1A",54537,"G","CT1A",null,"Combined Cycle","","WECC_PNW","Washington",53,"Whatcom",73,"53073",88,6637,1994,9999,"","","Y","Natural Gas, Distillate Fuel Oil","",{"$nulls":13},2.47,0.036387173944549454,0.036387173944549454,0.036387173944549454,0.036387173944549454,{"$nulls":6},""]
["Longfalls Facility","54548_G_1",54548,"G","1",null,"Hydro","","NY_Z_C&E","New York",36,"Jefferson",45,"36045",3,0,1991,9999,"","","N","Hydro","",{"$nulls":14},0,0,0,0,{"$nulls":6},""]
["Corn Products Illinois","54556_G_TG04",54556,"G","TG04",null,"Combustion Turbine","Combustion Turbine","PJM_COMD","Illinois",17,"Cook",31,"17031",4.4,12724,1996,9999,"","","N","Natural Gas","",{"$nulls":14},0.15575284946570486,0.15575284946570486,0.15575284946570486,0.15575284946570486,{"$nulls":6},""]
["Saranac Facility","54574_G_GEN2",54574,"G","GEN2",null,"Combined Cycle","","NY_Z_D","New York",36,"Clinton",19,"36019",83,8046,1994,9999,"","","N","Natural Gas","",{"$nulls":4},"SCR",{"$nulls":9},0.02889024355975485,0.02889024355975485,0.02889024355975485,0.02889024355975485,{"$nulls":6},""]
["Batavia Power Plant","54593_G_GEN2",54593,"G","GEN2",null,"Combined Cycle","","NY_Z_A&B","New York",36,"Genesee",37,"36037",17.5,7663,1992,9999,"","","Y","Natural Gas","",{"$nulls":14},0.12529147846113656,0.12529147846113656,0.12529147846113656,0.12529147846113656,{"$nulls":6},""]
["Berlin Gorham","54639_G_SM1",54639,"G","SM1",null,"Hydro","","NENGREST","New Hampshire",33,"Coos",7,"33007",0.8,0,1980,9999,"","","N","Hydro","",{"$nulls":14},0,0,0,0,{"$nulls":6},""]
["Berlin Gorham","54639_G_SM2",54639,"G","SM2",null,"Hydro","","NENGREST","New Hampshire",33,"Coos",7,"33007",0.8,0,1980,9999,"","","N","Hydro","",{"$nulls":14},0,0,0,0,{"$nulls":6},""]
["Schoolfield Dam","54655_G_SCH2",54655,"G","SCH2",null,"Hydro","","PJM_Dom","Virginia",51,"Pittsylvania",143,"51143",1.5,0,1990,9999,"","","N","Hydro","",{"$nulls":14},0,0,0,0,{"$nulls":6},""]
["Falls River Hydro","54668_G_1",54668,"G","1",null,"Hydro","","WECC_ID","Idaho",16,"Fremont",43,"16043",4.5,0,1993,9999,"","","N","Hydro","",{"$nulls":14},0,0,0,0,{"$nulls":6},""]
["Ford Hydro LP","54674_G_GEN3",54674,"G","GEN3",null,"Hydro","","WECC_PNW","Idaho",16,"Clearwater",35,"16035",0.2,0,1988,9999,"","","N","Hydro","",{"$nulls":14},0,0,0,0,{"$nulls":6},""]
["Difwind Farms Ltd V","54685_G_EXIS",54685,"G","EXIS",null,"Wind","","WECC_SCE","California",6,"Riverside",65,"06065",11.7,0,1987,9999,"","","N","Wind","",{"$nulls":14},0,0,0,0,{"$nulls":6},""]
["Northfield Mountain","547_G_3",547,"G","3",null,"Pumped Storage","","NENGREST","Massachusetts",25,"Franklin",11,"25011",270,0,1973,9999,"","","N","Pumped Storage","",{"$nulls":14},0,0,0,0,{"$nulls":6},""]
["SBD 9107 JBS USA","54715_G_2665",54715,"G","2665",null,"Combustion Turbine","IC Engine","MIS_IA","Iowa",19,"Marshall",127,"19127",1.6,14965,1992,9999,"","","N","Distillate Fuel Oil","",{"$nulls":13},0.1503,2.3354529520972003,2.3354529520972003,2.3354529520972003,2.3354529520972003,{"$nulls":6},""]
["SBD 8602 Marion Sub","54716_G_2785",54716,"G","2785",null,"Combustion Turbine","IC Engine","MIS_IA","Iowa",19,"Linn",113,"19113",1.5,15001,1986,9999,"","","N","Distillate Fuel Oil","",{"$nulls":13},2.5,0.7303252651467953,0.7303252651467953,0.7303252651467953,0.7303252651467953,{"$nulls":6},""]
["SBD 9301 Prairie Farms","54735_G_0080",54735,"G","0080",null,"Combustion Turbine","IC Engine","MIS_IA","Iowa",19,"Dubuque",61,"19061",1.1,15128,1998,9999,"","","N","Distillate Fuel Oil","",{"$nulls":13},2.5,2.3354529520972003,2.3354529520972003,2.3354529520972003,2.3354529520972003,{"$nulls":6},""]
["Grand Blanc Generating Station","54757_G_4-2",54757,"G","4-2",null,"Landfill Gas","","MIS_LMI","Michigan",26,"Genesee",49,"26049",0.8,13500,1994,9999,"","","N","Landfill Gas","",{"$nulls":14},0.04394744404747715,0.04394744404747715,0.04394744404747715,0.04394744404747715,{"$nulls":6},""]
["Boydton Plank Road Cogen Plant","54766_G_GEN18",54766,"G","GEN18",null,"Fossil Waste","","PJM_Dom","Virginia",51,"Dinwiddie",53,"51053",0.3,10745,2000,9999,"","","N","Fossil Waste","",{"$nulls":14},0.08560208286506267,0.08560208286506267,0.08560208286506267,0.08560208286506267,{"$nulls":6},""]
["Boydton Plank Road Cogen Plant","54766_G_GEN33",54766,"G","GEN33",null,"Fossil Waste","","PJM_Dom","Virginia",51,"Dinwiddie",53,"51053",0.3,10745,2000,9999,"","","N","Fossil Waste","",{"$nulls":14},0.08560208286506267,0.08560208286506267,0.08560208286506267,0.08560208286506267,{"$nulls":6},""]
["Boydton Plank Road Cogen Plant","54766_G_GEN9",54766,"G","GEN9",null,"Fossil Waste","","PJM_Dom","Virginia",51,"Dinwiddie",53,"51053",0.3,10745,1993,9999,"","","N","Fossil Waste","",{"$nulls":14},0.08560208286506267,0.08560208286506267,0.08560208286506267,0.08560208286506267,{"$nulls":6},""]
["Grays Ferry Cogeneration","54785_G_GEN2",54785,"G","GEN2",null,"Combined Cycle","","PJM_EMAC","Pennsylvania",42,"Philadelphia",101,"42101",100,5500,1997,9999,"","","Y","Natural Gas","",{"$nulls":13},0.203,0.050863423954901926,0.050863423954901926,0.050863423954901926,0.050863423954901926,{"$nulls":6},""]
["Milagro Cogeneration Plant","54814_G_GO1B",54814,"G","GO1B",null,"Combustion Turbine","Combustion Turbine","WECC_NM","New Mexico",35,"San Juan",45,"35045",30,8700,1996,9999,"","","Y","Natural Gas","",{"$nulls":13},0.74,0.03531488341693652,0.03531488341693652,0.03531488341693652,0.03531488341693652,{"$nulls":6},""]
["Sun Peak Project","54854_G_5659",54854,"G","5659",null,"Combustion Turbine","Combustion Turbine","WECC_SNV","Nevada",32,"Clark",3,"32003",74,12202,1991,9999,"","","N","Natural Gas, Distillate Fuel Oil","",{"$nulls":13},0.8,0.04291484934527221,0.04291484934527221,0.04291484934527221,0.04291484934527221,{"$nulls":6},""]
["Black Creek","54860_G_GEN1",54860,"G","GEN1",null,"Hydro","","WECC_PNW","Washington",53,"King",33,"53033",3.7,0,1994,9999,"","","N","Hydro","",{"$nulls":14},0,0,0,0,{"$nulls":6},""]
["Cheoah","54899_G_5",54899,"G","5",null,"Hydro","","S_C_TVA","North Carolina",37,"Graham",75,"37075",31,0,1949,9999,"","","N","Hydro","",{"$nulls":14},0,0,0,0,{"$nulls":6},""]
["Brooklyn Navy Yard Cogeneration","54914_G_02",54914,"G","02",null,"Combined Cycle","","NY_Z_J","New York",36,"Kings",47,"36047",90,6759,1996,9999,"","","Y","Natural Gas, Distillate Fuel Oil","",{"$nulls":4},"SCR",{"$nulls":9},0.007533936518339908,0.007533936518339908,0.007533936518339908,0.007533936518339908,{"$nulls":6},""]
["Prairie View I & II LFGTE","54926_G_I-1",54926,"G","I-1",null,"Landfill Gas","","PJM_West","Indiana",18,"St. Joseph",141,"18141",0.8,13500,1994,9999,"","","N","Landfill Gas","",{"$nulls":14},0.04394744404747715,0.04394744404747715,0.04394744404747715,0.04394744404747715,{"$nulls":6},""]
["Keystone Landfill","54934_G_NO 6",54934,"G","NO 6",null,"Landfill Gas","","PJM_WMAC","Pennsylvania",42,"Lackawanna",69,"42069",0.7,13500,1996,9999,"","","N","Landfill Gas","",{"$nulls":14},0.04394744404747715,0.04394744404747715,0.04394744404747715,0.04394744404747715,{"$nulls":6},""]
["SBD 9502 Eaton","54968_G_0385",54968,"G","0385",null,"Combustion Turbine","IC Engine","MIS_IA","Iowa",19,"Wright",197,"19197",1.8,14920,1995,9999,"","","N","Distillate Fuel Oil","",{"$nulls":13},0.879,2.3354529520972003,2.3354529520972003,2.3354529520972003,2.3354529520972003,{"$nulls":6},""]
["Salem Energy Systems LLC","54984_G_UNT1",54984,"G","UNT1",null,"Landfill Gas","","S_VACA","North Carolina",37,"Forsyth",67,"37067",3.3,18072,1996,9999,"","","N","Landfill Gas","",{"$nulls":14},0.04394744404747715,0.04394744404747715,0.04394744404747715,0.04394744404747715,{"$nulls":6},""]
["Fellsway Development LLC","54992_G_CAT1",54992,"G","CAT1",null,"Combustion Turbine","IC Engine","NENGREST","Massachusetts",25,"Middlesex",17,"25017",0.7,9704,1972,9999,"","","Y","Distillate Fuel Oil","",{"$nulls":13},0.7890867906976743,2.3354529520972003,2.3354529520972003,2.3354529520972003,2.3354529520972003,{"$nulls":6},""]
["K W Company","55007_G_UW2",55007,"G","UW2",null,"Hydro","","WECC_ID","Idaho",16,"Twin Falls",83,"16083",0.2,0,1983,9999,"","","N","Hydro","",{"$nulls":14},0,0,0,0,{"$nulls":6},""]
["Dighton Power Plant","55026_G_UNT1",55026,"G","UNT1",null,"Combined Cycle","","NENGREST","Massachusetts",25,"Bristol",5,"25005",150,8208,1999,9999,"","","N","Natural Gas","",{"$nulls":4},"SCR",{"$nulls":9},0.01241549106968409,0.01241549106968409,0.01241549106968409,0.01241549106968409,{"$nulls":6},""]
["Pasadena Cogeneration","55047_G_CTG1",55047,"G","CTG1",null,"Combined Cycle","","ERC_REST","Texas",48,"Harris",201,"48201",155,6717,1998,9999,"","","Y","Natural Gas","",{"$nulls":4},"SCR",{"$nulls":9},0.017373424680888132,0.017373424680888132,0.017373424680888132,0.017373424680888132,{"$nulls":6},""]
["Tenaska Georgia Generation Facility","55061_G_GTG4",55061,"G","GTG4",null,"Combustion Turbine","Combustion Turbine","S_SOU","Georgia",13,"Heard",149,"13149",156,10810,2002,9999,"","","N","Natural Gas, Distillate Fuel Oil","",{"$nulls":13},0.0515,0.07327785556232246,0.07327785556232246,0.07327785556232246,0.07327785556232246,{"$nulls":6},""]
["Black Hawk Station","55064_G_UNT1",55064,"G","UNT1",null,"Combustion Turbine","Combustion Turbine","SPP_SPS","Texas",48,"Hutchinson",233,"48233",111,11250,1999,9999,"","","Y","Natural Gas","",{"$nulls":4},"SCR",{"$nulls":8},0.019,0.04727163133511295,0.04727163133511295,0.04727163133511295,0.04727163133511295,{"$nulls":6},""]
["Gregory Power Facility","55086_G_GT1A",55086,"G","GT1A",null,"Combined Cycle","","ERC_REST","Texas",48,"San Patricio",409,"48409",141,5500,2000,9999,"","","Y","Natural Gas","",{"$nulls":14},0.030974338318086343,0.030974338318086343,0.030974338318086343,0.030974338318086343,{"$nulls":6},""]
["Midlothian Energy Facility","55091_G_STK1",55091,"G","STK1",null,"Combined Cycle","","ERC_REST","Texas",48,"Ellis",139,"48139",208,7701,2000,9999,"","","N","Natural Gas","",{"$nulls":4},"SCR",{"$nulls":9},0.01217297134380215,0.01217297134380215,0.01217297134380215,0.01217297134380215,{"$nulls":6},""]
["Lamar Power Project","55097_G_CTG4",55097,"G","CTG4",null,"Combined Cycle","","ERC_REST","Texas",48,"Lamar",277,"48277",150,7555,2000,9999,"","","N","Natural Gas","",{"$nulls":14},0.03181620158853461,0.03181620158853461,0.03181620158853461,0.03181620158853461,{"$nulls":6},""]
["Lamar Power Project","55097_G_STG1",55097,"G","STG1",null,"Combined Cycle","","ERC_REST","Texas",48,"Lamar",277,"48277",202,7555,2000,9999,"","","N","Natural Gas","",{"$nulls":14},0.03269035184800763,0.03269035184800763,0.03269035184800763,0.03269035184800763,{"$nulls":6},""]
["Sabine Cogen","55104_G_CTG2",55104,"G","CTG2",null,"Combined Cycle","","S_D_WOTA","Texas",48,"Orange",361,"48361",32,12198,2000,9999,"","","Y","Natural Gas","",{"$nulls":4},"SCR",{"$nulls":8},0.006,0.016150063244963094,0.016150063244963094,0.016150063244963094,0.016150063244963094,{"$nulls":6},""]
["Madison","55110_G_CT1",55110,"G","CT1",null,"Combustion Turbine","Combustion Turbine","MIS_INKY","Ohio",39,"Butler",17,"39017",72,13708,2000,9999,"","","N","Natural Gas","",{"$nulls":13},0.5,0.036652362420566506,0.036652362420566506,0.036652362420566506,0.036652362420566506,{"$nulls":6},""]
["Sutter Energy Center","55112_G_CT02",55112,"G","CT02",null,"Combined Cycle","","WEC_CALN","California",6,"Sutter",101,"06101",175,7474,2001,9999,"","","N","Natural Gas","",{"$nulls":4},"SCR",{"$nulls":9},0.012566082714026379,0.012566082714026379,0.012566082714026379,0.012566082714026379,{"$nulls":6},""]
["Magic Valley Generating Station","55123_G_STG",55123,"G","STG",null,"Combined Cycle","","ERC_REST","Texas",48,"Hidalgo",215,"48215",240,7326,2002,9999,"","","N","Natural Gas","",{"$nulls":4},"SCR",{"$nulls":9},0.03409900470642516,0.03409900470642516,0.03409900470642516,0.03409900470642516,{"$nulls":6},""]
["Kendall County Generation Facility","55131_G_CTG3",55131,"G","CTG3",null,"Combined Cycle","","PJM_COMD","Illinois",17,"Kendall",93,"17093",160,7459,2002,9999,"","","N","Natural Gas","",{"$nulls":4},"SCR",{"$nulls":9},0.02796749708234145,0.02796749708234145,0.02796749708234145,0.02796749708234145,{"$nulls":6},""]
["Lee County","55138_G_UN1",55138,"G","UN1",null,"Combustion Turbine","Combustion Turbine","S_SOU","Alabama",1,"LEE",81,"01081",50,25000,1999,9999,"","","N","Natural Gas","",{"$nulls":13},4,0.3257443937307697,0.3257443937307697,0.3257443937307697,0.3257443937307697,{"$nulls":6},""]
["Green Country Energy LLC","55146_G_CTG1",55146,"G","CTG1",null,"Combined Cycle","","SPP_WEST","Oklahoma",40,"Tulsa",143,"40143",155,7255,2002,9999,"","","N","Natural Gas","",{"$nulls":3},"DLNB","SCR",{"$nulls":9},0.028908843526733084,0.028908843526733084,0.028908843526733084,0.028908843526733084,{"$nulls":6},""]
["Guadalupe Generating Station","55153_G_CTG1",55153,"G","CTG1",null,"Combined Cycle","","ERC_REST","Texas",48,"Guadalupe",187,"48187",150,7642,2000,9999,"","","N","Natural Gas","",{"$nulls":14},0.035980503812092474,0.035980503812092474,0.035980503812092474,0.035980503812092474,{"$nulls":6},""]
["Volusia Landfill Gas Utilization Project","55162_G_UNT2",55162,"G","UNT2",null,"Landfill Gas","","FRCC","Florida",12,"Volusia",127,"12127",1.9,13880,1998,9999,"","","N","Landfill Gas","",{"$nulls":14},0.04394744404747715,0.04394744404747715,0.04394744404747715,0.04394744404747715,{"$nulls":6},""]
["Granite Ridge","55170_G_CT11",55170,"G","CT11",null,"Combined Cycle","","NENGREST","New Hampshire",33,"Rockingham",15,"33015",222,7233,2003,9999,"","","N","Natural Gas","",{"$nulls":3},"DLNB","SCR",{"$nulls":8},2.3E-3,0.008681662215511773,0.008681662215511773,0.008681662215511773,0.008681662215511773,{"$nulls":6},""]
["South Point Energy Center","55177_G_A",55177,"G","A",null,"Combined Cycle","","WECC_AZ","Arizona",4,"Mohave",15,"04015",180,7354,2001,9999,"","","N","Natural Gas","",{"$nulls":4},"SCR",{"$nulls":9},0.010710664136953254,0.010710664136953254,0.010710664136953254,0.010710664136953254,{"$nulls":6},""]
["Osceola","55192_G_CTG2",55192,"G","CTG2",null,"Combustion Turbine","Combustion Turbine","FRCC","Florida",12,"Osceola",97,"12097",156,11182,2001,9999,"","","N","Natural Gas, Distillate Fuel Oil","",{"$nulls":13},0.8,0.03337545899804138,0.03337545899804138,0.03337545899804138,0.03337545899804138,{"$nulls":6},""]
["Riverside Generating LLC","55198_G_GTG3",55198,"G","GTG3",null,"Combustion Turbine","Combustion Turbine","PJM_West","Kentucky",21,"Lawrence",127,"21127",165,10856,2001,9999,"","","N","Natural Gas","",{"$nulls":3},"DLNB + H2O",{"$nulls":9},4,0.05215422075039762,0.05215422075039762,0.05215422075039762,0.05215422075039762,{"$nulls":6},""]
["Gibson City","55201_G_2",55201,"G","2",null,"Combustion Turbine","Combustion Turbine","MIS_IL","Illinois",17,"Ford",53,"17053",114,13805,2000,9999,"","","N","Natural Gas, Distillate Fuel Oil","",{"$nulls":13},0.28,0.0642009679318803,0.0642009679318803,0.0642009679318803,0.0642009679318803,{"$nulls":6},""]
["Lake Benton I","55208_G_EXIS",55208,"G","EXIS",null,"Wind","","MIS_MNWI","Minnesota",27,"Lincoln",81,"27081",107,0,1998,9999,"","","N","Wind","",{"$nulls":14},0,0,0,0,{"$nulls":6},""]
["Afton Generating Station","55210_G_0001",55210,"G","0001",null,"Combined Cycle","","WECC_NM","New Mexico",35,"Dona Ana",13,"35013",141,7400,2002,9999,"","","N","Natural Gas, Distillate Fuel Oil","",{"$nulls":4},"SCR",{"$nulls":8},0.0006,0.022078734248654266,0.022078734248654266,0.022078734248654266,0.022078734248654266,{"$nulls":6},""]
["Harry L. Oswald","55221_G_G8",55221,"G","G8",null,"Combined Cycle","","SPP_WEST","Arkansas",5,"Pulaski",119,"05119",95,8810,2002,9999,"","","N","Natural Gas","",{"$nulls":14},0.0779722459324377,0.0779722459324377,0.0779722459324377,0.0779722459324377,{"$nulls":6},""]
["Lincoln Generating Facility","55222_G_CTG2",55222,"G","CTG2",null,"Combustion Turbine","Combustion Turbine","PJM_COMD","Illinois",17,"Will",197,"17197",78,12585,2000,9999,"","","N","Natural Gas","",{"$nulls":13},1,0.042090431420179944,0.042090431420179944,0.042090431420179944,0.042090431420179944,{"$nulls":6},""]
["Calpine Oneta Power LLC","55225_G_STG1",55225,"G","STG1",null,"Combined Cycle","","SPP_WEST","Oklahoma",40,"Wagoner",145,"40145",245,7517,2002,9999,"","","N","Natural Gas","",{"$nulls":14},0.03596075285188923,0.03596075285188923,0.03596075285188923,0.03596075285188923,{"$nulls":6},""]
["Jack County","55230_G_CT2",55230,"G","CT2",null,"Combined Cycle","","ERC_REST","Texas",48,"Jack",237,"48237",165,7191,2006,9999,"","","N","Natural Gas","",{"$nulls":4},"SCR",{"$nulls":9},0.016122648372995152,0.016122648372995152,0.016122648372995152,0.016122648372995152,{"$nulls":6},""]
["Audrain Generating Station","55234_G_GT5",55234,"G","GT5",null,"Combustion Turbine","Combustion Turbine","MIS_MO","Missouri",29,"Audrain",7,"29007",76,13562,2001,9999,"","","N","Natural Gas","",{"$nulls":13},0.0006,0.028161093755814937,0.028161093755814937,0.028161093755814937,0.028161093755814937,{"$nulls":6},""]
["Energy Shelby County","55237_G_CTG1",55237,"G","CTG1",null,"Combustion Turbine","Combustion Turbine","MIS_IL","Illinois",17,"Shelby",173,"17173",46,10745,2000,9999,"","","N","Natural Gas","",{"$nulls":13},0.0006,0.10945637481104303,0.10945637481104303,0.10945637481104303,0.10945637481104303,{"$nulls":6},""]
["Astoria Gas Turbines","55243_G_2-2",55243,"G","2-2",null,"Combustion Turbine","Combustion Turbine","NY_Z_J","New York",36,"Queens",81,"36081",35,14564,1970,9999,"","","N","Natural Gas, Distillate Fuel Oil","",{"$nulls":13},0.315889228,0.430700319,0.430700319,0.430700319,0.430700319,{"$nulls":6},""]
["Doyle Generating Facility","55244_G_CTG4",55244,"G","CTG4",null,"Combustion Turbine","Combustion Turbine","S_SOU","Georgia",13,"Walton",297,"13297",74,13989,2000,9999,"","","N","Natural Gas","",{"$nulls":13},0.006,0.2727269793009666,0.2727269793009666,0.2727269793009666,0.2727269793009666,{"$nulls":6},""]
["University Park Energy LLC","55250_G_UPG6",55250,"G","UPG6",null,"Combustion Turbine","Combustion Turbine","PJM_COMD","Illinois",17,"Will",197,"17197",50,11545,2001,9999,"","","N","Natural Gas","",{"$nulls":13},1,0.08033711956716025,0.08033711956716025,0.08033711956716025,0.08033711956716025,{"$nulls":6},""]
["Lake Benton II","55265_G_EXIS",55265,"G","EXIS",null,"Wind","","MIS_MNWI","Minnesota",27,"Pipestone",117,"27117",104,0,1999,9999,"","","N","Wind","",{"$nulls":14},0,0,0,0,{"$nulls":6},""]
["TVA Southaven Combined Cycle","55269_G_STG2",55269,"G","STG2",null,"Combined Cycle","","S_C_TVA","Mississippi",28,"Desoto",33,"28033",108,7376,2003,9999,"","","N","Natural Gas","",{"$nulls":4},"SCR",{"$nulls":9},0.01239678108021753,0.01239678108021753,0.01239678108021753,0.01239678108021753,{"$nulls":6},""]
["Aurora","55279_G_CTG5",55279,"G","CTG5",null,"Combustion Turbine","Combustion Turbine","PJM_COMD","Illinois",17,"DuPage",43,"17043",45,12794,2001,9999,"","","N","Natural Gas","",{"$nulls":13},0.0006,0.07980164314716066,0.07980164314716066,0.07980164314716066,0.07980164314716066,{"$nulls":6},""]
["Front Range Power Plant","55283_G_2",55283,"G","2",null,"Combined Cycle","","WECC_CO","Colorado",8,"El Paso",41,"08041",133,7686,2003,9999,"","","N","Natural Gas","",{"$nulls":14},0.030067957325890578,0.030067957325890578,0.030067957325890578,0.030067957325890578,{"$nulls":6},""]
["Oleander Power Project LP","55286_G_OG5",55286,"G","OG5",null,"Combustion Turbine","Combustion Turbine","FRCC","Florida",12,"Brevard",9,"12009",160,11255,2007,9999,"","","N","Natural Gas, Distillate Fuel Oil","",{"$nulls":14},0.035069531587647314,0.035069531587647314,0.035069531587647314,0.035069531587647314,{"$nulls":6},""]
["Westbrook Energy Center","55294_G_STG3",55294,"G","STG3",null,"Combined Cycle","","NENG_ME","Maine",23,"Cumberland",5,"23005",185,7204,2001,9999,"","","N","Natural Gas","",{"$nulls":4},"SCR",{"$nulls":9},0.012656410413119348,0.012656410413119348,0.012656410413119348,0.012656410413119348,{"$nulls":6},""]
["Blythe Energy LLC","55295_G_CT1",55295,"G","CT1",null,"Combined Cycle","","WECC_SCE","California",6,"Riverside",65,"06065",156,7334,2003,9999,"","","N","Natural Gas","",{"$nulls":4},"SCR",{"$nulls":9},0.011124590997260115,0.011124590997260115,0.011124590997260115,0.011124590997260115,{"$nulls":6},""]
["Stevenson","553_G_3",553,"G","3",null,"Hydro","","NENG_CT","Connecticut",9,"Fairfield",1,"09001",7.1,0,1919,9999,"","","N","Hydro","",{"$nulls":14},0,0,0,0,{"$nulls":6},""]
["Gila River Power Station","55306_G_CTG8",55306,"G","CTG8",null,"Combined Cycle","","WECC_AZ","Arizona",4,"Maricopa",13,"04013",146,7399,2003,9999,"","","N","Natural Gas","",{"$nulls":4},"SCR",{"$nulls":9},0.015285560875103497,0.015285560875103497,0.015285560875103497,0.015285560875103497,{"$nulls":6},""]
["Fore River Generating Station","55317_G_GT12",55317,"G","GT12",null,"Combined Cycle","","NENGREST","Massachusetts",25,"Norfolk",21,"25021",220,7377,2003,9999,"","","N","Natural Gas","",{"$nulls":3},"DLNB + H2O","SCR",{"$nulls":9},0.007016833680088645,0.007016833680088645,0.007016833680088645,0.007016833680088645,{"$nulls":6},""]
["Hermiston Power Partnership","55328_G_STG1",55328,"G","STG1",null,"Combined Cycle","","WECC_PNW","Oregon",41,"Umatilla",59,"41059",247,7162,2002,9999,"","","N","Natural Gas","",{"$nulls":4},"SCR",{"$nulls":9},0.016924619679833497,0.016924619679833497,0.016924619679833497,0.016924619679833497,{"$nulls":6},""]
["Dell Power Station","55340_G_STG",55340,"G","STG",null,"Combined Cycle","","S_D_N_AR","Arkansas",5,"Mississippi",93,"05093",281,7793,2007,9999,"","","N","Natural Gas, Distillate Fuel Oil","",{"$nulls":4},"SCR",{"$nulls":9},0.013,0.013,0.013,0.013,{"$nulls":6},""]
["Dresden Energy Facility","55350_G_1",55350,"G","1",null,"Combined Cycle","","PJM_West","Ohio",39,"Muskingum",119,"39119",158,7050,2013,9999,"","","N","Natural Gas, Distillate Fuel Oil","",{"$nulls":14},0.05,0.05,0.05,0.05,{"$nulls":6},""]
["Sugar Creek Power","55364_G_CT02",55364,"G","CT02",null,"Combined Cycle","","MIS_INKY","Indiana",18,"Vigo",167,"18167",150,7498,2002,9999,"","","N","Natural Gas","",{"$nulls":4},"SCR",{"$nulls":9},0.010480928890258916,0.010480928890258916,0.010480928890258916,0.010480928890258916,{"$nulls":6},""]
["Astoria Energy","55375_G_ST1",55375,"G","ST1",null,"Combined Cycle","","NY_Z_J","New York",36,"Queens",81,"36081",249,7353,2006,9999,"","","N","Natural Gas, Distillate Fuel Oil","",{"$nulls":4},"SCR",{"$nulls":9},0.008728544374714915,0.008728544374714915,0.008728544374714915,0.008728544374714915,{"$nulls":6},""]
["Commonwealth Chesapeake","55381_G_UNT3",55381,"G","UNT3",null,"Combustion Turbine","Combustion Turbine","PJM_EMAC","Virginia",51,"Accomack",1,"51001",45,10745,2000,9999,"","","N","Distillate Fuel Oil","",{"$nulls":13},0.8,0.14060869707374168,0.14060869707374168,0.14060869707374168,0.14060869707374168,{"$nulls":6},""]
["Zion Energy Center","55392_G_CTG1",55392,"G","CTG1",null,"Combustion Turbine","Combustion Turbine","PJM_COMD","Illinois",17,"Lake",97,"17097",152,11646,2002,9999,"","","N","Natural Gas, Distillate Fuel Oil","",{"$nulls":13},1,0.035328062667168376,0.035328062667168376,0.035328062667168376,0.035328062667168376,{"$nulls":6},""]
["Taftville","554_G_1",554,"G","1",null,"Hydro","","NENG_CT","Connecticut",9,"New London",11,"09011",0.4,0,1926,9999,"","","N","Hydro","",{"$nulls":14},0,0,0,0,{"$nulls":6},""]
["Athens Generating Plant","55405_G_ST2",55405,"G","ST2",null,"Combined Cycle","","NY_Z_F","New York",36,"Greene",39,"36039",121,7179,2004,9999,"","","N","Natural Gas","",{"$nulls":4},"SCR",{"$nulls":9},0.006471809175336038,0.006471809175336038,0.006471809175336038,0.006471809175336038,{"$nulls":6},""]
["Shady Hills Generating Station","55414_G_G301",55414,"G","G301",null,"Combustion Turbine","Combustion Turbine","FRCC","Florida",12,"Pasco",101,"12101",156,10745,2002,9999,"","","N","Natural Gas, Distillate Fuel Oil","",{"$nulls":13},0.8,0.030100525699955655,0.030100525699955655,0.030100525699955655,0.030100525699955655,{"$nulls":6},""]
["DeSoto County Plant","55422_G_DES1",55422,"G","DES1",null,"Combustion Turbine","Combustion Turbine","FRCC","Florida",12,"DeSoto",27,"12027",159,11535,2002,9999,"","","N","Natural Gas, Distillate Fuel Oil","",{"$nulls":13},0.8,0.030246613883717726,0.030246613883717726,0.030246613883717726,0.030246613883717726,{"$nulls":6},""]
["Tenaska Central Alabama Generating Stn","55440_G_ST1",55440,"G","ST1",null,"Combined Cycle","","S_SOU","Alabama",1,"Autauga",1,"01001",395,7496,2003,9999,"","","N","Natural Gas","",{"$nulls":4},"SCR",{"$nulls":9},0.010417763960180463,0.010417763960180463,0.010417763960180463,0.010417763960180463,{"$nulls":6},""]
["Fountain Valley Power Facility","55453_G_S2",55453,"G","S2",null,"Combustion Turbine","Combustion Turbine","WECC_CO","Colorado",8,"El Paso",41,"08041",39,10966,2001,9999,"","","N","Natural Gas","",{"$nulls":13},1.2,0.09663855404040099,0.09663855404040099,0.09663855404040099,0.09663855404040099,{"$nulls":6},""]
["Red Hawk","55455_G_CT2A",55455,"G","CT2A",null,"Combined Cycle","","WECC_AZ","Arizona",4,"Maricopa",13,"04013",148,7557,2002,9999,"","","N","Natural Gas","",{"$nulls":4},"SCR",{"$nulls":9},0.011062310721207731,0.011062310721207731,0.011062310721207731,0.011062310721207731,{"$nulls":6},""]
["Deer Park Energy Center","55464_G_CTG3",55464,"G","CTG3",null,"Combined Cycle","","ERC_REST","Texas",48,"Harris",201,"48201",170,5707,2004,9999,"","","Y","Natural Gas","",{"$nulls":4},"SCR",{"$nulls":9},0.007053310963802781,0.007053310963802781,0.007053310963802781,0.007053310963802781,{"$nulls":6},""]
["Forney Energy Center","55480_G_ST2",55480,"G","ST2",null,"Combined Cycle","","ERC_REST","Texas",48,"Kaufman",257,"48257",370,7699,2003,9999,"","","N","Natural Gas","",{"$nulls":14},0.03368770970181064,0.03368770970181064,0.03368770970181064,0.03368770970181064,{"$nulls":6},""]
["Blackburn Landfill Co-Generation","55488_G_BB3",55488,"G","BB3",null,"Landfill Gas","","S_VACA","North Carolina",37,"CATAWBA",35,"37035",0.9,7301,2002,9999,"","","Y","Landfill Gas","",{"$nulls":14},0.04394744404747715,0.04394744404747715,0.04394744404747715,0.04394744404747715,{"$nulls":6},""]
["Kiamichi Energy Facility","55501_G_STG2",55501,"G","STG2",null,"Combined Cycle","","SPP_KIAM","Oklahoma",40,"Pittsburg",121,"40121",273,7438,2003,9999,"","","N","Natural Gas","",{"$nulls":14},0.036707494309316135,0.036707494309316135,0.036707494309316135,0.036707494309316135,{"$nulls":6},""]
["Wallingford Energy LLC","55517_G_CTG1",55517,"G","CTG1",null,"Combustion Turbine","Combustion Turbine","NENG_CT","Connecticut",9,"New Haven",9,"09009",38,10745,2001,9999,"","","N","Natural Gas","",{"$nulls":3},"LNB","SCR",{"$nulls":8},0.0027,0.010763102904565326,0.010763102904565326,0.010763102904565326,0.010763102904565326,{"$nulls":6},""]
["Sundance","55522_G_CT10",55522,"G","CT10",null,"Combustion Turbine","Combustion Turbine","WECC_AZ","Arizona",4,"Pinal",21,"04021",41,10745,2002,9999,"","","N","Natural Gas","",{"$nulls":4},"SCR",{"$nulls":8},0.8,0.023043405796166146,0.023043405796166146,0.023043405796166146,0.023043405796166146,{"$nulls":6},""]
["Atascosita","55526_G_GEN5",55526,"G","GEN5",null,"Landfill Gas","","ERC_REST","Texas",48,"Harris",201,"48201",1.7,13500,2003,9999,"","","N","Landfill Gas","",{"$nulls":14},0.04394744404747715,0.04394744404747715,0.04394744404747715,0.04394744404747715,{"$nulls":6},""]
["Baytown","55551_G_UNT3",55551,"G","UNT3",null,"Landfill Gas","","ERC_REST","Texas",48,"Chambers",71,"48071",1,13500,2003,9999,"","","N","Landfill Gas","",{"$nulls":14},0.04394744404747715,0.04394744404747715,0.04394744404747715,0.04394744404747715,{"$nulls":6},""]
["Sun River LLC","55562_G_SU30",55562,"G","SU30",null,"Wind","","MIS_MNWI","Minnesota",27,"Lincoln",81,"27081",1.9,0,2001,9999,"","","N","Wind","",{"$nulls":14},0,0,0,0,{"$nulls":6},""]
["Sunset Farms","55588_G_2",55588,"G","2",null,"Landfill Gas","","ERC_REST","Texas",48,"Travis",453,"48453",0.9,13500,1996,9999,"","","N","Landfill Gas","",{"$nulls":14},0.04394744404747715,0.04394744404747715,0.04394744404747715,0.04394744404747715,{"$nulls":6},""]
["C & C Electric","55597_G_1",55597,"G","1",null,"Landfill Gas","","MIS_LMI","Michigan",26,"Calhoun",25,"26025",0.9,17266,1995,9999,"","","N","Landfill Gas","",{"$nulls":14},0.04394744404747715,0.04394744404747715,0.04394744404747715,0.04394744404747715,{"$nulls":6},""]
["Foote Creek I","55607_G_GEN1",55607,"G","GEN1",null,"Wind","","WECC_WY","Wyoming",56,"Carbon",7,"56007",41,0,1999,9999,"","","N","Wind","",{"$nulls":14},0,0,0,0,{"$nulls":6},""]
["West Valley Generation Project","55622_G_U5",55622,"G","U5",null,"Combustion Turbine","Combustion Turbine","WECC_UT","Utah",49,"Salt Lake",35,"49035",38,10745,2002,9999,"","","N","Natural Gas","",{"$nulls":4},"SCR",{"$nulls":8},0.85,0.017858082111435036,0.017858082111435036,0.017858082111435036,0.017858082111435036,{"$nulls":6},""]
["Riverside Energy Center","55641_G_CTG2",55641,"G","CTG2",null,"Combined Cycle","","MIS_WUMS","Wisconsin",55,"Rock",105,"55105",170,7187,2004,9999,"","","N","Natural Gas, Distillate Fuel Oil","",{"$nulls":4},"SCR",{"$nulls":8},0,0.012178031735205569,0.012178031735205569,0.012178031735205569,0.012178031735205569,{"$nulls":6},""]
["Riverside Energy Center","55641_G_STG1",55641,"G","STG1",null,"Combined Cycle","","MIS_WUMS","Wisconsin",55,"Rock",105,"55105",258,7187,2004,9999,"","","N","Natural Gas","",{"$nulls":4},"SCR",{"$nulls":9},0.012178031735205569,0.012178031735205569,0.012178031735205569,0.012178031735205569,{"$nulls":6},""]
["Plains End","55650_G_GEN3",55650,"G","GEN3",null,"Combustion Turbine","IC Engine","WECC_CO","Colorado",8,"Jefferson",59,"08059",5.7,10745,2002,9999,"","","N","Natural Gas","",{"$nulls":13},1.2,2.0543300185532067,2.0543300185532067,2.0543300185532067,2.0543300185532067,{"$nulls":6},""]
["Pastoria Energy Facility LLC","55656_G_CT04",55656,"G","CT04",null,"Combined Cycle","","WECC_SCE","California",6,"Kern",29,"06029",156,7050,2005,9999,"","","N","Natural Gas","",{"$nulls":4},"SCR",{"$nulls":9},6.8264502104857586E-3,6.8264502104857586E-3,6.8264502104857586E-3,6.8264502104857586E-3,{"$nulls":6},""]
["Sandersville Energy Facility","55672_G_CT3",55672,"G","CT3",null,"Combustion Turbine","Combustion Turbine","S_SOU","Georgia",13,"Washington",303,"13303",75,12389,2002,9999,"","","N","Natural Gas","",{"$nulls":13},0.0515,0.027261779299789946,0.027261779299789946,0.027261779299789946,0.027261779299789946,{"$nulls":6},""]
["Bethlehem Power Plant","55690_G_CTG5",55690,"G","CTG5",null,"Combined Cycle","","PJM_WMAC","Pennsylvania",42,"Northampton",95,"42095",126,8206,2003,9999,"","","N","Natural Gas, Distillate Fuel Oil","",{"$nulls":4},"SCR",{"$nulls":9},0.007138797178194246,0.007138797178194246,0.007138797178194246,0.007138797178194246,{"$nulls":6},""]
["Fremont Energy Center","55701_G_CT01",55701,"G","CT01",null,"Combined Cycle","","PJM_ATSI","Ohio",39,"SANDUSKY",143,"39143",168,7050,2011,9999,"","","N","Natural Gas","",{"$nulls":4},"SCR",{"$nulls":9},0.06778268714094664,0.06778268714094664,0.06778268714094664,0.06778268714094664,{"$nulls":6},""]
["DTE East China LLC","55718_G_GT3",55718,"G","GT3",null,"Combustion Turbine","Combustion Turbine","MIS_LMI","Michigan",26,"st. Clair",147,"26147",74,12364,2002,9999,"","","N","Natural Gas","",{"$nulls":13},1.67,0.023900000000000005,0.023900000000000005,0.023900000000000005,0.023900000000000005,{"$nulls":6},""]
["Los Esteros Critical Energy Center","55748_G_CTG2",55748,"G","CTG2",null,"Combined Cycle","","WEC_CALN","California",6,"Santa Clara",85,"06085",45,10745,2003,9999,"","","N","Natural Gas","",{"$nulls":4},"SCR",{"$nulls":8},0.74,0.024544172155203377,0.024544172155203377,0.024544172155203377,0.024544172155203377,{"$nulls":6},""]
["Model City Energy Facility","55757_G_GEN7",55757,"G","GEN7",null,"Landfill Gas","","NY_Z_A&B","New York",36,"Niagara",63,"36063",0.8,13500,2001,9999,"","","N","Landfill Gas","",{"$nulls":14},0.04394744404747715,0.04394744404747715,0.04394744404747715,0.04394744404747715,{"$nulls":6},""]
["Green Knight Energy Center","55765_G_TG1",55765,"G","TG1",null,"Landfill Gas","","PJM_WMAC","Pennsylvania",42,"Northampton",95,"42095",2.4,21984,2001,9999,"","","N","Landfill Gas","",{"$nulls":14},0.04394744404747715,0.04394744404747715,0.04394744404747715,0.04394744404747715,{"$nulls":6},""]
["Shoreham Energy LLC","55787_G_CT02",55787,"G","CT02",null,"Combustion Turbine","Combustion Turbine","NY_Z_K","New York",36,"Suffolk",103,"36103",42,10799,2002,9999,"","","N","Distillate Fuel Oil","",{"$nulls":4},"SCR",{"$nulls":8},0.050111911,0.024366576736856427,0.024366576736856427,0.024366576736856427,0.024366576736856427,{"$nulls":6},""]
["Mill Run Windpower","55805_G_G1",55805,"G","G1",null,"Wind","","PJM_AP","Pennsylvania",42,"Somerset",111,"42111",15,0,2001,9999,"","","N","Wind","",{"$nulls":14},0,0,0,0,{"$nulls":6},""]
["Silverhawk","55841_G_CT1",55841,"G","CT1",null,"Combined Cycle","","WECC_SNV","Nevada",32,"Clark",3,"32003",152,7605,2004,9999,"","","N","Natural Gas","",{"$nulls":4},"SCR",{"$nulls":9},0.008990355278662692,0.008990355278662692,0.008990355278662692,0.008990355278662692,{"$nulls":6},""]
["Basin Creek Plant","55866_G_7",55866,"G","7",null,"Combustion Turbine","IC Engine","WECC_MT","Montana",30,"Silver Bow",93,"30093",6,10745,2006,9999,"","","N","Natural Gas","",{"$nulls":13},2,2.0543300185532067,2.0543300185532067,2.0543300185532067,2.0543300185532067,{"$nulls":6},""]
["Ridgeview","55925_G_GEN4",55925,"G","GEN4",null,"Landfill Gas","","MIS_WUMS","Wisconsin",55,"Manitowoc",71,"55071",0.8,13500,2003,9999,"","","N","Landfill Gas","",{"$nulls":14},0.04394744404747715,0.04394744404747715,0.04394744404747715,0.04394744404747715,{"$nulls":6},""]
["McMinnville","55928_G_6",55928,"G","6",null,"Combustion Turbine","IC Engine","S_C_TVA","Tennessee",47,"Warren",177,"47177",1.8,10745,2001,9999,"","","N","Distillate Fuel Oil","",{"$nulls":13},5,2.3354529520972003,2.3354529520972003,2.3354529520972003,2.3354529520972003,{"$nulls":6},""]
["Bolivar","55929_G_4",55929,"G","4",null,"Combustion Turbine","IC Engine","S_C_TVA","Tennessee",47,"Hardeman",69,"47069",1.8,11127,2001,9999,"","","N","Distillate Fuel Oil","",{"$nulls":13},5,2.3354529520972003,2.3354529520972003,2.3354529520972003,2.3354529520972003,{"$nulls":6},""]
["Century Generating Facility","55934_G_C3",55934,"G","C3",null,"Combustion Turbine","Combustion Turbine","WECC_SCE","California",6,"San Bernardino",71,"06071",9.5,18622,2001,9999,"","","N","Natural Gas","",{"$nulls":13},0.74,0.0267,0.0267,0.0267,0.0267,{"$nulls":6},""]
["Las Vegas Cogeneration II LLC","55952_G_GEN6",55952,"G","GEN6",null,"Combined Cycle","","WECC_SNV","Nevada",32,"Clark",3,"32003",42,8570,2003,9999,"","","N","Natural Gas","",{"$nulls":14},0.025643894255991947,0.025643894255991947,0.025643894255991947,0.025643894255991947,{"$nulls":6},""]
["Wansley Combined Cycle","55965_G_ST7",55965,"G","ST7",null,"Combined Cycle","","S_SOU","Georgia",13,"Heard",149,"13149",198,7086,2002,9999,"","","N","Natural Gas","",{"$nulls":4},"SCR",{"$nulls":8},0.0006,0.012151022012608597,0.012151022012608597,0.012151022012608597,0.012151022012608597,{"$nulls":6},""]
["Cass County","55972_G_CT-1",55972,"G","CT-1",null,"Combustion Turbine","Combustion Turbine","SPP_NEBR","Nebraska",31,"Cass",25,"31025",161,11872,2003,9999,"","","N","Natural Gas","",{"$nulls":13},2.5,0.06598094492781614,0.06598094492781614,0.06598094492781614,0.06598094492781614,{"$nulls":6},""]
["Wabuska","55988_G_4",55988,"G","4",null,"Geothermal","","WECC_NNV","Nevada",32,"Lyon",19,"32019",0.4,9760,2011,9999,"","","N","Geothermal","",{"$nulls":14},0,0,0,0,0.4563,0.4563,0.4563,{"$nulls":3},""]
["Brady","55991_G_TG-3",55991,"G","TG-3",null,"Geothermal","","WECC_NNV","Nevada",32,"Churchill",1,"32001",6.3,9760,1992,9999,"","","N","Geothermal","",{"$nulls":14},0,0,0,0,0.4563,0.4563,0.4563,{"$nulls":3},""]
["Falls Village","560_G_1",560,"G","1",null,"Hydro","","NENG_CT","Connecticut",9,"Litchfield",5,"09005",3.3,0,1914,9999,"","","N","Hydro","",{"$nulls":14},0,0,0,0,{"$nulls":6},""]
["Whitewater Hill Wind Partners","56012_G_1",56012,"G","1",null,"Wind","","WECC_SCE","California",6,"Riverside",65,"06065",62,0,2002,9999,"","","N","Wind","",{"$nulls":14},0,0,0,0,{"$nulls":6},""]
["Donald Von Raesfeld Power Plant","56026_G_STG",56026,"G","STG",null,"Combined Cycle","","WEC_CALN","California",6,"Santa Clara",85,"06085",54,7050,2005,9999,"","","N","Natural Gas","",{"$nulls":4},"SCR",{"$nulls":9},0.008339575411150654,0.008339575411150654,0.008339575411150654,0.008339575411150654,{"$nulls":6},""]
["Magnolia Power Project","56046_G_2",56046,"G","2",null,"Combined Cycle","","WEC_LADW","California",6,"Los Angeles",37,"06037",140,7177,2005,9999,"","","N","Natural Gas","",{"$nulls":4},"SCR",{"$nulls":9},0.005984511849051919,0.005984511849051919,0.005984511849051919,0.005984511849051919,{"$nulls":6},""]
["Diesel Generators","56070_G_1",56070,"G","1",null,"Combustion Turbine","IC Engine","MIS_WUMS","Wisconsin",55,"Dane",25,"55025",50,12441,2001,9999,"","","N","Distillate Fuel Oil","",{"$nulls":13},3,2.3354529520972003,2.3354529520972003,2.3354529520972003,2.3354529520972003,{"$nulls":6},""]
["FPL Energy North Dakota Wind I/II","56099_G_GE15",56099,"G","GE15",null,"Wind","","MIS_MAPP","North Dakota",38,"LaMoure",45,"38045",21,0,2003,9999,"","","N","Wind","",{"$nulls":14},0,0,0,0,{"$nulls":6},""]
["Tessman Road","56113_G_1",56113,"G","1",null,"Landfill Gas","","ERC_REST","Texas",48,"Bexar",29,"48029",1.4,13500,2003,9999,"","","N","Landfill Gas","",{"$nulls":14},0.04394744404747715,0.04394744404747715,0.04394744404747715,0.04394744404747715,{"$nulls":6},""]
["Flora Site A","56117_G_2",56117,"G","2",null,"Combustion Turbine","IC Engine","MIS_IL","Illinois",17,"Clay",25,"17025",1.8,11557,2001,9999,"","","N","Distillate Fuel Oil","",{"$nulls":13},1,2.3354529520972003,2.3354529520972003,2.3354529520972003,2.3354529520972003,{"$nulls":6},""]
["Springville Hydroelectric","56125_G_4152",56125,"G","4152",null,"Hydro","","WECC_SCE","California",6,"VENTURA",111,"06111",1,0,1994,9999,"","","N","Hydro","",{"$nulls":14},0,0,0,0,{"$nulls":6},""]
["Jamaica Bay Peaking","56141_G_2",56141,"G","2",null,"Combustion Turbine","Combustion Turbine","NY_Z_J","New York",36,"Queens",81,"36081",54,10745,2003,9999,"","","N","Distillate Fuel Oil","",{"$nulls":4},"SCR",{"$nulls":8},0.315889228,0.059676627180695774,0.059676627180695774,0.059676627180695774,0.059676627180695774,{"$nulls":6},""]
["Riverside Energy Resource Center","56143_G_4",56143,"G","4",null,"Combustion Turbine","Combustion Turbine","WECC_SCE","California",6,"Riverside",65,"06065",48,10745,2011,9999,"","","N","Natural Gas","",{"$nulls":4},"SCR",{"$nulls":9},0.0141378320727016,0.0141378320727016,0.0141378320727016,0.0141378320727016,{"$nulls":6},""]
["McIntosh Combined Cycle Facility","56150_G_C11B",56150,"G","C11B",null,"Combined Cycle","","S_SOU","Georgia",13,"Effingham",103,"13103",186,7050,2005,9999,"","","N","Natural Gas, Distillate Fuel Oil","",{"$nulls":4},"SCR",{"$nulls":9},0.006973719426956669,0.006973719426956669,0.006973719426956669,0.006973719426956669,{"$nulls":6},""]
["NEO Freehold Gen LLC","56169_G_UNT2",56169,"G","UNT2",null,"Combustion Turbine","IC Engine","PJM_EMAC","New Jersey",34,"Monmouth",25,"34025",1.1,10000,1997,9999,"","","Y","Natural Gas","",{"$nulls":13},0.004329,0.1387,0.1387,0.1387,0.1387,{"$nulls":6},""]
["Red Bluff","56184_G_IC12",56184,"G","IC12",null,"Combustion Turbine","IC Engine","WEC_CALN","California",6,"TEHAMA",103,"06103",2.8,10745,2001,9999,"","","N","Natural Gas","",{"$nulls":13},0.74,0.2046,0.2046,0.2046,0.2046,{"$nulls":6},""]
["Chowchilla II","56185_G_IC8",56185,"G","IC8",null,"Combustion Turbine","IC Engine","WEC_CALN","California",6,"MADERA",39,"06039",3.1,10745,2001,9999,"","","N","Natural Gas","",{"$nulls":13},0.74,0.2046,0.2046,0.2046,0.2046,{"$nulls":6},""]
["Combine Hills I","56195_G_001",56195,"G","001",null,"Wind","","WECC_PNW","Oregon",41,"Umatilla",59,"41059",41,0,2003,9999,"","","N","Wind","",{"$nulls":14},0,0,0,0,{"$nulls":6},""]
["Sweetwater Wind  1 LLC","56211_G_SW1",56211,"G","SW1",null,"Wind","","ERC_WEST","Texas",48,"Nolan",353,"48353",38,0,2003,9999,"","","N","Wind","",{"$nulls":14},0,0,0,0,{"$nulls":6},""]
["Port Westward","56227_G_2",56227,"G","2",null,"Combined Cycle","","WECC_PNW","Oregon",41,"Columbia",9,"41009",140,7050,2007,9999,"","","N","Natural Gas","",{"$nulls":14},0.00990910369000112,0.00990910369000112,0.00990910369000112,0.00990910369000112,{"$nulls":6},""]
["Buffalo Gap Wind Farm","56240_G_1",56240,"G","1",null,"Wind","","ERC_WEST","Texas",48,"Taylor",441,"48441",121,0,2006,9999,"","","N","Wind","",{"$nulls":14},0,0,0,0,{"$nulls":6},""]
["Intrepid","56251_G_INWF",56251,"G","INWF",null,"Wind","","MIS_MIDA","Iowa",19,"Buena Vista",21,"19021",176,0,2004,9999,"","","N","Wind","",{"$nulls":14},0,0,0,0,{"$nulls":6},""]
["Empire Generating Co  LLC","56259_G_ST13",56259,"G","ST13",null,"Combined Cycle","","NY_Z_F","New York",36,"Rensselaer",83,"36083",270,7119,2010,9999,"","","Y","Natural Gas, Distillate Fuel Oil","",{"$nulls":4},"SCR",{"$nulls":9},6.336908115338314E-3,6.336908115338314E-3,6.336908115338314E-3,6.336908115338314E-3,{"$nulls":6},""]
["Valley Queen Cheese","56274_G_1",56274,"G","1",null,"Combustion Turbine","IC Engine","MIS_MAPP","South Dakota",46,"GRANT",51,"46051",0.5,10745,2002,9999,"","","N","Distillate Fuel Oil","",{"$nulls":13},3,2.3354529520972003,2.3354529520972003,2.3354529520972003,2.3354529520972003,{"$nulls":6},""]
["Hardin County LFGTE","56280_G_1",56280,"G","1",null,"Landfill Gas","","S_C_KY","Kentucky",21,"Hardin",93,"21093",0.8,13500,2006,9999,"","","N","Landfill Gas","",{"$nulls":14},0.04394744404747715,0.04394744404747715,0.04394744404747715,0.04394744404747715,{"$nulls":6},""]
["Hamlet Generating Facility","56292_G_ES5",56292,"G","ES5",null,"Combustion Turbine","Combustion Turbine","S_VACA","North Carolina",37,"Richmond",153,"37153",56,10235,2007,9999,"","","N","Natural Gas, Distillate Fuel Oil","",{"$nulls":13},0.06,0.07515747932024042,0.07515747932024042,0.07515747932024042,0.07515747932024042,{"$nulls":6},""]
["Elk River Wind","56303_G_1",56303,"G","1",null,"Wind","","SPP_N","Kansas",20,"Butler",15,"20015",150,0,2005,9999,"","","N","Wind","",{"$nulls":14},0,0,0,0,{"$nulls":6},""]
["Adams Wind Farm","56307_G_2",56307,"G","2",null,"Wind","","MIS_IA","Minnesota",27,"Mower",99,"27099",10,0,2004,9999,"","","N","Wind","",{"$nulls":14},0,0,0,0,{"$nulls":6},""]
["Richard Burdette Geothermal","56321_G_OEC2",56321,"G","OEC2",null,"Geothermal","","WECC_NNV","Nevada",32,"Washoe",31,"32031",7.8,9760,2005,9999,"","","N","Geothermal","",{"$nulls":14},0,0,0,0,0.4563,0.4563,0.4563,{"$nulls":3},""]
["Harry D Mattison Gas Plant","56328_G_1",56328,"G","1",null,"Combustion Turbine","Combustion Turbine","SPP_WEST","Arkansas",5,"Washington",143,"05143",75,13392,2007,9999,"","","N","Natural Gas","",{"$nulls":14},0.057547665143115954,0.057547665143115954,0.057547665143115954,0.057547665143115954,{"$nulls":6},""]
["Bear Valley Power Plant","56346_G_ICE1",56346,"G","ICE1",null,"Combustion Turbine","IC Engine","WECC_SCE","California",6,"San Bernardino",71,"06071",1.1,18000,2005,9999,"","","N","Natural Gas","",{"$nulls":13},0.74,0.2046,0.2046,0.2046,0.2046,{"$nulls":6},""]
["Colorado Bend Energy Center","56350_G_CT1B",56350,"G","CT1B",null,"Combined Cycle","","ERC_REST","Texas",48,"Wharton",481,"48481",75,8242,2002,9999,"","","N","Natural Gas","",{"$nulls":4},"SCR",{"$nulls":9},0.023134687399762096,0.023134687399762096,0.023134687399762096,0.023134687399762096,{"$nulls":6},""]
["Danville New Design Plant","56363_G_GEN 1",56363,"G","GEN 1",null,"Combustion Turbine","IC Engine","PJM_Dom","Virginia",51,"Danville",590,"51590",1.2,20000,2005,9999,"","","N","Distillate Fuel Oil","",{"$nulls":13},2.64,2.3354529520972003,2.3354529520972003,2.3354529520972003,2.3354529520972003,{"$nulls":6},""]
["Blue Sky Green Field Wind Project","56391_G_1",56391,"G","1",null,"Wind","","MIS_WUMS","Wisconsin",55,"Fond Du Lac",39,"55039",145,0,2008,9999,"","","N","Wind","",{"$nulls":14},0,0,0,0,{"$nulls":6},""]
["West County Energy Center","56407_G_2B",56407,"G","2B",null,"Combined Cycle","","FRCC","Florida",12,"Palm Beach",99,"12099",232,7379,2009,9999,"","","N","Natural Gas, Distillate Fuel Oil","",{"$nulls":4},"SCR",{"$nulls":9},0.008104762638525638,0.008104762638525638,0.008104762638525638,0.008104762638525638,{"$nulls":6},""]
["Fairmont Wind","56415_G_WND3",56415,"G","WND3",null,"Wind","","MIS_MNWI","Minnesota",27,"Martin",91,"27091",1.7,0,2004,9999,"","","N","Wind","",{"$nulls":14},0,0,0,0,{"$nulls":6},""]
["AMERESCO Chicopee Energy","56426_G_Unit2",56426,"G","Unit2",null,"Landfill Gas","","NENGREST","Massachusetts",25,"Hampden",13,"25013",1.9,13500,2004,9999,"","","N","Landfill Gas","",{"$nulls":14},0.04394744404747715,0.04394744404747715,0.04394744404747715,0.04394744404747715,{"$nulls":6},""]
["AMERESCO Delaware South","56429_G_5",56429,"G","5",null,"Landfill Gas","","PJM_EMAC","Delaware",10,"Sussex",5,"10005",1,13500,2010,9999,"","","N","Landfill Gas","",{"$nulls":13},0.2,0.1697,0.1697,0.1697,0.1697,{"$nulls":6},""]
["Hobbs Generating Station","56458_G_ST3",56458,"G","ST3",null,"Combined Cycle","","SPP_SPS","New Mexico",35,"Lea",25,"35025",208,7449,2008,9999,"","","N","Natural Gas","",{"$nulls":4},"SCR",{"$nulls":9},6.1421236077739295E-3,6.1421236077739295E-3,6.1421236077739295E-3,6.1421236077739295E-3,{"$nulls":6},""]
["Jay County LFGTE","56464_G_4",56464,"G","4",null,"Landfill Gas","","PJM_West","Indiana",18,"JAY",75,"18075",0.8,13500,2005,9999,"","","N","Landfill Gas","",{"$nulls":14},0.04394744404747715,0.04394744404747715,0.04394744404747715,0.04394744404747715,{"$nulls":6},""]
["Peaker Power Unit Center Substation","56475_G_1",56475,"G","1",null,"Combustion Turbine","Combustion Turbine","WECC_SCE","California",6,"LOS ANGELES",37,"06037",47,11706,2007,9999,"","","N","Natural Gas","",{"$nulls":14},0.013733667164414222,0.013733667164414222,0.013733667164414222,0.013733667164414222,{"$nulls":6},""]
["Smoky Hills Windfarm","56488_G_1",56488,"G","1",null,"Wind","","SPP_N","Kansas",20,"Lincoln",105,"20105",101,0,2008,9999,"","","N","Wind","",{"$nulls":14},0,0,0,0,{"$nulls":6},""]
["NedPower Mount Storm","56495_G_MS2",56495,"G","MS2",null,"Wind","","PJM_AP","West Virginia",54,"Grant",23,"54023",100,0,2008,9999,"","","N","Wind","",{"$nulls":14},0,0,0,0,{"$nulls":6},""]
["Goodman Energy Center","56497_G_9",56497,"G","9",null,"Combustion Turbine","IC Engine","SPP_WEST","Kansas",20,"Ellis",51,"20051",8.2,10745,2008,9999,"","","N","Natural Gas","",{"$nulls":4},"SCR",{"$nulls":9},2.0543300185532067,0.41086600371064125,2.0543300185532067,0.41086600371064125,{"$nulls":6},""]
["Western 102 Power Plant","56500_G_H202",56500,"G","H202",null,"Combustion Turbine","IC Engine","WECC_NNV","Nevada",32,"Storey",29,"32029",7.9,11044,2005,9999,"","","N","Natural Gas","",{"$nulls":14},2.0543300185532067,2.0543300185532067,2.0543300185532067,2.0543300185532067,{"$nulls":6},""]
["Municipal Power Plant","56504_G_1",56504,"G","1",null,"Combustion Turbine","IC Engine","MIS_LMI","Michigan",26,"OTTAWA",139,"26139",1,12912,2002,9999,"","","N","Natural Gas","",{"$nulls":14},2.0543300185532067,2.0543300185532067,2.0543300185532067,2.0543300185532067,{"$nulls":6},""]
["Whitemarsh Central Utility Plant","56513_G_CGE",56513,"G","CGE",null,"Combustion Turbine","IC Engine","PJM_EMAC","Pennsylvania",42,"Montgomery",91,"42091",1.6,11384,2007,9999,"","","Y","Natural Gas","",{"$nulls":14},2.0543300185532067,2.0543300185532067,2.0543300185532067,2.0543300185532067,{"$nulls":6},""]
["South Energy Center","56518_G_GT1",56518,"G","GT1",null,"Combustion Turbine","Combustion Turbine","FRCC","Florida",12,"Alachua",1,"12001",4.1,13488,2009,9999,"","","Y","Natural Gas","",{"$nulls":14},0.07004974995624426,0.07004974995624426,0.07004974995624426,0.07004974995624426,{"$nulls":6},""]
["Two Pine Landfill Gas Recovery","56523_G_GEN1",56523,"G","GEN1",null,"Landfill Gas","","S_D_N_AR","Arkansas",5,"PULASKI",119,"05119",0.8,13500,2006,9999,"","","N","Landfill Gas","",{"$nulls":14},0.04394744404747715,0.04394744404747715,0.04394744404747715,0.04394744404747715,{"$nulls":6},""]
["Timberline Trail Gas Recovery","56525_G_GEN4",56525,"G","GEN4",null,"Landfill Gas","","MIS_MNWI","Wisconsin",55,"RUSK",107,"55107",0.8,13500,2006,9999,"","","N","Landfill Gas","",{"$nulls":14},0.04394744404747715,0.04394744404747715,0.04394744404747715,0.04394744404747715,{"$nulls":6},""]
["Five Oaks Gas Recovery","56529_G_GEN1",56529,"G","GEN1",null,"Landfill Gas","","MIS_IL","Illinois",17,"Christian",21,"17021",0.8,13500,2008,9999,"","","N","Landfill Gas","",{"$nulls":14},0.04394744404747715,0.04394744404747715,0.04394744404747715,0.04394744404747715,{"$nulls":6},""]
["Bradley Gas Recovery","56533_G_GEN1",56533,"G","GEN1",null,"Landfill Gas","","WEC_LADW","California",6,"Los Angeles",37,"06037",1.3,14644,2004,9999,"","","N","Landfill Gas","",{"$nulls":14},0.04394744404747715,0.04394744404747715,0.04394744404747715,0.04394744404747715,{"$nulls":6},""]
["Galena 3 Geothermal Power Plant","56541_G_GEN1",56541,"G","GEN1",null,"Geothermal","","WECC_NNV","Nevada",32,"Washoe",31,"32031",7.9,9760,2008,9999,"","","N","Geothermal","",{"$nulls":14},0,0,0,0,0.4563,0.4563,0.4563,{"$nulls":3},""]
["Wind Capital Holdings LLC","56555_G_1",56555,"G","1",null,"Wind","","SPP_N","Missouri",29,"Gentry",75,"29075",57,0,2007,9999,"","","N","Wind","",{"$nulls":14},0,0,0,0,{"$nulls":6},""]
["Niland Gas Turbine Plant","56569_G_1",56569,"G","1",null,"Combustion Turbine","Combustion Turbine","WECC_IID","California",6,"IMPERIAL",25,"06025",48,10745,2008,9999,"","","N","Natural Gas","",{"$nulls":4},"SCR",{"$nulls":9},8.308025926958805E-3,8.308025926958805E-3,8.308025926958805E-3,8.308025926958805E-3,{"$nulls":6},""]
["Salty Dog II LLC","56584_G_1",56584,"G","1",null,"Wind","","MIS_MNWI","Minnesota",27,"Lincoln",81,"27081",1.3,0,2006,9999,"","","N","Wind","",{"$nulls":14},0,0,0,0,{"$nulls":6},""]
["Walton Street Substation","56598_G_EP06",56598,"G","EP06",null,"Combustion Turbine","IC Engine","MIS_MO","Missouri",29,"St. Francois",187,"29187",1.3,12774,2003,9999,"","","N","Distillate Fuel Oil","",{"$nulls":14},2.3354529520972003,2.3354529520972003,2.3354529520972003,2.3354529520972003,{"$nulls":6},""]
["Culbertson Generation Station","56606_G_01",56606,"G","01",null,"Combustion Turbine","Combustion Turbine","MIS_MAPP","Montana",30,"ROOSEVELT",85,"30085",87,16212,2010,9999,"","","N","Natural Gas","",{"$nulls":14},0.09182325175497329,0.09182325175497329,0.09182325175497329,0.09182325175497329,{"$nulls":6},""]
["KSS Turbines LLC","56627_G_1",56627,"G","1",null,"Wind","","MIS_IA","Minnesota",27,"Jackson",63,"27063",4,0,2008,9999,"","","N","Wind","",{"$nulls":14},0,0,0,0,{"$nulls":6},""]
["Taconite Ridge 1 Wind Energy Center","56630_G_1",56630,"G","1",null,"Wind","","MIS_MNWI","Minnesota",27,"st. Louis",137,"27137",25,0,2008,9999,"","","N","Wind","",{"$nulls":14},0,0,0,0,{"$nulls":6},""]
["Majestic 1 Wind Farm","56648_G_1",56648,"G","1",null,"Wind","","SPP_SPS","Texas",48,"Carson",65,"48065",80,0,2009,9999,"","","N","Wind","",{"$nulls":14},0,0,0,0,{"$nulls":6},""]
["Benton County Wind Farm","56679_G_1",56679,"G","1",null,"Wind","","MIS_INKY","Indiana",18,"Benton",7,"18007",130,0,2008,9999,"","","N","Wind","",{"$nulls":14},0,0,0,0,{"$nulls":6},""]
["Wicomico","56680_G_8",56680,"G","8",null,"Landfill Gas","","PJM_EMAC","Maryland",24,"Wicomico",45,"24045",0.3,13500,2007,9999,"","","N","Landfill Gas","",{"$nulls":14},0.04394744404747715,0.04394744404747715,0.04394744404747715,0.04394744404747715,{"$nulls":6},""]
["Amelia","56681_G_33",56681,"G","33",null,"Landfill Gas","","PJM_Dom","Virginia",51,"Amelia",7,"51007",0.3,13500,2001,9999,"","","N","Landfill Gas","",{"$nulls":14},0.04394744404747715,0.04394744404747715,0.04394744404747715,0.04394744404747715,{"$nulls":6},""]
["Amelia","56681_G_4",56681,"G","4",null,"Landfill Gas","","PJM_Dom","Virginia",51,"Amelia",7,"51007",0.3,13500,2001,9999,"","","N","Landfill Gas","",{"$nulls":14},0.04394744404747715,0.04394744404747715,0.04394744404747715,0.04394744404747715,{"$nulls":6},""]
["Brunswick","56682_G_12",56682,"G","12",null,"Landfill Gas","","PJM_Dom","Virginia",51,"Brunswick",25,"51025",0.3,13500,2007,9999,"","","N","Landfill Gas","",{"$nulls":14},0.04394744404747715,0.04394744404747715,0.04394744404747715,0.04394744404747715,{"$nulls":6},""]
["Brunswick","56682_G_28",56682,"G","28",null,"Landfill Gas","","PJM_Dom","Virginia",51,"Brunswick",25,"51025",0.3,13500,2007,9999,"","","N","Landfill Gas","",{"$nulls":14},0.04394744404747715,0.04394744404747715,0.04394744404747715,0.04394744404747715,{"$nulls":6},""]
["Charles City","56683_G_10",56683,"G","10",null,"Landfill Gas","","PJM_Dom","Virginia",51,"Charles City",36,"51036",0.3,13500,2003,9999,"","","N","Landfill Gas","",{"$nulls":14},0.04394744404747715,0.04394744404747715,0.04394744404747715,0.04394744404747715,{"$nulls":6},""]
["Charles City","56683_G_26",56683,"G","26",null,"Landfill Gas","","PJM_Dom","Virginia",51,"Charles City",36,"51036",0.3,13500,2003,9999,"","","N","Landfill Gas","",{"$nulls":14},0.04394744404747715,0.04394744404747715,0.04394744404747715,0.04394744404747715,{"$nulls":6},""]
["Charles City","56683_G_33",56683,"G","33",null,"Landfill Gas","","PJM_Dom","Virginia",51,"Charles City",36,"51036",0.3,13500,2003,9999,"","","N","Landfill Gas","",{"$nulls":14},0.04394744404747715,0.04394744404747715,0.04394744404747715,0.04394744404747715,{"$nulls":6},""]
["Chesterfield","56684_G_14",56684,"G","14",null,"Landfill Gas","","PJM_Dom","Virginia",51,"Chesterfield",41,"51041",0.3,13500,2004,9999,"","","N","Landfill Gas","",{"$nulls":14},0.04394744404747715,0.04394744404747715,0.04394744404747715,0.04394744404747715,{"$nulls":6},""]
["Chesterfield","56684_G_3",56684,"G","3",null,"Landfill Gas","","PJM_Dom","Virginia",51,"Chesterfield",41,"51041",0.3,13500,2004,9999,"","","N","Landfill Gas","",{"$nulls":14},0.04394744404747715,0.04394744404747715,0.04394744404747715,0.04394744404747715,{"$nulls":6},""]
["Chesterfield","56684_G_45",56684,"G","45",null,"Landfill Gas","","PJM_Dom","Virginia",51,"Chesterfield",41,"51041",0.3,13500,2004,9999,"","","N","Landfill Gas","",{"$nulls":14},0.04394744404747715,0.04394744404747715,0.04394744404747715,0.04394744404747715,{"$nulls":6},""]
["King & Queen","56686_G_17",56686,"G","17",null,"Landfill Gas","","PJM_Dom","Virginia",51,"King and Queen",97,"51097",0.3,13500,2008,9999,"","","N","Landfill Gas","",{"$nulls":14},0.6,0.6,0.6,0.6,{"$nulls":6},""]
["King & Queen","56686_G_21",56686,"G","21",null,"Landfill Gas","","PJM_Dom","Virginia",51,"King and Queen",97,"51097",0.3,13500,2008,9999,"","","N","Landfill Gas","",{"$nulls":14},0.6,0.6,0.6,0.6,{"$nulls":6},""]
["King & Queen","56686_G_34",56686,"G","34",null,"Landfill Gas","","PJM_Dom","Virginia",51,"King and Queen",97,"51097",0.3,13500,2008,9999,"","","N","Landfill Gas","",{"$nulls":14},0.6,0.6,0.6,0.6,{"$nulls":6},""]
["Mountain View","56687_G_17",56687,"G","17",null,"Landfill Gas","","PJM_AP","Pennsylvania",42,"Franklin",55,"42055",0.3,13500,2003,9999,"","","N","Landfill Gas","",{"$nulls":14},0.04394744404747715,0.04394744404747715,0.04394744404747715,0.04394744404747715,{"$nulls":6},""]
["Mountain View","56687_G_32",56687,"G","32",null,"Landfill Gas","","PJM_AP","Pennsylvania",42,"Franklin",55,"42055",0.3,13500,2003,9999,"","","N","Landfill Gas","",{"$nulls":14},0.04394744404747715,0.04394744404747715,0.04394744404747715,0.04394744404747715,{"$nulls":6},""]
["Mountain View","56687_G_48",56687,"G","48",null,"Landfill Gas","","PJM_AP","Pennsylvania",42,"Franklin",55,"42055",0.3,13500,2003,9999,"","","N","Landfill Gas","",{"$nulls":14},0.04394744404747715,0.04394744404747715,0.04394744404747715,0.04394744404747715,{"$nulls":6},""]
["Pine Grove","56690_G_1",56690,"G","1",null,"Landfill Gas","","PJM_WMAC","Pennsylvania",42,"Schuylkill",107,"42107",0.3,13500,2008,9999,"","","N","Landfill Gas","",{"$nulls":14},0.04394744404747715,0.04394744404747715,0.04394744404747715,0.04394744404747715,{"$nulls":6},""]
["Pine Grove","56690_G_9",56690,"G","9",null,"Landfill Gas","","PJM_WMAC","Pennsylvania",42,"Schuylkill",107,"42107",0.3,13500,2008,9999,"","","N","Landfill Gas","",{"$nulls":14},0.04394744404747715,0.04394744404747715,0.04394744404747715,0.04394744404747715,{"$nulls":6},""]
["Rockville 1 & 2","56692_G_2B",56692,"G","2B",null,"Combustion Turbine","IC Engine","PJM_Dom","Virginia",51,"Hanover",85,"51085",0.3,10745,2000,9999,"","","N","Distillate Fuel Oil","",{"$nulls":14},2.3354529520972003,2.3354529520972003,2.3354529520972003,2.3354529520972003,{"$nulls":6},""]
["Rockville 1 & 2","56692_G_2S",56692,"G","2S",null,"Combustion Turbine","IC Engine","PJM_Dom","Virginia",51,"Hanover",85,"51085",0.3,10745,2000,9999,"","","N","Distillate Fuel Oil","",{"$nulls":14},2.3354529520972003,2.3354529520972003,2.3354529520972003,2.3354529520972003,{"$nulls":6},""]
["Virginia Beach","56693_G_22",56693,"G","22",null,"Landfill Gas","","PJM_Dom","Virginia",51,"Virginia Beach",810,"51810",0.3,13500,2001,9999,"","","N","Landfill Gas","",{"$nulls":14},0.04394744404747715,0.04394744404747715,0.04394744404747715,0.04394744404747715,{"$nulls":6},""]
["Virginia Beach","56693_G_5",56693,"G","5",null,"Landfill Gas","","PJM_Dom","Virginia",51,"Virginia Beach",810,"51810",0.3,13500,2001,9999,"","","N","Landfill Gas","",{"$nulls":14},0.04394744404747715,0.04394744404747715,0.04394744404747715,0.04394744404747715,{"$nulls":6},""]
["Haworth Water Treatment Plant","56701_G_GEN2",56701,"G","GEN2",null,"Combustion Turbine","IC Engine","PJM_EMAC","New Jersey",34,"Cumberland",11,"34011",2,10891,2004,9999,"","","N","Natural Gas","",{"$nulls":14},0.202,0.202,0.202,0.202,{"$nulls":6},""]
["Goat Wind LP","56754_G_2",56754,"G","2",null,"Wind","","ERC_WEST","Texas",48,"Sterling",431,"48431",70,0,2009,9999,"","","N","Wind","",{"$nulls":14},0,0,0,0,{"$nulls":6},""]
["Fowler Ridge Wind Farm LLC","56777_G_FIB",56777,"G","FIB",null,"Wind","","PJM_West","Indiana",18,"Benton",7,"18007",100,0,2009,9999,"","","N","Wind","",{"$nulls":14},0,0,0,0,{"$nulls":6},""]
["Elm Creek Wind LLC","56793_G_1",56793,"G","1",null,"Wind","","MIS_MNWI","Minnesota",27,"Martin",91,"27091",99,0,2008,9999,"","","N","Wind","",{"$nulls":14},0,0,0,0,{"$nulls":6},""]
["Cedar Bayou 4","56806_G_41",56806,"G","41",null,"Combined Cycle","","ERC_REST","Texas",48,"Chambers",71,"48071",165,7402,2009,9999,"","","N","Natural Gas","",{"$nulls":4},"SCR",{"$nulls":9},0.013448497854229661,0.013448497854229661,0.013448497854229661,0.013448497854229661,{"$nulls":6},""]
["CSU Fresno Solar Project","56813_G_2",56813,"G","2",null,"Solar PV","","WEC_CALN","California",6,"FRESNO",19,"06019",0.5,0,2007,9999,"","","N","Solar","",{"$nulls":14},0,0,0,0,{"$nulls":6},""]
["Marshall Wind 3 LLC","56825_G_1",56825,"G","1",null,"Wind","","MIS_MNWI","Minnesota",27,"Lyon",83,"27083",4.2,0,2007,9999,"","","N","Wind","",{"$nulls":14},0,0,0,0,{"$nulls":6},""]
["EXC Wind 10 LLC","56836_G_1",56836,"G","1",null,"Wind","","SPP_SPS","Texas",48,"Moore",341,"48341",10,0,2008,9999,"","","N","Wind","",{"$nulls":14},0,0,0,0,{"$nulls":6},""]
["Trans-Jordan Generating Station","56853_G_3",56853,"G","3",null,"Landfill Gas","","WECC_UT","Utah",49,"SALT LAKE",35,"49035",1.5,13500,2009,9999,"","","N","Landfill Gas","",{"$nulls":14},0.04394744404747715,0.04394744404747715,0.04394744404747715,0.04394744404747715,{"$nulls":6},""]
["Model Gas Power Station","56863_G_2",56863,"G","2",null,"Landfill Gas","","PJM_West","Ohio",39,"FRANKLIN",49,"39049",1.4,13854,2001,9999,"","","N","Landfill Gas","",{"$nulls":14},0.04394744404747715,0.04394744404747715,0.04394744404747715,0.04394744404747715,{"$nulls":6},""]
["Carbon Limestone","56868_G_9",56868,"G","9",null,"Landfill Gas","","PJM_ATSI","Ohio",39,"Mahoning",99,"39099",1.4,13500,2001,9999,"","","N","Landfill Gas","",{"$nulls":14},0.04394744404747715,0.04394744404747715,0.04394744404747715,0.04394744404747715,{"$nulls":6},""]
["Taylor","56870_G_3",56870,"G","3",null,"Landfill Gas","","S_SOU","Georgia",13,"Taylor",269,"13269",1,13500,2003,9999,"","","N","Landfill Gas","",{"$nulls":14},0.04394744404747715,0.04394744404747715,0.04394744404747715,0.04394744404747715,{"$nulls":6},""]
["Flat Ridge Wind Energy LLC","56879_G_1",56879,"G","1",null,"Wind","","SPP_N","Kansas",20,"Barber",7,"20007",50,0,2009,9999,"","","N","Wind","",{"$nulls":14},0,0,0,0,{"$nulls":6},""]
["Cumberland County PA LFG Recovery","56887_G_GEN 1",56887,"G","GEN 1",null,"Landfill Gas","","PJM_PENE","Pennsylvania",42,"Cumberland",41,"42041",1.6,13500,2009,9999,"","","N","Landfill Gas","",{"$nulls":14},0.04394744404747715,0.04394744404747715,0.04394744404747715,0.04394744404747715,{"$nulls":6},""]
["AMERESCO Jefferson City","56896_G_1",56896,"G","1",null,"Landfill Gas","","MIS_MO","Missouri",29,"COLE",51,"29051",0.9,13500,2009,9999,"","","N","Landfill Gas","",{"$nulls":14},0.04394744404747715,0.04394744404747715,0.04394744404747715,0.04394744404747715,{"$nulls":6},""]
["Gap Pacific Distribution Center","56909_G_1",56909,"G","1",null,"Solar PV","","WEC_CALN","California",6,"FRESNO",19,"06019",0.3,0,2008,9999,"","","N","Solar","",{"$nulls":14},0,0,0,0,{"$nulls":6},""]
["FPL Energy Ashtabula Wind LLC","56919_G_GE15",56919,"G","GE15",null,"Wind","","MIS_MAPP","North Dakota",38,"Barnes",3,"38003",148,0,2008,9999,"","","N","Wind","",{"$nulls":14},0,0,0,0,{"$nulls":6},""]
["Brookfield Power Glen Falls Hydro","56936_G_GEN3",56936,"G","GEN3",null,"Hydro","","NY_Z_F","New York",36,"Warren",113,"36113",2.1,0,1980,9999,"","","N","Hydro","",{"$nulls":14},0,0,0,0,{"$nulls":6},""]
["Coolidge Generation Station","56948_G_1",56948,"G","1",null,"Combustion Turbine","Combustion Turbine","WECC_AZ","Arizona",4,"PINAL",21,"04021",43,10745,2011,9999,"","","N","Natural Gas","",{"$nulls":4},"SCR",{"$nulls":9},0.011252768892745032,0.011252768892745032,0.011252768892745032,0.011252768892745032,{"$nulls":6},""]
["Gastonia Prime Mover Power Park","56954_G_2",56954,"G","2",null,"Combustion Turbine","IC Engine","S_VACA","North Carolina",37,"Gaston",71,"37071",2,25000,2008,9999,"","","N","Distillate Fuel Oil","",{"$nulls":14},2.3354529520972003,2.3354529520972003,2.3354529520972003,2.3354529520972003,{"$nulls":6},""]
["Bayonne Energy Center","56964_G_GT3",56964,"G","GT3",null,"Combustion Turbine","Combustion Turbine","NY_Z_J","New Jersey",34,"Hudson",17,"34017",58,10745,2012,9999,"","","N","Natural Gas, Distillate Fuel Oil","",{"$nulls":14},0.08,0.08,0.08,0.08,{"$nulls":6},""]
["Sears Hydroelectric Plant","56978_G_1",56978,"G","1",null,"Hydro","","MIS_MIDA","Illinois",17,"ROCK ISLAND",161,"17161",0.3,0,1985,9999,"","","N","Hydro","",{"$nulls":14},0,0,0,0,{"$nulls":6},""]
["Sears Hydroelectric Plant","56978_G_3",56978,"G","3",null,"Hydro","","MIS_MIDA","Illinois",17,"ROCK ISLAND",161,"17161",0.3,0,2010,9999,"","","N","Hydro","",{"$nulls":14},0,0,0,0,{"$nulls":6},""]
["Hyland LFGTE Facility","56987_G_GEN3",56987,"G","GEN3",null,"Landfill Gas","","NY_Z_A&B","New York",36,"Allegany",3,"36003",1.6,13500,2008,9999,"","","N","Landfill Gas","",{"$nulls":14},0.04394744404747715,0.04394744404747715,0.04394744404747715,0.04394744404747715,{"$nulls":6},""]
["SunEdison Ironwood State Prison","57007_G_1",57007,"G","1",null,"Solar PV","","WECC_SCE","California",6,"RIVERSIDE",65,"06065",0.9,0,2008,9999,"","","N","Solar","",{"$nulls":14},0,0,0,0,{"$nulls":6},""]
["Waste Management Columbia Ridge LFGTE","57015_G_GEN4",57015,"G","GEN4",null,"Landfill Gas","","WECC_PNW","Oregon",41,"GILLIAM",21,"41021",0.8,13500,2009,9999,"","","N","Landfill Gas","",{"$nulls":14},0.04394744404747715,0.04394744404747715,0.04394744404747715,0.04394744404747715,{"$nulls":6},""]
["Waste Management Middle Peninsula LFGTE","57018_G_GEN3",57018,"G","GEN3",null,"Landfill Gas","","PJM_Dom","Virginia",51,"MIDDLESEX",119,"51119",0.8,13500,2009,9999,"","","N","Landfill Gas","",{"$nulls":14},0.3,0.3,0.3,0.3,{"$nulls":6},""]
["Waste Management Rolling Meadows LFGTE","57023_G_GEN4",57023,"G","GEN4",null,"Landfill Gas","","SPP_N","Kansas",20,"SHAWNEE",177,"20177",0.8,13500,2010,9999,"","","N","Landfill Gas","",{"$nulls":14},0.04394744404747715,0.04394744404747715,0.04394744404747715,0.04394744404747715,{"$nulls":6},""]
["Superior Landfill Gas Recovery","57026_G_GEN8",57026,"G","GEN8",null,"Landfill Gas","","S_SOU","Georgia",13,"CHATHAM",51,"13051",0.8,13500,2009,9999,"","","N","Landfill Gas","",{"$nulls":14},0.04394744404747715,0.04394744404747715,0.04394744404747715,0.04394744404747715,{"$nulls":6},""]
["Willmar Municipal SW Substation","57035_G_SW02",57035,"G","SW02",null,"Combustion Turbine","IC Engine","MIS_MNWI","Minnesota",27,"KANDIYOHI",67,"27067",2,10745,2000,9999,"","","N","Distillate Fuel Oil","",{"$nulls":14},2.3354529520972003,2.3354529520972003,2.3354529520972003,2.3354529520972003,{"$nulls":6},""]
["Twin Cities Hydro LLC","57069_G_3",57069,"G","3",null,"Hydro","","MIS_MNWI","Minnesota",27,"Ramsey",123,"27123",4.5,0,1924,9999,"","","N","Hydro","",{"$nulls":14},0,0,0,0,{"$nulls":6},""]
["South Columbus Water Resource Facility","57076_G_GEN1",57076,"G","GEN1",null,"Non-Fossil Waste","","S_SOU","Georgia",13,"Muscogee",215,"13215",1.8,14731,2010,9999,"","","Y","Non-Fossil Waste","",{"$nulls":14},0,0,0,0,{"$nulls":6},""]
["Meadow Lake Wind Farm II LLC","57112_G_GEN1",57112,"G","GEN1",null,"Wind","","PJM_West","Indiana",18,"White",181,"18181",99,0,2010,9999,"","","N","Wind","",{"$nulls":14},0,0,0,0,{"$nulls":6},""]
["G2 Energy Marion LLC","57128_G_357",57128,"G","357",null,"Landfill Gas","","FRCC","Florida",12,"Marion",83,"12083",1.5,13500,2009,9999,"","","N","Landfill Gas","",{"$nulls":14},0.04394744404747715,0.04394744404747715,0.04394744404747715,0.04394744404747715,{"$nulls":6},""]
["Beech Ridge Energy LLC","57151_G_GEN1",57151,"G","GEN1",null,"Wind","","PJM_AP","West Virginia",54,"Greenbrier",25,"54025",100,0,2010,9999,"","","N","Wind","",{"$nulls":14},0,0,0,0,{"$nulls":6},""]
["Waste Management Naples LFGTE Project","57168_G_GEN1",57168,"G","GEN1",null,"Landfill Gas","","FRCC","Florida",12,"COLLIER",21,"12021",0.8,13500,2011,9999,"","","N","Landfill Gas","",{"$nulls":14},0.04394744404747715,0.04394744404747715,0.04394744404747715,0.04394744404747715,{"$nulls":6},""]
["Waste Management Piedmont LFGTE Project","57169_G_GEN3",57169,"G","GEN3",null,"Landfill Gas","","S_VACA","North Carolina",37,"FORSYTH",67,"37067",0.8,13500,2011,9999,"","","N","Landfill Gas","",{"$nulls":14},0.04394744404747715,0.04394744404747715,0.04394744404747715,0.04394744404747715,{"$nulls":6},""]
["Little Quinnesec Falls Hydro Project","57190_G_UNIT1",57190,"G","UNIT1",null,"Hydro","","MIS_WUMS","Wisconsin",55,"MARINETTE",75,"55075",1.9,0,1909,9999,"","","N","Hydro","",{"$nulls":14},0,0,0,0,{"$nulls":6},""]
["Little Quinnesec Falls Hydro Project","57190_G_UNIT2",57190,"G","UNIT2",null,"Hydro","","MIS_WUMS","Wisconsin",55,"MARINETTE",75,"55075",0.8,0,1900,9999,"","","N","Hydro","",{"$nulls":14},0,0,0,0,{"$nulls":6},""]
["Copper Mountain Solar I","57205_G_PV03",57205,"G","PV03",null,"Solar PV","","WECC_SNV","Nevada",32,"Clark",3,"32003",10,0,2010,9999,"","","N","Solar","",{"$nulls":14},0,0,0,0,{"$nulls":6},""]
["Crayola Solar Project","57216_G_2",57216,"G","2",null,"Solar PV","","PJM_WMAC","Pennsylvania",42,"Northampton",95,"42095",1,0,2011,9999,"","","N","Solar","",{"$nulls":14},0,0,0,0,{"$nulls":6},""]
["Solar Photovoltaic Project #07","57221_G_S007E",57221,"G","S007E",null,"Solar PV","","WECC_SCE","California",6,"SAN BERNARDINO",71,"06071",0.5,0,2011,9999,"","","N","Solar","",{"$nulls":14},0,0,0,0,{"$nulls":6},""]
["Solar Photovoltaic Project #23","57236_G_S023C",57236,"G","S023C",null,"Solar PV","","WECC_SCE","California",6,"San Bernardino",71,"06071",0.5,0,2011,9999,"","","N","Solar","",{"$nulls":14},0,0,0,0,{"$nulls":6},""]
["Solar Photovoltaic Project #26","57245_G_S026F",57245,"G","S026F",null,"Solar PV","","WECC_SCE","California",6,"SAN BERNARDINO",71,"06071",0.5,0,2011,9999,"","","N","Solar","",{"$nulls":14},0,0,0,0,{"$nulls":6},""]
["MA Military Reservation Wind Project","57253_G_1",57253,"G","1",null,"Wind","","NENGREST","Massachusetts",25,"BARNSTABLE",1,"25001",1.5,0,2009,9999,"","","N","Wind","",{"$nulls":14},0,0,0,0,{"$nulls":6},""]
["Grant County Wind LLC","57274_G_1",57274,"G","1",null,"Wind","","MIS_MAPP","Minnesota",27,"Pipestone",117,"27117",20,0,2010,9999,"","","N","Wind","",{"$nulls":14},0,0,0,0,{"$nulls":6},""]
["Carleton College","57296_G_WIND1",57296,"G","WIND1",null,"Wind","","MIS_MNWI","Minnesota",27,"Rice",131,"27131",1.6,0,2004,9999,"","","N","Wind","",{"$nulls":14},0,0,0,0,{"$nulls":6},""]
["Cedar Hills","57298_G_7",57298,"G","7",null,"Landfill Gas","","WECC_PNW","Washington",53,"King",33,"53033",0.3,13500,2009,9999,"","","N","Landfill Gas","",{"$nulls":14},0.04394744404747715,0.04394744404747715,0.04394744404747715,0.04394744404747715,{"$nulls":6},""]
["Sierra SunTower Solar Generating Station","57323_G_UNIT1",57323,"G","UNIT1",null,"Solar Thermal","","WECC_SCE","California",6,"LOS ANGELES",37,"06037",3.2,9760,2009,9999,"","","N","Solar","",{"$nulls":14},0,0,0,0,{"$nulls":6},""]
["Cargill Kettle Butte Biofactory","57345_G_1",57345,"G","1",null,"Non-Fossil Waste","","WECC_ID","Idaho",16,"JEFFERSON",51,"16051",0.9,13500,2011,9999,"","","Y","Non-Fossil Waste","",{"$nulls":14},0,0,0,0,{"$nulls":6},""]
["Henrico","57356_G_2",57356,"G","2",null,"Landfill Gas","","PJM_Dom","Virginia",51,"Henrico",87,"51087",0.3,13500,2010,9999,"","","N","Landfill Gas","",{"$nulls":14},0.04394744404747715,0.04394744404747715,0.04394744404747715,0.04394744404747715,{"$nulls":6},""]
["MP Durham LLC","57365_G_1C",57365,"G","1C",null,"Landfill Gas","","S_VACA","North Carolina",37,"Durham",63,"37063",1.1,13500,2009,9999,"","","N","Landfill Gas","",{"$nulls":14},0.04394744404747715,0.04394744404747715,0.04394744404747715,0.04394744404747715,{"$nulls":6},""]
["Jersey Valley Geothermal Power Plant","57376_G_OEC 2",57376,"G","OEC 2",null,"Geothermal","","WECC_NNV","Nevada",32,"Pershing",27,"32027",4,9760,2010,9999,"","","N","Geothermal","",{"$nulls":14},0,0,0,0,0.4563,0.4563,0.4563,{"$nulls":3},""]
["Dow Jones South Brunswick Solar","57397_G_PV01",57397,"G","PV01",null,"Solar PV","","PJM_EMAC","New Jersey",34,"Middlesex",23,"34023",2.5,0,2010,9999,"","","N","Solar","",{"$nulls":14},0,0,0,0,{"$nulls":6},""]
["Lakeview Cogeneration LLC","57398_G_1",57398,"G","1",null,"Biomass","","WECC_PNW","Oregon",41,"Lake",37,"41037",24,13500,2013,9999,"","","Y","Biomass","",{"$nulls":14},0.02,0.02,0.02,0.02,{"$nulls":6},""]
["Notus Wind 1","57414_G_1",57414,"G","1",null,"Wind","","NENGREST","Massachusetts",25,"BARNSTABLE",1,"25001",1.7,0,2010,9999,"","","N","Wind","",{"$nulls":14},0,0,0,0,{"$nulls":6},""]
["Solar Photovoltaic Project #42","57441_G_S42C",57441,"G","S42C",null,"Solar PV","","WECC_SCE","California",6,"TULARE",107,"06107",0.5,0,2011,9999,"","","N","Solar","",{"$nulls":14},0,0,0,0,{"$nulls":6},""]
["Caltech Central","57460_G_CL02",57460,"G","CL02",null,"Fuel Cell","","WECC_SCE","California",6,"Los Angeles",37,"06037",0.1,13500,2010,2021,"","","N","Non-Fossil Waste","",{"$nulls":14},0,0,0,0,{"$nulls":6},""]
["Romark PA Solar","57465_G_1",57465,"G","1",null,"Solar PV","","PJM_WMAC","Pennsylvania",42,"Luzerne",79,"42079",1.8,0,2011,9999,"","","N","Solar","",{"$nulls":14},0,0,0,0,{"$nulls":6},""]
["CPV Sentinel Energy Project","57482_G_CTG8",57482,"G","CTG8",null,"Combustion Turbine","Combustion Turbine","WECC_SCE","California",6,"Riverside",65,"06065",100,10745,2013,9999,"","","N","Natural Gas","",{"$nulls":14},0.0267,0.0267,0.0267,0.0267,{"$nulls":6},""]
["Sampson County Landfill","57492_G_GEN7",57492,"G","GEN7",null,"Landfill Gas","","S_VACA","North Carolina",37,"Sampson",163,"37163",1.6,13500,2015,9999,"","","N","Landfill Gas","",{"$nulls":14},0.09,0.09,0.09,0.09,{"$nulls":6},""]
["North Hurlburt Wind LLC","57526_G_NORTH",57526,"G","NORTH",null,"Wind","","WECC_PNW","Oregon",41,"Gilliam",21,"41021",265,0,2011,9999,"","","N","Wind","",{"$nulls":14},0,0,0,0,{"$nulls":6},""]
["Algonquin Power Sanger LLC","57564_G_CTG",57564,"G","CTG",null,"Combined Cycle","","WEC_CALN","California",6,"Fresno",19,"06019",49,7384,2007,9999,"","","N","Natural Gas","",{"$nulls":14},0.008,0.008,0.008,0.008,{"$nulls":6},""]
["The Charleston Clean Energy Facility","57587_G_1",57587,"G","1",null,"Landfill Gas","","PJM_West","West Virginia",54,"Kanawha",39,"54039",1.1,13500,2011,9999,"","","N","Landfill Gas","",{"$nulls":14},0.04394744404747715,0.04394744404747715,0.04394744404747715,0.04394744404747715,{"$nulls":6},""]
["Cana Gas Processing Plant","57597_G_3006",57597,"G","3006",null,"Combustion Turbine","IC Engine","SPP_WEST","Oklahoma",40,"Canadian",17,"40017",0.8,10745,2010,9999,"","","N","Natural Gas","",{"$nulls":14},2.0543300185532067,2.0543300185532067,2.0543300185532067,2.0543300185532067,{"$nulls":6},""]
["Eastside WWTP","57606_G_1",57606,"G","1",null,"Combustion Turbine","IC Engine","S_VACA","North Carolina",37,"Guilford",81,"37081",1.8,10745,2004,9999,"","","N","Distillate Fuel Oil","",{"$nulls":14},2.3354529520972003,2.3354529520972003,2.3354529520972003,2.3354529520972003,{"$nulls":6},""]
["Long Creek Waste Water Plant","57630_G_ES2",57630,"G","ES2",null,"Combustion Turbine","IC Engine","S_VACA","North Carolina",37,"Gaston",71,"37071",1.7,12774,1995,9999,"","","N","Distillate Fuel Oil","",{"$nulls":14},2.3354529520972003,2.3354529520972003,2.3354529520972003,2.3354529520972003,{"$nulls":6},""]
["Oregon State University Energy Center","57653_G_STG",57653,"G","STG",null,"Combined Cycle","","WECC_PNW","Oregon",41,"Benton",3,"41003",0.5,7721,2010,9999,"","","Y","Natural Gas, Distillate Fuel Oil","",{"$nulls":14},0.04664804364876063,0.04664804364876063,0.04664804364876063,0.04664804364876063,{"$nulls":6},""]
["Oakdale Renewable Energy Plant","57672_G_GE1",57672,"G","GE1",null,"Landfill Gas","","MIS_IA","Iowa",19,"Johnson",103,"19103",1.4,14415,2010,9999,"","","N","Landfill Gas","",{"$nulls":14},0.04394744404747715,0.04394744404747715,0.04394744404747715,0.04394744404747715,{"$nulls":6},""]
["Lower Turnball Hydro","57691_G_1",57691,"G","1",null,"Hydro","","WECC_MT","Montana",30,"Teton",99,"30099",7.7,0,2011,9999,"","","N","Hydro","",{"$nulls":14},0,0,0,0,{"$nulls":6},""]
["DOE Golden NWTC Load Side","57692_G_SEPV",57692,"G","SEPV",null,"Solar PV","","WECC_CO","Colorado",8,"Jefferson",59,"08059",1,0,2009,9999,"","","N","Solar","",{"$nulls":14},0,0,0,0,{"$nulls":6},""]
["Signal Hill West Unit","57702_G_1",57702,"G","1",null,"Fossil Waste","","WECC_SCE","California",6,"Los Angeles",37,"06037",5.7,19379,2004,9999,"","","N","Fossil Waste","",{"$nulls":14},0.08560208286506267,0.08560208286506267,0.08560208286506267,0.08560208286506267,{"$nulls":6},""]
["North Main Street","581_G_5",581,"G","5",null,"Combustion Turbine","Combustion Turbine","NENG_CT","Connecticut",9,"New London",11,"09011",15.3,13967,1972,9999,"","","N","Distillate Fuel Oil","",{"$nulls":13},0.33,0.6197,0.6197,0.6197,0.6197,{"$nulls":6},""]
["Donald C Cook","6000_G_2",6000,"G","2",null,"Nuclear","","PJM_West","Michigan",26,"Berrien",21,"26021",1060,10460,1978,2038,"","","N","Nuclear Fuel","",{"$nulls":14},0,0,0,0,{"$nulls":6},""]
["LaSalle Generating Station","6026_G_2",6026,"G","2",null,"Nuclear","","PJM_COMD","Illinois",17,"La Salle",99,"17099",1140,10427,1984,2044,"","","N","Nuclear Fuel","",{"$nulls":14},0,0,0,0,{"$nulls":6},""]
["McGuire","6038_G_2",6038,"G","2",null,"Nuclear","","S_VACA","North Carolina",37,"Mecklenburg",119,"37119",1158,10460,1984,2044,"","","N","Nuclear Fuel","",{"$nulls":14},0,0,0,0,{"$nulls":6},""]
["Martin","6043_G_8C",6043,"G","8C",null,"Combined Cycle","","FRCC","Florida",12,"Martin",85,"12085",170,7328,2005,9999,"","","N","Natural Gas","",{"$nulls":4},"SCR",{"$nulls":8},0.0006,8.497944861208348E-3,8.497944861208348E-3,8.497944861208348E-3,8.497944861208348E-3,{"$nulls":6},""]
["Deerfield 2","6047_G_GEN3",6047,"G","GEN3",null,"Hydro","","NENGREST","Massachusetts",25,"Franklin",11,"25011",2.1,0,1913,9999,"","","N","Hydro","",{"$nulls":14},0,0,0,0,{"$nulls":6},""]
["Electrifarm","6063_G_1",6063,"G","1",null,"Combustion Turbine","Combustion Turbine","MIS_MIDA","Iowa",19,"Black Hawk",13,"19013",60,20635,1975,9999,"","","N","Natural Gas","",{"$nulls":13},0.7,0.32017852960253884,0.32017852960253884,0.32017852960253884,0.32017852960253884,{"$nulls":6},""]
["Greenwood","6074_G_3",6074,"G","3",null,"Combustion Turbine","Combustion Turbine","SPP_N","Missouri",29,"Jackson",95,"29095",60,17165,1977,9999,"","","N","Natural Gas, Distillate Fuel Oil","",{"$nulls":13},2.3000000000000003,0.17992884208545393,0.17992884208545393,0.17992884208545393,0.17992884208545393,{"$nulls":6},""]
["Cornell","6086_G_4",6086,"G","4",null,"Hydro","","MIS_MNWI","Wisconsin",55,"Chippewa",17,"55017",0.7,0,1977,9999,"","","N","Hydro","",{"$nulls":14},0,0,0,0,{"$nulls":6},""]
["Helms Pumped Storage","6100_G_2",6100,"G","2",null,"Pumped Storage","","WEC_CALN","California",6,"Fresno",19,"06019",404,0,1984,9999,"","","N","Pumped Storage","",{"$nulls":14},0,0,0,0,{"$nulls":6},""]
["Deerfield 4","6119_G_GEN3",6119,"G","GEN3",null,"Hydro","","NENGREST","Massachusetts",25,"Franklin",11,"25011",2.1,0,1912,9999,"","","N","Hydro","",{"$nulls":14},0,0,0,0,{"$nulls":6},""]
["Fort Myers","612_G_CT2",612,"G","CT2",null,"Combustion Turbine","Combustion Turbine","FRCC","Florida",12,"Lee",71,"12071",158,13744,2003,9999,"","","N","Natural Gas","",{"$nulls":13},0.5,0.039619294815067464,0.039619294815067464,0.039619294815067464,0.039619294815067464,{"$nulls":6},""]
["R E Ginna Nuclear Power Plant","6122_G_1",6122,"G","1",null,"Nuclear","","NY_Z_A&B","New York",36,"Wayne",117,"36117",490,10460,1970,2030,"","","N","Nuclear Fuel","",{"$nulls":14},0,0,0,0,{"$nulls":6},""]
["Lauderdale","613_G_11",613,"G","11",null,"Combustion Turbine","Combustion Turbine","FRCC","Florida",12,"Broward",11,"12011",35,17662,1970,9999,"","","N","Natural Gas, Distillate Fuel Oil","",{"$nulls":13},0.8,0.4558662858268184,0.4558662858268184,0.4558662858268184,0.4558662858268184,{"$nulls":6},""]
["Lauderdale","613_G_12",613,"G","12",null,"Combustion Turbine","Combustion Turbine","FRCC","Florida",12,"Broward",11,"12011",35,17662,1970,9999,"","","N","Natural Gas, Distillate Fuel Oil","",{"$nulls":13},0.8,0.46262309830910164,0.46262309830910164,0.46262309830910164,0.46262309830910164,{"$nulls":6},""]
["Lauderdale","613_G_4GT2",613,"G","4GT2",null,"Combined Cycle","","FRCC","Florida",12,"Broward",11,"12011",157,8079,1993,9999,"","","N","Natural Gas, Distillate Fuel Oil","",{"$nulls":13},0.0006,0.10409243248269404,0.10409243248269404,0.10409243248269404,0.10409243248269404,{"$nulls":6},""]
["Jones Bluff","6131_G_4",6131,"G","4",null,"Hydro","","S_SOU","Alabama",1,"Autauga",1,"01001",20.5,0,1975,9999,"","","N","Hydro","",{"$nulls":14},0,0,0,0,{"$nulls":6},""]
["Harry Truman","6141_G_6",6141,"G","6",null,"Pumped Storage","","SPP_WEST","Missouri",29,"Benton",15,"29015",31,0,1979,9999,"","","N","Pumped Storage","",{"$nulls":14},0,0,0,0,{"$nulls":6},""]
["Raccoon Mountain","6151_G_2",6151,"G","2",null,"Pumped Storage","","S_C_TVA","Tennessee",47,"Hamilton",65,"47065",413,0,1978,9999,"","","N","Pumped Storage","",{"$nulls":14},0,0,0,0,{"$nulls":6},""]
["Grand Coulee","6163_G_14",6163,"G","14",null,"Hydro","","WECC_PNW","Washington",53,"Grant",25,"53025",125,0,1950,9999,"","","N","Hydro","",{"$nulls":14},0,0,0,0,{"$nulls":6},""]
["Grand Coulee","6163_G_8",6163,"G","8",null,"Hydro","","WECC_PNW","Washington",53,"Grant",25,"53025",125,0,1943,9999,"","","N","Hydro","",{"$nulls":14},0,0,0,0,{"$nulls":6},""]
["North Anna","6168_G_1",6168,"G","1",null,"Nuclear","","PJM_Dom","Virginia",51,"Louisa",109,"51109",943,10460,1978,2038,"","","N","Nuclear Fuel","",{"$nulls":14},0,0,0,0,{"$nulls":6},""]
["Libby","6172_G_2",6172,"G","2",null,"Hydro","","WECC_MT","Montana",30,"Lincoln",53,"30053",105,0,1975,9999,"","","N","Hydro","",{"$nulls":14},0,0,0,0,{"$nulls":6},""]
["John Twitty Energy Center","6195_G_GT1",6195,"G","GT1",null,"Combustion Turbine","Combustion Turbine","SPP_N","Missouri",29,"Greene",77,"29077",52,16311,1983,9999,"","","N","Natural Gas, Distillate Fuel Oil","",{"$nulls":4},"SCR",{"$nulls":8},2.3000000000000003,0.15246337121951967,0.15246337121951967,0.15246337121951967,0.15246337121951967,{"$nulls":6},""]
["Rock Island","6200_G_B-2",6200,"G","B-2",null,"Hydro","","WECC_PNW","Washington",53,"Chelan",7,"53007",15,0,1931,9999,"","","N","Hydro","",{"$nulls":14},0,0,0,0,{"$nulls":6},""]
["Ross","6202_G_42",6202,"G","42",null,"Hydro","","WECC_PNW","Washington",53,"Whatcom",73,"53073",94,0,1954,9999,"","","N","Hydro","",{"$nulls":14},0,0,0,0,{"$nulls":6},""]
["Turkey Point","621_G_IC3",621,"G","IC3",null,"Combustion Turbine","IC Engine","FRCC","Florida",12,"Miami-Dade",86,"12086",2.4,12774,1968,9999,"","","N","Distillate Fuel Oil","",{"$nulls":13},0.5,2.3354529520972003,2.3354529520972003,2.3354529520972003,2.3354529520972003,{"$nulls":6},""]
["Apple River","6231_G_1",6231,"G","1",null,"Hydro","","MIS_MNWI","Wisconsin",55,"St. Croix",109,"55109",1,0,1901,9999,"","","N","Hydro","",{"$nulls":14},0,0,0,0,{"$nulls":6},""]
["South Texas Project","6251_G_1",6251,"G","1",null,"Nuclear","","ERC_REST","Texas",48,"Matagorda",321,"48321",1280,10460,1988,2048,"","","N","Nuclear Fuel","",{"$nulls":14},0,0,0,0,{"$nulls":6},""]
["Ozark Beach","6280_G_7",6280,"G","7",null,"Hydro","","SPP_N","Missouri",29,"Taney",213,"29213",4,0,1931,9999,"","","N","Hydro","",{"$nulls":14},0,0,0,0,{"$nulls":6},""]
["Ozark Beach","6280_G_8",6280,"G","8",null,"Hydro","","SPP_N","Missouri",29,"Taney",213,"29213",4,0,1931,9999,"","","N","Hydro","",{"$nulls":14},0,0,0,0,{"$nulls":6},""]
["Felt","6359_G_1",6359,"G","1",null,"Hydro","","WECC_ID","Idaho",16,"Teton",81,"16081",2.8,0,1986,9999,"","","N","Hydro","",{"$nulls":14},0,0,0,0,{"$nulls":6},""]
["Suwannee River","638_G_P2",638,"G","P2",null,"Combustion Turbine","Combustion Turbine","FRCC","Florida",12,"Suwannee",121,"12121",51,14136,1980,9999,"","","N","Distillate Fuel Oil","",{"$nulls":13},0.501119115,0.2504862847619359,0.2504862847619359,0.2504862847619359,0.2504862847619359,{"$nulls":6},""]
["Minidoka","6398_G_9",6398,"G","9",null,"Hydro","","WECC_ID","Idaho",16,"Minidoka",67,"16067",10,0,1997,9999,"","","N","Hydro","",{"$nulls":14},0,0,0,0,{"$nulls":6},""]
["Deer Creek","6404_G_1",6404,"G","1",null,"Hydro","","WECC_UT","Utah",49,"Wasatch",51,"49051",2.7,0,1958,9999,"","","N","Hydro","",{"$nulls":14},0,0,0,0,{"$nulls":6},""]
["Whitney","6414_G_2",6414,"G","2",null,"Hydro","","ERC_REST","Texas",48,"Bosque",35,"48035",21,0,1953,9999,"","","N","Hydro","",{"$nulls":14},0,0,0,0,{"$nulls":6},""]
["Madison","6422_G_MAD3",6422,"G","MAD3",null,"Hydro","","WECC_MT","Montana",30,"Madison",57,"30057",2,0,1906,9999,"","","N","Hydro","",{"$nulls":14},0,0,0,0,{"$nulls":6},""]
["Diablo","6432_G_36",6432,"G","36",null,"Hydro","","WECC_PNW","Washington",53,"Whatcom",73,"53073",1.2,0,1936,9999,"","","N","Hydro","",{"$nulls":14},0,0,0,0,{"$nulls":6},""]
["Wilson Dam","6440_G_5",6440,"G","5",null,"Hydro","","S_C_TVA","Alabama",1,"Lauderdale",77,"01077",30,0,1925,9999,"","","N","Hydro","",{"$nulls":14},0,0,0,0,{"$nulls":6},""]
["Proctor","6450_G_5",6450,"G","5",null,"Hydro","","NENGREST","Vermont",50,"Rutland",21,"50021",2.8,0,1984,9999,"","","N","Hydro","",{"$nulls":14},0,0,0,0,{"$nulls":6},""]
["San Francisquito 2","6480_G_2",6480,"G","2",null,"Hydro","","WEC_LADW","California",6,"Los Angeles",37,"06037",14,0,1920,9999,"","","N","Hydro","",{"$nulls":14},0,0,0,0,{"$nulls":6},""]
["Moyie Springs","6506_G_1",6506,"G","1",null,"Hydro","","WECC_PNW","Idaho",16,"Boundary",21,"16021",1.1,0,1941,9999,"","","N","Hydro","",{"$nulls":14},0,0,0,0,{"$nulls":6},""]
["Rocky Ford","6516_G_IC1",6516,"G","IC1",null,"Combustion Turbine","IC Engine","WECC_CO","Colorado",8,"Otero",89,"08089",2,13403,1964,9999,"","","N","Distillate Fuel Oil","",{"$nulls":13},1.2,2.3354529520972003,2.3354529520972003,2.3354529520972003,2.3354529520972003,{"$nulls":6},""]
["Rocky Ford","6516_G_IC5",6516,"G","IC5",null,"Combustion Turbine","IC Engine","WECC_CO","Colorado",8,"Otero",89,"08089",2,13416,1964,9999,"","","N","Distillate Fuel Oil","",{"$nulls":13},1.2,2.3354529520972003,2.3354529520972003,2.3354529520972003,2.3354529520972003,{"$nulls":6},""]
["FirstEnergy Dam 4","6543_G_1",6543,"G","1",null,"Hydro","","PJM_AP","West Virginia",54,"Jefferson",37,"54037",0.5,0,1909,9999,"","","N","Hydro","",{"$nulls":14},0,0,0,0,{"$nulls":6},""]
["London","6560_G_2",6560,"G","2",null,"Hydro","","PJM_West","West Virginia",54,"Kanawha",39,"54039",2.4,0,1935,9999,"","","N","Hydro","",{"$nulls":14},0,0,0,0,{"$nulls":6},""]
["London","6560_G_3",6560,"G","3",null,"Hydro","","PJM_West","West Virginia",54,"Kanawha",39,"54039",2.4,0,1935,9999,"","","N","Hydro","",{"$nulls":14},0,0,0,0,{"$nulls":6},""]
["Johnson","6579_G_1",6579,"G","1",null,"Combustion Turbine","IC Engine","SPP_N","Kansas",20,"Stanton",187,"20187",0.6,11976,1959,9999,"","","N","Natural Gas, Distillate Fuel Oil","",{"$nulls":13},3,2.3354529520972003,2.3354529520972003,2.3354529520972003,2.3354529520972003,{"$nulls":6},""]
["Rockport","6594_G_3",6594,"G","3",null,"Combustion Turbine","IC Engine","MIS_MO","Missouri",29,"Atchison",5,"29005",0.4,17796,1959,9999,"","","N","Distillate Fuel Oil","",{"$nulls":13},2.3000000000000003,2.3354529520972003,2.3354529520972003,2.3354529520972003,2.3354529520972003,{"$nulls":6},""]
["Fort Peck","6623_G_3",6623,"G","3",null,"Hydro","","MAP_WAUE","Montana",30,"McCone",55,"30055",45,0,1951,9999,"","","N","Hydro","",{"$nulls":14},0,0,0,0,{"$nulls":6},""]
["Greg Avenue","6643_G_1",6643,"G","1",null,"Hydro","","WEC_LADW","California",6,"Los Angeles",37,"06037",1,0,1979,9999,"","","N","Hydro","",{"$nulls":14},0,0,0,0,{"$nulls":6},""]
["Moberly","6651_G_1",6651,"G","1",null,"Combustion Turbine","Combustion Turbine","MIS_MO","Missouri",29,"Randolph",175,"29175",55,14561,1978,9999,"","","N","Distillate Fuel Oil","",{"$nulls":13},2.02,1.2002,1.2002,1.2002,1.2002,{"$nulls":6},""]
["Tom G Smith","673_G_MU2",673,"G","MU2",null,"Combustion Turbine","IC Engine","FRCC","Florida",12,"Palm Beach",99,"12099",2,15015,1965,9999,"","","N","Distillate Fuel Oil","",{"$nulls":14},2.3354529520972003,2.3354529520972003,2.3354529520972003,2.3354529520972003,{"$nulls":6},""]
["Rawhide","6761_G_A",6761,"G","A",null,"Combustion Turbine","Combustion Turbine","WECC_CO","Colorado",8,"Larimer",69,"08069",65,12405,2002,9999,"","","N","Natural Gas","",{"$nulls":13},1.2,0.03928238298758083,0.03928238298758083,0.03928238298758083,0.03928238298758083,{"$nulls":6},""]
["Smith Street","679_G_3",679,"G","3",null,"Combustion Turbine","IC Engine","FRCC","Florida",12,"Volusia",127,"12127",0.8,12774,1946,9999,"","","N","Distillate Fuel Oil","",{"$nulls":14},2.3354529520972003,2.3354529520972003,2.3354529520972003,2.3354529520972003,{"$nulls":6},""]
["St Cloud","685_G_4",685,"G","4",null,"Combustion Turbine","IC Engine","FRCC","Florida",12,"Osceola",97,"12097",3,13970,1961,9999,"","","N","Natural Gas, Distillate Fuel Oil","",{"$nulls":14},2.0543300185532067,2.0543300185532067,2.0543300185532067,2.0543300185532067,{"$nulls":6},""]
["Medicine Bow","692_G_2A",692,"G","2A",null,"Wind","","WECC_WY","Wyoming",56,"Carbon",7,"56007",0.6,0,1998,9999,"","","N","Wind","",{"$nulls":14},0,0,0,0,{"$nulls":6},""]
["Trenton Peaking","698_G_2",698,"G","2",null,"Combustion Turbine","IC Engine","MIS_MO","Missouri",29,"Grundy",79,"29079",2.7,11041,1974,9999,"","","N","Distillate Fuel Oil","",{"$nulls":13},2.3000000000000003,2.3354529520972003,2.3354529520972003,2.3354529520972003,2.3354529520972003,{"$nulls":6},""]
["Chanute 3","7018_G_13",7018,"G","13",null,"Combustion Turbine","IC Engine","SPP_N","Kansas",20,"Neosho",133,"20133",5.9,11371,1991,9999,"","","N","Distillate Fuel Oil","",{"$nulls":13},3,2.3354529520972003,2.3354529520972003,2.3354529520972003,2.3354529520972003,{"$nulls":6},""]
["Whitehead","7028_G_K3",7028,"G","K3",null,"Combustion Turbine","IC Engine","WECC_UT","Utah",49,"UTAH",49,"49049",5.9,14313,2000,9999,"","","Y","Natural Gas","",{"$nulls":13},0.85,2.0543300185532067,2.0543300185532067,2.0543300185532067,2.0543300185532067,{"$nulls":6},""]
["Wrightsville Hydro Plant","7051_G_1",7051,"G","1",null,"Hydro","","NENGREST","Vermont",50,"Washington",23,"50023",0.1,0,1985,9999,"","","N","Hydro","",{"$nulls":14},0,0,0,0,{"$nulls":6},""]
["McIntosh","7063_G_1",7063,"G","1",null,"Combustion Turbine","Combustion Turbine","S_SOU","Alabama",1,"Washington",129,"01129",110,9758,1991,9999,"","","N","Natural Gas","",{"$nulls":14},0.2283008643883557,0.2283008643883557,0.2283008643883557,0.2283008643883557,{"$nulls":6},""]
["McIntosh","7063_G_2",7063,"G","2",null,"Combustion Turbine","Combustion Turbine","S_SOU","Alabama",1,"Washington",129,"01129",114,10745,1998,9999,"","","N","Natural Gas, Distillate Fuel Oil","",{"$nulls":3},"H2O",{"$nulls":9},0.006,0.061644280721637676,0.061644280721637676,0.061644280721637676,0.061644280721637676,{"$nulls":6},""]
["St George Red Rock","7080_G_1",7080,"G","1",null,"Combustion Turbine","IC Engine","WECC_UT","Utah",49,"Washington",53,"49053",7,10745,1987,9999,"","","N","Distillate Fuel Oil","",{"$nulls":13},0.85,2.3354529520972003,2.3354529520972003,2.3354529520972003,2.3354529520972003,{"$nulls":6},""]
["Hoist","7115_G_3",7115,"G","3",null,"Hydro","","MIS_WUMS","Michigan",26,"Marquette",103,"26103",1.3,0,1988,9999,"","","N","Hydro","",{"$nulls":14},0,0,0,0,{"$nulls":6},""]
["Bad Creek","7125_G_2",7125,"G","2",null,"Pumped Storage","","S_VACA","South Carolina",45,"Oconee",73,"45073",340,0,1991,9999,"","","N","Pumped Storage","",{"$nulls":14},0,0,0,0,{"$nulls":6},""]
["Pleasant Hill","7145_G_1",7145,"G","1",null,"Combustion Turbine","Combustion Turbine","MIS_MIDA","Iowa",19,"Polk",153,"19153",39,14874,1990,9999,"","","N","Natural Gas, Distillate Fuel Oil","",{"$nulls":13},0.5,0.1562,0.1562,0.1562,0.1562,{"$nulls":6},""]
["McManus","715_G_4E",715,"G","4E",null,"Combustion Turbine","Combustion Turbine","S_SOU","Georgia",13,"Glynn",127,"13127",46,19822,1972,9999,"","","N","Distillate Fuel Oil","",{"$nulls":13},0.8,0.4666949118421344,0.4666949118421344,0.4666949118421344,0.4666949118421344,{"$nulls":6},""]
["Woodsdale","7158_G_GT4",7158,"G","GT4",null,"Combustion Turbine","Combustion Turbine","PJM_West","Ohio",39,"Butler",17,"39017",77,25000,1992,9999,"","","N","Natural Gas","",{"$nulls":13},0.5,0.11332090019821281,0.11332090019821281,0.11332090019821281,0.11332090019821281,{"$nulls":6},""]
["Morgan Falls","717_G_5",717,"G","5",null,"Hydro","","S_SOU","Georgia",13,"Fulton",121,"13121",1.4,0,1903,9999,"","","N","Hydro","",{"$nulls":14},0,0,0,0,{"$nulls":6},""]
["Oliver Dam","720_G_1",720,"G","1",null,"Hydro","","S_SOU","Georgia",13,"Muscogee",215,"13215",17.7,0,1959,9999,"","","N","Hydro","",{"$nulls":14},0,0,0,0,{"$nulls":6},""]
["Black Butte","7229_G_1",7229,"G","1",null,"Hydro","","WEC_CALN","California",6,"Tehama",103,"06103",6.1,0,1988,9999,"","","N","Hydro","",{"$nulls":14},0,0,0,0,{"$nulls":6},""]
["Cane Island","7238_G_2A",7238,"G","2A",null,"Combined Cycle","","FRCC","Florida",12,"Osceola",97,"12097",39,9027,1995,9999,"","","N","Natural Gas, Distillate Fuel Oil","",{"$nulls":13},0.05,0.01612892259351036,0.01612892259351036,0.01612892259351036,0.01612892259351036,{"$nulls":6},""]
["Tugalo","725_G_4",725,"G","4",null,"Hydro","","S_SOU","Georgia",13,"Habersham",137,"13137",13,0,1924,9999,"","","N","Hydro","",{"$nulls":14},0,0,0,0,{"$nulls":6},""]
["Paris","7270_G_2",7270,"G","2",null,"Combustion Turbine","Combustion Turbine","MIS_WUMS","Wisconsin",55,"Kenosha",59,"55059",88,14384,1995,9999,"","","N","Natural Gas, Distillate Fuel Oil","",{"$nulls":13},0.052,0.07903965455723024,0.07903965455723024,0.07903965455723024,0.07903965455723024,{"$nulls":6},""]
["Lincoln Combustion","7277_G_7",7277,"G","7",null,"Combustion Turbine","Combustion Turbine","S_VACA","North Carolina",37,"Lincoln",109,"37109",79,12476,1995,9999,"","","N","Natural Gas, Distillate Fuel Oil","",{"$nulls":13},2.3000000000000003,0.09980462234277378,0.09980462234277378,0.09980462234277378,0.09980462234277378,{"$nulls":6},""]
["State Line Combined Cycle","7296_G_2-1",7296,"G","2-1",null,"Combined Cycle","","SPP_N","Missouri",29,"Jasper",97,"29097",161,7322,2001,9999,"","","N","Natural Gas","",{"$nulls":4},"SCR",{"$nulls":9},0.01451926738046739,0.01451926738046739,0.01451926738046739,0.01451926738046739,{"$nulls":6},""]
["Redding Power","7307_G_1",7307,"G","1",null,"Combustion Turbine","Combustion Turbine","WEC_CALN","California",6,"Shasta",89,"06089",15,15242,1996,9999,"","","N","Natural Gas","",{"$nulls":13},0.74,0.0267,0.0267,0.0267,0.0267,{"$nulls":6},""]
["Redding Power","7307_G_2",7307,"G","2",null,"Combustion Turbine","Combustion Turbine","WEC_CALN","California",6,"Shasta",89,"06089",23,15242,1996,9999,"","","N","Natural Gas","",{"$nulls":13},0.74,0.0267,0.0267,0.0267,0.0267,{"$nulls":6},""]
["Richmond","7335_G_RCT2",7335,"G","RCT2",null,"Combustion Turbine","Combustion Turbine","PJM_West","Indiana",18,"Wayne",177,"18177",34,13183,1992,9999,"","","N","Natural Gas, Distillate Fuel Oil","",{"$nulls":13},1.6,0.11818265579415854,0.11818265579415854,0.11818265579415854,0.11818265579415854,{"$nulls":6},""]
["United Hospital","7378_G_1",7378,"G","1",null,"Combustion Turbine","IC Engine","MIS_MNWI","Minnesota",27,"Ramsey",123,"27123",1.6,12774,1992,9999,"","","N","Distillate Fuel Oil","",{"$nulls":13},2,2.3354529520972003,2.3354529520972003,2.3354529520972003,2.3354529520972003,{"$nulls":6},""]
["Midulla Generating Station","7380_G_GT5",7380,"G","GT5",null,"Combustion Turbine","Combustion Turbine","FRCC","Florida",12,"Hardee",49,"12049",54,11547,2006,9999,"","","N","Natural Gas, Distillate Fuel Oil","",{"$nulls":13},0.8,0.08081698314242604,0.08081698314242604,0.08081698314242604,0.08081698314242604,{"$nulls":6},""]
["Front Street","7396_G_3",7396,"G","3",null,"Combustion Turbine","IC Engine","NENGREST","Massachusetts",25,"HAMPDEN",13,"25013",2.8,10745,1978,9999,"","","N","Distillate Fuel Oil","",{"$nulls":13},0.7890867906976743,2.3354529520972003,2.3354529520972003,2.3354529520972003,2.3354529520972003,{"$nulls":6},""]
["Shelbina Power #2","7406_G_G6",7406,"G","G6",null,"Combustion Turbine","IC Engine","MIS_MO","Missouri",29,"Shelby",205,"29205",1.8,11147,1999,9999,"","","N","Distillate Fuel Oil","",{"$nulls":13},2.3000000000000003,2.3354529520972003,2.3354529520972003,2.3354529520972003,2.3354529520972003,{"$nulls":6},""]
["Oxford","7432_G_1A",7432,"G","1A",null,"Combustion Turbine","IC Engine","SPP_N","Kansas",20,"Sumner",191,"20191",1.6,12774,1999,9999,"","","N","Distillate Fuel Oil","",{"$nulls":13},3,2.3354529520972003,2.3354529520972003,2.3354529520972003,2.3354529520972003,{"$nulls":6},""]
["VMEA Peaking Gen","7441_G_V1",7441,"G","V1",null,"Combustion Turbine","IC Engine","PJM_Dom","Virginia",51,"Prince William",153,"51153",1.5,10745,1992,9999,"","","N","Distillate Fuel Oil","",{"$nulls":13},1.06,2.3354529520972003,2.3354529520972003,2.3354529520972003,2.3354529520972003,{"$nulls":6},""]
["Alameda","7450_G_2",7450,"G","2",null,"Combustion Turbine","Combustion Turbine","WEC_CALN","California",6,"Alameda",1,"06001",21.8,17010,1986,9999,"","","N","Natural Gas, Distillate Fuel Oil","",{"$nulls":13},0.74,0.0217,0.0217,0.0217,0.0217,{"$nulls":6},""]
["North Road Peak","7479_G_EAST",7479,"G","EAST",null,"Combustion Turbine","IC Engine","S_VACA","South Carolina",45,"Orangeburg",75,"45075",6.5,12320,1987,9999,"","","N","Distillate Fuel Oil","",{"$nulls":13},3.5,2.3354529520972003,2.3354529520972003,2.3354529520972003,2.3354529520972003,{"$nulls":6},""]
["Fergus Control Ctr","7505_G_1",7505,"G","1",null,"Combustion Turbine","IC Engine","MIS_MAPP","Minnesota",27,"Otter Tail",111,"27111",2,10745,1995,9999,"","","N","Distillate Fuel Oil","",{"$nulls":14},2.3354529520972003,2.3354529520972003,2.3354529520972003,2.3354529520972003,{"$nulls":6},""]
["Carson Ice-Gen Project","7527_G_2",7527,"G","2",null,"Combined Cycle","","WEC_CALN","California",6,"Sacramento",67,"06067",16.6,9732,1995,9999,"","","Y","Natural Gas","",{"$nulls":4},"SCR",{"$nulls":9},0.007440877692107727,0.007440877692107727,0.007440877692107727,0.007440877692107727,{"$nulls":6},""]
["Ponca City","7546_G_4",7546,"G","4",null,"Combustion Turbine","Combustion Turbine","SPP_WEST","Oklahoma",40,"Kay",71,"40071",44,10745,2003,9999,"","","N","Natural Gas","",{"$nulls":13},0.8,0.0722,0.0722,0.0722,0.0722,{"$nulls":6},""]
["SCA Cogen 2","7551_G_CT1B",7551,"G","CT1B",null,"Combined Cycle","","WEC_CALN","California",6,"Sacramento",67,"06067",48,7659,1997,9999,"","","Y","Natural Gas","",{"$nulls":4},"SCR",{"$nulls":9},0.007692425054884707,0.007692425054884707,0.007692425054884707,0.007692425054884707,{"$nulls":6},""]
["H M Jackson","7588_G_3",7588,"G","3",null,"Hydro","","WECC_PNW","Washington",53,"Snohomish",61,"53061",7,0,1984,9999,"","","N","Hydro","",{"$nulls":14},0,0,0,0,{"$nulls":6},""]
["Walter F George","761_G_2",761,"G","2",null,"Hydro","","S_SOU","Georgia",13,"Clay",61,"13061",42,0,1963,9999,"","","N","Hydro","",{"$nulls":14},0,0,0,0,{"$nulls":6},""]
["Walter F George","761_G_3",761,"G","3",null,"Hydro","","S_SOU","Georgia",13,"Clay",61,"13061",42,0,1963,9999,"","","N","Hydro","",{"$nulls":14},0,0,0,0,{"$nulls":6},""]
["General Electric Plastic","7698_G_2",7698,"G","2",null,"Combined Cycle","","S_SOU","Alabama",1,"Lowndes",85,"01085",12,11640,1999,9999,"","","Y","Natural Gas","",{"$nulls":13},0.0006,0.025623380676272376,0.025623380676272376,0.025623380676272376,0.025623380676272376,{"$nulls":6},""]
["H Allen Franklin Combined Cycle","7710_G_CT3A",7710,"G","CT3A",null,"Combined Cycle","","S_SOU","Alabama",1,"Lee",81,"01081",185,7123,2008,9999,"","","N","Natural Gas","",{"$nulls":4},"SCR",{"$nulls":8},0.0006,0.01139021652611421,0.01139021652611421,0.01139021652611421,0.01139021652611421,{"$nulls":6},""]
["Coffin Butte","7725_G_1",7725,"G","1",null,"Landfill Gas","","WECC_PNW","Oregon",41,"BENTON",3,"41003",0.8,13500,1995,9999,"","","N","Landfill Gas","",{"$nulls":14},0.04394744404747715,0.04394744404747715,0.04394744404747715,0.04394744404747715,{"$nulls":6},""]
["South Plant","7758_G_3",7758,"G","3",null,"Combustion Turbine","IC Engine","MIS_MIDA","Iowa",19,"Bremer",17,"19017",1.9,10745,2000,9999,"","","N","Distillate Fuel Oil","",{"$nulls":13},1.406,2.3354529520972003,2.3354529520972003,2.3354529520972003,2.3354529520972003,{"$nulls":6},""]
["MPC Generating","7764_G_2",7764,"G","2",null,"Combustion Turbine","Combustion Turbine","S_SOU","Georgia",13,"Walton",297,"13297",158,11125,2001,9999,"","","N","Natural Gas, Distillate Fuel Oil","",{"$nulls":13},0.0515,0.11450892325494419,0.11450892325494419,0.11450892325494419,0.11450892325494419,{"$nulls":6},""]
["1515 S Caron Road","7770_G_GT1",7770,"G","GT1",null,"Combustion Turbine","Combustion Turbine","PJM_COMD","Illinois",17,"Ogle",141,"17141",3,13180,2000,9999,"","","N","Natural Gas","",{"$nulls":13},1,0.15575284946570486,0.15575284946570486,0.15575284946570486,0.15575284946570486,{"$nulls":6},""]
["Dover Peaking","7777_G_3",7777,"G","3",null,"Combustion Turbine","IC Engine","PJM_West","Ohio",39,"Tuscarawas",157,"39157",1.8,10745,1999,9999,"","","N","Distillate Fuel Oil","",{"$nulls":13},0.5,2.3354529520972003,2.3354529520972003,2.3354529520972003,2.3354529520972003,{"$nulls":6},""]
["Abiquiu Dam","7789_G_2",7789,"G","2",null,"Hydro","","WECC_NM","New Mexico",35,"Rio Arriba",39,"35039",6.9,0,1989,9999,"","","N","Hydro","",{"$nulls":14},0,0,0,0,{"$nulls":6},""]
["Richmond","7805_G_001",7805,"G","001",null,"Combustion Turbine","Combustion Turbine","S_VACA","North Carolina",37,"Richmond",153,"37153",162,10987,2001,9999,"","","N","Natural Gas","",{"$nulls":13},2.3000000000000003,0.03766707417558121,0.03766707417558121,0.03766707417558121,0.03766707417558121,{"$nulls":6},""]
["Hamilton Hydro","7807_G_3",7807,"G","3",null,"Hydro","","PJM_West","Ohio",39,"Butler",17,"39017",1,0,1994,9999,"","","N","Hydro","",{"$nulls":14},0,0,0,0,{"$nulls":6},""]
["Big Quinnesec 61","7821_G_4",7821,"G","4",null,"Hydro","","MIS_WUMS","Michigan",26,"Dickinson",43,"26043",0.1,0,1914,9999,"","","N","Hydro","",{"$nulls":14},0,0,0,0,{"$nulls":6},""]
["Rowan","7826_G_STG",7826,"G","STG",null,"Combined Cycle","","S_VACA","North Carolina",37,"Rowan",159,"37159",152,7503,2003,9999,"","","N","Natural Gas","",{"$nulls":4},"SCR",{"$nulls":9},0.01212900891703544,0.01212900891703544,0.01212900891703544,0.01212900891703544,{"$nulls":6},""]
["NAEA Rock Springs LLC","7835_G_3",7835,"G","3",null,"Combustion Turbine","Combustion Turbine","PJM_EMAC","Maryland",24,"Cecil",15,"24015",164,10745,2003,9999,"","","N","Natural Gas","",{"$nulls":13},0.3,0.03474570033422767,0.03474570033422767,0.03474570033422767,0.03474570033422767,{"$nulls":6},""]
["Ladysmith","7839_G_4",7839,"G","4",null,"Combustion Turbine","Combustion Turbine","PJM_Dom","Virginia",51,"Caroline",33,"51033",160,10873,2008,9999,"","","N","Natural Gas, Distillate Fuel Oil","",{"$nulls":14},0.031021263313556834,0.031021263313556834,0.031021263313556834,0.031021263313556834,{"$nulls":6},""]
["Lagoon Creek","7845_G_GT6",7845,"G","GT6",null,"Combustion Turbine","Combustion Turbine","S_C_TVA","Tennessee",47,"Haywood",75,"47075",79,11980,2001,9999,"","","N","Natural Gas, Distillate Fuel Oil","",{"$nulls":13},5,0.02308304737993869,0.02308304737993869,0.02308304737993869,0.02308304737993869,{"$nulls":6},""]
["Lagoon Creek","7845_G_GT7",7845,"G","GT7",null,"Combustion Turbine","Combustion Turbine","S_C_TVA","Tennessee",47,"Haywood",75,"47075",79,11980,2001,9999,"","","N","Natural Gas, Distillate Fuel Oil","",{"$nulls":13},5,0.02637950789377461,0.02637950789377461,0.02637950789377461,0.02637950789377461,{"$nulls":6},""]
["Knoxville Industrial","7849_G_4",7849,"G","4",null,"Combustion Turbine","IC Engine","MIS_MIDA","Iowa",19,"Marion",125,"19125",2,12774,2000,9999,"","","N","Distillate Fuel Oil","",{"$nulls":13},0.05,2.3354529520972003,2.3354529520972003,2.3354529520972003,2.3354529520972003,{"$nulls":6},""]
["Waterloo Lundquist","7851_G_9",7851,"G","9",null,"Combustion Turbine","IC Engine","MIS_MIDA","Iowa",19,"Black Hawk",13,"19013",2,12774,2000,9999,"","","N","Distillate Fuel Oil","",{"$nulls":13},0.05,2.3354529520972003,2.3354529520972003,2.3354529520972003,2.3354529520972003,{"$nulls":6},""]
["MEPI GT Facility","7858_G_3",7858,"G","3",null,"Combustion Turbine","Combustion Turbine","MIS_IL","Illinois",17,"Massac",127,"17127",55,14121,1974,9999,"","","N","Natural Gas","",{"$nulls":13},1,0.1199,0.1199,0.1199,0.1199,{"$nulls":6},""]
["Robert P Mone Plant","7872_G_1",7872,"G","1",null,"Combustion Turbine","Combustion Turbine","PJM_West","Ohio",39,"Van Wert",161,"39161",149,12219,2002,9999,"","","N","Natural Gas, Distillate Fuel Oil","",{"$nulls":13},0.05,0.03772288376652519,0.03772288376652519,0.03772288376652519,0.03772288376652519,{"$nulls":6},""]
["Edgerton","7874_G_2",7874,"G","2",null,"Combustion Turbine","IC Engine","PJM_West","Ohio",39,"Williams",171,"39171",1.8,10745,2000,9999,"","","N","Distillate Fuel Oil","",{"$nulls":13},0.5,2.3354529520972003,2.3354529520972003,2.3354529520972003,2.3354529520972003,{"$nulls":6},""]
["Terry Bundy Generating Station","7887_G_1",7887,"G","1",null,"Combined Cycle","","SPP_NEBR","Nebraska",31,"Lancaster",109,"31109",26,9032,2004,9999,"","","N","Natural Gas, Distillate Fuel Oil","",{"$nulls":4},"SCR",{"$nulls":9},0.03728888822233295,0.03728888822233295,0.03728888822233295,0.03728888822233295,{"$nulls":6},""]
["Sand Hill","7900_G_SH2",7900,"G","SH2",null,"Combustion Turbine","Combustion Turbine","ERC_REST","Texas",48,"Travis",453,"48453",47,10745,2001,9999,"","","N","Natural Gas","",{"$nulls":4},"SCR",{"$nulls":8},3,0.022394357183095192,0.022394357183095192,0.022394357183095192,0.022394357183095192,{"$nulls":6},""]
["Canyon","791_G_1",791,"G","1",null,"Hydro","","ERC_REST","Texas",48,"Comal",91,"48091",3,0,1989,9999,"","","N","Hydro","",{"$nulls":14},0,0,0,0,{"$nulls":6},""]
["Chattahoochee Energy Facility","7917_G_1",7917,"G","1",null,"Combined Cycle","","S_SOU","Georgia",13,"Heard",149,"13149",146,7377,2003,9999,"","","N","Natural Gas","",{"$nulls":4},"SCR",{"$nulls":9},0.011484697882549058,0.011484697882549058,0.011484697882549058,0.011484697882549058,{"$nulls":6},""]
["Albertville","7924_G_DG3",7924,"G","DG3",null,"Combustion Turbine","IC Engine","S_C_TVA","Alabama",1,"Marshall",95,"01095",0.9,12774,2000,9999,"","","N","Distillate Fuel Oil","",{"$nulls":13},4,2.3354529520972003,2.3354529520972003,2.3354529520972003,2.3354529520972003,{"$nulls":6},""]
["West Gardner","7929_G_3",7929,"G","3",null,"Combustion Turbine","Combustion Turbine","SPP_N","Kansas",20,"Johnson",91,"20091",77,13822,2003,9999,"","","N","Natural Gas","",{"$nulls":13},3,0.02135885719004815,0.02135885719004815,0.02135885719004815,0.02135885719004815,{"$nulls":6},""]
["Trenton South","7935_G_5",7935,"G","5",null,"Combustion Turbine","IC Engine","MIS_MO","Missouri",29,"GRUNDY",79,"29079",2,10972,2004,9999,"","","N","Distillate Fuel Oil","",{"$nulls":13},2.3000000000000003,2.3354529520972003,2.3354529520972003,2.3354529520972003,2.3354529520972003,{"$nulls":6},""]
["Diamond Valley Lake","7942_G_7",7942,"G","7",null,"Hydro","","WECC_SCE","California",6,"Riverside",65,"06065",2.5,0,2001,9999,"","","N","Hydro","",{"$nulls":14},0,0,0,0,{"$nulls":6},""]
["Elk City Station","7955_G_1",7955,"G","1",null,"Landfill Gas","","SPP_NEBR","Nebraska",31,"Douglas",55,"31055",0.8,13500,2002,9999,"","","N","Landfill Gas","",{"$nulls":14},0.04394744404747715,0.04394744404747715,0.04394744404747715,0.04394744404747715,{"$nulls":6},""]
["Peno Creek","7964_G_GT1",7964,"G","GT1",null,"Combustion Turbine","Combustion Turbine","MIS_MO","Missouri",29,"Pike",163,"29163",47,10745,2002,9999,"","","N","Natural Gas, Distillate Fuel Oil","",{"$nulls":13},0.05,0.09452775980030483,0.09452775980030483,0.09452775980030483,0.09452775980030483,{"$nulls":6},""]
["Peno Creek","7964_G_GT2",7964,"G","GT2",null,"Combustion Turbine","Combustion Turbine","MIS_MO","Missouri",29,"Pike",163,"29163",47,10745,2002,9999,"","","N","Natural Gas, Distillate Fuel Oil","",{"$nulls":13},0.05,0.0834912854881232,0.0834912854881232,0.0834912854881232,0.0834912854881232,{"$nulls":6},""]
["Pella Peaking","7971_G_5",7971,"G","5",null,"Combustion Turbine","IC Engine","MIS_MIDA","Iowa",19,"Marion",125,"19125",1.8,10885,2003,9999,"","","N","Distillate Fuel Oil","",{"$nulls":13},0.1496,2.3354529520972003,2.3354529520972003,2.3354529520972003,2.3354529520972003,{"$nulls":6},""]
["Granite Falls 2","7977_G_3",7977,"G","3",null,"Combustion Turbine","IC Engine","MIS_MNWI","Minnesota",27,"YELLOW MEDICINE",173,"27173",2,10745,2003,9999,"","","N","Distillate Fuel Oil","",{"$nulls":14},2.3354529520972003,2.3354529520972003,2.3354529520972003,2.3354529520972003,{"$nulls":6},""]
["Mill Creek","7981_G_5",7981,"G","5",null,"Combustion Turbine","Combustion Turbine","S_VACA","South Carolina",45,"Cherokee",21,"45021",74,12816,2003,9999,"","","N","Natural Gas, Distillate Fuel Oil","",{"$nulls":13},3.5,0.029011770939539747,0.029011770939539747,0.029011770939539747,0.029011770939539747,{"$nulls":6},""]
["Sylvarena","7989_G_3",7989,"G","3",null,"Combustion Turbine","Combustion Turbine","S_SOU","Mississippi",28,"Smith",129,"28129",43,10827,2003,9999,"","","N","Natural Gas","",{"$nulls":13},4.8,0.08208511470605696,0.08208511470605696,0.08208511470605696,0.08208511470605696,{"$nulls":6},""]
["Winston","7997_G_WD06",7997,"G","WD06",null,"Combustion Turbine","IC Engine","FRCC","Florida",12,"Polk",105,"12105",2.5,12774,2001,9999,"","","N","Distillate Fuel Oil","",{"$nulls":14},2.3354529520972003,2.3354529520972003,2.3354529520972003,2.3354529520972003,{"$nulls":6},""]
["Tri Cities","7998_G_TC3",7998,"G","TC3",null,"Landfill Gas","","WECC_AZ","Arizona",4,"Maricopa",13,"04013",0.8,13500,2001,9999,"","","N","Landfill Gas","",{"$nulls":14},0.04394744404747715,0.04394744404747715,0.04394744404747715,0.04394744404747715,{"$nulls":6},""]
["Bear Swamp","8005_G_GEN1",8005,"G","GEN1",null,"Pumped Storage","","NENGREST","Massachusetts",25,"Berkshire",3,"25003",300,0,1974,9999,"","","N","Pumped Storage","",{"$nulls":14},0,0,0,0,{"$nulls":6},""]
["Croydon CT Generating Station","8012_G_42",8012,"G","42",null,"Combustion Turbine","Combustion Turbine","PJM_EMAC","Pennsylvania",42,"Bucks",17,"42017",49,13865,1974,9999,"","","N","Distillate Fuel Oil","",{"$nulls":13},1,0.5980418177338167,0.5980418177338167,0.5980418177338167,0.5980418177338167,{"$nulls":6},""]
["Hartzog","8026_G_2",8026,"G","2",null,"Combustion Turbine","Combustion Turbine","WECC_WY","Wyoming",56,"Campbell",5,"56005",5,12683,2002,9999,"","","N","Natural Gas","",{"$nulls":13},0.8,0.18366846931454198,0.18366846931454198,0.18366846931454198,0.18366846931454198,{"$nulls":6},""]
["Emery Station","8031_G_12",8031,"G","12",null,"Combined Cycle","","MIS_IA","Iowa",19,"Cerro Gordo",33,"19033",173.4,7357,2004,9999,"","","N","Natural Gas, Distillate Fuel Oil","",{"$nulls":4},"SCR",{"$nulls":8},0.0022,0.019178540345806166,0.019178540345806166,0.019178540345806166,0.019178540345806166,{"$nulls":6},""]
["Intercession City","8049_G_P4",8049,"G","P4",null,"Combustion Turbine","Combustion Turbine","FRCC","Florida",12,"Osceola",97,"12097",47,12954,1974,9999,"","","N","Distillate Fuel Oil","",{"$nulls":13},0.501119115,0.6108274812239205,0.6108274812239205,0.6108274812239205,0.6108274812239205,{"$nulls":6},""]
["Charles E Monty","805_G_M2",805,"G","M2",null,"Hydro","","NENG_ME","Maine",23,"Androscoggin",1,"23001",14,0,1990,9999,"","","N","Hydro","",{"$nulls":14},0,0,0,0,{"$nulls":6},""]
["Beaver","8073_G_4",8073,"G","4",null,"Combined Cycle","","WECC_PNW","Oregon",41,"Columbia",9,"41009",54,10038,1974,9999,"","","N","Natural Gas, Distillate Fuel Oil","",{"$nulls":14},0.21310055260228902,0.21310055260228902,0.21310055260228902,0.21310055260228902,{"$nulls":6},""]
["Springfield","8100_G_IC5",8100,"G","IC5",null,"Combustion Turbine","IC Engine","WECC_CO","Colorado",8,"BACA",9,"08009",0.8,12630,1960,9999,"","","N","Natural Gas, Distillate Fuel Oil","",{"$nulls":13},1.2,2.3354529520972003,2.3354529520972003,2.3354529520972003,2.3354529520972003,{"$nulls":6},""]
["Stanberry","8110_G_2",8110,"G","2",null,"Combustion Turbine","IC Engine","MIS_MO","Missouri",29,"Gentry",75,"29075",1.1,12774,1967,9999,"","","N","Natural Gas, Distillate Fuel Oil","",{"$nulls":13},2.3000000000000003,2.0543300185532067,2.0543300185532067,2.0543300185532067,2.0543300185532067,{"$nulls":6},""]
["Stanberry","8110_G_IC5",8110,"G","IC5",null,"Combustion Turbine","IC Engine","MIS_MO","Missouri",29,"Gentry",75,"29075",0.3,12774,1958,9999,"","","N","Distillate Fuel Oil","",{"$nulls":13},2.3000000000000003,2.3354529520972003,2.3354529520972003,2.3354529520972003,2.3354529520972003,{"$nulls":6},""]
["Thousand Springs","820_G_3",820,"G","3",null,"Hydro","","WECC_ID","Idaho",16,"Gooding",47,"16047",6.4,0,1920,9999,"","","N","Hydro","",{"$nulls":14},0,0,0,0,{"$nulls":6},""]
["Ashton","825_G_3",825,"G","3",null,"Hydro","","WECC_ID","Idaho",16,"Fremont",43,"16043",2.2,0,1925,9999,"","","N","Hydro","",{"$nulls":14},0,0,0,0,{"$nulls":6},""]
["Post Falls","835_G_5",835,"G","5",null,"Hydro","","WECC_PNW","Idaho",16,"Kootenai",55,"16055",2.9,0,1908,9999,"","","N","Hydro","",{"$nulls":14},0,0,0,0,{"$nulls":6},""]
["Albeni Falls","851_G_2",851,"G","2",null,"Hydro","","WECC_PNW","Idaho",16,"Bonner",17,"16017",14,0,1955,9999,"","","N","Hydro","",{"$nulls":14},0,0,0,0,{"$nulls":6},""]
["Fisk Street","886_G_312",886,"G","312",null,"Combustion Turbine","Combustion Turbine","PJM_COMD","Illinois",17,"Cook",31,"17031",23.7,18656,1968,9999,"","","N","Distillate Fuel Oil","",{"$nulls":13},1,1.2004,1.2004,1.2004,1.2004,{"$nulls":6},""]
["Astoria Generating Station","8906_G_1",8906,"G","1",null,"Combustion Turbine","Combustion Turbine","NY_Z_J","New York",36,"Queens",81,"36081",14.4,18437,1967,9999,"","","N","Natural Gas","",{"$nulls":14},0.222449615,0.222449615,0.222449615,0.222449615,{"$nulls":6},""]
["Cherry Street","9038_G_12",9038,"G","12",null,"Combustion Turbine","IC Engine","NENGREST","Massachusetts",25,"MIDDLESEX",17,"25017",4.9,11070,1972,9999,"","","N","Natural Gas, Distillate Fuel Oil","",{"$nulls":13},0.7890867906976743,2.3354529520972003,2.3354529520972003,2.3354529520972003,2.3354529520972003,{"$nulls":6},""]
["Bushnell","935_G_1",935,"G","1",null,"Combustion Turbine","IC Engine","MIS_IL","Illinois",17,"McDonough",109,"17109",0.2,10745,1940,9999,"","","N","Distillate Fuel Oil","",{"$nulls":13},1,2.3354529520972003,2.3354529520972003,2.3354529520972003,2.3354529520972003,{"$nulls":6},""]
["Carmi","937_G_6",937,"G","6",null,"Combustion Turbine","IC Engine","MIS_IL","Illinois",17,"White",193,"17193",0.5,10902,1939,9999,"","","N","Distillate Fuel Oil","",{"$nulls":13},1,2.3354529520972003,2.3354529520972003,2.3354529520972003,2.3354529520972003,{"$nulls":6},""]
["Freeburg","943_G_4",943,"G","4",null,"Combustion Turbine","IC Engine","MIS_IL","Illinois",17,"St. Clair",163,"17163",1,14408,1959,9999,"","","N","Distillate Fuel Oil","",{"$nulls":13},1,2.3354529520972003,2.3354529520972003,2.3354529520972003,2.3354529520972003,{"$nulls":6},""]
["Highland","946_G_IC3",946,"G","IC3",null,"Combustion Turbine","IC Engine","MIS_IL","Illinois",17,"Madison",119,"17119",1.6,10745,1993,9999,"","","N","Distillate Fuel Oil","",{"$nulls":13},1,2.3354529520972003,2.3354529520972003,2.3354529520972003,2.3354529520972003,{"$nulls":6},""]
["Marshall","949_G_12",949,"G","12",null,"Combustion Turbine","IC Engine","MIS_IL","Illinois",17,"Clark",23,"17023",1.8,10745,2007,9999,"","","N","Distillate Fuel Oil","",{"$nulls":14},2.3354529520972003,2.3354529520972003,2.3354529520972003,2.3354529520972003,{"$nulls":6},""]
["Princeton","957_G_3",957,"G","3",null,"Combustion Turbine","IC Engine","MIS_IL","Illinois",17,"Bureau",11,"17011",3.4,10745,1965,9999,"","","N","Natural Gas, Distillate Fuel Oil","",{"$nulls":13},1,2.0543300185532067,2.0543300185532067,2.0543300185532067,2.0543300185532067,{"$nulls":6},""]
["Rantoul","958_G_7",958,"G","7",null,"Combustion Turbine","IC Engine","MIS_IL","Illinois",17,"Champaign",19,"17019",4.7,10745,1967,9999,"","","N","Distillate Fuel Oil","",{"$nulls":14},2.3354529520972003,2.3354529520972003,2.3354529520972003,2.3354529520972003,{"$nulls":6},""]
["South Main Street","961_G_1",961,"G","1",null,"Combustion Turbine","IC Engine","PJM_COMD","Illinois",17,"Ogle",141,"17141",1.6,18000,1967,9999,"","","N","Natural Gas, Distillate Fuel Oil","",{"$nulls":13},1,2.0543300185532067,2.0543300185532067,2.0543300185532067,2.0543300185532067,{"$nulls":6},""]
["South Main Street","961_G_2",961,"G","2",null,"Combustion Turbine","IC Engine","PJM_COMD","Illinois",17,"Ogle",141,"17141",2,18000,1967,9999,"","","N","Natural Gas, Distillate Fuel Oil","",{"$nulls":13},1,2.0543300185532067,2.0543300185532067,2.0543300185532067,2.0543300185532067,{"$nulls":6},""]
["Winnetka","972_G_9",972,"G","9",null,"Combustion Turbine","IC Engine","PJM_COMD","Illinois",17,"Cook",31,"17031",2.6,10745,1979,9999,"","","N","Distillate Fuel Oil","",{"$nulls":13},1,2.3354529520972003,2.3354529520972003,2.3354529520972003,2.3354529520972003,{"$nulls":6},""]
["Cabot Holyoke","9864_G_3",9864,"G","3",null,"Hydro","","NENGREST","Massachusetts",25,"Hampden",13,"25013",0.3,0,1939,9999,"","","N","Hydro","",{"$nulls":14},0,0,0,0,{"$nulls":6},""]
["Harding Street","990_G_GT2",990,"G","GT2",null,"Combustion Turbine","Combustion Turbine","MIS_INKY","Indiana",18,"Marion",97,"18097",20,14710,1973,9999,"","","N","Distillate Fuel Oil","",{"$nulls":13},0.35000000000000003,0.38083112985036566,0.38083112985036566,0.38083112985036566,0.38083112985036566,{"$nulls":6},""]
["Oakdale","999_G_1",999,"G","1",null,"Hydro","","MIS_INKY","Indiana",18,"Carroll",15,"18015",2.9,0,1925,9999,"","","N","Hydro","",{"$nulls":14},0,0,0,0,{"$nulls":6},""]
["Commerce Refuse To Energy","10090_B_SMB001",10090,"B","SMB001",null,"Municipal Solid Waste","","WECC_SCE","California",6,"Los Angeles",37,"06037",9,15050,1986,9999,"","","N","MSW","Wet Scrubber",null,98,98,null,"SNCR",{"$nulls":9},0.161692308,0.161692308,0.161692308,0.161692308,0.08,0.08,0.08,{"$nulls":3},""]
["Pensacola Florida Plant","10416_B_BO5",10416,"B","BO5",null,"O/G Steam","","S_SOU","Florida",12,"Escambia",33,"12033",2.7,8300,1953,9999,"","","Y","Natural Gas","",{"$nulls":14},0.18034418708324207,0.18034418708324207,0.18034418708324207,0.18034418708324207,{"$nulls":6},""]
["SEGS V","10441_B_5U100",10441,"B","5U100",null,"Solar Thermal","","WECC_SCE","California",6,"San Bernardino",71,"06071",36,9760,1987,9999,"","","N","Solar","",{"$nulls":14},0,0,0,0,{"$nulls":6},""]
["Wheelabrator Hudson Falls","10503_B_SG201A",10503,"B","SG201A",null,"Municipal Solid Waste","","NY_Z_F","New York",36,"Washington",115,"36115",5.8,21387,1991,9999,"","","N","MSW","Dry Scrubber",null,95,95,{"$nulls":11},0.52,0.52,0.52,0.52,0.08,0.08,0.08,{"$nulls":3},""]
["Burney Forest Products","10652_B_BLR1",10652,"B","BLR1",null,"Biomass","","WEC_CALN","California",6,"Shasta",89,"06089",15.5,15865,1989,9999,"","","Y","Biomass","",{"$nulls":4},"SNCR",{"$nulls":9},0.22926295483445053,0.22926295483445053,0.22926295483445053,0.22926295483445053,{"$nulls":6},""]
["Hopewell Power Station","10771_B_1",10771,"B","1",null,"Biomass","","PJM_Dom","Virginia",51,"HOPEWELL",670,"51670",32,12449,1992,9999,"stoker/SPR","dry","N","Biomass","Dry Scrubber",null,92,92,null,"SNCR",{"$nulls":8},0.162,0.3034254180807699,0.3034254180807699,0.3034254180807699,0.3034254180807699,0.05,0.05,0.05,{"$nulls":3},""]
["Biomass One LP","10869_B_SOUTH",10869,"B","SOUTH",null,"Biomass","","WECC_PNW","Oregon",41,"Jackson",29,"41029",14,12056,1985,9999,"","","Y","Biomass","",{"$nulls":14},0.22926295483445053,0.22926295483445053,0.22926295483445053,0.22926295483445053,{"$nulls":6},""]
["Murray Gill","1242_B_4",1242,"B","4",null,"O/G Steam","","SPP_N","Kansas",20,"Sedgwick",173,"20173",95,13814,1959,9999,"","","N","Natural Gas","",{"$nulls":13},3,0.36686373510366954,0.36686373510366954,0.36686373510366954,0.36686373510366954,{"$nulls":6},""]
["Willow Glen","1394_B_2",1394,"B","2",null,"O/G Steam","","S_D_REST","Louisiana",22,"Iberville",47,"22047",195,13793,1964,9999,"","","N","Natural Gas","",{"$nulls":13},5.260578604651162,0.14428538393413798,0.14428538393413798,0.14428538393413798,0.14428538393413798,{"$nulls":6},""]
["Arsenal Hill","1416_B_5A",1416,"B","5A",null,"O/G Steam","","SPP_WEST","Louisiana",22,"Caddo",17,"22017",116,14500,1960,9999,"","","N","Natural Gas","",{"$nulls":14},0.09121801706815774,0.09121801706815774,0.09121801706815774,0.09121801706815774,{"$nulls":6},""]
["Big Cajun 1","1464_B_1B1",1464,"B","1B1",null,"O/G Steam","","S_D_REST","Louisiana",22,"Pointe Coupee",77,"22077",110,12574,1972,9999,"","","N","Natural Gas","",{"$nulls":13},0.8,0.3928028790780392,0.3928028790780392,0.3928028790780392,0.3928028790780392,{"$nulls":6},""]
["Big Cajun 1","1464_B_1B2",1464,"B","1B2",null,"O/G Steam","","S_D_REST","Louisiana",22,"Pointe Coupee",77,"22077",110,13416,1972,9999,"","","N","Natural Gas","",{"$nulls":13},0.8,0.3244,0.3244,0.3244,0.3244,{"$nulls":6},""]
["M L Hibbard","1897_B_4",1897,"B","4",null,"Biomass","","MIS_MNWI","Minnesota",27,"st. Louis",137,"27137",34,19265,1988,9999,"","","Y","Biomass","",{"$nulls":13},1.17,0.31711282144475156,0.31711282144475156,0.31711282144475156,0.31711282144475156,{"$nulls":6},""]
["Wilmarth","1934_B_1",1934,"B","1",null,"Municipal Solid Waste","","MIS_MNWI","Minnesota",27,"Blue Earth",13,"27013",9,16820,1948,9999,"","","N","MSW","Wet Scrubber",null,70,70,{"$nulls":11},0.54,0.54,0.54,0.54,0.08,0.08,0.08,{"$nulls":3},""]
["Baxter Wilson","2050_B_2",2050,"B","2",null,"O/G Steam","","S_D_REST","Mississippi",28,"Warren",149,"28149",676,11914,1971,9999,"","","N","Natural Gas, Residual Fuel Oil","",{"$nulls":13},3.2,0.3459137506323412,0.3459137506323412,0.3459137506323412,0.3459137506323412,{"$nulls":6},""]
["Lake Road","2098_B_8",2098,"B","8",null,"O/G Steam","","SPP_N","Missouri",29,"Buchanan",21,"29021",2.7,14500,2006,9999,"","","N","Natural Gas","",{"$nulls":14},0.07302128427687161,0.07302128427687161,0.07302128427687161,0.07302128427687161,{"$nulls":6},""]
["Reeves","2450_B_3",2450,"B","3",null,"O/G Steam","","WECC_NM","New Mexico",35,"Bernalillo",1,"35001",66,13189,1962,9999,"","","N","Natural Gas","",{"$nulls":13},0.34,0.20077843892394134,0.20077843892394134,0.20077843892394134,0.20077843892394134,{"$nulls":6},""]
["Northport","2516_B_2",2516,"B","2",null,"O/G Steam","","NY_Z_K","New York",36,"Suffolk",103,"36103",397,10809,1968,9999,"","","N","Natural Gas, Residual Fuel Oil","",{"$nulls":13},0.344,0.09673685038466202,0.09673685038466202,0.09673685038466202,0.09673685038466202,{"$nulls":6},""]
["Seminole","2956_B_1",2956,"B","1",null,"O/G Steam","","SPP_WEST","Oklahoma",40,"Seminole",133,"40133",491,11737,1971,9999,"","","N","Natural Gas","",{"$nulls":13},1.3151446511627904,0.1899347922685617,0.1899347922685617,0.1899347922685617,0.1899347922685617,{"$nulls":6},""]
["Mooreland","3008_B_1",3008,"B","1",null,"O/G Steam","","SPP_WEST","Oklahoma",40,"Woodward",153,"40153",50,11244,1964,9999,"","","N","Natural Gas","",{"$nulls":14},0.34919999999999995,0.34919999999999995,0.34919999999999995,0.34919999999999995,{"$nulls":6},""]
["Eddystone Generating Station","3161_B_4",3161,"B","4",null,"O/G Steam","","PJM_EMAC","Pennsylvania",42,"Delaware",45,"42045",380,12592,1976,9999,"","","N","Natural Gas, Residual Fuel Oil","",{"$nulls":13},1,0.12668409239312756,0.12668409239312756,0.12668409239312756,0.12668409239312756,{"$nulls":6},""]
["Lewis Creek","3457_B_1",3457,"B","1",null,"O/G Steam","","S_D_WOTA","Texas",48,"Montgomery",339,"48339",230,11324,1970,9999,"","","N","Natural Gas","",{"$nulls":4},"SCR",{"$nulls":8},1.1573272930232559,0.015889273473593885,0.015889273473593885,0.015889273473593885,0.015889273473593885,{"$nulls":6},""]
["Greens Bayou","3464_B_GBY5",3464,"B","GBY5",null,"O/G Steam","","ERC_REST","Texas",48,"Harris",201,"48201",406,13460,1973,9999,"","","N","Natural Gas","",{"$nulls":13},0.39454339534883714,0.05478893913259563,0.05478893913259563,0.05478893913259563,0.05478893913259563,{"$nulls":6},""]
["Handley","3491_B_4",3491,"B","4",null,"O/G Steam","","ERC_REST","Texas",48,"Tarrant",439,"48439",435,14006,1976,9999,"","","N","Natural Gas","",{"$nulls":4},"SCR",{"$nulls":8},0.5,0.01268530716411669,0.01268530716411669,0.01268530716411669,0.01268530716411669,{"$nulls":6},""]
["AES Redondo Beach LLC","356_B_8",356,"B","8",null,"O/G Steam","","WECC_SCE","California",6,"Los Angeles",37,"06037",480,11612,1967,9999,"","","N","Natural Gas","",{"$nulls":4},"SCR",{"$nulls":8},0.74,0.108,0.108,0.108,0.108,{"$nulls":6},""]
["V H Braunig","3612_B_3",3612,"B","3",null,"O/G Steam","","ERC_REST","Texas",48,"Bexar",29,"48029",412,11106,1970,9999,"","","N","Natural Gas","",{"$nulls":13},1.1573272930232559,0.1421816680105167,0.1421816680105167,0.1421816680105167,0.1421816680105167,{"$nulls":6},""]
["Possum Point","3804_B_4",3804,"B","4",null,"O/G Steam","","PJM_Dom","Virginia",51,"Prince William",153,"51153",220,11596,1962,9999,"","","N","Natural Gas","",{"$nulls":13},1.29,0.11353527239059426,0.11353527239059426,0.11353527239059426,0.11353527239059426,{"$nulls":6},""]
["Possum Point","3804_B_5",3804,"B","5",null,"O/G Steam","","PJM_Dom","Virginia",51,"Prince William",153,"51153",786,11000,1975,9999,"","","N","Residual Fuel Oil","",{"$nulls":4},"SNCR",{"$nulls":8},0.8,0.1650115148078037,0.1650115148078037,0.1650115148078037,0.1650115148078037,{"$nulls":6},""]
["George Birdsall","493_B_2",493,"B","2",null,"O/G Steam","","WECC_CO","Colorado",8,"El Paso",41,"08041",16,14500,1954,9999,"","","N","Natural Gas","",{"$nulls":13},1.5,0.2713157516014496,0.2713157516014496,0.2713157516014496,0.2713157516014496,{"$nulls":6},""]
["Sierra Pacific Burney Facility","50110_B_BLR1",50110,"B","BLR1",null,"Biomass","","WEC_CALN","California",6,"Shasta",89,"06089",17.2,5917,1986,9999,"","","Y","Biomass","",{"$nulls":14},0.22926295483445053,0.22926295483445053,0.22926295483445053,0.22926295483445053,{"$nulls":6},""]
["Texas Petrochemicals","50229_B_TPCBLR",50229,"B","TPCBLR",null,"O/G Steam","","ERC_REST","Texas",48,"Harris",201,"48201",35,8300,1972,9999,"","","Y","Natural Gas","",{"$nulls":13},1.1573272930232559,0.1528695368143988,0.1528695368143988,0.1528695368143988,0.1528695368143988,{"$nulls":6},""]
["S D Warren Westbrook","50447_B_18",50447,"B","18",null,"O/G Steam","","NENG_ME","Maine",23,"Cumberland",5,"23005",15.4,8993,1982,9999,"","","Y","Residual Fuel Oil","",{"$nulls":13},1.579446141,0.22926295483445053,0.22926295483445053,0.22926295483445053,0.22926295483445053,{"$nulls":6},""]
["Covanta Lake County Energy","50629_B_1",50629,"B","1",null,"Municipal Solid Waste","","FRCC","Florida",12,"Lake",69,"12069",6.2,19640,1990,9999,"","","N","MSW","Dry Scrubber",null,95,95,null,"SNCR",{"$nulls":9},0.6,0.6,0.6,0.6,0.08,0.08,0.08,{"$nulls":3},""]
["Huntington Resource Recovery Facility","50656_B_UNIT2",50656,"B","UNIT2",null,"Municipal Solid Waste","","NY_Z_K","New York",36,"SUFFOLK",103,"36103",8.2,17687,1991,9999,"","","N","MSW","Dry Scrubber",null,95,95,null,"SNCR",{"$nulls":9},0.412307692,0.412307692,0.412307692,0.412307692,0.08,0.08,0.08,{"$nulls":3},""]
["Pasco Cnty Solid Waste Resource Recovery","50666_B_B2",50666,"B","B2",null,"Municipal Solid Waste","","FRCC","Florida",12,"Pasco",101,"12101",8.7,18326,1991,9999,"","","N","MSW","Dry Scrubber",null,95,95,null,"SNCR",{"$nulls":9},0.815384615,0.815384615,0.815384615,0.815384615,0.08,0.08,0.08,{"$nulls":3},""]
["Hillsborough County Resource Recovery","50858_B_MWC2C",50858,"B","MWC2C",null,"Municipal Solid Waste","","FRCC","Florida",12,"Hillsborough",57,"12057",10.5,18477,1987,9999,"","","N","MSW","Dry Scrubber",null,95,95,null,"SNCR",{"$nulls":9},0.5,0.5,0.5,0.5,0.08,0.08,0.08,{"$nulls":3},""]
["Wheelabrator Millbury Facility","50878_B_UNIT2",50878,"B","UNIT2",null,"Municipal Solid Waste","","NENGREST","Massachusetts",25,"Worcester",27,"25027",20,15770,1987,9999,"","","N","MSW","Dry Scrubber",null,75,75,null,"SNCR",{"$nulls":9},0.504615385,0.504615385,0.504615385,0.504615385,0.08,0.08,0.08,{"$nulls":3},""]
["Wheelabrator Spokane","50886_B_1-1A",50886,"B","1-1A",null,"Municipal Solid Waste","","WECC_PNW","Washington",53,"Spokane",63,"53063",11.4,20515,1991,9999,"","","N","MSW","Dry Scrubber",null,89,89,null,"SNCR",{"$nulls":9},0.389230769,0.389230769,0.389230769,0.389230769,0.08,0.08,0.08,{"$nulls":3},""]
["Multitrade of Pittsylvania LP","52118_B_102",52118,"B","102",null,"Biomass","","PJM_Dom","Virginia",51,"Pittsylvania",143,"51143",28,16274,1994,9999,"","","N","Biomass","",{"$nulls":4},"SNCR",{"$nulls":8},0.016,0.1,0.1,0.1,0.1,{"$nulls":6},""]
["Goodyear Beaumont Chemical Plant","54321_B_3B103",54321,"B","3B103",null,"O/G Steam","","S_D_WOTA","Texas",48,"Jefferson",245,"48245",1.6,8300,1987,9999,"","","Y","Natural Gas","",{"$nulls":13},1.1573272930232559,0.1528695368143988,0.1528695368143988,0.1528695368143988,0.1528695368143988,{"$nulls":6},""]
["Lyonsdale Biomass LLC","54526_B_00001",54526,"B","00001",null,"Biomass","","NY_Z_C&E","New York",36,"Lewis",49,"36049",19,13146,1992,9999,"","","Y","Biomass","",{"$nulls":14},0.22926295483445053,0.22926295483445053,0.22926295483445053,0.22926295483445053,{"$nulls":6},""]
["Covanta Mid-Connecticut Energy","54945_B_12",54945,"B","12",null,"Municipal Solid Waste","","NENG_CT","Connecticut",9,"Hartford",3,"09003",16.4,18496,1988,9999,"","","N","MSW","Dry Scrubber",null,75,75,null,"SNCR",{"$nulls":8},0.32,0.369230769,0.369230769,0.369230769,0.369230769,0.15,0.15,0.15,{"$nulls":3},""]
["Sierra Pacific Aberdeen","55882_B_BLR1",55882,"B","BLR1",null,"Biomass","","WECC_PNW","Washington",53,"Grays Harbor",27,"53027",17.7,4820,2003,9999,"","","Y","Biomass","",{"$nulls":4},"SNCR",{"$nulls":9},0.22926295483445053,0.22926295483445053,0.22926295483445053,0.22926295483445053,{"$nulls":6},""]
["Thompson River Power LLC","56612_B_1",56612,"B","1",null,"Biomass","","WECC_MT","Montana",30,"Sanders",89,"30089",12,16943,2011,9999,"","","Y","Biomass","Dry Scrubber",null,85,85,null,"SNCR",{"$nulls":8},0.22,0.22926295483445053,0.22926295483445053,0.22926295483445053,0.22926295483445053,{"$nulls":6},""]
["Aspen Biomass Power Plant","56931_B_BoilA",56931,"B","BoilA",null,"Biomass","","ERC_REST","Texas",48,"Angelina",5,"48005",50,16943,1996,9999,"","","N","Biomass","",{"$nulls":14},0.22926295483445053,0.22926295483445053,0.22926295483445053,0.22926295483445053,{"$nulls":6},""]
["Granite City Works","57072_B_PB-1",57072,"B","PB-1",null,"Fossil Waste","","MIS_IL","Illinois",17,"Madison",119,"17119",78,19379,2010,9999,"","","Y","Fossil Waste","",{"$nulls":14},0.08560208286506267,0.08560208286506267,0.08560208286506267,0.08560208286506267,{"$nulls":6},""]
["Simpson Tacoma Kraft Biomass","57099_B_4RB",57099,"B","4RB",null,"Non-Fossil Waste","","WECC_PNW","Washington",53,"Pierce",53,"53053",28,11455,2009,9999,"","","Y","Non-Fossil Waste","",{"$nulls":14},0,0,0,0,{"$nulls":6},""]
["Simpson Tacoma Kraft Biomass","57099_B_7PB",57099,"B","7PB",null,"Non-Fossil Waste","","WECC_PNW","Washington",53,"Pierce",53,"53053",28,11455,2009,9999,"","","Y","Non-Fossil Waste","",{"$nulls":14},0,0,0,0,{"$nulls":6},""]
["Grays Harbor Paper LP","57105_B_6",57105,"B","6",null,"Biomass","","WECC_PNW","Washington",53,"Grays Harbor",27,"53027",7.8,17283,2005,9999,"","","Y","Biomass","",{"$nulls":14},0.22926295483445053,0.22926295483445053,0.22926295483445053,0.22926295483445053,{"$nulls":6},""]
["Grays Harbor Paper LP","57105_B_8",57105,"B","8",null,"Biomass","","WECC_PNW","Washington",53,"Grays Harbor",27,"53027",7.8,17283,2005,9999,"","","Y","Biomass","",{"$nulls":14},0.22926295483445053,0.22926295483445053,0.22926295483445053,0.22926295483445053,{"$nulls":6},""]
["Koda Biomass Plant","57119_B_1111",57119,"B","1111",null,"Biomass","","MIS_MNWI","Minnesota",27,"SCOTT",139,"27139",20.3,18835,2009,9999,"","","Y","Biomass","",{"$nulls":4},"SNCR",{"$nulls":9},0.22926295483445053,0.22926295483445053,0.22926295483445053,0.22926295483445053,{"$nulls":6},""]
["Imperial Valley Resource Recovery","57154_B_B1",57154,"B","B1",null,"Biomass","","WECC_IID","California",6,"RIVERSIDE",65,"06065",13,16606,2009,9999,"","","N","Biomass","",{"$nulls":4},"SCR",{"$nulls":9},0.22926295483445053,0.022926295483445047,0.22926295483445053,0.022926295483445047,{"$nulls":6},""]
["Seneca Sustainable Energy LLC","57457_B_1",57457,"B","1",null,"Biomass","","WECC_PNW","Oregon",41,"Lane",39,"41039",19.8,17283,2011,9999,"","","N","Biomass","",{"$nulls":14},0.22926295483445053,0.22926295483445053,0.22926295483445053,0.22926295483445053,{"$nulls":6},""]
["Marlboro Mill","57470_B_RF-P1",57470,"B","RF-P1",null,"Non-Fossil Waste","","S_VACA","South Carolina",45,"Marlboro",69,"45069",17.1,14731,2010,9999,"","","Y","Non-Fossil Waste","",{"$nulls":14},0.097,0.097,0.097,0.097,{"$nulls":6},""]
["Marlboro Mill","57470_B_UA-P2",57470,"B","UA-P2",null,"Non-Fossil Waste","","S_VACA","South Carolina",45,"Marlboro",69,"45069",17.1,14731,2010,9999,"","","Y","Non-Fossil Waste","",{"$nulls":14},0.097,0.097,0.097,0.097,{"$nulls":6},""]
["Goodsprings Waste Heat Recovery","57684_B_1",57684,"B","1",null,"Non-Fossil Waste","","WECC_NNV","Nevada",32,"Clark",3,"32003",6.5,24604,2010,9999,"","","N","Non-Fossil Waste","",{"$nulls":14},0,0,0,0,{"$nulls":6},""]
["Lakeview Biomass CoGen","57688_B_BOILER",57688,"B","BOILER",null,"Biomass","","WECC_PNW","Oregon",41,"Lake",37,"41037",24,13500,2012,9999,"","","N","Biomass","",{"$nulls":4},"SNCR",{"$nulls":9},0.02,0.02,0.02,0.02,{"$nulls":6},""]
["J C McNeil","589_B_1",589,"B","1",null,"Biomass","","NENGREST","Vermont",50,"Chittenden",7,"50007",52,14329,1984,9999,"","","N","Biomass","",{"$nulls":4},"SCR",{"$nulls":9},0.06362441033310764,0.06362441033310764,0.06362441033310764,0.06362441033310764,{"$nulls":6},""]
["Edge Moor","593_B_5",593,"B","5",null,"O/G Steam","","PJM_EMAC","Delaware",10,"New Castle",3,"10003",450,11702,1973,9999,"","","N","Natural Gas, Residual Fuel Oil","",{"$nulls":4},"SNCR",{"$nulls":8},0.5,0.08014784860237337,0.08014784860237337,0.08014784860237337,0.08014784860237337,{"$nulls":6},""]
["McKee Run","599_B_1",599,"B","1",null,"O/G Steam","","PJM_EMAC","Delaware",10,"Kent",1,"10001",17,11644,1961,2017,"","","N","Natural Gas, Distillate Fuel Oil","",{"$nulls":13},0.05,0.2787,0.2787,0.2787,0.2787,{"$nulls":6},""]
["McKee Run","599_B_2",599,"B","2",null,"O/G Steam","","PJM_EMAC","Delaware",10,"Kent",1,"10001",17,11900,1961,2017,"","","N","Natural Gas, Distillate Fuel Oil","",{"$nulls":13},0.05,0.24,0.24,0.24,0.24,{"$nulls":6},""]
["McKee Run","599_B_3",599,"B","3",null,"O/G Steam","","PJM_EMAC","Delaware",10,"Kent",1,"10001",102,11269,1975,9999,"","","N","Natural Gas","",{"$nulls":3},"LNB + OFA","SNCR",{"$nulls":8},0.05,0.125,0.125,0.125,0.125,{"$nulls":6},""]
["Olive","6013_B_01",6013,"B","01",null,"O/G Steam","","WEC_LADW","California",6,"Los Angeles",37,"06037",44,14500,1959,9999,"","","N","Natural Gas","",{"$nulls":4},"SCR",{"$nulls":8},0.25,3.1646492034496047E-3,3.1646492034496047E-3,3.1646492034496047E-3,3.1646492034496047E-3,{"$nulls":6},""]
["Olive","6013_B_02",6013,"B","02",null,"O/G Steam","","WEC_LADW","California",6,"Los Angeles",37,"06037",55,14500,1965,9999,"","","N","Natural Gas","",{"$nulls":4},"SCR",{"$nulls":8},0.25,0.0036,0.0036,0.0036,0.0036,{"$nulls":6},""]
["Greenwood","6035_B_1",6035,"B","1",null,"O/G Steam","","MIS_LMI","Michigan",26,"st. Clair",147,"26147",772,12428,1979,9999,"","","N","Natural Gas, Residual Fuel Oil","",{"$nulls":13},0.8,0.11955233992101134,0.11955233992101134,0.11955233992101134,0.11955233992101134,{"$nulls":6},""]
["Manatee","6042_B_PMT1",6042,"B","PMT1",null,"O/G Steam","","FRCC","Florida",12,"Manatee",81,"12081",812,11173,1976,9999,"","","N","Natural Gas, Residual Fuel Oil","",{"$nulls":13},0.8,0.05939780169529629,0.05939780169529629,0.05939780169529629,0.05939780169529629,{"$nulls":6},""]
["Manatee","6042_B_PMT2",6042,"B","PMT2",null,"O/G Steam","","FRCC","Florida",12,"Manatee",81,"12081",812,11038,1977,9999,"","","N","Natural Gas, Residual Fuel Oil","",{"$nulls":13},0.8,0.08111148077290091,0.08111148077290091,0.08111148077290091,0.08111148077290091,{"$nulls":6},""]
["Martin","6043_B_PMR1",6043,"B","PMR1",null,"O/G Steam","","FRCC","Florida",12,"Martin",85,"12085",826,9878,1980,9999,"","","N","Natural Gas, Residual Fuel Oil","",{"$nulls":13},0.7,0.09335909228825748,0.09335909228825748,0.09335909228825748,0.09335909228825748,{"$nulls":6},""]
["Martin","6043_B_PMR2",6043,"B","PMR2",null,"O/G Steam","","FRCC","Florida",12,"Martin",85,"12085",826,9754,1981,9999,"","","N","Natural Gas, Residual Fuel Oil","",{"$nulls":13},0.7,0.13261474434027354,0.13261474434027354,0.13261474434027354,0.13261474434027354,{"$nulls":6},""]
["New Haven Harbor","6156_B_NHB1",6156,"B","NHB1",null,"O/G Steam","","NENG_CT","Connecticut",9,"New Haven",9,"09009",449.9,12688,1975,9999,"","","N","Natural Gas, Residual Fuel Oil","",{"$nulls":13},0.33,0.09600394935013999,0.09600394935013999,0.09600394935013999,0.09600394935013999,{"$nulls":6},""]
["Brame Energy Center","6190_B_1",6190,"B","1",null,"O/G Steam","","SPP_SE","Louisiana",22,"Rapides",79,"22079",422,11226,1975,9999,"","","N","Natural Gas, Distillate Fuel Oil","",{"$nulls":13},1.4000000000000001,0.22534232939127746,0.22534232939127746,0.22534232939127746,0.22534232939127746,{"$nulls":6},""]
["Turkey Point","621_B_PTP1",621,"B","PTP1",null,"O/G Steam","","FRCC","Florida",12,"Miami-Dade",86,"12086",396,12181,1967,9999,"","","N","Natural Gas, Residual Fuel Oil","",{"$nulls":13},1,0.2390894662383414,0.2390894662383414,0.2390894662383414,0.2390894662383414,{"$nulls":6},""]
["Dansby","6243_B_1",6243,"B","1",null,"O/G Steam","","ERC_REST","Texas",48,"Brazos",41,"48041",110,11842,1978,9999,"","","N","Natural Gas","",{"$nulls":13},0.2,0.09153900210205321,0.09153900210205321,0.09153900210205321,0.09153900210205321,{"$nulls":6},""]
["Suwannee River","638_B_1",638,"B","1",null,"O/G Steam","","FRCC","Florida",12,"Suwannee",121,"12121",30,12613,1953,2018,"","","N","Natural Gas, Residual Fuel Oil","",{"$nulls":13},2.745,0.16345763064497174,0.16345763064497174,0.16345763064497174,0.16345763064497174,{"$nulls":6},""]
["Suwannee River","638_B_2",638,"B","2",null,"O/G Steam","","FRCC","Florida",12,"Suwannee",121,"12121",30,12371,1954,2018,"","","N","Natural Gas, Residual Fuel Oil","",{"$nulls":13},2.745,0.18519305623463625,0.18519305623463625,0.18519305623463625,0.18519305623463625,{"$nulls":6},""]
["Suwannee River","638_B_3",638,"B","3",null,"O/G Steam","","FRCC","Florida",12,"Suwannee",121,"12121",71,12358,1956,2018,"","","N","Natural Gas, Residual Fuel Oil","",{"$nulls":13},2.745,0.3142403673364845,0.3142403673364845,0.3142403673364845,0.3142403673364845,{"$nulls":6},""]
["D G Hunter","6558_B_3",6558,"B","3",null,"O/G Steam","","SPP_SE","Louisiana",22,"Rapides",79,"22079",50,12159,1965,9999,"","","N","Natural Gas","",{"$nulls":13},1.2,1.2,1.2,1.2,1.2,{"$nulls":6},""]
["D G Hunter","6558_B_4",6558,"B","4",null,"O/G Steam","","SPP_SE","Louisiana",22,"Rapides",79,"22079",80,14309,1974,9999,"","","N","Natural Gas","",{"$nulls":13},1.2,1.2000000000000002,1.2000000000000002,1.2000000000000002,1.2000000000000002,{"$nulls":6},""]
["Deerhaven Generating Station","663_B_B1",663,"B","B1",null,"O/G Steam","","FRCC","Florida",12,"Alachua",1,"12001",83,11372,1972,2023,"","","N","Natural Gas, Residual Fuel Oil","",{"$nulls":13},2.75,0.15471500343567807,0.15471500343567807,0.15471500343567807,0.15471500343567807,{"$nulls":6},""]
["Northside Generating Station","667_B_3",667,"B","3",null,"O/G Steam","","FRCC","Florida",12,"Duval",31,"12031",505,10094,1977,9999,"","","N","Natural Gas, Residual Fuel Oil","",{"$nulls":13},1.8,0.1904042795595753,0.1904042795595753,0.1904042795595753,0.1904042795595753,{"$nulls":6},""]
["Tom G Smith","673_B_S-3",673,"B","S-3",null,"O/G Steam","","FRCC","Florida",12,"Palm Beach",99,"12099",22,14500,1967,9999,"","","N","Natural Gas, Residual Fuel Oil","",{"$nulls":13},2.75,0.2891,0.2891,0.2891,0.2891,{"$nulls":6},""]
["C D McIntosh Jr","676_B_1",676,"B","1",null,"O/G Steam","","FRCC","Florida",12,"Polk",105,"12105",85,13085,1971,9999,"","","N","Natural Gas, Residual Fuel Oil","",{"$nulls":13},2.5,0.4282278126021125,0.4282278126021125,0.4282278126021125,0.4282278126021125,{"$nulls":6},""]
["C D McIntosh Jr","676_B_2",676,"B","2",null,"O/G Steam","","FRCC","Florida",12,"Polk",105,"12105",106,11177,1976,9999,"","","N","Natural Gas, Residual Fuel Oil","",{"$nulls":13},0.8,0.14263662128591584,0.14263662128591584,0.14263662128591584,0.14263662128591584,{"$nulls":6},""]
["Arvah B Hopkins","688_B_1",688,"B","1",null,"O/G Steam","","FRCC","Florida",12,"Leon",73,"12073",76,12557,1971,2020,"","","N","Natural Gas, Residual Fuel Oil","",{"$nulls":13},0.75,0.19669654155083804,0.19669654155083804,0.19669654155083804,0.19669654155083804,{"$nulls":6},""]
["Vero Beach Municipal Power Plant","693_B_1",693,"B","1",null,"O/G Steam","","FRCC","Florida",12,"Indian River",61,"12061",13,14500,1961,9999,"","","N","Natural Gas","",{"$nulls":13},0.74,0.13121270425888665,0.13121270425888665,0.13121270425888665,0.13121270425888665,{"$nulls":6},""]
["Vero Beach Municipal Power Plant","693_B_3",693,"B","3",null,"O/G Steam","","FRCC","Florida",12,"Indian River",61,"12061",33,14500,1971,9999,"","","N","Natural Gas, Residual Fuel Oil","",{"$nulls":13},2.75,0.12719513837257376,0.12719513837257376,0.12719513837257376,0.12719513837257376,{"$nulls":6},""]
["Vero Beach Municipal Power Plant","693_B_4",693,"B","4",null,"O/G Steam","","FRCC","Florida",12,"Indian River",61,"12061",56,14500,1976,9999,"","","N","Natural Gas, Residual Fuel Oil","",{"$nulls":13},0.8,0.13284709359842803,0.13284709359842803,0.13284709359842803,0.13284709359842803,{"$nulls":6},""]
["East 12th Street","7013_B_4",7013,"B","4",null,"O/G Steam","","SPP_N","Kansas",20,"Cowley",35,"20035",26,12026,1970,9999,"","","N","Natural Gas, Distillate Fuel Oil","",{"$nulls":13},3,0.23107201209837955,0.23107201209837955,0.23107201209837955,0.23107201209837955,{"$nulls":6},""]
["Indian Trails Cogen 1","7384_B_2",7384,"B","2",null,"O/G Steam","","MIS_IL","Illinois",17,"Tazewell",179,"17179",3.3,14500,1995,9999,"","","Y","Natural Gas","",{"$nulls":13},0.0006,0.26811901099207935,0.26811901099207935,0.26811901099207935,0.26811901099207935,{"$nulls":6},""]
["Indian Trails Cogen 1","7384_B_3",7384,"B","3",null,"O/G Steam","","MIS_IL","Illinois",17,"Tazewell",179,"17179",3.3,14500,1995,9999,"","","Y","Natural Gas","",{"$nulls":13},0.0006,0.26811901099207935,0.26811901099207935,0.26811901099207935,0.26811901099207935,{"$nulls":6},""]
["Boralex Fort Fairfield","7513_B_BOIL1",7513,"B","BOIL1",null,"Biomass","","NENG_ME","Maine",23,"Aroostook",3,"23003",31,17351,1987,9999,"","","N","Biomass","",{"$nulls":14},0.22926295483445053,0.22926295483445053,0.22926295483445053,0.22926295483445053,{"$nulls":6},""]
["Ponca","762_B_2",762,"B","2",null,"O/G Steam","","SPP_WEST","Oklahoma",40,"Kay",71,"40071",34,14500,1977,9999,"","","N","Natural Gas","",{"$nulls":13},0.8,0.18852743886929327,0.18852743886929327,0.18852743886929327,0.18852743886929327,{"$nulls":6},""]
["Fairless Hills","7701_B_4",7701,"B","4",null,"Landfill Gas","","PJM_EMAC","Pennsylvania",42,"Bucks",17,"42017",30,13357,1996,9999,"","","Y","Landfill Gas","",{"$nulls":14},0.037867519935187964,0.037867519935187964,0.037867519935187964,0.037867519935187964,{"$nulls":6},""]
["Fairless Hills","7701_B_5",7701,"B","5",null,"Landfill Gas","","PJM_EMAC","Pennsylvania",42,"Bucks",17,"42017",30,13357,1996,9999,"","","Y","Landfill Gas","",{"$nulls":14},0.050027368159766335,0.050027368159766335,0.050027368159766335,0.050027368159766335,{"$nulls":6},""]
["Newington","8002_B_1",8002,"B","1",null,"O/G Steam","","NENGREST","New Hampshire",33,"Rockingham",15,"33015",400,13407,1974,9999,"","","N","Natural Gas, Residual Fuel Oil","",{"$nulls":13},4,0.12608732811315396,0.12608732811315396,0.12608732811315396,0.12608732811315396,{"$nulls":6},""]
["Roseton Generating Station","8006_B_1",8006,"B","1",null,"O/G Steam","","NY_Z_G-I","New York",36,"Orange",71,"36071",610,11006,1974,9999,"","","N","Natural Gas, Residual Fuel Oil","",{"$nulls":13},1.39,0.12137458618005979,0.12137458618005979,0.12137458618005979,0.12137458618005979,{"$nulls":6},""]
["Roseton Generating Station","8006_B_2",8006,"B","2",null,"O/G Steam","","NY_Z_G-I","New York",36,"Orange",71,"36071",602,10992,1974,9999,"","","N","Natural Gas, Residual Fuel Oil","",{"$nulls":13},1.39,0.08690103668971,0.08690103668971,0.08690103668971,0.08690103668971,{"$nulls":6},""]
["Anclote","8048_B_1",8048,"B","1",null,"O/G Steam","","FRCC","Florida",12,"Pasco",101,"12101",501,11780,1974,9999,"","","N","Natural Gas","",{"$nulls":13},2.75,0.11414467037989864,0.11414467037989864,0.11414467037989864,0.11414467037989864,{"$nulls":6},""]
["Anclote","8048_B_2",8048,"B","2",null,"O/G Steam","","FRCC","Florida",12,"Pasco",101,"12101",510,11705,1978,9999,"","","N","Natural Gas","",{"$nulls":13},2.75,0.09485134651425338,0.09485134651425338,0.09485134651425338,0.09485134651425338,{"$nulls":6},""]
["Gerald Andrus","8054_B_1",8054,"B","1",null,"O/G Steam","","S_D_REST","Mississippi",28,"Washington",151,"28151",712,11275,1975,9999,"","","N","Natural Gas, Residual Fuel Oil","",{"$nulls":13},4.8,0.1947149318494035,0.1947149318494035,0.1947149318494035,0.1947149318494035,{"$nulls":6},""]
["Waterford 1 & 2","8056_B_1",8056,"B","1",null,"O/G Steam","","S_D_AMSO","Louisiana",22,"st. Charles",89,"22089",411,14500,1975,9999,"","","N","Natural Gas, Residual Fuel Oil","",{"$nulls":13},5.260578604651162,0.1123826710201644,0.1123826710201644,0.1123826710201644,0.1123826710201644,{"$nulls":6},""]
["Waterford 1 & 2","8056_B_2",8056,"B","2",null,"O/G Steam","","S_D_AMSO","Louisiana",22,"st. Charles",89,"22089",411,13231,1975,9999,"","","N","Natural Gas, Residual Fuel Oil","",{"$nulls":13},5.260578604651162,0.11052737302641306,0.11052737302641306,0.11052737302641306,0.11052737302641306,{"$nulls":6},""]
["Astoria Generating Station","8906_B_30",8906,"B","30",null,"O/G Steam","","NY_Z_J","New York",36,"Queens",81,"36081",372,11981,1958,9999,"","","N","Natural Gas, Residual Fuel Oil","",{"$nulls":13},1.02,0.0737202472428058,0.0737202472428058,0.0737202472428058,0.0737202472428058,{"$nulls":6},""]
["Astoria Generating Station","8906_B_40",8906,"B","40",null,"O/G Steam","","NY_Z_J","New York",36,"Queens",81,"36081",377,12119,1961,9999,"","","N","Natural Gas, Residual Fuel Oil","",{"$nulls":13},1.02,0.06107243178305737,0.06107243178305737,0.06107243178305737,0.06107243178305737,{"$nulls":6},""]
["Astoria Generating Station","8906_B_50",8906,"B","50",null,"O/G Steam","","NY_Z_J","New York",36,"Queens",81,"36081",370,11823,1962,9999,"","","N","Natural Gas, Residual Fuel Oil","",{"$nulls":13},1.02,0.07251314892063138,0.07251314892063138,0.07251314892063138,0.07251314892063138,{"$nulls":6},""]
["Winnetka","972_B_4",972,"B","4",null,"O/G Steam","","PJM_COMD","Illinois",17,"Cook",31,"17031",7,14500,1948,9999,"","","N","Natural Gas","",{"$nulls":13},1,0.2713157516014496,0.2713157516014496,0.2713157516014496,0.2713157516014496,{"$nulls":6},""]
["Winnetka","972_B_5",972,"B","5",null,"O/G Steam","","PJM_COMD","Illinois",17,"Cook",31,"17031",7,14500,1948,9999,"","","N","Natural Gas","",{"$nulls":13},1,0.2713157516014496,0.2713157516014496,0.2713157516014496,0.2713157516014496,{"$nulls":6},""]
["Winnetka","972_B_7",972,"B","7",null,"O/G Steam","","PJM_COMD","Illinois",17,"Cook",31,"17031",7,14500,1948,9999,"","","N","Natural Gas","",{"$nulls":13},1,0.2713157516014496,0.2713157516014496,0.2713157516014496,0.2713157516014496,{"$nulls":6},""]
["Winnetka","972_B_8",972,"B","8",null,"O/G Steam","","PJM_COMD","Illinois",17,"Cook",31,"17031",7,14500,1948,9999,"","","N","Natural Gas","",{"$nulls":13},1,0.2713157516014496,0.2713157516014496,0.2713157516014496,0.2713157516014496,{"$nulls":6},""]
["Biomass One LP","10869_G_GE-2",10869,"G","GE-2",null,"Biomass","","WECC_PNW","Oregon",41,"Jackson",29,"41029",14,13500,2009,9999,"","","Y","Biomass","",{"$nulls":13},0,0.02,0.02,0.02,0.02,{"$nulls":6},""]
["Hillsborough County Resource Recovery","50858_G_GEN2",50858,"G","GEN2",null,"Municipal Solid Waste","","FRCC","Florida",12,"Hillsborough",57,"12057",16,13648,2009,9999,"","","N","MSW","",{"$nulls":13},0,0.09,0.09,0.09,0.09,0.08,0.08,0.08,{"$nulls":3},""]
["Rio Grande Valley Sugar Growers","54338_G_GEND",54338,"G","GEND",null,"Biomass","","ERC_REST","Texas",48,"Hidalgo",215,"48215",12,17283,2009,9999,"","","Y","Biomass","",{"$nulls":13},0,0.22926295483445053,0.22926295483445053,0.22926295483445053,0.22926295483445053,{"$nulls":6},""]
["Marlboro Mill","57470_G_MG1",57470,"G","MG1",null,"Non-Fossil Waste","","S_VACA","South Carolina",45,"Marlboro",69,"45069",34.2,14731,2010,9999,"","","Y","Non-Fossil Waste","",{"$nulls":13},0,0,0,0,0,{"$nulls":6},""]
["Buckeye Florida LP","50466_G_GEN6",50466,"G","GEN6",null,"Non-Fossil Waste","","FRCC","Florida",12,"Taylor",123,"12123",15,14731,2011,9999,"","","N","Non-Fossil Waste","",{"$nulls":13},0,0,0,0,0,{"$nulls":6},""]
["Cheoah","54899_G_1A",54899,"G","1A",null,"Hydro","","S_C_TVA","North Carolina",37,"Graham",75,"37075",27.5,0,2012,9999,"","","N","Hydro","",{"$nulls":13},0,0,0,0,0,{"$nulls":6},""]
["Cheoah","54899_G_2A",54899,"G","2A",null,"Hydro","","S_C_TVA","North Carolina",37,"Graham",75,"37075",27.5,0,2012,9999,"","","N","Hydro","",{"$nulls":13},0,0,0,0,0,{"$nulls":6},""]
["Canyon Power Plant","57027_G_CPP1",57027,"G","CPP1",null,"Combustion Turbine","Combustion Turbine","WECC_SCE","California",6,"Orange",59,"06059",50.3,10720,2011,9999,"","","N","Natural Gas","",{"$nulls":13},0,0.0267,0.0267,0.0267,0.0267,{"$nulls":6},""]
["Canyon Power Plant","57027_G_CPP2",57027,"G","CPP2",null,"Combustion Turbine","Combustion Turbine","WECC_SCE","California",6,"Orange",59,"06059",50.3,10720,2011,9999,"","","N","Natural Gas","",{"$nulls":13},0,0.0267,0.0267,0.0267,0.0267,{"$nulls":6},""]
["Canyon Power Plant","57027_G_CPP3",57027,"G","CPP3",null,"Combustion Turbine","Combustion Turbine","WECC_SCE","California",6,"Orange",59,"06059",50,10720,2011,9999,"","","N","Natural Gas","",{"$nulls":13},0,0.0267,0.0267,0.0267,0.0267,{"$nulls":6},""]
["Canyon Power Plant","57027_G_CPP4",57027,"G","CPP4",null,"Combustion Turbine","Combustion Turbine","WECC_SCE","California",6,"Orange",59,"06059",50,10720,2011,9999,"","","N","Natural Gas","",{"$nulls":13},0,0.0267,0.0267,0.0267,0.0267,{"$nulls":6},""]
["Prairie Winds SD1","56608_G_SD1",56608,"G","SD1",null,"Wind","","MIS_MAPP","South Dakota",46,"Jerauld",73,"46073",151.5,0,2011,9999,"","","N","Wind","",{"$nulls":13},0,0,0,0,0,{"$nulls":6},""]
["Bountiful City","3665_G_2A",3665,"G","2A",null,"Combustion Turbine","Combustion Turbine","WECC_UT","Utah",49,"Davis",11,"49011",11,9750,2012,9999,"","","N","Natural Gas","",{"$nulls":13},0,0.08,0.08,0.08,0.08,{"$nulls":6},""]
["Bountiful City","3665_G_3A",3665,"G","3A",null,"Combustion Turbine","Combustion Turbine","WECC_UT","Utah",49,"Davis",11,"49011",11,9750,2012,9999,"","","N","Natural Gas","",{"$nulls":13},0,0.08,0.08,0.08,0.08,{"$nulls":6},""]
["Bellevue Solar Project","57372_G_INV-1",57372,"G","INV-1",null,"Solar PV","","WECC_PNW","Oregon",41,"Yamhill",71,"41071",1.6,0,2011,9999,"","","N","Solar","",{"$nulls":13},0,0,0,0,0,{"$nulls":6},""]
["Shiloh III Wind Project LLC","57586_G_1",57586,"G","1",null,"Wind","","WEC_CALN","California",6,"Solano",95,"06095",100,0,2011,9999,"","","N","Wind","",{"$nulls":13},0,0,0,0,0,{"$nulls":6},""]
["Yamhill Solar LLC","57652_G_1",57652,"G","1",null,"Solar PV","","WECC_PNW","Oregon",41,"Yamhill",71,"41071",1,0,2011,9999,"","","N","Solar","",{"$nulls":13},0,0,0,0,0,{"$nulls":6},""]
["Chester Diversion Hydroelectric Project","56893_G_1",56893,"G","1",null,"Hydro","","WECC_ID","Idaho",16,"Fremont",43,"16043",1.2,0,2011,9999,"","","N","Hydro","",{"$nulls":13},0,0,0,0,0,{"$nulls":6},""]
["Chester Diversion Hydroelectric Project","56893_G_2",56893,"G","2",null,"Hydro","","WECC_ID","Idaho",16,"Fremont",43,"16043",1.2,0,2011,9999,"","","N","Hydro","",{"$nulls":13},0,0,0,0,0,{"$nulls":6},""]
["Chester Diversion Hydroelectric Project","56893_G_3",56893,"G","3",null,"Hydro","","WECC_ID","Idaho",16,"Fremont",43,"16043",1.2,0,2011,9999,"","","N","Hydro","",{"$nulls":13},0,0,0,0,0,{"$nulls":6},""]
["Morris Genco LLC","55774_G_MO4",55774,"G","MO4",null,"Landfill Gas","","PJM_COMD","Illinois",17,"Grundy",63,"17063",0.9,13648,2011,9999,"","","N","Landfill Gas","",{"$nulls":13},0,0.08999999999999997,0.08999999999999997,0.08999999999999997,0.08999999999999997,{"$nulls":6},""]
["Morris Genco LLC","55774_G_MO5",55774,"G","MO5",null,"Landfill Gas","","PJM_COMD","Illinois",17,"Grundy",63,"17063",0.9,13648,2011,9999,"","","N","Landfill Gas","",{"$nulls":13},0,0.08999999999999997,0.08999999999999997,0.08999999999999997,0.08999999999999997,{"$nulls":6},""]
["Adelanto Solar Project","57305_G_1",57305,"G","1",null,"Solar PV","","WECC_SCE","California",6,"San Bernardino",71,"06071",10,0,2012,9999,"","","N","Solar","",{"$nulls":13},0,0,0,0,0,{"$nulls":6},""]
["Dorchester Solar Site","57265_G_1",57265,"G","1",null,"Solar PV","","NENGREST","Massachusetts",25,"Suffolk",25,"25025",1.3,0,2011,9999,"","","N","Solar","",{"$nulls":13},0,0,0,0,0,{"$nulls":6},""]
["Pomeroy Wind Farm","56501_G_PWF4",56501,"G","PWF4",null,"Wind","","MIS_MIDA","Iowa",19,"Pocahontas",151,"19151",29.9,0,2011,9999,"","","N","Wind","",{"$nulls":13},0,0,0,0,0,{"$nulls":6},""]
["Laurel Wind Farm","57500_G_LWF",57500,"G","LWF",null,"Wind","","MIS_IA","Iowa",19,"Marshall",127,"19127",119.6,0,2011,9999,"","","N","Wind","",{"$nulls":13},0,0,0,0,0,{"$nulls":6},""]
["Rolling Hills Wind Farm","57501_G_RHWF",57501,"G","RHWF",null,"Wind","","MIS_MIDA","Iowa",19,"Cass",29,"19029",441.6,0,2011,9999,"","","N","Wind","",{"$nulls":13},0,0,0,0,0,{"$nulls":6},""]
["Bison I Wind Energy Center","57038_G_PHS2",57038,"G","PHS2",null,"Wind","","MIS_MAPP","North Dakota",38,"Morton",59,"38059",48,0,2011,9999,"","","N","Wind","",{"$nulls":13},0,0,0,0,0,{"$nulls":6},""]
["Oak Glen Wind Farm","57432_G_1",57432,"G","1",null,"Wind","","MIS_MNWI","Minnesota",27,"Steele",147,"27147",44,0,2011,9999,"","","N","Wind","",{"$nulls":13},0,0,0,0,0,{"$nulls":6},""]
["New Hanover County WASTEC","50271_G_1TGB",50271,"G","1TGB",null,"Municipal Solid Waste","","S_VACA","North Carolina",37,"New Hanover",129,"37129",2,13648,2011,9999,"","","N","MSW","",{"$nulls":13},0,0.161692308,0.161692308,0.161692308,0.161692308,0.08,0.08,0.08,{"$nulls":3},""]
["CSU East Bay","57042_G_1",57042,"G","1",null,"Fuel Cell","","WEC_CALN","California",6,"Alameda",1,"06001",1.4,9500,2011,9999,"","","Y","Natural Gas","",{"$nulls":13},0,0,0,0,0,{"$nulls":6},""]
["SF State University","57043_G_1",57043,"G","1",null,"Fuel Cell","","WECC_SF","California",6,"San Francisco",75,"06075",0.2,9500,2011,9999,"","","N","Natural Gas","",{"$nulls":13},0,0,0,0,0,{"$nulls":6},""]
["SF State University","57043_G_2",57043,"G","2",null,"Fuel Cell","","WECC_SF","California",6,"San Francisco",75,"06075",1.4,9500,2011,9999,"","","Y","Natural Gas","",{"$nulls":13},0,0,0,0,0,{"$nulls":6},""]
["Stroud Solar Station","57497_G_1",57497,"G","1",null,"Solar PV","","WEC_CALN","California",6,"Fresno",19,"06019",20,0,2011,9999,"","","N","Solar","",{"$nulls":13},0,0,0,0,0,{"$nulls":6},""]
["Five Points Solar Station","57498_G_1",57498,"G","1",null,"Solar PV","","WEC_CALN","California",6,"Fresno",19,"06019",15,0,2011,9999,"","","N","Solar","",{"$nulls":13},0,0,0,0,0,{"$nulls":6},""]
["Westside Solar Station","57499_G_1",57499,"G","1",null,"Solar PV","","WEC_CALN","California",6,"Fresno",19,"06019",15,0,2011,9999,"","","N","Solar","",{"$nulls":13},0,0,0,0,0,{"$nulls":6},""]
["Cantua Solar Station","57522_G_1",57522,"G","1",null,"Solar PV","","WEC_CALN","California",6,"Fresno",19,"06019",20,0,2012,9999,"","","N","Solar","",{"$nulls":13},0,0,0,0,0,{"$nulls":6},""]
["Huron Solar Station","57523_G_1",57523,"G","1",null,"Solar PV","","WEC_CALN","California",6,"Fresno",19,"06019",20,0,2012,9999,"","","N","Solar","",{"$nulls":13},0,0,0,0,0,{"$nulls":6},""]
["South Chestnutt Wind LLC","56796_G_1",56796,"G","1",null,"Wind","","PJM_AP","Pennsylvania",42,"Fayette",51,"42051",50.4,0,2012,9999,"","","N","Wind","",{"$nulls":13},0,0,0,0,0,{"$nulls":6},""]
["New Harvest Wind Project LLC","57609_G_1",57609,"G","1",null,"Wind","","MIS_MIDA","Iowa",19,"Crawford",47,"19047",100,0,2011,9999,"","","N","Wind","",{"$nulls":13},0,0,0,0,0,{"$nulls":6},""]
["PPL Holtwood","3145_G_HW11",3145,"G","HW11",null,"Hydro","","PJM_EMAC","Pennsylvania",42,"Lancaster",71,"42071",1.3,0,2011,9999,"","","N","Hydro","",{"$nulls":13},0,0,0,0,0,{"$nulls":6},""]
["PPL Holtwood","3145_G_HW13",3145,"G","HW13",null,"Hydro","","PJM_EMAC","Pennsylvania",42,"Lancaster",71,"42071",1.3,0,2011,9999,"","","N","Hydro","",{"$nulls":13},0,0,0,0,0,{"$nulls":6},""]
["Lower Snake River Wind Energy Project","57195_G_LSR 1",57195,"G","LSR 1",null,"Wind","","WECC_PNW","Washington",53,"GARFIELD",23,"53023",342,0,2012,9999,"","","N","Wind","",{"$nulls":13},0,0,0,0,0,{"$nulls":6},""]
["Solano Wind","7526_G_3",7526,"G","3",null,"Wind","","WEC_CALN","California",6,"Solano",95,"06095",128,0,2012,9999,"","","N","Wind","",{"$nulls":13},0,0,0,0,0,{"$nulls":6},""]
["Solar Photovoltaic Project #11","57225_G_S011A",57225,"G","S011A",null,"Solar PV","","WECC_SCE","California",6,"SAN BERNARDINO",71,"06071",0.5,0,2012,9999,"","","N","Solar","",{"$nulls":13},0,0,0,0,0,{"$nulls":6},""]
["Solar Photovoltaic Project #11","57225_G_S011B",57225,"G","S011B",null,"Solar PV","","WECC_SCE","California",6,"SAN BERNARDINO",71,"06071",0.5,0,2012,9999,"","","N","Solar","",{"$nulls":13},0,0,0,0,0,{"$nulls":6},""]
["Solar Photovoltaic Project #11","57225_G_S011C",57225,"G","S011C",null,"Solar PV","","WECC_SCE","California",6,"SAN BERNARDINO",71,"06071",0.5,0,2012,9999,"","","N","Solar","",{"$nulls":13},0,0,0,0,0,{"$nulls":6},""]
["Solar Photovoltaic Project #11","57225_G_S011D",57225,"G","S011D",null,"Solar PV","","WECC_SCE","California",6,"SAN BERNARDINO",71,"06071",0.5,0,2012,9999,"","","N","Solar","",{"$nulls":13},0,0,0,0,0,{"$nulls":6},""]
["Solar Photovoltaic Project #11","57225_G_S011E",57225,"G","S011E",null,"Solar PV","","WECC_SCE","California",6,"SAN BERNARDINO",71,"06071",0.5,0,2012,9999,"","","N","Solar","",{"$nulls":13},0,0,0,0,0,{"$nulls":6},""]
["Solar Photovoltaic Project #11","57225_G_S011F",57225,"G","S011F",null,"Solar PV","","WECC_SCE","California",6,"SAN BERNARDINO",71,"06071",0.5,0,2012,9999,"","","N","Solar","",{"$nulls":13},0,0,0,0,0,{"$nulls":6},""]
["Solar Photovoltaic Project #11","57225_G_S011G",57225,"G","S011G",null,"Solar PV","","WECC_SCE","California",6,"SAN BERNARDINO",71,"06071",0.5,0,2012,9999,"","","N","Solar","",{"$nulls":13},0,0,0,0,0,{"$nulls":6},""]
["Solar Photovoltaic Project #13","57227_G_S013A",57227,"G","S013A",null,"Solar PV","","WECC_SCE","California",6,"SAN BERNARDINO",71,"06071",0.5,0,2011,9999,"","","N","Solar","",{"$nulls":13},0,0,0,0,0,{"$nulls":6},""]
["Solar Photovoltaic Project #13","57227_G_S013B",57227,"G","S013B",null,"Solar PV","","WECC_SCE","California",6,"SAN BERNARDINO",71,"06071",0.5,0,2011,9999,"","","N","Solar","",{"$nulls":13},0,0,0,0,0,{"$nulls":6},""]
["Solar Photovoltaic Project #13","57227_G_S013C",57227,"G","S013C",null,"Solar PV","","WECC_SCE","California",6,"SAN BERNARDINO",71,"06071",0.5,0,2011,9999,"","","N","Solar","",{"$nulls":13},0,0,0,0,0,{"$nulls":6},""]
["Solar Photovoltaic Project #13","57227_G_S013D",57227,"G","S013D",null,"Solar PV","","WECC_SCE","California",6,"SAN BERNARDINO",71,"06071",0.5,0,2011,9999,"","","N","Solar","",{"$nulls":13},0,0,0,0,0,{"$nulls":6},""]
["Solar Photovoltaic Project #13","57227_G_S013E",57227,"G","S013E",null,"Solar PV","","WECC_SCE","California",6,"SAN BERNARDINO",71,"06071",0.5,0,2011,9999,"","","N","Solar","",{"$nulls":13},0,0,0,0,0,{"$nulls":6},""]
["Solar Photovoltaic Project #13","57227_G_S013F",57227,"G","S013F",null,"Solar PV","","WECC_SCE","California",6,"SAN BERNARDINO",71,"06071",0.5,0,2011,9999,"","","N","Solar","",{"$nulls":13},0,0,0,0,0,{"$nulls":6},""]
["Solar Photovoltaic Project #13","57227_G_S013G",57227,"G","S013G",null,"Solar PV","","WECC_SCE","California",6,"SAN BERNARDINO",71,"06071",0.5,0,2011,9999,"","","N","Solar","",{"$nulls":13},0,0,0,0,0,{"$nulls":6},""]
["Solar Photovoltaic Project #32","57534_G_S32A",57534,"G","S32A",null,"Solar PV","","WECC_SCE","California",6,"San Bernardino",71,"06071",0.5,0,2011,9999,"","","N","Solar","",{"$nulls":13},0,0,0,0,0,{"$nulls":6},""]
["Solar Photovoltaic Project #32","57534_G_S32B",57534,"G","S32B",null,"Solar PV","","WECC_SCE","California",6,"San Bernardino",71,"06071",0.5,0,2011,9999,"","","N","Solar","",{"$nulls":13},0,0,0,0,0,{"$nulls":6},""]
["Solar Photovoltaic Project #32","57534_G_S32C",57534,"G","S32C",null,"Solar PV","","WECC_SCE","California",6,"San Bernardino",71,"06071",0.5,0,2012,9999,"","","N","Solar","",{"$nulls":13},0,0,0,0,0,{"$nulls":6},""]
["Solar Photovoltaic Project #33","57535_G_S33A",57535,"G","S33A",null,"Solar PV","","WECC_SCE","California",6,"San Bernardino",71,"06071",0.5,0,2011,9999,"","","N","Solar","",{"$nulls":13},0,0,0,0,0,{"$nulls":6},""]
["Solar Photovoltaic Project #33","57535_G_S33B",57535,"G","S33B",null,"Solar PV","","WECC_SCE","California",6,"San Bernardino",71,"06071",0.5,0,2011,9999,"","","N","Solar","",{"$nulls":13},0,0,0,0,0,{"$nulls":6},""]
["Saint Marys Hospital Power Plant","54262_G_7",54262,"G","7",null,"Combustion Turbine","IC Engine","MIS_MNWI","Minnesota",27,"Olmsted",109,"27109",2.5,9750,2011,9999,"","","N","Distillate Fuel Oil","",{"$nulls":13},0,0.07999999999999996,0.07999999999999996,0.07999999999999996,0.07999999999999996,{"$nulls":6},""]
["Sullivan","969_G_13",969,"G","13",null,"Combustion Turbine","IC Engine","MIS_IL","Illinois",17,"Moultrie",139,"17139",2.3,9750,2012,9999,"","","N","Distillate Fuel Oil","",{"$nulls":13},0,2.3354529520972003,2.3354529520972003,2.3354529520972003,2.3354529520972003,{"$nulls":6},""]
["Sullivan","969_G_14",969,"G","14",null,"Combustion Turbine","IC Engine","MIS_IL","Illinois",17,"Moultrie",139,"17139",2.3,9750,2012,9999,"","","N","Distillate Fuel Oil","",{"$nulls":13},0,2.3354529520972003,2.3354529520972003,2.3354529520972003,2.3354529520972003,{"$nulls":6},""]
["Sullivan","969_G_15",969,"G","15",null,"Combustion Turbine","IC Engine","MIS_IL","Illinois",17,"Moultrie",139,"17139",2.3,9750,2012,9999,"","","N","Distillate Fuel Oil","",{"$nulls":13},0,2.3354529520972003,2.3354529520972003,2.3354529520972003,2.3354529520972003,{"$nulls":6},""]
["Almond Power Plant","7315_G_2",7315,"G","2",null,"Combustion Turbine","Combustion Turbine","WEC_CALN","California",6,"STANISLAUS",99,"06099",50,9750,2012,9999,"","","N","Natural Gas","",{"$nulls":13},0,0.0267,0.0267,0.0267,0.0267,{"$nulls":6},""]
["Almond Power Plant","7315_G_3",7315,"G","3",null,"Combustion Turbine","Combustion Turbine","WEC_CALN","California",6,"STANISLAUS",99,"06099",50,9750,2012,9999,"","","N","Natural Gas","",{"$nulls":13},0,0.0267,0.0267,0.0267,0.0267,{"$nulls":6},""]
["Almond Power Plant","7315_G_4",7315,"G","4",null,"Combustion Turbine","Combustion Turbine","WEC_CALN","California",6,"STANISLAUS",99,"06099",50,9750,2012,9999,"","","N","Natural Gas","",{"$nulls":13},0,0.0267,0.0267,0.0267,0.0267,{"$nulls":6},""]
["La Senita","57556_G_1",57556,"G","1",null,"Solar PV","","WECC_AZ","Arizona",4,"Mohave",15,"04015",1,0,2011,9999,"","","N","Solar","",{"$nulls":13},0,0,0,0,0,{"$nulls":6},""]
["Howard Down","2434_G_11",2434,"G","11",null,"Combustion Turbine","Combustion Turbine","PJM_EMAC","New Jersey",34,"Cumberland",11,"34011",56.2,10720,2012,9999,"","","N","Natural Gas, Distillate Fuel Oil","",{"$nulls":13},2.1,0.08,0.08,0.08,0.08,{"$nulls":6},""]
["Waterloo","971_G_13",971,"G","13",null,"Combustion Turbine","Combustion Turbine","MIS_IL","Illinois",17,"Monroe",133,"17133",6.6,9750,2012,9999,"","","N","Natural Gas, Distillate Fuel Oil","",{"$nulls":13},0,0.08,0.08,0.08,0.08,{"$nulls":6},""]
["Southwestern Bell Telephone","54858_G_E/G6",54858,"G","E/G6",null,"Combustion Turbine","IC Engine","MIS_MO","Missouri",29,"Cooper",53,"29053",2.8,9750,2011,9999,"","","N","Distillate Fuel Oil","",{"$nulls":13},0,0.07999999999999996,0.07999999999999996,0.07999999999999996,0.07999999999999996,{"$nulls":6},""]
["Southwestern Bell Telephone","54858_G_E/G7",54858,"G","E/G7",null,"Combustion Turbine","IC Engine","MIS_MO","Missouri",29,"Cooper",53,"29053",2.8,9750,2011,9999,"","","N","Distillate Fuel Oil","",{"$nulls":13},0,0.07999999999999996,0.07999999999999996,0.07999999999999996,0.07999999999999996,{"$nulls":6},""]
["McGinness Hills","57446_G_1",57446,"G","1",null,"Geothermal","","WECC_NNV","Nevada",32,"Lander",15,"32015",12,9760,2012,9999,"","","N","Geothermal","",{"$nulls":13},0,0,0,0,0,0.4563,0.4563,0.4563,{"$nulls":3},""]
["McGinness Hills","57446_G_2",57446,"G","2",null,"Geothermal","","WECC_NNV","Nevada",32,"Lander",15,"32015",12,9760,2012,9999,"","","N","Geothermal","",{"$nulls":13},0,0,0,0,0,0.4563,0.4563,0.4563,{"$nulls":3},""]
["McGinness Hills","57446_G_3",57446,"G","3",null,"Geothermal","","WECC_NNV","Nevada",32,"Lander",15,"32015",6,9760,2012,9999,"","","N","Geothermal","",{"$nulls":13},0,0,0,0,0,0.4563,0.4563,0.4563,{"$nulls":3},""]
["Tuscarora Geothermal Power Plant","57451_G_G9200",57451,"G","G9200",null,"Geothermal","","WECC_NNV","Nevada",32,"Elko",7,"32007",9,9760,2012,9999,"","","N","Geothermal","",{"$nulls":13},0,0,0,0,0,0.4563,0.4563,0.4563,{"$nulls":3},""]
["Tuscarora Geothermal Power Plant","57451_G_G9250",57451,"G","G9250",null,"Geothermal","","WECC_NNV","Nevada",32,"Elko",7,"32007",9,9760,2012,9999,"","","N","Geothermal","",{"$nulls":13},0,0,0,0,0,0.4563,0.4563,0.4563,{"$nulls":3},""]
["KUCC","56163_G_MCHP",56163,"G","MCHP",null,"Combustion Turbine","Combustion Turbine","WECC_UT","Utah",49,"Salt Lake",35,"49035",5.9,9750,2012,9999,"","","Y","Natural Gas","",{"$nulls":13},0,0.08,0.08,0.08,0.08,{"$nulls":6},""]
["Lava Beds Wind Park LLC","56436_G_LBWP",56436,"G","LBWP",null,"Wind","","WECC_ID","Idaho",16,"Bingham",11,"16011",18,0,2012,9999,"","","N","Wind","",{"$nulls":13},0,0,0,0,0,{"$nulls":6},""]
["Notch Butte Wind Park","56438_G_NBWP",56438,"G","NBWP",null,"Wind","","WECC_ID","Idaho",16,"Jerome",53,"16053",18,0,2012,9999,"","","N","Wind","",{"$nulls":13},0,0,0,0,0,{"$nulls":6},""]
["Chapin Mountain","57142_G_CM",57142,"G","CM",null,"Wind","","WECC_ID","Idaho",16,"Cassia",31,"16031",20,0,2012,9999,"","","N","Wind","",{"$nulls":13},0,0,0,0,0,{"$nulls":6},""]
["Cottonwood Wind Park","57144_G_JR20",57144,"G","JR20",null,"Wind","","WECC_ID","Idaho",16,"Twin Falls",83,"16083",20,0,2012,9999,"","","N","Wind","",{"$nulls":13},0,0,0,0,0,{"$nulls":6},""]
["Rogerson Flats","57145_G_RF",57145,"G","RF",null,"Wind","","WECC_ID","Idaho",16,"Twin Falls",83,"16083",20,0,2012,9999,"","","N","Wind","",{"$nulls":13},0,0,0,0,0,{"$nulls":6},""]
["Deep Creek Wind Park","57146_G_JR1",57146,"G","JR1",null,"Wind","","WECC_ID","Idaho",16,"Twin Falls",83,"16083",20,0,2012,9999,"","","N","Wind","",{"$nulls":13},0,0,0,0,0,{"$nulls":6},""]
["Conner Ridge","57147_G_CR",57147,"G","CR",null,"Wind","","WECC_ID","Idaho",16,"Cassia",31,"16031",20,0,2012,9999,"","","N","Wind","",{"$nulls":13},0,0,0,0,0,{"$nulls":6},""]
["Badger Peak","57148_G_BP",57148,"G","BP",null,"Wind","","WECC_ID","Idaho",16,"Cassia",31,"16031",20,0,2012,9999,"","","N","Wind","",{"$nulls":13},0,0,0,0,0,{"$nulls":6},""]
["Bonanza Bar","57149_G_BBAR",57149,"G","BBAR",null,"Wind","","WECC_ID","Idaho",16,"Cassia",31,"16031",20,0,2012,9999,"","","N","Wind","",{"$nulls":13},0,0,0,0,0,{"$nulls":6},""]
["Salmon Creek","57150_G_SC",57150,"G","SC",null,"Wind","","WECC_ID","Idaho",16,"Twin Falls",83,"16083",20,0,2012,9999,"","","N","Wind","",{"$nulls":13},0,0,0,0,0,{"$nulls":6},""]
["Big Blue","57289_G_BBWP",57289,"G","BBWP",null,"Wind","","MIS_MNWI","Minnesota",27,"Faribault",43,"27043",36,0,2011,9999,"","","N","Wind","",{"$nulls":13},0,0,0,0,0,{"$nulls":6},""]
["Chautauqua LFGTE Facility","57186_G_GEN5",57186,"G","GEN5",null,"Landfill Gas","","NY_Z_A&B","New York",36,"Chautauqua",13,"36013",1.6,13648,2011,9999,"","","N","Landfill Gas","",{"$nulls":13},0,0.08999999999999997,0.08999999999999997,0.08999999999999997,0.08999999999999997,{"$nulls":6},""]
["Chautauqua LFGTE Facility","57186_G_GEN6",57186,"G","GEN6",null,"Landfill Gas","","NY_Z_A&B","New York",36,"Chautauqua",13,"36013",1.6,13648,2011,9999,"","","N","Landfill Gas","",{"$nulls":13},0,0.08999999999999997,0.08999999999999997,0.08999999999999997,0.08999999999999997,{"$nulls":6},""]
["Chestnut Ridge Gas Recovery","50570_G_GEN5",50570,"G","GEN5",null,"Landfill Gas","","S_C_TVA","Tennessee",47,"Anderson",1,"47001",1.6,13648,2011,9999,"","","N","Landfill Gas","",{"$nulls":13},0,0.08999999999999997,0.08999999999999997,0.08999999999999997,0.08999999999999997,{"$nulls":6},""]
["Oneida Herkimer","57404_G_GEN1",57404,"G","GEN1",null,"Landfill Gas","","NY_Z_C&E","New York",36,"Oneida",65,"36065",1.6,13648,2011,9999,"","","N","Landfill Gas","",{"$nulls":13},0,0.08999999999999997,0.08999999999999997,0.08999999999999997,0.08999999999999997,{"$nulls":6},""]
["Robbins Community Power LLC","56576_G_1",56576,"G","1",null,"Biomass","","PJM_COMD","Illinois",17,"Cook",31,"17031",27.5,13500,2012,9999,"","","N","Biomass","",{"$nulls":13},0,0.02,0.02,0.02,0.02,{"$nulls":6},""]
["Robbins Community Power LLC","56576_G_2",56576,"G","2",null,"Biomass","","PJM_COMD","Illinois",17,"Cook",31,"17031",27.5,13500,2012,9999,"","","N","Biomass","",{"$nulls":13},0,0.02,0.02,0.02,0.02,{"$nulls":6},""]
["Dempsey Ridge Wind Farm","56665_G_DR",56665,"G","DR",null,"Wind","","SPP_WEST","Oklahoma",40,"Roger Mills",129,"40129",132,0,2011,9999,"","","N","Wind","",{"$nulls":13},0,0,0,0,0,{"$nulls":6},""]
["Sherbino II","57415_G_1",57415,"G","1",null,"Wind","","ERC_WEST","Texas",48,"Pecos",371,"48371",150,0,2011,9999,"","","N","Wind","",{"$nulls":13},0,0,0,0,0,{"$nulls":6},""]
["Trinity Hills","57520_G_1",57520,"G","1",null,"Wind","","ERC_WEST","Texas",48,"Young",503,"48503",225,0,2011,9999,"","","N","Wind","",{"$nulls":13},0,0,0,0,0,{"$nulls":6},""]
["Pioneer Crossing Landfill Gas to Energy","56957_G_LFG5",56957,"G","LFG5",null,"Landfill Gas","","PJM_WMAC","Pennsylvania",42,"Berks",11,"42011",1.6,13648,2011,9999,"","","N","Landfill Gas","",{"$nulls":13},0,0.08999999999999997,0.08999999999999997,0.08999999999999997,0.08999999999999997,{"$nulls":6},""]
["Pioneer Crossing Landfill Gas to Energy","56957_G_LFG6",56957,"G","LFG6",null,"Landfill Gas","","PJM_WMAC","Pennsylvania",42,"Berks",11,"42011",1.6,13648,2011,9999,"","","N","Landfill Gas","",{"$nulls":13},0,0.08999999999999997,0.08999999999999997,0.08999999999999997,0.08999999999999997,{"$nulls":6},""]
["Steel Winds II","57078_G_1",57078,"G","1",null,"Wind","","NY_Z_A&B","New York",36,"Erie",29,"36029",15,0,2011,9999,"","","N","Wind","",{"$nulls":13},0,0,0,0,0,{"$nulls":6},""]
["Spring Valley Wind Project","57192_G_WTG",57192,"G","WTG",null,"Wind","","WECC_NNV","Nevada",32,"WHITE PINE",33,"32033",150,0,2012,9999,"","","N","Wind","",{"$nulls":13},0,0,0,0,0,{"$nulls":6},""]
["Orange County Biomass LLC","57215_G_G-01",57215,"G","G-01",null,"Biomass","","S_VACA","South Carolina",45,"Orangeburg",75,"45075",35,13500,2012,9999,"","","N","Biomass","",{"$nulls":13},0,0.02,0.02,0.02,0.02,{"$nulls":6},""]
["Golden Valley Wind Park LLC","56435_G_GVWP",56435,"G","GVWP",null,"Wind","","WECC_ID","Idaho",16,"Cassia",31,"16031",12,0,2011,9999,"","","N","Wind","",{"$nulls":13},0,0,0,0,0,{"$nulls":6},""]
["DeWind Frisco","57517_G_FRISC",57517,"G","FRISC",null,"Wind","","SPP_SPS","Texas",48,"Hansford",195,"48195",20,0,2011,9999,"","","N","Wind","",{"$nulls":13},0,0,0,0,0,{"$nulls":6},""]
["Marsh Landing Generating Station","57267_G_1",57267,"G","1",null,"Combustion Turbine","Combustion Turbine","WEC_CALN","California",6,"Contra Costa",13,"06013",197,9750,2013,9999,"","","N","Natural Gas","",{"$nulls":13},0,0.0267,0.0267,0.0267,0.0267,{"$nulls":6},""]
["Marsh Landing Generating Station","57267_G_2",57267,"G","2",null,"Combustion Turbine","Combustion Turbine","WEC_CALN","California",6,"Contra Costa",13,"06013",197,9750,2013,9999,"","","N","Natural Gas","",{"$nulls":13},0,0.0267,0.0267,0.0267,0.0267,{"$nulls":6},""]
["Marsh Landing Generating Station","57267_G_3",57267,"G","3",null,"Combustion Turbine","Combustion Turbine","WEC_CALN","California",6,"Contra Costa",13,"06013",197,9750,2013,9999,"","","N","Natural Gas","",{"$nulls":13},0,0.0267,0.0267,0.0267,0.0267,{"$nulls":6},""]
["Marsh Landing Generating Station","57267_G_4",57267,"G","4",null,"Combustion Turbine","Combustion Turbine","WEC_CALN","California",6,"Contra Costa",13,"06013",197,9750,2013,9999,"","","N","Natural Gas","",{"$nulls":13},0,0.0267,0.0267,0.0267,0.0267,{"$nulls":6},""]
["Crescent Dunes Solar Energy","57275_G_TSE-1",57275,"G","TSE-1",null,"Solar Thermal","","WECC_NNV","Nevada",32,"Nye",23,"32023",110,9760,2013,9999,"","","N","Solar","",{"$nulls":13},0,0,0,0,0,{"$nulls":6},""]
["Alpine Solar","57295_G_1",57295,"G","1",null,"Solar PV","","WEC_LADW","California",6,"Los Angeles",37,"06037",66,0,2012,9999,"","","N","Solar","",{"$nulls":13},0,0,0,0,0,{"$nulls":6},""]
["Mayberry Solar LLC","57321_G_1PV",57321,"G","1PV",null,"Solar PV","","S_VACA","North Carolina",37,"SURRY",171,"37171",1.2,0,2011,9999,"","","N","Solar","",{"$nulls":13},0,0,0,0,0,{"$nulls":6},""]
["Dover Sun Park","57337_G_1",57337,"G","1",null,"Solar PV","","PJM_EMAC","Delaware",10,"Kent",1,"10001",10,0,2011,9999,"","","N","Solar","",{"$nulls":13},0,0,0,0,0,{"$nulls":6},""]
["Morgantown Solar Park","57362_G_1",57362,"G","1",null,"Solar PV","","PJM_WMAC","Pennsylvania",42,"BERKS",11,"42011",3.4,0,2011,9999,"","","N","Solar","",{"$nulls":13},0,0,0,0,0,{"$nulls":6},""]
["510 REPP One","57363_G_1",57363,"G","1",null,"Solar PV","","PJM_Dom","North Carolina",37,"Northampton",131,"37131",1.4,0,2011,9999,"","","N","Solar","",{"$nulls":13},0,0,0,0,0,{"$nulls":6},""]
["Avery Solar","57389_G_1",57389,"G","1",null,"Solar PV","","S_C_TVA","North Carolina",37,"Avery",11,"37011",0.9,0,2011,9999,"","","N","Solar","",{"$nulls":13},0,0,0,0,0,{"$nulls":6},""]
["Dow Jones South Brunswick Solar","57397_G_PV02",57397,"G","PV02",null,"Solar PV","","PJM_EMAC","New Jersey",34,"Middlesex",23,"34023",1.6,0,2011,9999,"","","N","Solar","",{"$nulls":13},0,0,0,0,0,{"$nulls":6},""]
["RPI Fuel Cell LLC","57419_G_0001",57419,"G","0001",null,"Fuel Cell","","WECC_SCE","California",6,"San Bernardino",71,"06071",2.8,9500,2011,9999,"","","Y","Non-Fossil Waste","",{"$nulls":13},0,0,0,0,0,{"$nulls":6},""]
["UTS SJ1 LLC","57420_G_0001",57420,"G","0001",null,"Fuel Cell","","WEC_CALN","California",6,"Santa Clara",85,"06085",1.4,9500,2011,9999,"","","Y","Non-Fossil Waste","",{"$nulls":13},0,0,0,0,0,{"$nulls":6},""]
["Solar Star North Carolina II LLC","57435_G_1",57435,"G","1",null,"Solar PV","","PJM_Dom","North Carolina",37,"HERTFORD",91,"37091",1,0,2011,9999,"","","N","Solar","",{"$nulls":13},0,0,0,0,0,{"$nulls":6},""]
["Solar Star North Carolina II LLC","57435_G_2",57435,"G","2",null,"Solar PV","","PJM_Dom","North Carolina",37,"HERTFORD",91,"37091",1,0,2011,9999,"","","N","Solar","",{"$nulls":13},0,0,0,0,0,{"$nulls":6},""]
["Solar Star North Carolina II LLC","57435_G_3",57435,"G","3",null,"Solar PV","","PJM_Dom","North Carolina",37,"HERTFORD",91,"37091",1,0,2011,9999,"","","N","Solar","",{"$nulls":13},0,0,0,0,0,{"$nulls":6},""]
["Solar Star North Carolina II LLC","57435_G_4",57435,"G","4",null,"Solar PV","","PJM_Dom","North Carolina",37,"HERTFORD",91,"37091",1,0,2011,9999,"","","N","Solar","",{"$nulls":13},0,0,0,0,0,{"$nulls":6},""]
["Solar Star North Carolina II LLC","57435_G_5",57435,"G","5",null,"Solar PV","","PJM_Dom","North Carolina",37,"HERTFORD",91,"37091",1,0,2011,9999,"","","N","Solar","",{"$nulls":13},0,0,0,0,0,{"$nulls":6},""]
["California Valley Solar Ranch","57439_G_HPR2A",57439,"G","HPR2A",null,"Solar PV","","WEC_CALN","California",6,"SAN LUIS OBISPO",79,"06079",21,0,2011,9999,"","","N","Solar","",{"$nulls":13},0,0,0,0,0,{"$nulls":6},""]
["California Valley Solar Ranch","57439_G_HPR2B",57439,"G","HPR2B",null,"Solar PV","","WEC_CALN","California",6,"SAN LUIS OBISPO",79,"06079",86.5,0,2012,9999,"","","N","Solar","",{"$nulls":13},0,0,0,0,0,{"$nulls":6},""]
["California Valley Solar Ranch","57439_G_HPR2C",57439,"G","HPR2C",null,"Solar PV","","WEC_CALN","California",6,"SAN LUIS OBISPO",79,"06079",70,0,2013,9999,"","","N","Solar","",{"$nulls":13},0,0,0,0,0,{"$nulls":6},""]
["Napoleon Solar I","57462_G_1",57462,"G","1",null,"Solar PV","","PJM_ATSI","Ohio",39,"Henry",69,"39069",8,0,2011,9999,"","","N","Solar","",{"$nulls":13},0,0,0,0,0,{"$nulls":6},""]
["Bishop Hill Energy LLC","57463_G_1",57463,"G","1",null,"Wind","","MIS_MIDA","Illinois",17,"Henry",73,"17073",200,0,2012,9999,"","","N","Wind","",{"$nulls":13},0,0,0,0,0,{"$nulls":6},""]
["Ralls Wind Farm","57474_G_1",57474,"G","1",null,"Wind","","ERC_WEST","Texas",48,"Crosby",107,"48107",10,0,2011,9999,"","","N","Wind","",{"$nulls":13},0,0,0,0,0,{"$nulls":6},""]
["Masser Farms Realty Solar","57494_G_MFRS",57494,"G","MFRS",null,"Solar PV","","PJM_WMAC","Pennsylvania",42,"Schuylkill",107,"42107",1,0,2011,9999,"","","N","Solar","",{"$nulls":13},0,0,0,0,0,{"$nulls":6},""]
["Walnut Creek Energy Park","57515_G_GT1",57515,"G","GT1",null,"Combustion Turbine","Combustion Turbine","WEC_LADW","California",6,"Los Angeles",37,"06037",96,9750,2013,9999,"","","N","Natural Gas","",{"$nulls":13},0,0.0267,0.0267,0.0267,0.0267,{"$nulls":6},""]
["Walnut Creek Energy Park","57515_G_GT2",57515,"G","GT2",null,"Combustion Turbine","Combustion Turbine","WEC_LADW","California",6,"Los Angeles",37,"06037",96,9750,2013,9999,"","","N","Natural Gas","",{"$nulls":13},0,0.0267,0.0267,0.0267,0.0267,{"$nulls":6},""]
["Walnut Creek Energy Park","57515_G_GT3",57515,"G","GT3",null,"Combustion Turbine","Combustion Turbine","WEC_LADW","California",6,"Los Angeles",37,"06037",96,9750,2013,9999,"","","N","Natural Gas","",{"$nulls":13},0,0.0267,0.0267,0.0267,0.0267,{"$nulls":6},""]
["Walnut Creek Energy Park","57515_G_GT4",57515,"G","GT4",null,"Combustion Turbine","Combustion Turbine","WEC_LADW","California",6,"Los Angeles",37,"06037",96,9750,2013,9999,"","","N","Natural Gas","",{"$nulls":13},0,0.0267,0.0267,0.0267,0.0267,{"$nulls":6},""]
["Walnut Creek Energy Park","57515_G_GT5",57515,"G","GT5",null,"Combustion Turbine","Combustion Turbine","WEC_LADW","California",6,"Los Angeles",37,"06037",96,9750,2013,9999,"","","N","Natural Gas","",{"$nulls":13},0,0.0267,0.0267,0.0267,0.0267,{"$nulls":6},""]
["Palouse","57530_G_1",57530,"G","1",null,"Wind","","WECC_PNW","Washington",53,"Whitman",75,"53075",97,0,2012,9999,"","","N","Wind","",{"$nulls":13},0,0,0,0,0,{"$nulls":6},""]
["Paulding Wind Farm II","57620_G_GEN1",57620,"G","GEN1",null,"Wind","","PJM_West","Ohio",39,"Paulding",125,"39125",150,0,2011,9999,"","","N","Wind","",{"$nulls":13},0,0,0,0,0,{"$nulls":6},""]
["Antelope Ridge Wind Power","57615_G_GEN1",57615,"G","GEN1",null,"Wind","","WECC_PNW","Oregon",41,"Union",61,"41061",300,0,2011,9999,"","","N","Wind","",{"$nulls":13},0,0,0,0,0,{"$nulls":6},""]
["Bos Dairy, LLC","57625_G_BOS2",57625,"G","BOS2",null,"Non-Fossil Waste","","MIS_INKY","Indiana",18,"Jasper",73,"18073",0.6,14731,2011,9999,"","","N","Non-Fossil Waste","",{"$nulls":13},0,0,0,0,0,{"$nulls":6},""]
["Foundation ST","57626_G_WTG1",57626,"G","WTG1",null,"Wind","","WEC_CALN","California",6,"San Joaquin",77,"06077",2,0,2011,9999,"","","N","Wind","",{"$nulls":13},0,0,0,0,0,{"$nulls":6},""]
["Ironwood Wind","57639_G_1",57639,"G","1",null,"Wind","","SPP_N","Kansas",20,"Ford",57,"20057",167.9,0,2012,9999,"","","N","Wind","",{"$nulls":13},0,0,0,0,0,{"$nulls":6},""]
["500 Virginia Solar","57640_G_1",57640,"G","1",null,"Solar PV","","PJM_EMAC","Pennsylvania",42,"Montgomery",91,"42091",1,0,2011,9999,"","","N","Solar","",{"$nulls":13},0,0,0,0,0,{"$nulls":6},""]
["Town of Falmouth WWTP","57654_G_WIND2",57654,"G","WIND2",null,"Wind","","NENGREST","Massachusetts",25,"Barnstable",1,"25001",1.7,0,2011,9999,"","","N","Wind","",{"$nulls":13},0,0,0,0,0,{"$nulls":6},""]
["Temescal Canyon RV, LLC","57656_G_1",57656,"G","1",null,"Solar PV","","WECC_SCE","California",6,"Riverside",65,"06065",1.5,0,2011,9999,"","","N","Solar","",{"$nulls":13},0,0,0,0,0,{"$nulls":6},""]
["Cimarron Windpower II","57663_G_1",57663,"G","1",null,"Wind","","SPP_N","Kansas",20,"Gray",69,"20069",131,0,2012,9999,"","","N","Wind","",{"$nulls":13},0,0,0,0,0,{"$nulls":6},""]
["SAF Hydroelectric LLC","57665_G_1",57665,"G","1",null,"Hydro","","MIS_MNWI","Minnesota",27,"Hennepin",53,"27053",0.6,0,2011,9999,"","","N","Hydro","",{"$nulls":13},0,0,0,0,0,{"$nulls":6},""]
["SAF Hydroelectric LLC","57665_G_10",57665,"G","10",null,"Hydro","","MIS_MNWI","Minnesota",27,"Hennepin",53,"27053",0.6,0,2011,9999,"","","N","Hydro","",{"$nulls":13},0,0,0,0,0,{"$nulls":6},""]
["SAF Hydroelectric LLC","57665_G_11",57665,"G","11",null,"Hydro","","MIS_MNWI","Minnesota",27,"Hennepin",53,"27053",0.6,0,2011,9999,"","","N","Hydro","",{"$nulls":13},0,0,0,0,0,{"$nulls":6},""]
["SAF Hydroelectric LLC","57665_G_12",57665,"G","12",null,"Hydro","","MIS_MNWI","Minnesota",27,"Hennepin",53,"27053",0.6,0,2011,9999,"","","N","Hydro","",{"$nulls":13},0,0,0,0,0,{"$nulls":6},""]
["SAF Hydroelectric LLC","57665_G_13",57665,"G","13",null,"Hydro","","MIS_MNWI","Minnesota",27,"Hennepin",53,"27053",0.6,0,2011,9999,"","","N","Hydro","",{"$nulls":13},0,0,0,0,0,{"$nulls":6},""]
["SAF Hydroelectric LLC","57665_G_14",57665,"G","14",null,"Hydro","","MIS_MNWI","Minnesota",27,"Hennepin",53,"27053",0.6,0,2011,9999,"","","N","Hydro","",{"$nulls":13},0,0,0,0,0,{"$nulls":6},""]
["SAF Hydroelectric LLC","57665_G_15",57665,"G","15",null,"Hydro","","MIS_MNWI","Minnesota",27,"Hennepin",53,"27053",0.6,0,2011,9999,"","","N","Hydro","",{"$nulls":13},0,0,0,0,0,{"$nulls":6},""]
["SAF Hydroelectric LLC","57665_G_16",57665,"G","16",null,"Hydro","","MIS_MNWI","Minnesota",27,"Hennepin",53,"27053",0.6,0,2011,9999,"","","N","Hydro","",{"$nulls":13},0,0,0,0,0,{"$nulls":6},""]
["SAF Hydroelectric LLC","57665_G_2",57665,"G","2",null,"Hydro","","MIS_MNWI","Minnesota",27,"Hennepin",53,"27053",0.6,0,2011,9999,"","","N","Hydro","",{"$nulls":13},0,0,0,0,0,{"$nulls":6},""]
["SAF Hydroelectric LLC","57665_G_3",57665,"G","3",null,"Hydro","","MIS_MNWI","Minnesota",27,"Hennepin",53,"27053",0.6,0,2011,9999,"","","N","Hydro","",{"$nulls":13},0,0,0,0,0,{"$nulls":6},""]
["SAF Hydroelectric LLC","57665_G_4",57665,"G","4",null,"Hydro","","MIS_MNWI","Minnesota",27,"Hennepin",53,"27053",0.6,0,2011,9999,"","","N","Hydro","",{"$nulls":13},0,0,0,0,0,{"$nulls":6},""]
["SAF Hydroelectric LLC","57665_G_5",57665,"G","5",null,"Hydro","","MIS_MNWI","Minnesota",27,"Hennepin",53,"27053",0.6,0,2011,9999,"","","N","Hydro","",{"$nulls":13},0,0,0,0,0,{"$nulls":6},""]
["SAF Hydroelectric LLC","57665_G_6",57665,"G","6",null,"Hydro","","MIS_MNWI","Minnesota",27,"Hennepin",53,"27053",0.6,0,2011,9999,"","","N","Hydro","",{"$nulls":13},0,0,0,0,0,{"$nulls":6},""]
["SAF Hydroelectric LLC","57665_G_7",57665,"G","7",null,"Hydro","","MIS_MNWI","Minnesota",27,"Hennepin",53,"27053",0.6,0,2011,9999,"","","N","Hydro","",{"$nulls":13},0,0,0,0,0,{"$nulls":6},""]
["SAF Hydroelectric LLC","57665_G_8",57665,"G","8",null,"Hydro","","MIS_MNWI","Minnesota",27,"Hennepin",53,"27053",0.6,0,2011,9999,"","","N","Hydro","",{"$nulls":13},0,0,0,0,0,{"$nulls":6},""]
["SAF Hydroelectric LLC","57665_G_9",57665,"G","9",null,"Hydro","","MIS_MNWI","Minnesota",27,"Hennepin",53,"27053",0.6,0,2011,9999,"","","N","Hydro","",{"$nulls":13},0,0,0,0,0,{"$nulls":6},""]
["Arlington Valley Solar Energy I","57679_G_AVSE1",57679,"G","AVSE1",null,"Solar PV","","WECC_AZ","Arizona",4,"Maricopa",13,"04013",125,0,2014,9999,"","","N","Solar","",{"$nulls":13},0,0,0,0,0,{"$nulls":6},""]
["Arlington Valley Solar Energy II","57680_G_AVSE2",57680,"G","AVSE2",null,"Solar PV","","WECC_AZ","Arizona",4,"Maricopa",13,"04013",27.3,0,2013,9999,"","","N","Solar","",{"$nulls":13},0,0,0,0,0,{"$nulls":6},""]
["Rinehart","57685_G_1",57685,"G","1",null,"Solar PV","","FRCC","Florida",12,"Seminole",117,"12117",10,0,2011,9999,"","","N","Solar","",{"$nulls":13},0,0,0,0,0,{"$nulls":6},""]
["Sorrento","57686_G_1",57686,"G","1",null,"Solar PV","","FRCC","Florida",12,"Lake",69,"12069",40,0,2011,9999,"","","N","Solar","",{"$nulls":13},0,0,0,0,0,{"$nulls":6},""]
["Vogtle","649_G_3",649,"G",3,null,"Nuclear","","S_SOU","Georgia",13,"Burke",33,"13033",1100,10400,2019,2079,"","","N","Nuclear Fuel","",{"$nulls":14},0,0,0,0,{"$nulls":6},""]
["Vogtle","649_G_4",649,"G",4,null,"Nuclear","","S_SOU","Georgia",13,"Burke",33,"13033",1100,10400,2020,2080,"","","N","Nuclear Fuel","",{"$nulls":14},0,0,0,0,{"$nulls":6},""]
["V C Summer","6127_G_2",6127,"G",2,null,"Nuclear","","S_VACA","South Carolina",45,"Fairfield",39,"45039",1100,10400,2019,2079,"","","N","Nuclear Fuel","",{"$nulls":14},0,0,0,0,{"$nulls":6},""]
["V C Summer","6127_G_3",6127,"G",3,null,"Nuclear","","S_VACA","South Carolina",45,"Fairfield",39,"45039",1100,10400,2020,2080,"","","N","Nuclear Fuel","",{"$nulls":14},0,0,0,0,{"$nulls":6},""]
["IMPORT1","IMPORT1",0,"I","1",null,"Import","","WEC_SDGE","California",6,"San Diego",73,"06073",200,0,2015,9999,"","","N","None","",{"$nulls":13},0,0,0,0,0]
["Canal","1599_B_2",1599,"B","2",null,"O/G Steam","","NENGREST","Massachusetts",25,"Barnstable",1,"25001",553,12233,1976,9999,"","","N","Natural Gas, Residual Fuel Oil","",{"$nulls":3},"LNB + OFA","SNCR",{"$nulls":8},1.21,0.15,0.15,0.15,0.15,{"$nulls":6},""]
["Gilbert","2393_G_8",2393,"G","8",null,"Combined Cycle","","PJM_EMAC","New Jersey",34,"Hunterdon",19,"34019",90,11302,1977,9999,"","","N","Natural Gas, Distillate Fuel Oil","",{"$nulls":13},0.74,0.11502388957706601,0.11502388957706601,0.11502388957706601,0.11502388957706601,{"$nulls":6},""]
["Howard Down","2434_B_9",2434,"B","10",null,"O/G Steam","","PJM_EMAC","New Jersey",34,"Cumberland",11,"34011",23,14427,1970,9999,"","","N","Residual Fuel Oil","",{"$nulls":13},1.5,0.2233,0.2233,0.2233,0.2233,{"$nulls":6},""]
["Copper Mountain Solar I","57205_G_PV01",57205,"G","PV01",null,"Solar PV","","WECC_SNV","Nevada",32,"Clark",3,"32003",10,0,2010,9999,"","","N","Solar","",{"$nulls":14},0,0,0,0]
["Loraine Windpower Park LLC","57303_G_LWG3",57303,"G","LWG3",null,"Wind","","ERC_WEST","Texas",48,"Mitchell",335,"48335",100.5,0,2012,9999,"","","N","Wind","",{"$nulls":14},0,0,0,0]
["Waste Management Rolling Meadows LFGTE","57023_G_GEN8",57023,"G","GEN8",null,"Landfill Gas","","SPP_N","Kansas",20,"SHAWNEE",177,"20177",0.8,13648,2013,9999,"","","N","Landfill Gas","",{"$nulls":14},0.04394744404747715,0.04394744404747715,0.04394744404747715,0.04394744404747715]
["Panda Stonewall Power Project","83956_G_GEN1",83956,"G","GEN1",null,"Combined Cycle","","PJM_Dom","Virginia",51,"Loudoun",107,"51107",200,6430,2017,9999,null,null,"N","Natural Gas",{"$nulls":5},"SCR",{"$nulls":9},0.05,0.05,0.05,0.05]
["Panda Stonewall Power Project","83956_G_GEN2",83956,"G","GEN2",null,"Combined Cycle","","PJM_Dom","Virginia",51,"Loudoun",107,"51107",200,6430,2017,9999,null,null,"N","Natural Gas",{"$nulls":5},"SCR",{"$nulls":9},0.05,0.05,0.05,0.05]
["Panda Stonewall Power Project","83956_G_GEN3",83956,"G","GEN3",null,"Combined Cycle","","PJM_Dom","Virginia",51,"Loudoun",107,"51107",350,6430,2017,9999,null,null,"N","Natural Gas",{"$nulls":5},"SCR",{"$nulls":9},0.05,0.05,0.05,0.05]
["Lake Creek","3502_B_ST1",3502,"B","ST1",2426,"O/G Steam","","ERC_REST","Texas",48,"McLennan",309,"48309",87,13240,1953,9999,null,null,"Y","Natural Gas, Distillate Fuel Oil",{"$nulls":14},1.16,0.181,0.181,0.181,0.181]
["Lake Creek","3502_B_ST2",3502,"B","ST2",2427,"O/G Steam","","ERC_REST","Texas",48,"McLennan",309,"48309",230,10896,1959,9999,null,null,"Y","Natural Gas, Distillate Fuel Oil",{"$nulls":14},1.16,0.236,0.236,0.236,0.236]

{"sheet":"NEEDS 5.15_Retired_by2016","index":1,"n_rows":1029,"n_cols":51,"rows_kept":1029}
["Plant Name","UniqueID_Final","ORIS Plant Code","Boiler/Generator/Committed Unit","Unit ID","CAMD Database UnitID","PlantType","Combustion Turbine/IC Engine","Region Name","State Name","State Code","County","County Code","FIPS5","Capacity (MW)","Heat Rate (Btu/kWh)","On Line Year","Retirement Year","Firing","Bottom","Cogen?","Modeled Fuels","Wet/DryScrubber","Scrubber_Online_Year","Scrubber Efficiency","Scrubber Efficiency_MATS","NOx Comb Control","NOx Post-Comb Control","SCR_Online_Year","SNCR_Online_Year","PM Control","PM Control_MATS","FlueGasConditioning_Flag","Mercury_Controls","ACI_Online_Year","Mercury_Controls Efficiency_MATS","SO2 Permit Rate (lbs/mmBtu)","Mode 1 NOx Rate (lbs/mmBtu)","Mode 2 NOx Rate (lbs/mmBtu)","Mode 3 NOx Rate  (lbs/mmBtu)","Mode 4 NOx Rate  (lbs/mmBtu)","Hg EMF for BIT_MATS","Hg EMF for SUB_MATS","Hg EMF for LIG_MATS","HCL Removal","HCL Removal_MATS","DSI Unit","BART Affected Unit","DSI Online Year","CCS Removal","C2G"]
["Mount Tom","1606_G_1",1606,"G","1",1108,"Coal Steam","","NENGREST","Massachusetts",25,"Hampden",13,"25013",144,10623,1960,2014,"wall","dry","N","Bituminous","Dry Scrubber",2015,92.51,92.51,"LNB + OFA","SCR",2006,"","ESPC","ESPC","No","ACI",2015,90,1.2,0.10414676069539601,0.07,0.10414676069539601,0.07,0.1,0.1,0.1,99,99,"",""]
["Shelby Municipal Light Plant","2943_G_3",2943,"G","3","","Coal Steam","","PJM_West","Ohio",39,"Richland",139,"39139",5,14500,1948,2012,"","","N","Bituminous","","","","","","","","","","","NA","","","",7.766666666666667,0.4451349612788622,0.4451349612788622,0.4451349612788622,0.4451349612788622,1,1,1,"","","",""]
["Yates","728_G_4",728,"G","4",554,"Coal Steam","","S_SOU","Georgia",13,"Coweta",77,"13077",133,10863,1957,2015,"tangential","dry","N","Bituminous","","","","","LNC1","","","","ESPC","ESPC","No","","","",4.72,0.36440858963076955,0.36440858963076955,0.25219260388764186,0.25219260388764186,0.64,0.97,1,"","","",""]
["Yates","728_G_5",728,"G","5",555,"Coal Steam","","S_SOU","Georgia",13,"Coweta",77,"13077",135,10900,1958,2015,"tangential","dry","N","Bituminous","","","","","LNC1","","","","ESPC","ESPC","No","","","",4.72,0.34378451747770417,0.34378451747770417,0.24024272890618992,0.24024272890618992,0.64,0.97,1,"","","",""]
["Colorado Energy Nations Company","10003_B_BLR1",10003,"B","BLR1","","Coal Steam","","WECC_CO","Colorado",8,"Jefferson",59,"08059",8.1,8300,1976,2012,"","","Y","Bituminous","","","","","","","","","","","NA","","","",1.5,0.4451349612788622,0.4451349612788622,0.4451349612788622,0.4451349612788622,1,1,1,"","","",""]
["Fair Station","1218_B_1",1218,"B","1","","Coal Steam","","MIS_IA","Iowa",19,"MUSCATINE",139,"19139",23,12968,1960,2013,"wall","dry","N","Bituminous","","","","","","","","","ESPC","ESPC","No","","","",6,0.4746690655727098,0.4746690655727098,0.32,0.32,0.64,0.97,1,"","","",""]
["Fair Station","1218_B_2",1218,"B","2",807,"Coal Steam","","MIS_IA","Iowa",19,"MUSCATINE",139,"19139",41,12565,1967,2013,"wall","dry","N","Bituminous","","","","","LNB","","","","ESPC","ESPC","Yes","","","",6,0.4113868169988682,0.4113868169988682,0.32,0.32,0.64,0.97,1,"","","","Yes"]
["Dale","1385_B_1",1385,"B","1",9393,"Coal Steam","","S_C_KY","Kentucky",21,"Clark",49,"21049",23,11485,1954,2015,"wall","dry","N","Bituminous","","","","","LNBO","","","","ESPH","ESPH + B","No","","","",1.8,0.391,0.391,0.391,0.391,0.11,0.27,1,"","","",""]
["Dale","1385_B_2",1385,"B","2",9394,"Coal Steam","","S_C_KY","Kentucky",21,"Clark",49,"21049",23,11478,1954,2015,"wall","dry","N","Bituminous","","","","","LNBO","","","","ESPH","ESPH + B","No","","","",1.8,0.391,0.391,0.391,0.391,0.11,0.27,1,"","","",""]
["Dale","1385_B_3",1385,"B","3",934,"Coal Steam","","S_C_KY","Kentucky",21,"Clark",49,"21049",74,11698,1957,2015,"wall","dry","N","Bituminous","","",53,53,"LNB","","","","ESPC","ESPC + B","No","","","",1.8,0.347,0.347,0.32,0.32,0.2,0.75,1,63,63,"Yes","",2015]
["Dale","1385_B_4",1385,"B","4",935,"Coal Steam","","S_C_KY","Kentucky",21,"Clark",49,"21049",75,11767,1960,2015,"wall","dry","N","Bituminous","","",53,53,"LNB","","","","ESPC","ESPC + B","No","","","",1.8,0.347,0.347,0.32,0.32,0.2,0.75,1,63,63,"Yes","",2015]
["James De Young","1830_B_5",1830,"B","5",1214,"Coal Steam","","MIS_LMI","Michigan",26,"Ottawa",139,"26139",27,13634,1969,2016,"wall","dry","N","Bituminous","","","","","LNB","","","","ESPC","ESPC","No","","","",1.67,0.40217419229981255,0.40217419229981255,0.32,0.32,0.64,0.97,1,"","","","Yes"]
["Eckert Station","1831_B_1",1831,"B","1",1215,"Coal Steam","","MIS_LMI","Michigan",26,"Ingham",65,"26065",35,12697,1954,2016,"wall","dry","N","Bituminous, Subbituminous","","","","","LNB + SOFA","","","","ESPC","ESPC + B","No","","","",1.67,0.24639134537968482,0.24639134537968482,0.24639134537968482,0.24639134537968482,0.2,0.75,1,"","","",""]
["Eckert Station","1831_B_2",1831,"B","2",1216,"Coal Steam","","MIS_LMI","Michigan",26,"Ingham",65,"26065",36,12825,1958,2016,"tangential","dry","N","Bituminous, Subbituminous","","","","","","","","","ESPC","ESPC","No","","","",1.67,0.26756383895145003,0.26756383895145003,0.12258617284379085,0.12258617284379085,0.64,0.97,1,"","","",""]
["Eckert Station","1831_B_3",1831,"B","3",1217,"Coal Steam","","MIS_LMI","Michigan",26,"Ingham",65,"26065",34,12578,1961,2016,"tangential","dry","N","Bituminous, Subbituminous","","","","","LNB + SOFA","","","","ESPC","ESPC + B","No","","","",1.67,0.167173043114284,0.167173043114284,0.167173043114284,0.167173043114284,0.2,0.75,1,"","","",""]
["Austin Northeast","1961_B_NEPP",1961,"B","NEPP",1258,"Coal Steam","","MIS_MNWI","Minnesota",27,"MOWER",99,"27099",29,13843,1971,2015,"wall","dry","N","Bituminous","","","","","LNB","","","","ESPC","ESPC","No","","","",4,0.7509095016811874,0.7509095016811874,0.490177035819664,0.490177035819664,0.64,0.97,1,"","","","Yes"]
["Silver Lake","2008_B_1",2008,"B","1","","Coal Steam","","MIS_MNWI","Minnesota",27,"Olmsted",109,"27109",9.6,14500,1948,2016,"","","N","Bituminous, Subbituminous","","","","","","SNCR","",2015,"ESPC + C","ESPC + C","No","","","",4,0.09839933042226234,0.09839933042226234,0.09839933042226234,0.09839933042226234,0.64,0.97,1,"","","",""]
["Silver Lake","2008_B_2",2008,"B","2","","Coal Steam","","MIS_MNWI","Minnesota",27,"Olmsted",109,"27109",14.3,14500,1953,2016,"","","N","Bituminous, Subbituminous","","","","","","","","","ESPC + C","ESPC + C","No","","","",4,0.4451349612788622,0.4451349612788622,0.4451349612788622,0.4451349612788622,0.64,0.97,1,"","","",""]
["Silver Lake","2008_B_3",2008,"B","3","","Coal Steam","","MIS_MNWI","Minnesota",27,"Olmsted",109,"27109",23.5,14500,1962,2016,"","","N","Bituminous, Subbituminous","","","","","","","","","ESPC + C","ESPC + C","No","","","",4,0.4451349612788622,0.4451349612788622,0.4451349612788622,0.4451349612788622,0.64,0.97,1,"","","","Yes"]
["Silver Lake","2008_B_4",2008,"B","4",1278,"Coal Steam","","MIS_MNWI","Minnesota",27,"Olmsted",109,"27109",57,14500,1969,2016,"wall","dry","N","Bituminous, Subbituminous","Dry Scrubber",2010,85,90,"LNB + OFA","SNCR","",2005,"B","B","NA","","","",4,0.3323,0.2219,0.3323,0.2219,0.05,0.75,1,90,99,"","Yes"]
["Asbury","2076_B_1",2076,"B","1",1311,"Coal Steam","","SPP_N","Missouri",29,"Jasper",97,"29097",189,10812,1970,2014,"cyclone","wet","N","Bituminous, Subbituminous","Dry scrubber",2014,92.51,92.51,"OFA","SCR",2008,"","B","B","NA","ACI",2014,90,12,0.17918279619649718,0.17918279619649718,0.17918279619649718,0.17918279619649718,0.1,0.1,0.1,99,99,"","Yes"]
["Montrose","2080_B_1",2080,"B","1",1320,"Coal Steam","","SPP_N","Missouri",29,"Henry",83,"29083",169,10978,1958,2016,"tangential","dry","N","Subbituminous","","","","","other","","","","ESPC","ESPC + B","Yes","","","",1.3,0.33612991936361486,0.33612991936361486,0.33612991936361486,0.33612991936361486,0.2,0.75,1,"","","",""]
["Four Corners","2442_B_1",2442,"B","1",1581,"Coal Steam","","WECC_NM","New Mexico",35,"San Juan",45,"35045",170,10358,1963,2013,"wall","dry","N","Subbituminous","Wet Scrubber",1972,94,94,"LNB","","","","WS","B + WS","NA","","","",0.878326724,0.7857989364317941,0.7857989364317941,0.5129520835040878,0.5129520835040878,0.1,0.27,0.56,99,99,"","Yes"]
["Four Corners","2442_B_2",2442,"B","2",1582,"Coal Steam","","WECC_NM","New Mexico",35,"San Juan",45,"35045",170,10456,1963,2013,"wall","dry","N","Subbituminous","Wet Scrubber",1972,94,94,"LNB","","","","WS","B + WS","NA","","","",0.878326724,0.6632033302403011,0.6632033302403011,0.4329243961290854,0.4329243961290854,0.1,0.27,0.56,99,99,"","Yes"]
["Four Corners","2442_B_3",2442,"B","3",1583,"Coal Steam","","WECC_NM","New Mexico",35,"San Juan",45,"35045",220,10231,1964,2013,"wall","dry","N","Subbituminous","Wet Scrubber",1972,92,92,"LNB","","","","WS","B + WS","NA","","","",0.878326724,0.6167381234208145,0.6167381234208145,0.43335324501843964,0.43335324501843964,0.1,0.27,0.56,97,99,"","Yes"]
["New Castle Plant","3138_B_3",3138,"B","3",2093,"Coal Steam","","PJM_ATSI","Pennsylvania",42,"Lawrence",73,"42073",93,11265,1952,2015,"wall","dry","N","Bituminous","","","","","LNBO","SNCR","",2005,"ESPC","ESPC","No","","","",2.8000000000000003,0.3631473063034922,0.3631473063034922,0.3631473063034922,0.3631473063034922,0.64,0.97,1,"","","",""]
["New Castle Plant","3138_B_4",3138,"B","4",2094,"Coal Steam","","PJM_ATSI","Pennsylvania",42,"Lawrence",73,"42073",95,11028,1958,2015,"wall","dry","N","Bituminous","","","","","LNBO","SNCR","",2005,"ESPC","ESPC","No","","","",2.8000000000000003,0.34854613749059904,0.34854613749059904,0.34854613749059904,0.34854613749059904,0.64,0.97,1,"","","",""]
["New Castle Plant","3138_B_5",3138,"B","5",2095,"Coal Steam","","PJM_ATSI","Pennsylvania",42,"Lawrence",73,"42073",132,10846,1964,2015,"wall","dry","N","Bituminous","","","","","LNBO","SNCR","",2005,"ESPC","ESPC + B","No","","","",2.8000000000000003,0.46978325098686036,0.46978325098686036,0.46978325098686036,0.46978325098686036,0.2,0.75,1,"","","","Yes"]
["Sunbury Generation LP","3152_B_1A",3152,"B","1A",2128,"Coal Steam","","PJM_WMAC","Pennsylvania",42,"Snyder",109,"42109",41,12526,1949,2014,"vertical","dry","N","Bituminous","Reagent Injection","",95,95,"LNBO","","","","B + C","B + C","NA","","","",3.7,0.25637877171279483,0.25637877171279483,0.25637877171279483,0.25637877171279483,0.11,0.27,1,95,95,"",""]
["Sunbury Generation LP","3152_B_1B",3152,"B","1B",2129,"Coal Steam","","PJM_WMAC","Pennsylvania",42,"Snyder",109,"42109",41,12526,1949,2014,"vertical","dry","N","Bituminous","Reagent Injection","",95,95,"LNBO","","","","B + C","B + C","NA","","","",3.7,0.2544704778077719,0.2544704778077719,0.2544704778077719,0.2544704778077719,0.11,0.27,1,95,95,"",""]
["Sunbury Generation LP","3152_B_2A",3152,"B","2A",2130,"Coal Steam","","PJM_WMAC","Pennsylvania",42,"Snyder",109,"42109",41,12526,1949,2014,"vertical","wet","N","Bituminous","","","","","LNBO","","","","B + C","B + C","NA","","","",3.7,0.2969178047603127,0.2969178047603127,0.2969178047603127,0.2969178047603127,0.11,0.27,1,"","","",""]
["Sunbury Generation LP","3152_B_2B",3152,"B","2B",2131,"Coal Steam","","PJM_WMAC","Pennsylvania",42,"Snyder",109,"42109",41,12526,1949,2014,"vertical","wet","N","Bituminous","","","","","LNBO","","","","B + C","B + C","NA","","","",3.7,0.05559999999999999,0.05559999999999999,0.05559999999999999,0.05559999999999999,0.11,0.27,1,"","","",""]
["Sunbury Generation LP","3152_B_3",3152,"B","3",2132,"Coal Steam","","PJM_WMAC","Pennsylvania",42,"Snyder",109,"42109",90,12526,1951,2014,"wall","dry","N","Bituminous","","","","","LNBO","","","","ESPC","ESPC","Yes","","","",3.7,0.27841203880600507,0.27841203880600507,0.27841203880600507,0.27841203880600507,0.64,0.97,1,"","","",""]
["Sunbury Generation LP","3152_B_4",3152,"B","4",2133,"Coal Steam","","PJM_WMAC","Pennsylvania",42,"Snyder",109,"42109",128,12364,1953,2014,"wall","dry","N","Bituminous","","","","","LNBO","","","","ESPC","ESPC + B","Yes","","","",3.7,0.2655907300337202,0.2655907300337202,0.2655907300337202,0.2655907300337202,0.2,0.75,1,"","","",""]
["Yorktown","3809_B_2",3809,"B","2",2531,"Coal Steam","","PJM_Dom","Virginia",51,"York",199,"51199",164,10310,1959,2014,"tangential","dry","N","Bituminous","","","","","LNB + OFA","SNCR","",2002,"ESPC","ESPC + B","No","","","",2.64,0.5398092681759458,0.5398092681759458,0.35366814121872303,0.35366814121872303,0.2,0.75,1,"","","",""]
["Mitchell","3948_B_2",3948,"B","2",2564,"Coal Steam","","PJM_West","West Virginia",54,"Marshall",51,"54051",790,9741,1971,2013,"wall","dry","N","Bituminous","Wet Scrubber",2006,98,98,"LNB","SCR",2007,"","ESPC","ESPC","No","","","",1.2,0.050621660109513,0.050621660109513,0.050621660109513,0.050621660109513,0.1,0.84,0.56,99,99,"","Yes"]
["Colbert","47_B_1",47,"B","1",35,"Coal Steam","","S_C_TVA","Alabama",1,"Colbert",33,"01033",178,10553,1955,2016,"wall","dry","N","Bituminous, Subbituminous","","","","","LNB","","","","ESPC","ESPC","No","","","",2.2,0.4328691564213244,0.4328691564213244,0.3342037942054448,0.3342037942054448,0.64,0.97,1,"","","",""]
["Colbert","47_B_2",47,"B","2",36,"Coal Steam","","S_C_TVA","Alabama",1,"Colbert",33,"01033",178,10466,1955,2016,"wall","dry","N","Bituminous, Subbituminous","","","","","LNB","","","","ESPC","ESPC + B","No","","","",2.2,0.4322091397581813,0.4322091397581813,0.33375022716414166,0.33375022716414166,0.2,0.75,1,"","","",""]
["Colbert","47_B_3",47,"B","3",37,"Coal Steam","","S_C_TVA","Alabama",1,"Colbert",33,"01033",178,10455,1955,2016,"wall","dry","N","Bituminous, Subbituminous","","","","","LNB","","","","ESPC","ESPC","No","","","",2.2,0.4264229290884447,0.4264229290884447,0.3297603083192881,0.3297603083192881,0.64,0.97,1,"","","",""]
["Colbert","47_B_4",47,"B","4",38,"Coal Steam","","S_C_TVA","Alabama",1,"Colbert",33,"01033",178,10497,1955,2016,"wall","dry","N","Bituminous, Subbituminous","","","","","LNB","","","","ESPC","ESPC","No","","","",2.2,0.4345536173565361,0.4345536173565361,0.33535989684939804,0.33535989684939804,0.64,0.97,1,"","","",""]
["Colbert","47_B_5",47,"B","5",39,"Coal Steam","","S_C_TVA","Alabama",1,"Colbert",33,"01033",472,10492,1965,2016,"wall","dry","N","Bituminous, Subbituminous","","","","","LNB","SCR",2003,"","ESPC","ESPC","No","","","",4,0.0652925049867623,0.0652925049867623,0.0652925049867623,0.0652925049867623,0.64,0.97,1,"","","","Yes"]
["Lamar Plant","508_B_4",508,"B","4",89621,"Coal Steam","","WECC_CO","Colorado",8,"Prowers",99,"08099",40,14500,1972,1989,"FBC","dry","N","Subbituminous","Reagent Injection","",91.6,91.6,"CF + LA + OFA","","","","B","B","NA","","","",0.860384615384615,0.21208183749213252,0.21208183749213252,0.21208183749213252,0.21208183749213252,0.05,0.43,0.43,95,95,"",""]
["Piney Creek Project","54144_B_BRBR1",54144,"B","BRBR1",3756,"Coal Steam","","PJM_PENE","Pennsylvania",42,"CLARION",31,"42031",32,13354,1992,2013,"FBC","dry","N","Waste Coal","Dry Scrubber",1992,97.2,97.2,"OFA","SNCR","",2003,"B","B","NA","","","",1,0.1537,0.122,0.1537,0.08,0.01,0.01,0.01,99,99,"",""]
["Monticello","6147_B_1",6147,"B","1",2807,"Coal Steam","","ERC_REST","Texas",48,"Titus",449,"48449",565,11162,1974,2013,"tangential","dry","N","Lignite, Subbituminous","","","","","LNC2","SNCR","",2009,"ESPC + B","ESPC + B","Yes","ACI",2009,90,3,0.1253598176388551,0.1253598176388551,0.1253598176388551,0.1253598176388551,0.1,0.1,0.1,"","","","Yes"]
["Monticello","6147_B_2",6147,"B","2",2808,"Coal Steam","","ERC_REST","Texas",48,"Titus",449,"48449",565,11156,1975,2013,"tangential","dry","N","Lignite, Subbituminous","","","","","LNC2","SNCR","",2008,"ESPC + B","ESPC + B","Yes","ACI",2009,90,3,0.12366030710915048,0.12366030710915048,0.12366030710915048,0.12366030710915048,0.1,0.1,0.1,"","","","Yes"]
["Scholz","642_B_1",642,"B","1",463,"Coal Steam","","S_SOU","Florida",12,"Jackson",63,"12063",46,12377,1953,2015,"wall","dry","N","Bituminous","","","","","","","","","ESPC","ESPC","No","","","",6.17,0.5393726548499314,0.5393726548499314,0.32,0.32,0.64,0.97,1,"","","",""]
["Scholz","642_B_2",642,"B","2",464,"Coal Steam","","S_SOU","Florida",12,"Jackson",63,"12063",46,12563,1953,2015,"wall","dry","N","Bituminous","","","","","","","","","ESPC","ESPC","No","","","",6.17,0.5515533759722471,0.5515533759722471,0.32,0.32,0.64,0.97,1,"","","",""]
["Mitchell","727_B_3",727,"B","3",550,"Coal Steam","","S_SOU","Georgia",13,"Dougherty",95,"13095",155,10729,1964,2013,"tangential","dry","N","Bituminous","","","","","","","","","ESPC","ESPC","No","","","",4.72,0.5798170101964192,0.5798170101964192,0.256964163360109,0.256964163360109,0.64,0.97,1,"","","",""]
["Yates","728_B_Y1BR",728,"B","Y1BR",551,"Coal Steam","","S_SOU","Georgia",13,"Coweta",77,"13077",97,11192,1950,2015,"tangential","dry","N","Bituminous","Wet Scrubber",1992,90,90,"FU + LNB","","","","ESPC + WS","ESPC + B + WS","Yes","","","",4.72,0.35380394669116194,0.35380394669116194,0.24611445494998335,0.24611445494998335,0.3,0.3,0.56,95,99,"",""]
["Yates","728_B_Y2BR",728,"B","Y2BR",552,"Coal Steam","","S_SOU","Georgia",13,"Coweta",77,"13077",103,10829,1950,2015,"tangential","dry","N","Bituminous","","","","","FU","","","","ESPC","ESPC + B","No","","","",4.72,0.34574652147297347,0.34574652147297347,0.24,0.24,0.2,0.75,1,"","","",""]
["Yates","728_B_Y3BR",728,"B","Y3BR",553,"Coal Steam","","S_SOU","Georgia",13,"Coweta",77,"13077",111,10875,1952,2015,"tangential","dry","N","Bituminous","","","","","FU","","","","ESPC","ESPC + B","No","","","",4.72,0.3667878309956486,0.3667878309956486,0.24,0.24,0.2,0.75,1,"","","",""]
["Kraft","733_B_1",733,"B","1",558,"Coal Steam","","S_SOU","Georgia",13,"Chatham",51,"13051",48,11346,1953,2016,"tangential","dry","N","Bituminous","","","","","","","","","ESPC","ESPC","No","","","",4.72,0.4402411973142726,0.4402411973142726,0.24,0.24,0.64,0.97,1,"","","",""]
["Kraft","733_B_2",733,"B","2",559,"Coal Steam","","S_SOU","Georgia",13,"Chatham",51,"13051",52,11245,1961,2016,"tangential","dry","N","Bituminous","","","","","","","","","ESPC","ESPC","No","","","",4.72,0.451202345047476,0.451202345047476,0.24,0.24,0.64,0.97,1,"","","",""]
["Cogen South","7737_B_B001",7737,"B","B001",88328,"Coal Steam","","S_VACA","South Carolina",45,"Charleston",19,"45019",45,14500,1999,2011,"wall","dry","Y","Bituminous","Dry Scrubber",1999,91.6,91.6,"LNB","","","","B","B","NA","","","",2.3000000000000003,0.3059,0.3059,0.3059,0.3059,0.05,0.75,1,96.6,99,"",""]
["Cogen South","7737_B_RB01",7737,"B","RB01",88328,"Coal Steam","","S_VACA","South Carolina",45,"Charleston",19,"45019",45,14500,1999,2011,"wall","dry","Y","Bituminous","","","","","","","","","ESPH","ESPH","No","","","",2.3000000000000003,0.3059,0.3059,0.3059,0.3059,0.9,0.94,1,"","","",""]
["Will County","884_B_3",884,"B","3",602,"Coal Steam","","PJM_COMD","Illinois",17,"Will",197,"17197",251,10670,1957,2015,"tangential","dry","N","Bituminous, Subbituminous","","","","","LNC3","SNCR","",2012,"ESPH","ESPH","No","ACI",2009,90,1.8,0.12890471813832954,0.12890471813832954,0.12890471813832954,0.12890471813832954,0.1,0.1,0.1,"","","",""]
["Eagle Valley","991_B_6",991,"B","6",690,"Coal Steam","","MIS_INKY","Indiana",18,"Morgan",109,"18109",99,11623,1956,2014,"tangential","dry","N","Bituminous","","","","","LNC2","","","","ESPC","ESPC + B","No","","","",2.57,0.28264547841379917,0.28264547841379917,0.24,0.24,0.2,0.75,1,"","","",""]
["B C Cobb","1695_B_4",1695,"B","4",1147,"Coal Steam","","MIS_LMI","Michigan",26,"Muskegon",121,"26121",156,10788,1956,2016,"tangential","dry","N","Bituminous, Subbituminous","","","","","","","","","ESPC","ESPC + B","Yes","","","",1.67,0.3598474940471153,0.3598474940471153,0.14105638412770904,0.14105638412770904,0.2,0.75,1,"","","",""]
["B C Cobb","1695_B_5",1695,"B","5",1148,"Coal Steam","","MIS_LMI","Michigan",26,"Muskegon",121,"26121",156,10846,2000,2016,"tangential","dry","N","Bituminous, Subbituminous","","","","","LNC3","","","","ESPC","ESPC + B","Yes","","","",1.67,0.178821788024368,0.178821788024368,0.178821788024368,0.178821788024368,0.2,0.75,1,"","","",""]
["J C Weadock","1720_B_7",1720,"B","7",1160,"Coal Steam","","MIS_LMI","Michigan",26,"Bay",17,"26017",155,9814,1955,2016,"tangential","dry","N","Bituminous, Subbituminous","","","","","LNC1","","","","ESPC","ESPC + B","Yes","","","",1.67,0.2846197890135362,0.2846197890135362,0.18692420926060616,0.18692420926060616,0.2,0.75,1,"","","",""]
["J C Weadock","1720_B_8",1720,"B","8",1161,"Coal Steam","","MIS_LMI","Michigan",26,"Bay",17,"26017",151,9812,1958,2016,"tangential","dry","N","Bituminous, Subbituminous","","","","","LNC1","","","","ESPC","ESPC","Yes","","","",1.67,0.30540624343702777,0.30540624343702777,0.20057572509479857,0.20057572509479857,0.64,0.97,1,"","","",""]
["J R Whiting","1723_B_1",1723,"B","1",1162,"Coal Steam","","MIS_LMI","Michigan",26,"Monroe",115,"26115",97,11165,1952,2016,"wall","dry","N","Bituminous, Subbituminous","","","","","","","","","ESPC","ESPC + B","Yes","","","",1.67,0.25278261429084115,0.25278261429084115,0.25278261429084115,0.25278261429084115,0.2,0.75,1,"","","",""]
["J R Whiting","1723_B_2",1723,"B","2",1163,"Coal Steam","","MIS_LMI","Michigan",26,"Monroe",115,"26115",101,11115,1953,2016,"wall","dry","N","Bituminous, Subbituminous","","","","","","","","","ESPC","ESPC + B","Yes","","","",1.67,0.2529029076813,0.2529029076813,0.2529029076813,0.2529029076813,0.2,0.75,1,"","","",""]
["J R Whiting","1723_B_3",1723,"B","3",1164,"Coal Steam","","MIS_LMI","Michigan",26,"Monroe",115,"26115",124,11146,1953,2016,"wall","dry","N","Bituminous, Subbituminous","","","","","","","","","ESPC","ESPC + B","Yes","","","",1.67,0.2542621941854688,0.2542621941854688,0.2542621941854688,0.2542621941854688,0.2,0.75,1,"","","",""]
["Alma","4140_B_B4",4140,"B","B4",2628,"Coal Steam","","MIS_MNWI","Wisconsin",55,"Buffalo",11,"55011",48,11930,1957,2016,"wall","dry","N","Bituminous, Subbituminous","","",53,53,"LNB + OFA","SNCR","",2009,"B","B","NA","ACI",2015,90,1,0.35,0.35,0.35,0.35,0.1,0.1,0.1,63,63,"Yes","",2015]
["Alma","4140_B_B5",4140,"B","B5",2629,"Coal Steam","","MIS_MNWI","Wisconsin",55,"Buffalo",11,"55011",72,11800,1960,2016,"wall","dry","N","Bituminous, Subbituminous","","",53,53,"LNB + OFA","SNCR","",2008,"B","B","NA","ACI",2015,90,1,0.35,0.35,0.35,0.35,0.1,0.1,0.1,63,63,"Yes","",2015]
["Two Elk Generating Station","55360_B_GEN1",55360,"B","GEN1","","Coal Steam","","WECC_WY","Wyoming",56,"Campbell",5,"56005",275,10386,2012,2016,"wall","dry","N","Waste Coal","Dry Scrubber",2012,85,94,"LNB + OFA","SCR",2012,"","B","B","NA","","","",0.132,0.0378031529212105,0.0378031529212105,0.0378031529212105,0.0378031529212105,0.01,0.01,0.01,90,99,"",""]
["Greene Energy Resource Recovery Project","56664_B_1",56664,"B","1","","Coal Steam","","PJM_AP","Pennsylvania",42,"Greene",59,"42059",525,11429,2015,2016,"FBC","dry","N","Waste Coal","Dry Scrubber",2015,97.8,97.8,"","SNCR","",2015,"B","B","NA","","","",0.13,0.04498343810315257,0.04498343810315257,0.04498343810315257,0.04498343810315257,0.01,0.01,0.01,99,99,"",""]
["Harbor Beach","1731_B_1",1731,"B","1",1177,"Coal Steam","","MIS_LMI","Michigan",26,"Huron",63,"26063",95,12659,1968,2016,"wall","dry","N","Bituminous","","","","","LNCB","","","","ESPC","ESPC + B","Yes","","","",1.67,0.6147823751350154,0.6147823751350154,0.6147823751350154,0.6147823751350154,0.2,0.75,1,"","","","Yes"]
["AES Westover","2526_B_13",2526,"B","13",1756,"Coal Steam","","NY_Z_C&E","New York",36,"Broome",7,"36007",84,10840,1951,2012,"tangential","dry","Y","Bituminous","Dry Scrubber",2010,95,95,"OFA","SCR",2010,"","B","B","NA","","","",3.4,0.20700000000000002,0.07,0.20700000000000002,0.07,0.05,0.75,1,99,99,"",""]
["AES Greenidge LLC","2527_B_6",2527,"B","6",1759,"Coal Steam","","NY_Z_C&E","New York",36,"Yates",123,"36123",108,10906,1953,2012,"tangential","dry","N","Bituminous","Dry Scrubber",2006,94.1,94.1,"OFA","SCR",2008,"","B","B","NA","ACI",2009,90,3.8000000000000003,0.2419,0.07,0.2419,0.07,0.1,0.1,0.1,99,99,"",""]
["Harllee Branch","709_B_3",709,"B","3",544,"Coal Steam","","S_SOU","Georgia",13,"Putnam",237,"13237",509,9931,1968,2015,"cell","dry","N","Bituminous","Wet Scrubber",2014,97.28,97.28,"LNCB","SCR",2014,"","ESPC","ESPC + B","No","","","",4.72,0.40438478224651925,0.07,0.40438478224651925,0.07,0.1,0.3,0.56,99,99,"","Yes"]
["Harllee Branch","709_B_4",709,"B","4",545,"Coal Steam","","S_SOU","Georgia",13,"Putnam",237,"13237",507,9951,1969,2015,"cell","dry","N","Bituminous","Wet Scrubber",2014,97.28,97.28,"LNCB","SCR",2014,"","ESPC","ESPC + B","No","","","",4.72,0.4068766178080607,0.07,0.4068766178080607,0.07,0.1,0.3,0.56,99,99,"","Yes"]
["Kraft","733_B_3",733,"B","3",560,"Coal Steam","","S_SOU","Georgia",13,"Chatham",51,"13051",101,11399,1965,2016,"tangential","dry","N","Bituminous","","","","","","","","","ESPC","ESPC","No","","","",4.72,0.45094873567510374,0.45094873567510374,0.24,0.24,0.64,0.97,1,"","","","Yes"]
["Edgewater","4050_B_3",4050,"B","3",2598,"Coal Steam","","MIS_WUMS","Wisconsin",55,"Sheboygan",117,"55117",70,10469,1951,2016,"cyclone","wet","N","Subbituminous","","","","","OFA","SNCR","",2009,"ESPC","ESPC","Yes","","","",3.2,0.20038381891688933,0.20038381891688933,0.20038381891688933,0.20038381891688933,0.64,0.97,1,"","","",""]
["Welsh","6139_B_2",6139,"B","2",2802,"Coal Steam","","SPP_WEST","Texas",48,"Titus",449,"48449",528,10411,1980,2014,"wall","dry","N","Subbituminous","","","","","LNB + OFA","","","","ESPH","ESPH","No","","","",1.1,0.17643159527878924,0.17643159527878924,0.17643159527878924,0.17643159527878924,0.9,0.94,1,"","","","Yes"]
["Dolphus M Grainger","3317_G_1",3317,"G","1",2235,"Coal Steam","","S_VACA","South Carolina",45,"Horry",51,"45051",83,10715,1966,2013,"wall","dry","N","Bituminous","","","","","LNB","","","","ESPC","ESPC","No","","","",7,0.45678123410550575,0.45678123410550575,0.35040548401645816,0.35040548401645816,0.64,0.97,1,"","","",""]
["Dolphus M Grainger","3317_G_2",3317,"G","2",2236,"Coal Steam","","S_VACA","South Carolina",45,"Horry",51,"45051",83,10709,1966,2013,"wall","dry","N","Bituminous","","","","","LNB","","","","ESPC","ESPC","No","","","",7,0.44551112729939046,0.44551112729939046,0.3428272246869422,0.3428272246869422,0.64,0.97,1,"","","",""]
["Taconite Harbor Energy Center","10075_B_3",10075,"B","3",9005,"Coal Steam","","MIS_MNWI","Minnesota",27,"Cook",31,"27031",76,11412,1967,2015,"tangential","dry","N","Subbituminous",null,null,0,0,"ROFA","SNCR","",2009,"ESPH","ESPH","No","ACI",2008,90,0.78,0.3844249631254256,0.3844249631254256,0.2127112948916977,0.2127112948916977,0.1,0.1,0.1,0,0,"","Yes"]
["AES Thames","10675_B_A",10675,"B","A",3569,"Coal Steam","","NENG_CT","Connecticut",9,"New London",11,"09011",90,9962,1990,2011,"FBC","dry","Y","Bituminous","Dry Scrubber",1990,97,97,"CF","","","","B","B","NA","","","",0.32,0.0912,0.0912,0.0912,0.0912,0.05,0.43,0.43,99,99,"",""]
["AES Thames","10675_B_B",10675,"B","B",3570,"Coal Steam","","NENG_CT","Connecticut",9,"New London",11,"09011",90,9962,1990,2011,"FBC","dry","Y","Bituminous","Dry Scrubber",1990,97,97,"CF","","","","B","B","NA","","","",0.32,0.0863,0.0863,0.0863,0.0863,0.05,0.43,0.43,99,99,"",""]
["Prairie Creek","1073_B_2",1073,"B","2","","Coal Steam","","MIS_IA","Iowa",19,"Linn",113,"19113",2.1,12109,1950,2010,"stoker/SPR","dry","Y","Bituminous, Subbituminous","","","","","","","","","ESPC","ESPC","No","","","",5,0.5146,0.5146,0.43741,0.43741,0.64,0.97,1,"","","",""]
["Chamois","2169_B_1",2169,"B","1","","Coal Steam","","S_D_N_AR","Missouri",29,"Osage",151,"29151",16,12501,1953,2013,"cyclone","wet","N","Bituminous, Subbituminous","","","","","","","","","ESPC","ESPC","No","","","",6.7,0.7625353794789598,0.7625353794789598,0.6481550725571158,0.6481550725571158,0.64,0.97,1,"","","",""]
["Chamois","2169_B_2",2169,"B","2",1362,"Coal Steam","","S_D_N_AR","Missouri",29,"Osage",151,"29151",47,11745,1960,2013,"cyclone","wet","N","Bituminous, Subbituminous","","","","","","","","","ESPC","ESPC + B","No","","","",6.7,0.8932669369039847,0.8932669369039847,0.7592768963683871,0.7592768963683871,0.2,0.75,1,"","","",""]
["Reid Gardner","2324_B_1",2324,"B","1",1401,"Coal Steam","","WECC_SNV","Nevada",32,"Clark",3,"32003",100,11132,1965,2014,"wall","dry","N","Bituminous","Wet Scrubber",1976,90.5,90.5,"LNB + OFA","","","","B","B","NA","","","",0.055,0.24883621968727093,0.24883621968727093,0.24883621968727093,0.24883621968727093,0.1,0.27,0.56,95.5,99,"","Yes"]
["Reid Gardner","2324_B_2",2324,"B","2",1402,"Coal Steam","","WECC_SNV","Nevada",32,"Clark",3,"32003",100,11106,1968,2014,"wall","dry","N","Bituminous","Wet Scrubber",1976,90.5,90.5,"LNB + OFA","","","","B","B","NA","","","",0.55,0.2531612876576236,0.2531612876576236,0.2531612876576236,0.2531612876576236,0.1,0.27,0.56,95.5,99,"","Yes"]
["Reid Gardner","2324_B_3",2324,"B","3",1403,"Coal Steam","","WECC_SNV","Nevada",32,"Clark",3,"32003",98,11640,1976,2014,"wall","dry","N","Bituminous","Wet Scrubber",1976,90.5,90.5,"LNB + OFA","","","","B","B","NA","","","",0.55,0.20490760111868042,0.20490760111868042,0.20490760111868042,0.20490760111868042,0.1,0.27,0.56,95.5,99,"","Yes"]
["B L England","2378_B_1",2378,"B","1",1426,"Coal Steam","","PJM_EMAC","New Jersey",34,"Cape May",9,"34009",113,11089,1962,2014,"cyclone","wet","N","Bituminous, Subbituminous","Wet Scrubber",2011,93,93,"OFA","SNCR","",2000,"ESPC","ESPC","No","","","",3.8000000000000003,0.34808470451247503,0.26106352838435626,0.34808470451247503,0.26106352838435626,0.34,0.84,0.56,98,98,"",""]
["Hatfields Ferry Power Station","3179_B_1",3179,"B","1",2180,"Coal Steam","","PJM_AP","Pennsylvania",42,"Greene",59,"42059",506,10394,1969,2013,"cell","dry","N","Bituminous, Subbituminous","Wet Scrubber",2009,95,95,"LNB + OFA","","","","ESPC + WS","ESPC + WS","No","","","",0.0325,0.48757257112048413,0.48757257112048413,0.48757257112048413,0.48757257112048413,0.34,0.84,0.56,99,99,"","Yes"]
["Hatfields Ferry Power Station","3179_B_2",3179,"B","2",2181,"Coal Steam","","PJM_AP","Pennsylvania",42,"Greene",59,"42059",506,10254,1970,2013,"cell","dry","N","Bituminous, Subbituminous","Wet Scrubber",2009,95,95,"LNCB + OFA","","","","ESPC + WS","ESPC + WS","No","","","",0.325,0.4689721862637386,0.4689721862637386,0.4689721862637386,0.4689721862637386,0.34,0.84,0.56,99,99,"","Yes"]
["Hatfields Ferry Power Station","3179_B_3",3179,"B","3",2182,"Coal Steam","","PJM_AP","Pennsylvania",42,"Greene",59,"42059",506,10349,1971,2013,"cell","dry","N","Bituminous, Subbituminous","Wet Scrubber",2009,95,95,"LNCB + OFA","SNCR","",2004,"ESPC + WS","ESPC + WS","No","","","",0.0325,0.46362386703393266,0.46362386703393266,0.46362386703393266,0.46362386703393266,0.34,0.84,0.56,99,99,"","Yes"]
["FirstEnergy Mitchell Power Station","3181_B_33",3181,"B","33",2186,"Coal Steam","","PJM_AP","Pennsylvania",42,"Washington",125,"42125",278,10577,1963,2013,"tangential","dry","N","Bituminous","Wet Scrubber",1980,95,95,"LNC3","","","","ESPC","ESPC + B","No","","","",0.5,0.3247160034542369,0.3247160034542369,0.3247160034542369,0.3247160034542369,0.3,0.3,0.56,99,99,"","Yes"]
["Canadys Steam","3280_B_CAN2",3280,"B","CAN2",2220,"Coal Steam","","S_VACA","South Carolina",45,"Colleton",29,"45029",115,10377,1964,2014,"tangential","wet","N","Bituminous","","","","","LNC1","","","","ESPC","ESPC","Yes","","","",3.5,0.3687164898146149,0.3687164898146149,0.2546184721791073,0.2546184721791073,0.64,0.97,1,"","","","Yes"]
["Canadys Steam","3280_B_CAN3",3280,"B","CAN3",2221,"Coal Steam","","S_VACA","South Carolina",45,"Colleton",29,"45029",180,10262,1967,2014,"wall","dry","N","Bituminous","","","","","LNBO","","","","B","B","NA","","","",3.5,0.3502625652955536,0.3502625652955536,0.3502625652955536,0.3502625652955536,0.11,0.27,1,"","","","Yes"]
["Pulliam","4072_B_5",4072,"B","5",2607,"Coal Steam","","MIS_WUMS","Wisconsin",55,"Brown",9,"55009",52,11665,1949,2015,"wall","dry","N","Subbituminous","","","","","LNBO","","","","ESPC","ESPC + B","Yes","","","",0.75,0.3080481904193935,0.3080481904193935,0.3080481904193935,0.3080481904193935,0.2,0.75,1,"","","",""]
["Pulliam","4072_B_6",4072,"B","6",2608,"Coal Steam","","MIS_WUMS","Wisconsin",55,"Brown",9,"55009",71,11491,1951,2015,"wall","dry","N","Subbituminous","","","","","LNBO","","","","ESPC","ESPC + B","Yes","","","",0.75,0.29542167160796157,0.29542167160796157,0.29542167160796157,0.29542167160796157,0.2,0.75,1,"","","",""]
["Weston","4078_B_1",4078,"B","1",2613,"Coal Steam","","MIS_WUMS","Wisconsin",55,"Marathon",73,"55073",58,9501,1954,2015,"wall","dry","N","Subbituminous","","","","","LNB + OFA","","","","ESPC","ESPC","Yes","","","",1.2,0.22602702473691783,0.22602702473691783,0.22602702473691783,0.22602702473691783,0.64,0.97,1,"","","",""]
["Alma","4140_B_B1",4140,"B","B1",2625,"Coal Steam","","MIS_MNWI","Wisconsin",55,"Buffalo",11,"55011",17.4,12478,1947,2013,"wall","dry","N","Bituminous, Subbituminous","","","","","","","","","ESPC","ESPC","No","","","",3.2,0.6888567564405212,0.6888567564405212,0.3441741640715366,0.3441741640715366,0.64,0.97,1,"","","",""]
["Alma","4140_B_B2",4140,"B","B2",2626,"Coal Steam","","MIS_MNWI","Wisconsin",55,"Buffalo",11,"55011",17.4,12478,1947,2013,"wall","dry","N","Bituminous, Subbituminous","","","","","","","","","ESPC","ESPC","No","","","",3.2,0.7162730254654863,0.7162730254654863,0.35253077170821023,0.35253077170821023,0.64,0.97,1,"","","",""]
["Alma","4140_B_B3",4140,"B","B3",2627,"Coal Steam","","MIS_MNWI","Wisconsin",55,"Buffalo",11,"55011",20.9,12478,1951,2013,"wall","dry","N","Bituminous, Subbituminous","","","","","","","","","ESPC","ESPC","No","","","",3.2,0.7452773424124053,0.7452773424124053,0.36092631198250547,0.36092631198250547,0.64,0.97,1,"","","",""]
["Smart Papers LLC","50247_B_B010",50247,"B","B010",10083,"Coal Steam","","PJM_West","Ohio",39,"Butler",17,"39017",26,8300,1924,2012,"wall","dry","Y","Bituminous","","","","","AA + LNB","","","","ESPH","ESPH","No","","","",1.325,0.24644925835878137,0.24644925835878137,0.24644925835878137,0.24644925835878137,0.9,0.94,1,"","","",""]
["Smart Papers LLC","50247_B_B020",50247,"B","B020",10083,"Coal Steam","","PJM_West","Ohio",39,"Butler",17,"39017",15.1,8300,1924,2012,"wall","dry","Y","Bituminous","","","","","LNB + OFA","","","","ESPH","ESPH","No","","","",1.325,0.24644925835878137,0.24644925835878137,0.24644925835878137,0.24644925835878137,0.9,0.94,1,"","","",""]
["Smart Papers LLC","50247_B_B022",50247,"B","B022",10083,"Coal Steam","","PJM_West","Ohio",39,"Butler",17,"39017",4.5,8300,1924,2012,"wall","dry","Y","Bituminous","","","","","LNB + OFA","","","","ESPC","ESPC","No","","","",1.325,0.24644925835878137,0.24644925835878137,0.24644925835878137,0.24644925835878137,0.64,0.97,1,"","","",""]
["Trigen Syracuse Energy","50651_B_2",50651,"B","2",3687,"Coal Steam","","NY_Z_C&E","New York",36,"Onondaga",67,"36067",24.6,8300,1960,2013,"wall","dry","Y","Bituminous","Dry Scrubber",2006,65,65,"LNBO","","","","B","B","NA","","","",1.1,0.331460103971739,0.331460103971739,0.331460103971739,0.331460103971739,0.05,0.75,1,70,70,"",""]
["Trigen Syracuse Energy","50651_B_3",50651,"B","3",3688,"Coal Steam","","NY_Z_C&E","New York",36,"Onondaga",67,"36067",24.6,8300,1947,2013,"wall","dry","Y","Bituminous","Dry Scrubber",2006,65,65,"LNBO","","","","B","B","NA","","","",1.1,0.33302564336438834,0.33302564336438834,0.33302564336438834,0.33302564336438834,0.05,0.75,1,70,70,"",""]
["Trigen Syracuse Energy","50651_B_4",50651,"B","4",3689,"Coal Steam","","NY_Z_C&E","New York",36,"Onondaga",67,"36067",12.3,8300,1947,2013,"wall","dry","Y","Bituminous","Dry Scrubber",2006,65,65,"LNBO","","","","B","B","NA","","","",1.1,0.325867569151267,0.325867569151267,0.325867569151267,0.325867569151267,0.05,0.75,1,70,70,"",""]
["Trigen Syracuse Energy","50651_B_5",50651,"B","5",3690,"Coal Steam","","NY_Z_C&E","New York",36,"Onondaga",67,"36067",12.3,8300,1948,2013,"wall","dry","Y","Bituminous","Dry Scrubber",2006,65,65,"LNBO","","","","B","B","NA","","","",1.1,0.33985798369907383,0.33985798369907383,0.33985798369907383,0.33985798369907383,0.05,0.75,1,70,70,"",""]
["McIntosh","6124_B_1",6124,"B","1",2787,"Coal Steam","","S_SOU","Georgia",13,"Effingham",103,"13103",156.5,11258,1979,2015,"wall","dry","N","Bituminous, Subbituminous","","",53,53,"OFA","","","","ESPC","ESPC","No","ACI",2016,90,1.2,0.6061411419968488,0.6061411419968488,0.3515867031353377,0.3515867031353377,0.1,0.1,0.1,63,63,"Yes","Yes",2016]
["Somerset Station","1613_G_6",1613,"G","6",1118,"Coal Steam","","NENGREST","Massachusetts",25,"Bristol",5,"25005",109,11241,1959,2012,"tangential","","N","Bituminous, Subbituminous","","","","","CM","SNCR","",2009,"ESPC","ESPC","No","","","",2.46,0.14258658056144777,0.14258658056144777,0.14258658056144777,0.14258658056144777,0.64,0.97,1,"","","",""]
["Elrama Power Plant","3098_G_1",3098,"G","1",2035,"Coal Steam","","PJM_West","Pennsylvania",42,"Washington",125,"42125",93,12430,1952,2014,"vertical","dry","N","Bituminous","Wet Scrubber",1975,83,90,"CM + LNB + OFA","SNCR","",2001,"ESPC + C + WS","ESPC + C + WS","No","","","",0.6,0.5130465880123855,0.5130465880123855,0.5130465880123855,0.5130465880123855,0.34,0.84,0.56,93,99,"",""]
["Elrama Power Plant","3098_G_2",3098,"G","2",2036,"Coal Steam","","PJM_West","Pennsylvania",42,"Washington",125,"42125",93,12755,1953,2014,"vertical","dry","N","Bituminous","Wet Scrubber",1975,83,90,"CM + LNB + OFA","SNCR","",2001,"ESPC + C + WS","ESPC + C + WS","No","","","",0.6,0.5056068289015095,0.5056068289015095,0.5056068289015095,0.5056068289015095,0.34,0.84,0.56,93,99,"",""]
["Elrama Power Plant","3098_G_3",3098,"G","3",2037,"Coal Steam","","PJM_West","Pennsylvania",42,"Washington",125,"42125",103,12366,1954,2014,"vertical","dry","N","Bituminous","Wet Scrubber",1975,83,90,"CM + LNB + OFA","SNCR","",2001,"ESPC + C + WS","ESPC + C + WS","No","","","",0.6,0.5127515213328034,0.5127515213328034,0.5127515213328034,0.5127515213328034,0.34,0.84,0.56,93,99,"",""]
["Elrama Power Plant","3098_G_4",3098,"G","4",2038,"Coal Steam","","PJM_West","Pennsylvania",42,"Washington",125,"42125",171,12108,1960,2014,"wall","dry","N","Bituminous","Wet Scrubber",1975,83,90,"LNB","SNCR","",2001,"ESPC + C + WS","ESPC + C + WS","No","","","",0.6,0.46834813486620736,0.46834813486620736,0.35806576198142587,0.35806576198142587,0.34,0.84,0.56,93,99,"",""]
["ACE Cogeneration Facility","10002_B_CFB",10002,"B","CFB","","Coal Steam","","WECC_SCE","California",6,"San Bernardino",71,"06071",101,10581,1990,2016,"FBC","dry","Y","Bituminous","Reagent Injection","",91.6,91.6,"CF + NH3","SNCR","",2000,"B","B","NA","","","",0.526482047,0.2658644901902464,0.2658644901902464,0.2658644901902464,0.2658644901902464,0.05,0.43,0.43,95,95,"",""]
["R Gallagher","1008_B_1",1008,"B","1",716,"Coal Steam","","MIS_INKY","Indiana",18,"Floyd",43,"18043",140,11164,1959,2012,"wall","dry","N","Bituminous","","","","","LNBO","","","","B","B","NA","","","",4.7,0.3628174197070376,0.3628174197070376,0.3628174197070376,0.3628174197070376,0.11,0.27,1,"","","",""]
["R Gallagher","1008_B_3",1008,"B","3",718,"Coal Steam","","MIS_INKY","Indiana",18,"Floyd",43,"18043",140,11108,1960,2012,"wall","dry","N","Bituminous","","","","","LNBO","","","","B","B","NA","","","",4.7,0.3503308638295427,0.3503308638295427,0.3503308638295427,0.3503308638295427,0.11,0.27,1,"","","",""]
["East Third Street Power Plant","10367_B_CB1302",10367,"B","CB1302","","Coal Steam","","WEC_CALN","California",6,"Contra Costa",13,"06013",18.7,11573,1990,2012,"FBC","dry","N","Petroleum Coke","Reagent Injection","",99,99,"CF","","","","B","B","NA","","","",0.79,0.23319862607896832,0.23319862607896832,0.23319862607896832,0.23319862607896832,0.05,0.43,0.43,95,95,"",""]
["Loveridge Road Power Plant","10368_B_CB1302",10368,"B","CB1302","","Coal Steam","","WEC_CALN","California",6,"Contra Costa",13,"06013",18,11523,1989,2012,"FBC","dry","N","Petroleum Coke","Reagent Injection","",99,99,"CF","","","","B","B","NA","","","",0.79,0.23319862607896832,0.23319862607896832,0.23319862607896832,0.23319862607896832,0.05,0.43,0.43,95,95,"",""]
["Wilbur West Power Plant","10369_B_CB1302",10369,"B","CB1302","","Coal Steam","","WEC_CALN","California",6,"Contra Costa",13,"06013",18.2,11603,1990,2012,"FBC","dry","N","Petroleum Coke","Reagent Injection","",99,99,"CF","","","","B","B","NA","","","",0.79,0.23319862607896832,0.23319862607896832,0.23319862607896832,0.23319862607896832,0.05,0.43,0.43,95,95,"",""]
["Wilbur East Power Plant","10370_B_CB1302",10370,"B","CB1302","","Coal Steam","","WEC_CALN","California",6,"Contra Costa",13,"06013",18.1,11653,1989,2012,"FBC","dry","N","Petroleum Coke","Reagent Injection","",99,99,"CF","","","","B","B","NA","","","",0.79,0.23319862607896832,0.23319862607896832,0.23319862607896832,0.23319862607896832,0.05,0.43,0.43,95,95,"",""]
["Nichols Road Power Plant","10371_B_CB1302",10371,"B","CB1302","","Coal Steam","","WEC_CALN","California",6,"Contra Costa",13,"06013",17.8,11589,1990,2012,"FBC","dry","N","Petroleum Coke","Reagent Injection","",99,99,"CF","SNCR","",1990,"B","B","NA","","","",0.79,0.14033507336637066,0.14033507336637066,0.14033507336637066,0.14033507336637066,0.05,0.43,0.43,95,95,"",""]
["Hanford","10373_B_CB1302",10373,"B","CB1302","","Coal Steam","","WEC_CALN","California",6,"Kings",31,"06031",25,11992,1990,2012,"FBC","dry","N","Petroleum Coke","Reagent Injection","",99,99,"CF","","","","B","B","NA","","","",5.26,0.23319862607896832,0.23319862607896832,0.23319862607896832,0.23319862607896832,0.05,0.43,0.43,95,95,"",""]
["Lansing","1047_B_2",1047,"B","2","","Coal Steam","","MIS_IA","Iowa",19,"Allamakee",5,"19005",8.4,12404,1949,2010,"wall","dry","N","Bituminous, Subbituminous","","","","","","","","","","","NA","","","",5,0.4746690655727098,0.4746690655727098,0.32,0.32,1,1,1,"","","",""]
["Lansing","1047_B_3",1047,"B","3",738,"Coal Steam","","MIS_IA","Iowa",19,"Allamakee",5,"19005",21,12103,1957,2013,"wall","dry","N","Bituminous, Subbituminous","","","","","","","","","ESPC","ESPC","No","","","",5,0.1116,0.1116,0.1116,0.1116,0.64,0.97,1,"","","",""]
["Pella","1175_B_6",1175,"B","6",794,"Coal Steam","","MIS_MIDA","Iowa",19,"Marion",125,"19125",11.5,14500,1964,2014,"stoker/SPR","dry","N","Subbituminous","","","","","OFA","","","","ESPC + C","ESPC + C","No","","","",5,0.43403983439833166,0.43403983439833166,0.43403983439833166,0.43403983439833166,0.64,0.97,1,"","","","Yes"]
["Pella","1175_B_7",1175,"B","7",795,"Coal Steam","","MIS_MIDA","Iowa",19,"Marion",125,"19125",11.5,14500,1964,2012,"stoker/SPR","dry","N","Subbituminous","","","","","OFA","","","","ESPC + C","ESPC + C","No","","","",5,0.4293597105749672,0.4293597105749672,0.4293597105749672,0.4293597105749672,0.64,0.97,1,"","","","Yes"]
["Pella","1175_B_8",1175,"B","8",796,"Coal Steam","","MIS_MIDA","Iowa",19,"Marion",125,"19125",11.5,14500,1964,2012,"other","dry","N","Subbituminous","","","","","","","","","","","NA","","","",2.5,0.1193084279790686,0.1193084279790686,0.1193084279790686,0.1193084279790686,1,1,1,"","","",""]
["Riverton","1239_B_39",1239,"B","39",812,"O/G Steam","","SPP_N","Kansas",20,"Cherokee",21,"20021",38,13366,1950,2016,"wall","dry","N","Natural Gas","","","","","LA","","","","ESPC","ESPC","No","","","",3,0.40682300399573534,0.40682300399573534,0.20134026634710905,0.20134026634710905,{"$nulls":3},"","","","",null,null,"C2G"]
["Riverton","1239_B_40",1239,"B","40",813,"O/G Steam","","SPP_N","Kansas",20,"Cherokee",21,"20021",54,13299,1954,2016,"tangential","dry","N","Natural Gas","","","","","LA","","","","ESPC","ESPC","No","","","",3,0.3353275189608307,0.3353275189608307,0.13734014857931034,0.13734014857931034,{"$nulls":3},"","","","",null,null,"C2G"]
["Big Sandy","1353_B_BSU2",1353,"B","BSU2",873,"Coal Steam","","PJM_West","Kentucky",21,"Lawrence",127,"21127",800,9690,1969,2015,"wall","dry","N","Bituminous","","","","","LNB","SCR",2003,"","ESPC","ESPC","Yes","","","",6,0.20500000000000002,0.1886,0.20500000000000002,0.1886,0.64,0.97,1,"","","","Yes"]
["Green River","1357_B_4",1357,"B","4",891,"Coal Steam","","S_C_KY","Kentucky",21,"Muhlenberg",177,"21177",68,11429,1954,2015,"wall","dry","N","Bituminous","","","","","LNB","","","","ESPH","ESPH + B","No","","","",4.57,0.4267408143229659,0.4267408143229659,0.3299801331016104,0.3299801331016104,0.11,0.27,1,"","","",""]
["Green River","1357_B_5",1357,"B","5",892,"Coal Steam","","S_C_KY","Kentucky",21,"Muhlenberg",177,"21177",95,11376,1959,2016,"wall","dry","N","Bituminous","","","","","LNB","","","","ESPH","ESPH + B","No","","","",4.57,0.40201338854998686,0.40201338854998686,0.32,0.32,0.11,0.27,1,"","","",""]
["Tyrone","1361_B_5",1361,"B","5",898,"Coal Steam","","S_C_KY","Kentucky",21,"Woodford",239,"21239",71,12834,1953,2013,"wall","dry","N","Bituminous","","","","","LNB","","","","ESPC","ESPC","No","","","",1.8,0.4278397500442824,0.4278397500442824,0.3307395177251761,0.3307395177251761,0.64,0.97,1,"","","",""]
["Cane Run","1363_B_4",1363,"B","4",902,"Coal Steam","","S_C_KY","Kentucky",21,"Jefferson",111,"21111",155,10705,1962,2016,"wall","dry","N","Bituminous","Wet Scrubber",1976,85,90,"LNB + LNBO","","","","ESPC","ESPC","No","","","",1.2,0.33255509823783275,0.33255509823783275,0.33255509823783275,0.33255509823783275,0.34,0.84,0.56,95,99,"","Yes"]
["Cane Run","1363_B_5",1363,"B","5",903,"Coal Steam","","S_C_KY","Kentucky",21,"Jefferson",111,"21111",168,10672,1966,2016,"wall","dry","N","Bituminous","Wet Scrubber",1977,85,90,"LNB","","","","ESPC","ESPC","No","","","",1.2,0.39920045396533854,0.39920045396533854,0.32,0.32,0.34,0.84,0.56,95,99,"","Yes"]
["Cane Run","1363_B_6",1363,"B","6",904,"Coal Steam","","S_C_KY","Kentucky",21,"Jefferson",111,"21111",240,10780,1969,2016,"tangential","dry","N","Bituminous","Wet Scrubber",1979,90,90,"LNC3","","","","ESPC","ESPC + B","No","","","",1.2,0.26988991517070987,0.26988991517070987,0.26988991517070987,0.26988991517070987,0.3,0.3,0.56,95,99,"","Yes"]
["FirstEnergy R Paul Smith Power Station","1570_B_11",1570,"B","11",1044,"Coal Steam","","PJM_AP","Maryland",24,"WASHINGTON",43,"24043",87,11444,1958,2012,"tangential","dry","N","Bituminous","","","","","LNC3","","","","ESPC + B","ESPC + B","No","","","",1.8,0.2981959379812223,0.2981959379812223,0.2981959379812223,0.2981959379812223,0.2,0.75,1,"","","",""]
["FirstEnergy R Paul Smith Power Station","1570_B_9",1570,"B","9",1045,"Coal Steam","","PJM_AP","Maryland",24,"WASHINGTON",43,"24043",28,12324,1947,2012,"wall","dry","N","Bituminous","","","","","LNB","","","","ESPC","ESPC + B","No","","","",1.8,0.38722552701704266,0.38722552701704266,0.32,0.32,0.2,0.75,1,"","","",""]
["Marysville","1732_B_10",1732,"B","10",1178,"Coal Steam","","MIS_LMI","Michigan",26,"St. Clair",147,"26147",42,13240,1943,2011,"tangential","dry","N","Bituminous","","","","","","","","","ESPC","ESPC","Yes","","","",1.67,0.45752894604804734,0.45752894604804734,0.24,0.24,0.64,0.97,1,"","","",""]
["Marysville","1732_B_11",1732,"B","11",1179,"Coal Steam","","MIS_LMI","Michigan",26,"St. Clair",147,"26147",42,13240,1947,2011,"tangential","dry","N","Bituminous","","","","","","","","","ESPC","ESPC","Yes","","","",1.67,0.45752894604804734,0.45752894604804734,0.24,0.24,0.64,0.97,1,"","","",""]
["Marysville","1732_B_12",1732,"B","12",1180,"Coal Steam","","MIS_LMI","Michigan",26,"St. Clair",147,"26147",42,13240,1943,2011,"tangential","dry","N","Bituminous","","","","","","","","","ESPC","ESPC","Yes","","","",1.67,0.45752894604804734,0.45752894604804734,0.24,0.24,0.64,0.97,1,"","","",""]
["Marysville","1732_B_9",1732,"B","9",1181,"Coal Steam","","MIS_LMI","Michigan",26,"St. Clair",147,"26147",42,13240,1942,2011,"tangential","dry","N","Bituminous","","","","","","","","","ESPC","ESPC","Yes","","","",1.67,0.45752894604804734,0.45752894604804734,0.24,0.24,0.64,0.97,1,"","","",""]
["Deepwater","2384_B_8",2384,"B","8",1449,"Coal Steam","","PJM_EMAC","New Jersey",34,"Salem",33,"34033",81,11105,1954,2014,"wall","dry","N","Bituminous","","",53,53,"LNBO","SNCR","",1995,"B","B","NA","","","",2,0.4208,0.22879999999999998,0.4208,0.22879999999999998,0.11,0.27,1,63,63,"Yes",""]
["Danskammer Generating Station","2480_B_3",2480,"B","3",1608,"Coal Steam","","NY_Z_G-I","New York",36,"Orange",71,"36071",138,10539,1987,2013,"tangential","dry","N","Bituminous","","","","","LNC2","","","","ESPC","ESPC","No","","","",1.1,0.24724890269927216,0.24724890269927216,0.24,0.24,0.64,0.97,1,"","","",""]
["Danskammer Generating Station","2480_B_4",2480,"B","4",1609,"Coal Steam","","NY_Z_G-I","New York",36,"Orange",71,"36071",237,10326,1987,2013,"tangential","dry","N","Bituminous","","","","","LNC2","","","","ESPC","ESPC","No","","","",1.1,0.26418822965318256,0.26418822965318256,0.24,0.24,0.64,0.97,1,"","","",""]
["Cape Fear","2708_B_5",2708,"B","5",1822,"Coal Steam","","S_VACA","North Carolina",37,"Chatham",37,"37037",144,10419,1956,2012,"tangential","dry","N","Bituminous",null,2011,0,0,"ROFA","SNCR","",2006,"ESPC","ESPC","No","","","",2.3000000000000003,0.3940092521876062,0.3940092521876062,0.26000765081631266,0.26000765081631266,0.64,0.97,1,0,0,"",""]
["Cape Fear","2708_B_6",2708,"B","6",1823,"Coal Steam","","S_VACA","North Carolina",37,"Chatham",37,"37037",172,10555,1958,2012,"tangential","dry","N","Bituminous","","","","","ROFA","SNCR","",2006,"ESPC","ESPC + B","No","","","",2.3000000000000003,0.4621,0.2779,0.2930953515294118,0.21982151364705885,0.2,0.75,1,"","","",""]
["L V Sutton","2713_B_1",2713,"B","1",1837,"Coal Steam","","S_VACA","North Carolina",37,"New Hanover",129,"37129",97,11173,1954,2013,"tangential","dry","N","Bituminous","","","","","LA + LNB","","","","ESPH","ESPH","No","","","",2.3,0.4044818993883147,0.4044818993883147,0.27361037413358913,0.27361037413358913,0.9,0.94,1,"","","",""]
["L V Sutton","2713_B_2",2713,"B","2",1838,"Coal Steam","","S_VACA","North Carolina",37,"New Hanover",129,"37129",104,11045,1955,2013,"wall","dry","N","Bituminous","","","","","LNB","","","","ESPH","ESPH","No","","","",2.3,0.3971382846721608,0.3971382846721608,0.32,0.32,0.9,0.94,1,"","","",""]
["L V Sutton","2713_B_3",2713,"B","3",1839,"Coal Steam","","S_VACA","North Carolina",37,"New Hanover",129,"37129",389,10661,1972,2013,"wall","dry","N","Bituminous","","","","","LNBO","SNCR","",2005,"ESPC","ESPC","Yes","","","",2.3,0.467531897527696,0.467531897527696,0.467531897527696,0.467531897527696,0.64,0.97,1,"","","","Yes"]
["Walter C Beckjord","2830_B_1",2830,"B","1",1886,"Coal Steam","","PJM_West","Ohio",39,"Clermont",25,"39025",94,11255,1952,2015,"tangential","dry","N","Bituminous","","","","","","","","","ESPC","ESPC + B","Yes","","","",1.84,0.6327640350458312,0.6327640350458312,0.2691723054792864,0.2691723054792864,0.2,0.75,1,"","","",""]
["Walter C Beckjord","2830_B_2",2830,"B","2",1887,"Coal Steam","","PJM_West","Ohio",39,"Clermont",25,"39025",94,10841,1953,2013,"tangential","dry","N","Bituminous","","","","","","","","","ESPC","ESPC + B","Yes","","","",1.84,0.5544,0.5544,0.25043445503999995,0.25043445503999995,0.2,0.75,1,"","","",""]
["Walter C Beckjord","2830_B_3",2830,"B","3",1888,"Coal Steam","","PJM_West","Ohio",39,"Clermont",25,"39025",128,10808,1954,2013,"wall","dry","N","Bituminous","","","","","LNB + OFA","","","","ESPC","ESPC + B","Yes","","","",1.84,0.5477,0.5477,0.5477,0.5477,0.2,0.75,1,"","","",""]
["Walter C Beckjord","2830_B_4",2830,"B","4",1889,"Coal Steam","","PJM_West","Ohio",39,"Clermont",25,"39025",150,10896,1958,2014,"tangential","dry","N","Bituminous","","","","","LNB + OFA","","","","ESPC","ESPC + B","Yes","","","",1.84,0.43452121834208157,0.43452121834208157,0.28745911026003207,0.28745911026003207,0.2,0.75,1,"","","",""]
["Walter C Beckjord","2830_B_5",2830,"B","5",1890,"Coal Steam","","PJM_West","Ohio",39,"Clermont",25,"39025",238,10944,1962,2014,"tangential","dry","N","Bituminous","","","","","LNC3","","","","ESPC","ESPC","Yes","","","",7.19,0.4013687908333138,0.4013687908333138,0.4013687908333138,0.4013687908333138,0.64,0.97,1,"","","","Yes"]
["Walter C Beckjord","2830_B_6",2830,"B","6",1891,"Coal Steam","","PJM_West","Ohio",39,"Clermont",25,"39025",414,10569,1969,2015,"tangential","dry","N","Bituminous","","","","","LNC3","","","","ESPC","ESPC","Yes","","","",7.19,0.3711948000764119,0.3711948000764119,0.3711948000764119,0.3711948000764119,0.64,0.97,1,"","","","Yes"]
["Miami Fort","2832_B_6",2832,"B","6",1894,"Coal Steam","","PJM_West","Ohio",39,"Hamilton",61,"39061",163,10087,1960,2015,"tangential","dry","N","Bituminous","","","","","LNB + OFA","","","","ESPC","ESPC","No","","","",5,0.2943623914910086,0.2943623914910086,0.24,0.24,0.64,0.97,1,"","","",""]
["FirstEnergy Ashtabula","2835_B_7",2835,"B","7",1901,"Coal Steam","","PJM_ATSI","Ohio",39,"Ashtabula",7,"39007",244,10616,1958,2015,"tangential","dry","N","Bituminous, Subbituminous","","","","","LNC2","","","","ESPC","ESPC","No","","","",9.1,0.19123974147831765,0.19123974147831765,0.14719683702341005,0.14719683702341005,0.64,0.97,1,"","","",""]
["FirstEnergy Eastlake","2837_B_1",2837,"B","1",1908,"Coal Steam","","PJM_ATSI","Ohio",39,"Lake",85,"39085",132,10387,1953,2015,"tangential","dry","N","Bituminous, Subbituminous","","","","","LNC2","","","","ESPC","ESPC","No","","","",5.64,0.23156871666716305,0.23156871666716305,0.17173183897538966,0.17173183897538966,0.64,0.97,1,"","","",""]
["FirstEnergy Eastlake","2837_B_2",2837,"B","2",1909,"Coal Steam","","PJM_ATSI","Ohio",39,"Lake",85,"39085",132,10291,1972,2015,"tangential","dry","N","Bituminous, Subbituminous","","","","","LNC2","","","","ESPC","ESPC","No","","","",5.64,0.23472105792535847,0.23472105792535847,0.17406962176893512,0.17406962176893512,0.64,0.97,1,"","","",""]
["FirstEnergy Eastlake","2837_B_3",2837,"B","3",1910,"Coal Steam","","PJM_ATSI","Ohio",39,"Lake",85,"39085",132,10369,1953,2015,"tangential","dry","N","Bituminous, Subbituminous","","","","","LNC2","SNCR","",1999,"ESPC","ESPC","No","","","",5.64,0.2385387580825036,0.2385387580825036,0.17690083609736057,0.17690083609736057,0.64,0.97,1,"","","",""]
["FirstEnergy Eastlake","2837_B_4",2837,"B","4",1911,"Coal Steam","","PJM_ATSI","Ohio",39,"Lake",85,"39085",240,10335,1954,2012,"tangential","dry","N","Bituminous, Subbituminous","","","","","LNC2",null,"",null,"ESPC","ESPC","No","","","",5.64,0.307,0.307,0.307,0.307,0.64,0.97,1,"","","",""]
["FirstEnergy Eastlake","2837_B_5",2837,"B","5",1912,"Coal Steam","","PJM_ATSI","Ohio",39,"Lake",85,"39085",597,9922,1956,2012,"cell","dry","N","Bituminous, Subbituminous","","","","","LNBO","SNCR","",2007,"ESPC","ESPC","Yes","","","",5.64,0.26681133445938465,0.26681133445938465,0.26681133445938465,0.26681133445938465,0.64,0.97,1,"","","","Yes"]
["FirstEnergy Lake Shore","2838_B_18",2838,"B","18",1913,"Coal Steam","","PJM_ATSI","Ohio",39,"Cuyahoga",35,"39035",245,11488,1962,2015,"tangential","dry","N","Bituminous, Subbituminous","","","","","","","","","ESPC","ESPC + B","Yes","","","",1.3,0.2988516581883767,0.2988516581883767,0.13021664896985222,0.13021664896985222,0.2,0.75,1,"","","","Yes"]
["Conesville","2840_B_3",2840,"B","3",1920,"Coal Steam","","PJM_West","Ohio",39,"Coshocton",31,"39031",165,10623,1962,2012,"wall","dry","N","Bituminous","","","","","LNB","","","","ESPC","ESPC + B","No","","","",5.5,0.39921380826046676,0.39921380826046676,0.32,0.32,0.2,0.75,1,"","","","Yes"]
["Picway","2843_B_9",2843,"B","9",1924,"Coal Steam","","PJM_West","Ohio",39,"Pickaway",129,"39129",95,12035,1955,2015,"wall","dry","N","Bituminous","","","","","LNB","","","","ESPC","ESPC","No","","","",5.6000000000000005,0.40244379394847646,0.40244379394847646,0.32,0.32,0.64,0.97,1,"","","",""]
["O H Hutchings","2848_B_H-1",2848,"B","H-1",1931,"Coal Steam","","PJM_West","Ohio",39,"Montgomery",113,"39113",58,14500,1948,2015,"tangential","dry","N","Bituminous","","","","","","","","","ESPH","ESPH","No","","","",1.6,0.4209,0.4209,0.24,0.24,0.9,0.94,1,"","","",""]
["O H Hutchings","2848_B_H-2",2848,"B","H-2",1932,"Coal Steam","","PJM_West","Ohio",39,"Montgomery",113,"39113",55,14500,1949,2015,"tangential","dry","N","Bituminous","","","","","","","","","ESPH","ESPH + B","No","","","",1.6,0.5529189960172699,0.5529189960172699,0.25004059563035164,0.25004059563035164,0.11,0.27,1,"","","",""]
["O H Hutchings","2848_B_H-3",2848,"B","H-3",1933,"Coal Steam","","PJM_West","Ohio",39,"Montgomery",113,"39113",63,13290,1950,2015,"tangential","dry","N","Bituminous","","","","","LNB + OFA","","","","ESPH","ESPH","No","","","",1.6,0.4079732132456601,0.4079732132456601,0.27533529418880853,0.27533529418880853,0.9,0.94,1,"","","",""]
["O H Hutchings","2848_B_H-4",2848,"B","H-4",1934,"Coal Steam","","PJM_West","Ohio",39,"Montgomery",113,"39113",63,12735,1951,2013,"tangential","dry","N","Bituminous","","","","","LNB + OFA","","","","ESPH","ESPH","No","","","",1.6,0.36829150538964944,0.36829150538964944,0.25438031687001106,0.25438031687001106,0.9,0.94,1,"","","",""]
["O H Hutchings","2848_B_H-5",2848,"B","H-5",1935,"Coal Steam","","PJM_West","Ohio",39,"Montgomery",113,"39113",63,13240,1952,2015,"tangential","dry","N","Bituminous","","","","","LNB + OFA","","","","ESPH","ESPH","No","","","",1.6,0.3481882696505166,0.3481882696505166,0.24283818756757308,0.24283818756757308,0.9,0.94,1,"","","",""]
["O H Hutchings","2848_B_H-6",2848,"B","H-6",1936,"Coal Steam","","PJM_West","Ohio",39,"Montgomery",113,"39113",63,13247,1953,2015,"tangential","dry","N","Bituminous","","","","","LNB + OFA","","","","ESPH","ESPH","No","","","",1.6,0.39626430743234115,0.39626430743234115,0.2694499731612124,0.2694499731612124,0.9,0.94,1,"","","",""]
["Niles","2861_B_1",2861,"B","1",1946,"Coal Steam","","PJM_ATSI","Ohio",39,"Trumbull",155,"39155",108,11466,1954,2012,"cyclone","wet","N","Bituminous","Wet Scrubber",1995,90,90,"OFA","SNCR","",2005,"ESPC","ESPC","No","","","",5.7,0.8050004025783698,0.8050004025783698,0.8050004025783698,0.8050004025783698,0.34,0.84,0.56,95,99,"",""]
["Niles","2861_B_2",2861,"B","2",1947,"Coal Steam","","PJM_ATSI","Ohio",39,"Trumbull",155,"39155",108,11473,1954,2012,"cyclone","wet","N","Bituminous","Wet Scrubber",1995,90,90,"OFA","SNCR","",2005,"ESPC","ESPC","No","","","",5.7,0.7975504803534748,0.7975504803534748,0.7975504803534748,0.7975504803534748,0.34,0.84,0.56,95,99,"",""]
["FirstEnergy R E Burger","2864_B_5",2864,"B","5",1954,"Coal Steam","","PJM_ATSI","Ohio",39,"Belmont",13,"39013",47,13981,1950,2012,"vertical","wet","N","Bituminous, Subbituminous","","","","","","","","","ESPC","ESPC + B","No","","","",9.02,0.7776062372228825,0.7776062372228825,0.49,0.49,0.2,0.75,1,"","","",""]
["Muskingum River","2872_B_1",2872,"B","1",1966,"Coal Steam","","PJM_West","Ohio",39,"Washington",167,"39167",190,10238,1953,2015,"wall","wet","N","Bituminous","","","","","OFA","","","","ESPC","ESPC","No","","","",7.6000000000000005,0.549400976174641,0.549400976174641,0.549400976174641,0.549400976174641,0.64,0.97,1,"","","",""]
["Muskingum River","2872_B_2",2872,"B","2",1967,"Coal Steam","","PJM_West","Ohio",39,"Washington",167,"39167",190,10205,1954,2015,"wall","wet","N","Bituminous","","","","","OFA","","","","ESPC","ESPC","No","","","",7.6000000000000005,0.5476587001727664,0.5476587001727664,0.5476587001727664,0.5476587001727664,0.64,0.97,1,"","","",""]
["Muskingum River","2872_B_3",2872,"B","3",1968,"Coal Steam","","PJM_West","Ohio",39,"Washington",167,"39167",205,9832,1957,2015,"cyclone","wet","N","Bituminous","","","","","LNB + OFA","","","","ESPC","ESPC","No","","","",7.6000000000000005,0.5366701612940489,0.5366701612940489,0.5366701612940489,0.5366701612940489,0.64,0.97,1,"","","",""]
["Muskingum River","2872_B_4",2872,"B","4",1969,"Coal Steam","","PJM_West","Ohio",39,"Washington",167,"39167",205,9870,1968,2015,"cyclone","wet","N","Bituminous","","","","","LNB + OFA","","","","ESPC","ESPC","No","","","",7.6000000000000005,0.5275591672095397,0.5275591672095397,0.5275591672095397,0.5275591672095397,0.64,0.97,1,"","","",""]
["FirstEnergy Bay Shore","2878_B_2",2878,"B","2",1985,"Coal Steam","","PJM_ATSI","Ohio",39,"Lucas",95,"39095",138,10277,1959,2012,"vertical","dry","N","Bituminous, Subbituminous","","","","","OFA","","","","ESPC","ESPC + B","No","","","",1.94,0.47249966742021166,0.47249966742021166,0.47249966742021166,0.47249966742021166,0.2,0.75,1,"","","",""]
["FirstEnergy Bay Shore","2878_B_3",2878,"B","3",1986,"Coal Steam","","PJM_ATSI","Ohio",39,"Lucas",95,"39095",142,10215,1963,2012,"wall","dry","N","Bituminous, Subbituminous","","","","","LNBO","","","","ESPC","ESPC + B","No","","","",1.94,0.45479441650434627,0.45479441650434627,0.45479441650434627,0.45479441650434627,0.2,0.75,1,"","","","Yes"]
["FirstEnergy Bay Shore","2878_B_4",2878,"B","4",1987,"Coal Steam","","PJM_ATSI","Ohio",39,"Lucas",95,"39095",215,10309,1968,2012,"wall","dry","N","Bituminous, Subbituminous","","","","","LNBO","","","","ESPC","ESPC + B","No","","","",1.94,0.4486546287569495,0.4486546287569495,0.4486546287569495,0.4486546287569495,0.2,0.75,1,"","","","Yes"]
["Shelby Municipal Light Plant","2943_B_1",2943,"B","1","","Coal Steam","","PJM_West","Ohio",39,"Richland",139,"39139",12,14500,1968,2012,"","","N","Bituminous","","","","","","","","","ESPH + C","ESPH + C","No","","","",8.1,0.4451349612788622,0.4451349612788622,0.4451349612788622,0.4451349612788622,0.9,0.94,1,"","","","Yes"]
["Shelby Municipal Light Plant","2943_B_2",2943,"B","2","","Coal Steam","","PJM_West","Ohio",39,"Richland",139,"39139",12,14500,1968,2012,"","","N","Bituminous","","","","","","","","","ESPH","ESPH","No","","","",8.1,0.4451349612788622,0.4451349612788622,0.4451349612788622,0.4451349612788622,0.9,0.94,1,"","","","Yes"]
["Portland","3113_B_1",3113,"B","1",2054,"Coal Steam","","PJM_WMAC","Pennsylvania",42,"Northampton",95,"42095",158,10469,1958,2014,"tangential","dry","N","Bituminous","","","","","LNC3","","","","ESPC","ESPC + B","No","","","",3.7,0.2338898306616392,0.2338898306616392,0.2338898306616392,0.2338898306616392,0.2,0.75,1,"","","",""]
["Portland","3113_B_2",3113,"B","2",2055,"Coal Steam","","PJM_WMAC","Pennsylvania",42,"Northampton",95,"42095",243,9997,1962,2014,"tangential","dry","N","Bituminous","","","","","LNC3","","","","ESPC","ESPC","No","","","",3.7,0.3937671467710878,0.3937671467710878,0.3937671467710878,0.3937671467710878,0.64,0.97,1,"","","","Yes"]
["Titus","3115_B_1",3115,"B","1",2060,"Coal Steam","","PJM_WMAC","Pennsylvania",42,"Berks",11,"42011",81,11172,1951,2013,"tangential","dry","N","Bituminous","","","","","LNC3","","","","ESPC","ESPC","No","","","",2.7,0.3459549802202497,0.3459549802202497,0.3459549802202497,0.3459549802202497,0.64,0.97,1,"","","",""]
["Titus","3115_B_2",3115,"B","2",2061,"Coal Steam","","PJM_WMAC","Pennsylvania",42,"Berks",11,"42011",81,11179,1951,2013,"tangential","dry","N","Bituminous","","","","","LNC3","","","","ESPC","ESPC","No","","","",2.7,0.3487431979811812,0.3487431979811812,0.3487431979811812,0.3487431979811812,0.64,0.97,1,"","","",""]
["Titus","3115_B_3",3115,"B","3",2062,"Coal Steam","","PJM_WMAC","Pennsylvania",42,"Berks",11,"42011",81,11264,1953,2013,"tangential","dry","N","Bituminous","","","","","LNC3","","","","ESPC","ESPC","No","","","",2.7,0.34462539156180794,0.34462539156180794,0.34462539156180794,0.34462539156180794,0.64,0.97,1,"","","",""]
["Shawville","3131_B_1",3131,"B","1",2078,"Coal Steam","","PJM_PENE","Pennsylvania",42,"Clearfield",33,"42033",122,10523,1954,2015,"wall","dry","N","Bituminous","","","","","LNB","SNCR","",1999,"ESPC","ESPC + B","Yes","","","",3.7,0.43953034564986837,0.43953034564986837,0.3387630524087199,0.3387630524087199,0.2,0.75,1,"","","",""]
["Shawville","3131_B_2",3131,"B","2",2079,"Coal Steam","","PJM_PENE","Pennsylvania",42,"Clearfield",33,"42033",125,10567,1954,2015,"wall","dry","N","Bituminous","Wet Scrubber",1954,95,95,"LNB","SNCR","",1999,"ESPC","ESPC","Yes","","","",3.7,0.45431676683490724,0.45431676683490724,0.34875762182951936,0.34875762182951936,0.34,0.84,0.56,99,99,"",""]
["Shawville","3131_B_3",3131,"B","3",2080,"Coal Steam","","PJM_PENE","Pennsylvania",42,"Clearfield",33,"42033",175,10335,1959,2015,"tangential","dry","N","Bituminous","","","","","LNC3","SNCR","",1999,"ESPC","ESPC","No","ACI",2007,90,3.7,0.3870674470825734,0.3870674470825734,0.3870674470825734,0.3870674470825734,0.1,0.1,0.1,"","","",""]
["Shawville","3131_B_4",3131,"B","4",2081,"Coal Steam","","PJM_PENE","Pennsylvania",42,"Clearfield",33,"42033",175,10335,1960,2015,"tangential","dry","N","Bituminous","","","","","LNC3","SNCR","",1999,"ESPC","ESPC","No","ACI",2011,90,3.7,0.39170397930641276,0.39170397930641276,0.39170397930641276,0.39170397930641276,0.1,0.1,0.1,"","","",""]
["FirstEnergy Armstrong Power Station","3178_B_1",3178,"B","1",2178,"Coal Steam","","PJM_AP","Pennsylvania",42,"Armstrong",5,"42005",172,10384,1958,2012,"wall","dry","N","Bituminous","","","","","LNB + OFA","","","","ESPC","ESPC","No","","","",3.7,0.35977889379326117,0.35977889379326117,0.35977889379326117,0.35977889379326117,0.64,0.97,1,"","","",""]
["FirstEnergy Armstrong Power Station","3178_B_2",3178,"B","2",2179,"Coal Steam","","PJM_AP","Pennsylvania",42,"Armstrong",5,"42005",172,10410,1959,2012,"wall","dry","N","Bituminous","","","","","LNB + OFA","","","","ESPC","ESPC","No","","","",3.7,0.37273647433007606,0.37273647433007606,0.37273647433007606,0.37273647433007606,0.64,0.97,1,"","","",""]
["H B Robinson","3251_B_1",3251,"B","1",2201,"Coal Steam","","S_VACA","South Carolina",45,"Darlington",31,"45031",177,10247,1960,2012,"tangential","dry","N","Bituminous","","","","","OFA","","","","ESPC","ESPC + B","No","","","",3.5,0.5570126856205407,0.5570126856205407,0.27379870876046725,0.27379870876046725,0.2,0.75,1,"","","",""]
["Canadys Steam","3280_B_CAN1",3280,"B","CAN1",2219,"Coal Steam","","S_VACA","South Carolina",45,"Colleton",29,"45029",105,10487,1962,2013,"tangential","wet","N","Bituminous","","","","","LNC1","","","","ESPC","ESPC + B","Yes","","","",3.5,0.35460577667932835,0.35460577667932835,0.2465790959843679,0.2465790959843679,0.2,0.75,1,"","","","Yes"]
["Ben French","3325_B_1",3325,"B","1","","Coal Steam","","WECC_WY","South Dakota",46,"Pennington",103,"46103",21.6,14500,1961,2014,"","","N","Subbituminous","","","","","","","","","ESPC","ESPC","No","","","",3,0.4451349612788622,0.4451349612788622,0.4451349612788622,0.4451349612788622,0.64,0.97,1,"","","",""]
["John Sevier","3405_B_3",3405,"B","3",2264,"Coal Steam","","S_C_TVA","Tennessee",47,"Hawkins",73,"47073",176,10398,1956,2016,"tangential","dry","N","Bituminous","","","","","LNC2","SNCR","",2009,"ESPC + C","ESPC + C","No","","","",4,0.3061,0.25689256818768325,0.24,0.24,0.64,0.97,1,"","","",""]
["John Sevier","3405_B_4",3405,"B","4",2265,"Coal Steam","","S_C_TVA","Tennessee",47,"Hawkins",73,"47073",176,10396,1957,2016,"tangential","dry","N","Bituminous","","","","","LNC2","SNCR","",2009,"ESPC + C","ESPC + C","No","","","",4,0.3152,0.2574907206749965,0.24,0.24,0.64,0.97,1,"","","",""]
["Watts Bar Fossil","3419_B_A",3419,"B","A","","Coal Steam","","S_C_TVA","Tennessee",47,"Rhea",143,"47143",56,13240,1942,1985,"vertical","dry","N","Bituminous","","","","","","","","","ESPC","ESPC","No","","","",4,0.7776062372228825,0.7776062372228825,0.49,0.49,0.64,0.97,1,"","","",""]
["Watts Bar Fossil","3419_B_B",3419,"B","B","","Coal Steam","","S_C_TVA","Tennessee",47,"Rhea",143,"47143",56,13240,1942,1985,"vertical","dry","N","Bituminous","","","","","","","","","ESPC","ESPC","No","","","",4,0.7776062372228825,0.7776062372228825,0.49,0.49,0.64,0.97,1,"","","",""]
["Watts Bar Fossil","3419_B_C",3419,"B","C","","Coal Steam","","S_C_TVA","Tennessee",47,"Rhea",143,"47143",56,13240,1943,1985,"vertical","dry","N","Bituminous","","","","","","","","","ESPC","ESPC","No","","","",4,0.7776062372228825,0.7776062372228825,0.49,0.49,0.64,0.97,1,"","","",""]
["Watts Bar Fossil","3419_B_D",3419,"B","D","","Coal Steam","","S_C_TVA","Tennessee",47,"Rhea",143,"47143",56,13240,1945,1985,"vertical","dry","N","Bituminous","","","","","","","","","ESPC","ESPC","No","","","",4,0.7776062372228825,0.7776062372228825,0.49,0.49,0.64,0.97,1,"","","",""]
["Carbon","3644_B_1",3644,"B","1",2496,"Coal Steam","","WECC_UT","Utah",49,"Carbon",7,"49007",67,11349,1954,2015,"tangential","dry","N","Bituminous","","","","","","","","","ESPC + C","ESPC + C","No","","","",2,0.5037377195221583,0.5037377195221583,0.24,0.24,0.64,0.97,1,"","","",""]
["Carbon","3644_B_2",3644,"B","2",2497,"Coal Steam","","WECC_UT","Utah",49,"Carbon",7,"49007",105,11202,1957,2015,"tangential","dry","N","Bituminous","","","","","","","","","ESPC","ESPC + B","No","","","",2,0.48744454703670503,0.48744454703670503,0.24,0.24,0.2,0.75,1,"","","",""]
["Glen Lyn","3776_B_51",3776,"B","51",2505,"Coal Steam","","PJM_West","Virginia",51,"Giles",71,"51071",45,10893,1944,2015,"tangential","dry","N","Bituminous","","","","","LNB + STC","","","","ESPC","ESPC","No","","","",1.75,0.4247745983137637,0.4247745983137637,0.28323239107747156,0.28323239107747156,0.64,0.97,1,"","","",""]
["Glen Lyn","3776_B_52",3776,"B","52",2506,"Coal Steam","","PJM_West","Virginia",51,"Giles",71,"51071",45,10893,1944,2015,"tangential","dry","N","Bituminous","","","","","LNB + STC","","","","ESPC","ESPC","No","","","",1.75,0.4159766930115213,0.4159766930115213,0.2791849870924976,0.2791849870924976,0.64,0.97,1,"","","",""]
["Glen Lyn","3776_B_6",3776,"B","6",2507,"Coal Steam","","PJM_West","Virginia",51,"Giles",71,"51071",235,10341,1957,2015,"wall","dry","N","Bituminous","","","","","LNB + STC","","","","ESPC","ESPC","No","","","",1.75,0.41434714090209096,0.41434714090209096,0.41434714090209096,0.41434714090209096,0.64,0.97,1,"","","",""]
["Chesapeake","3803_B_1",3803,"B","1",2521,"Coal Steam","","PJM_Dom","Virginia",51,"Chesapeake",550,"51550",111,10432,1953,2014,"tangential","dry","N","Bituminous","","","","","OFA","SNCR","",2003,"ESPC","ESPC","No","","","",0.891,0.6596289796275766,0.6596289796275766,0.2948929555982107,0.2948929555982107,0.64,0.97,1,"","","",""]
["Chesapeake","3803_B_2",3803,"B","2",2522,"Coal Steam","","PJM_Dom","Virginia",51,"Chesapeake",550,"51550",111,10416,1954,2015,"tangential","dry","N","Bituminous","","","","","OFA","SNCR","",2004,"ESPC","ESPC","No","","","",0.885,0.6402901672479293,0.6402901672479293,0.2899362412157231,0.2899362412157231,0.64,0.97,1,"","","",""]
["Kanawha River","3936_B_1",3936,"B","1",2541,"Coal Steam","","PJM_West","West Virginia",54,"Kanawha",39,"54039",200,10140,1953,2015,"vertical","dry","N","Bituminous","","","","","LNB + OFA","","","","ESPC","ESPC","Yes","","","",1.75,0.33014641181082227,0.33014641181082227,0.33014641181082227,0.33014641181082227,0.64,0.97,1,"","","",""]
["Kanawha River","3936_B_2",3936,"B","2",2542,"Coal Steam","","PJM_West","West Virginia",54,"Kanawha",39,"54039",200,10141,1953,2015,"vertical","dry","N","Bituminous","","","","","LNB + OFA","","","","ESPC","ESPC","Yes","","","",1.75,0.3076165717149545,0.3076165717149545,0.3076165717149545,0.3076165717149545,0.64,0.97,1,"","","",""]
["Philip Sporn","3938_B_11",3938,"B","11",2543,"Coal Steam","","PJM_West","West Virginia",54,"Mason",53,"54053",145,10536,1950,2015,"vertical","dry","N","Bituminous","","","","","LNB","","","","ESPC","ESPC","No","","","",3.2,0.2809,0.2809,0.2809,0.2809,0.64,0.97,1,"","","",""]
["Philip Sporn","3938_B_21",3938,"B","21",2544,"Coal Steam","","PJM_West","West Virginia",54,"Mason",53,"54053",145,10379,1950,2015,"vertical","dry","N","Bituminous","","","","","LNB","","","","ESPC","ESPC","No","","","",3.2,0.2627133284916609,0.2627133284916609,0.2627133284916609,0.2627133284916609,0.64,0.97,1,"","","",""]
["Philip Sporn","3938_B_31",3938,"B","31",2545,"Coal Steam","","PJM_West","West Virginia",54,"Mason",53,"54053",145,10410,1951,2015,"vertical","dry","N","Bituminous","","","","","LNB","SNCR","",2009,"ESPC","ESPC","No","","","",3.2,0.3094,0.2781236673368537,0.3094,0.2781236673368537,0.64,0.97,1,"","","",""]
["Philip Sporn","3938_B_41",3938,"B","41",2546,"Coal Steam","","PJM_West","West Virginia",54,"Mason",53,"54053",145,10382,1952,2015,"vertical","dry","N","Bituminous","","","","","LNB","SNCR","",2009,"ESPC","ESPC","No","","","",3.2,0.365,0.2865239023422545,0.365,0.2865239023422545,0.64,0.97,1,"","","",""]
["Philip Sporn","3938_B_51",3938,"B","51",2547,"Coal Steam","","PJM_West","West Virginia",54,"Mason",53,"54053",440,10025,1960,2012,"wall","dry","N","Bituminous","","","","","LNB","","","","ESPC","ESPC","No","","","",3.2,0.379512013645353,0.379512013645353,0.32,0.32,0.64,0.97,1,"","","",""]
["FirstEnergy Albright","3942_B_1",3942,"B","1",2548,"Coal Steam","","PJM_AP","West Virginia",54,"Preston",77,"54077",73,12335,1952,2012,"wall","dry","N","Bituminous","","","","","LNB","","","","ESPC","ESPC + B","No","","","",3.2,0.7333708792832566,0.7333708792832566,0.47872821286545914,0.47872821286545914,0.2,0.75,1,"","","",""]
["FirstEnergy Albright","3942_B_2",3942,"B","2",2549,"Coal Steam","","PJM_AP","West Virginia",54,"Preston",77,"54077",73,12289,1952,2012,"wall","dry","N","Bituminous","","","","","LNB + OFA","","","","ESPC","ESPC","No","","","",3.2,0.4328155897918886,0.4328155897918886,0.4328155897918886,0.4328155897918886,0.64,0.97,1,"","","",""]
["FirstEnergy Albright","3942_B_3",3942,"B","3",2550,"Coal Steam","","PJM_AP","West Virginia",54,"Preston",77,"54077",137,11776,1954,2012,"tangential","dry","N","Bituminous","","","","","LNC3","","","","ESPC","ESPC + B","Yes","","","",3.2,0.29499758180886804,0.29499758180886804,0.29499758180886804,0.29499758180886804,0.2,0.75,1,"","","",""]
["FirstEnergy Rivesville","3945_B_7",3945,"B","7",2556,"Coal Steam","","PJM_AP","West Virginia",54,"MARION",49,"54049",37,14500,1943,2012,"vertical","dry","N","Bituminous","","","","","","","","","ESPC","ESPC","No","","","",1.85,0.8346133819212471,0.8346133819212471,0.5007680291527482,0.5007680291527482,0.64,0.97,1,"","","",""]
["FirstEnergy Rivesville","3945_B_8",3945,"B","8",2557,"Coal Steam","","PJM_AP","West Virginia",54,"MARION",49,"54049",88,13859,1951,2012,"vertical","dry","N","Bituminous","","","","","","","","","ESPC","ESPC","No","","","",1.85,0.7536373241110701,0.7536373241110701,0.49,0.49,0.64,0.97,1,"","","",""]
["FirstEnergy Willow Island","3946_B_1",3946,"B","1",2558,"Coal Steam","","PJM_AP","West Virginia",54,"Pleasants",73,"54073",54,13981,1949,2012,"vertical","dry","N","Subbituminous","","","","","OFA","","","","ESPC","ESPC","No","","","",2.7,0.40588778154257177,0.40588778154257177,0.40588778154257177,0.40588778154257177,0.64,0.97,1,"","","",""]
["FirstEnergy Willow Island","3946_B_2",3946,"B","2",2559,"Coal Steam","","PJM_AP","West Virginia",54,"Pleasants",73,"54073",181,13199,1960,2012,"cyclone","wet","N","Subbituminous","","","","","OFA","","","","ESPH","ESPH","No","","","",2.7,0.756291451417012,0.756291451417012,0.756291451417012,0.756291451417012,0.9,0.94,1,"","","",""]
["Kammer","3947_B_1",3947,"B","1",2560,"Coal Steam","","PJM_West","West Virginia",54,"Marshall",51,"54051",200,10826,1958,2015,"cyclone","wet","N","Bituminous","","","","","OFA","","","","ESPC","ESPC","No","","","",2.7,0.4530128465419089,0.4530128465419089,0.4530128465419089,0.4530128465419089,0.64,0.97,1,"","","",""]
["Kammer","3947_B_2",3947,"B","2",2561,"Coal Steam","","PJM_West","West Virginia",54,"Marshall",51,"54051",200,10746,1958,2015,"cyclone","wet","N","Bituminous","","","","","OFA","","","","ESPC","ESPC","No","","","",2.7,0.4304910092952177,0.4304910092952177,0.4304910092952177,0.4304910092952177,0.64,0.97,1,"","","",""]
["Kammer","3947_B_3",3947,"B","3",2562,"Coal Steam","","PJM_West","West Virginia",54,"Marshall",51,"54051",200,10807,1958,2015,"cyclone","wet","N","Bituminous","","","","","OFA","","","","ESPC","ESPC","No","","","",2.7,0.42896983643834957,0.42896983643834957,0.42896983643834957,0.42896983643834957,0.64,0.97,1,"","","",""]
["Nelson Dewey","4054_B_1",4054,"B","1",2601,"Coal Steam","","MIS_WUMS","Wisconsin",55,"Grant",43,"55043",115,11169,1959,2016,"cyclone","wet","N","Subbituminous","","","","","OFA","SNCR","",2009,"ESPC","ESPC + B","No","","","",3.2,0.4679893167587871,0.4679893167587871,0.4679893167587871,0.4679893167587871,0.2,0.75,1,"","","",""]
["Nelson Dewey","4054_B_2",4054,"B","2",2602,"Coal Steam","","MIS_WUMS","Wisconsin",55,"Grant",43,"55043",111,11136,1962,2016,"cyclone","wet","N","Subbituminous","","","","","OFA","SNCR","",2009,"ESPC","ESPC + B","No","","","",3.2,0.46570901283190097,0.46570901283190097,0.46570901283190097,0.46570901283190097,0.2,0.75,1,"","","","Yes"]
["Neil Simpson","4150_B_5",4150,"B","5","","Coal Steam","","WECC_WY","Wyoming",56,"Campbell",5,"56005",14.6,13983,1969,2014,"","","N","Subbituminous","","","","","LNB","","","","ESPC","ESPC","Yes","","","",1.2,0.3761339164851819,0.3761339164851819,0.3761339164851819,0.3761339164851819,0.64,0.97,1,"","","","Yes"]
["Osage","4151_B_1",4151,"B","1","","Coal Steam","","WECC_WY","Wyoming",56,"Weston",45,"56045",10.1,14500,1948,2010,"","","N","Subbituminous","","","","","","","","","ESPC","ESPC","No","","","",1.2,0.4451349612788622,0.4451349612788622,0.4451349612788622,0.4451349612788622,0.64,0.97,1,"","","",""]
["Osage","4151_B_2",4151,"B","2","","Coal Steam","","WECC_WY","Wyoming",56,"Weston",45,"56045",10.1,14500,1949,2010,"","","N","Subbituminous","","","","","","","","","ESPC","ESPC","No","","","",1.2,0.4451349612788622,0.4451349612788622,0.4451349612788622,0.4451349612788622,0.64,0.97,1,"","","",""]
["Osage","4151_B_3",4151,"B","3","","Coal Steam","","WECC_WY","Wyoming",56,"Weston",45,"56045",10.1,14500,1952,2010,"","","N","Subbituminous","","","","","","","","","ESPC","ESPC","No","","","",1.2,0.4451349612788622,0.4451349612788622,0.4451349612788622,0.4451349612788622,0.64,0.97,1,"","","",""]
["W N Clark","462_B_55",462,"B","55","","Coal Steam","","WECC_CO","Colorado",8,"Fremont",43,"08043",17.6,13247,1955,2013,"","","N","Bituminous","","","","","","","","","B","B","NA","","","",1.8,0.4451349612788622,0.4451349612788622,0.4451349612788622,0.4451349612788622,0.11,0.27,1,"","","",""]
["W N Clark","462_B_59",462,"B","59","","Coal Steam","","WECC_CO","Colorado",8,"Fremont",43,"08043",24.9,13136,1959,2013,"","","N","Bituminous","","","","","","","","","B","B","NA","","","",1.2,0.4451349612788622,0.4451349612788622,0.4451349612788622,0.4451349612788622,0.11,0.27,1,"","","",""]
["Cherokee","469_B_3",469,"B","3",297,"Coal Steam","","WECC_CO","Colorado",8,"Adams",1,"08001",152,10444,1962,2016,"wall","dry","N","Bituminous, Subbituminous","Dry Scrubber",2002,85,90,"LNBO","","","","B","B","NA","","","",0.88,0.35816978630469404,0.35816978630469404,0.35816978630469404,0.35816978630469404,0.05,0.75,1,95,99,"","Yes"]
["Alloy Steam Station","50012_B_BLR4",50012,"B","BLR4","","Coal Steam","","PJM_West","West Virginia",54,"Fayette",19,"54019",38,12518,1950,2007,"wall","dry","N","Bituminous","","","","","","","","","ESPC","ESPC","Yes","","","",3.2,0.535343526678147,0.535343526678147,0.32,0.32,0.64,0.97,1,"","","",""]
["Indian River Generating Station","594_B_1",594,"B","1",385,"Coal Steam","","PJM_EMAC","Delaware",10,"Sussex",5,"10005",89,11545,1957,2011,"wall","dry","N","Bituminous, Subbituminous","","","","","LNBO","SNCR","",2008,"ESPC","ESPC","No","ACI",2011,90,0.26,0.3,0.3,0.3,0.3,0.1,0.1,0.1,"","","",""]
["Indian River Generating Station","594_B_2",594,"B","2",385,"Coal Steam","","PJM_EMAC","Delaware",10,"Sussex",5,"10005",89,11512,1959,2010,"wall","dry","N","Bituminous, Subbituminous","","","","","LNBO","SNCR","",2008,"ESPC","ESPC","No","ACI",2009,90,0.26,0.3,0.3,0.3,0.3,0.1,0.1,0.1,"","","",""]
["Pearl Station","6238_B_1A",6238,"B","1A","","Coal Steam","","MIS_IL","Illinois",17,"Pike",149,"17149",22.2,13039,1967,2012,"","","N","Bituminous","","",11.8,11.8,"","","","","B + WS","B + WS","NA","","","",6.8,0.4451349612788622,0.4451349612788622,0.4451349612788622,0.4451349612788622,0.11,0.27,1,16.8,16.8,"","Yes"]
["North Branch","7537_B_A",7537,"B","A",3127,"Coal Steam","","PJM_Dom","West Virginia",54,"Grant",23,"54023",37,13240,1992,2014,"FBC","dry","N","Waste Coal","Reagent Injection","",91.6,91.6,"CF","","","","B","B","NA","","","",0.678,0.3535476342461689,0.3535476342461689,0.3535476342461689,0.3535476342461689,0.01,0.01,0.01,95,95,"",""]
["North Branch","7537_B_B",7537,"B","B",3128,"Coal Steam","","PJM_Dom","West Virginia",54,"Grant",23,"54023",37,13240,1992,2014,"FBC","dry","N","Waste Coal","Reagent Injection","",91.6,91.6,"CF","","","","B","B","NA","","","",0.678,0.35675900232447977,0.35675900232447977,0.35675900232447977,0.35675900232447977,0.01,0.01,0.01,95,95,"",""]
["Hutsonville","863_B_05",863,"B","05",580,"Coal Steam","","MIS_IL","Illinois",17,"Crawford",33,"17033",75,11520,1953,2011,"tangential","dry","N","Bituminous, Subbituminous","","",53,53,"","","","","ESPC","ESPC","No","ACI",2009,90,0.5,0.25247312813881934,0.25247312813881934,0.12,0.12,0.1,0.1,0.1,63,63,"Yes",""]
["Hutsonville","863_B_06",863,"B","06",581,"Coal Steam","","MIS_IL","Illinois",17,"Crawford",33,"17033",76,11408,1954,2011,"tangential","dry","N","Bituminous, Subbituminous","","","","","","","","","ESPC","ESPC","No","ACI",2009,90,0.5,0.26887134729298334,0.26887134729298334,0.12293315414012088,0.12293315414012088,0.1,0.1,0.1,"","","",""]
["Meredosia","864_B_01",864,"B","01",582,"Coal Steam","","MIS_IL","Illinois",17,"Morgan",137,"17137",26,12560,1948,2009,"tangential","dry","N","Bituminous","","","","","","","","","ESPC","ESPC","No","","","",0.5,0.521887268505712,0.521887268505712,0.2414489934411176,0.2414489934411176,0.64,0.97,1,"","","",""]
["Meredosia","864_B_02",864,"B","02",583,"Coal Steam","","MIS_IL","Illinois",17,"Morgan",137,"17137",26,12560,1948,2009,"tangential","dry","N","Bituminous","","","","","","","","","ESPC","ESPC","No","","","",0.5,0.54401032297057,0.54401032297057,0.24764031627171287,0.24764031627171287,0.64,0.97,1,"","","",""]
["Meredosia","864_B_03",864,"B","03",584,"Coal Steam","","MIS_IL","Illinois",17,"Morgan",137,"17137",26,12560,1949,2009,"tangential","dry","N","Bituminous","","","","","","","","","ESPC","ESPC","No","","","",0.5,0.5426254534526521,0.5426254534526521,0.2472623987039341,0.2472623987039341,0.64,0.97,1,"","","",""]
["Meredosia","864_B_04",864,"B","04",585,"Coal Steam","","MIS_IL","Illinois",17,"Morgan",137,"17137",26,12560,1949,2009,"tangential","dry","N","Bituminous","","","","","","","","","ESPC","ESPC","No","","","",0.5,0.5165371929055124,0.5165371929055124,0.24,0.24,0.64,0.97,1,"","","",""]
["Meredosia","864_B_05",864,"B","05",586,"Coal Steam","","MIS_IL","Illinois",17,"Morgan",137,"17137",203,11051,1960,2011,"tangential","dry","N","Bituminous, Subbituminous","","","","","LNC1","","","","ESPC","ESPC","No","ACI",2009,90,0.5,0.22339266972011315,0.22339266972011315,0.14671326363769446,0.14671326363769446,0.1,0.1,0.1,"","","",""]
["Crawford","867_B_7",867,"B","7",588,"Coal Steam","","PJM_COMD","Illinois",17,"Cook",31,"17031",213,10061,1958,2012,"tangential","dry","N","Bituminous, Subbituminous","","","","","LNC3","","","","ESPC","ESPC + B","No","ACI",2009,90,1.8,0.11329190009157974,0.11329190009157974,0.11329190009157974,0.11329190009157974,0.1,0.1,0.1,"","","",""]
["Crawford","867_B_8",867,"B","8",589,"Coal Steam","","PJM_COMD","Illinois",17,"Cook",31,"17031",319,10093,1961,2012,"tangential","dry","N","Bituminous, Subbituminous","","","","","LNC3","","","","ESPC","ESPC + B","No","ACI",2009,90,1.8,0.14667187477064444,0.14667187477064444,0.14667187477064444,0.14667187477064444,0.1,0.1,0.1,"","","",""]
["Fisk Street","886_B_19",886,"B","19",604,"Coal Steam","","PJM_COMD","Illinois",17,"Cook",31,"17031",326,10446,1959,2012,"tangential","dry","N","Bituminous, Subbituminous","","","","","LNC3","","","","ESPC","ESPC + B","No","ACI",2009,90,1.8,0.12984184630086187,0.12984184630086187,0.12984184630086187,0.12984184630086187,0.1,0.1,0.1,"","","",""]
["Vermilion","897_B_1",897,"B","1",625,"Coal Steam","","MIS_IL","Illinois",17,"Vermilion",183,"17183",62,12123,1955,2012,"tangential","dry","N","Subbituminous","","","","","LNC2","SNCR","",2004,"ESPC + B","ESPC + B","No","ACI",2007,90,1.2,0.2297,0.2297,0.17034599483204135,0.17034599483204135,0.1,0.1,0.1,"","","",""]
["Vermilion","897_B_2",897,"B","2",626,"Coal Steam","","MIS_IL","Illinois",17,"Vermilion",183,"17183",99,11890,1956,2012,"tangential","dry","N","Subbituminous","","","","","LNC2","","","","ESPC + B","ESPC + B","No","ACI",2007,90,1.2,0.2651,0.2651,0.19659870801033594,0.19659870801033594,0.1,0.1,0.1,"","","",""]
["Tanners Creek","988_B_U1",988,"B","U1",665,"Coal Steam","","PJM_West","Indiana",18,"Dearborn",29,"18029",145,10687,1951,2015,"vertical","dry","N","Bituminous","","","","","LNB + OFA","SNCR","",2009,"ESPC","ESPC","No","","","",1.2,0.3003,0.2879254940354882,0.3003,0.2879254940354882,0.64,0.97,1,"","","",""]
["Tanners Creek","988_B_U2",988,"B","U2",666,"Coal Steam","","PJM_West","Indiana",18,"Dearborn",29,"18029",145,10718,1952,2015,"vertical","dry","N","Bituminous","","","","","LNB + OFA","SNCR","",2009,"ESPC","ESPC","No","","","",1.2,0.28626740709522946,0.28626740709522946,0.28626740709522946,0.28626740709522946,0.64,0.97,1,"","","",""]
["Tanners Creek","988_B_U3",988,"B","U3",667,"Coal Steam","","PJM_West","Indiana",18,"Dearborn",29,"18029",200,10744,1954,2015,"vertical","dry","N","Bituminous","","","","","LNB + OFA","SNCR","",2009,"ESPC","ESPC","No","","","",1.2,0.3045,0.29694040879184613,0.3045,0.29694040879184613,0.64,0.97,1,"","","",""]
["Jefferies","3319_G_3",3319,"G","3",2239,"Coal Steam","","S_VACA","South Carolina",45,"Berkeley",15,"45015",152,10675,1970,2013,"wall","dry","N","Bituminous","","","","","LNB","","","","ESPC","ESPC","No","","","",7,0.5221740126805429,0.5221740126805429,0.3917313978298652,0.3917313978298652,0.64,0.97,1,"","","",""]
["Jefferies","3319_G_4",3319,"G","4",2240,"Coal Steam","","S_VACA","South Carolina",45,"Berkeley",15,"45015",150,10632,1970,2013,"wall","dry","N","Bituminous","","","","","LNB","","","","ESPC","ESPC","No","","","",7,0.4653263441904952,0.4653263441904952,0.35607667323378756,0.35607667323378756,0.64,0.97,1,"","","",""]
["Nine Mile Point","1403_G_6",1403,"G","6",null,"Combined Cycle","","S_D_AMSO","Louisiana",22,"Jefferson",51,"22051",0,7050,2015,2015,null,null,"Y","Natural Gas, Distillate Fuel Oil",{"$nulls":5},"SCR",{"$nulls":9},0.05,0.05,0.05,0.05]
["Kinsleys Landfill","10045_G_0011",10045,"G","0011",null,"Landfill Gas","","PJM_EMAC","New Jersey",34,"GLOUCESTER",15,"34015",0.5,13500,1985,2014,"","","N","Landfill Gas","",{"$nulls":14},0.04394744404747715,0.04394744404747715,0.04394744404747715,0.04394744404747715,{"$nulls":6},""]
["Kinsleys Landfill","10045_G_0012",10045,"G","0012",null,"Landfill Gas","","PJM_EMAC","New Jersey",34,"GLOUCESTER",15,"34015",0.5,13500,1985,2014,"","","N","Landfill Gas","",{"$nulls":14},0.04394744404747715,0.04394744404747715,0.04394744404747715,0.04394744404747715,{"$nulls":6},""]
["Kinsleys Landfill","10045_G_0013",10045,"G","0013",null,"Landfill Gas","","PJM_EMAC","New Jersey",34,"GLOUCESTER",15,"34015",0.5,13500,1985,2014,"","","N","Landfill Gas","",{"$nulls":14},0.04394744404747715,0.04394744404747715,0.04394744404747715,0.04394744404747715,{"$nulls":6},""]
["Kinsleys Landfill","10045_G_0014",10045,"G","0014",null,"Landfill Gas","","PJM_EMAC","New Jersey",34,"GLOUCESTER",15,"34015",0.5,13500,1985,2014,"","","N","Landfill Gas","",{"$nulls":14},0.04394744404747715,0.04394744404747715,0.04394744404747715,0.04394744404747715,{"$nulls":6},""]
["Miami Wabash","1006_G_4",1006,"G","4",null,"Combustion Turbine","Combustion Turbine","MIS_INKY","Indiana",18,"Wabash",169,"18169",16,25000,1968,2011,"","","N","Distillate Fuel Oil","",{"$nulls":13},1.6,0.38083112985036566,0.38083112985036566,0.38083112985036566,0.38083112985036566,{"$nulls":6},""]
["TMC LLC","10347_G_GEN1",10347,"G","GEN1",null,"Biomass","","FRCC","Florida",12,"Jefferson",65,"12065",7.5,38971,1990,2012,"","","N","Biomass","",{"$nulls":14},0.22926295483445053,0.22926295483445053,0.22926295483445053,0.22926295483445053,{"$nulls":6},""]
["Newby Island II","10389_G_1",10389,"G","1",null,"Landfill Gas","","WEC_CALN","California",6,"Santa Clara",85,"06085",1,15960,1989,2012,"","","N","Landfill Gas","",{"$nulls":14},0.04394744404747715,0.04394744404747715,0.04394744404747715,0.04394744404747715,{"$nulls":6},""]
["Newby Island II","10389_G_2",10389,"G","2",null,"Landfill Gas","","WEC_CALN","California",6,"Santa Clara",85,"06085",1,15961,1989,2012,"","","N","Landfill Gas","",{"$nulls":14},0.04394744404747715,0.04394744404747715,0.04394744404747715,0.04394744404747715,{"$nulls":6},""]
["Newby Island II","10389_G_3",10389,"G","3",null,"Landfill Gas","","WEC_CALN","California",6,"Santa Clara",85,"06085",1,15961,1989,2012,"","","N","Landfill Gas","",{"$nulls":14},0.04394744404747715,0.04394744404747715,0.04394744404747715,0.04394744404747715,{"$nulls":6},""]
["Little Company of Mary Hospital","10400_G_GEN1",10400,"G","GEN1",null,"Combustion Turbine","Combustion Turbine","PJM_COMD","Illinois",17,"Cook",31,"17031",3.2,8700,1989,2012,"","","Y","Natural Gas","",{"$nulls":13},1,0.4777602100541084,0.4777602100541084,0.4777602100541084,0.4777602100541084,{"$nulls":6},""]
["Northwind Energy","10738_G_GEN1",10738,"G","GEN1",null,"Wind","","WEC_CALN","California",6,"Contra Costa",13,"06013",12.1,0,1986,2012,"","","N","Wind","",{"$nulls":14},0,0,0,0,{"$nulls":6},""]
["Seaford Delaware Plant","10793_G_GEN1",10793,"G","GEN1",null,"O/G Steam","","PJM_EMAC","Delaware",10,"Sussex",5,"10005",9,8300,1939,2009,"","","Y","Natural Gas, Distillate Fuel Oil","",{"$nulls":14},0.2713157516014496,0.2713157516014496,0.2713157516014496,0.2713157516014496,{"$nulls":6},""]
["Lowell Cogen Plant","10802_G_GEN1",10802,"G","GEN1",null,"Combined Cycle","","NENGREST","Massachusetts",25,"Middlesex",17,"25017",20,10307,1988,2013,"","","N","Natural Gas, Distillate Fuel Oil","",{"$nulls":3},"H2O",{"$nulls":10},0.500478266323132,0.500478266323132,0.500478266323132,0.500478266323132,{"$nulls":6},""]
["Lowell Cogen Plant","10802_G_GEN2",10802,"G","GEN2",null,"Combined Cycle","","NENGREST","Massachusetts",25,"Middlesex",17,"25017",8.5,10307,1988,2013,"","","N","Natural Gas, Distillate Fuel Oil","",{"$nulls":14},0.500478266323132,0.500478266323132,0.500478266323132,0.500478266323132,{"$nulls":6},""]
["Winsor Dam Power Station","10826_G_WINS",10826,"G","WINS",null,"Hydro","","NENGREST","Massachusetts",25,"Hampshire",15,"25015",0.6,0,1950,1991,"","","N","Hydro","",{"$nulls":14},0,0,0,0,{"$nulls":6},""]
["Estherville","1137_G_6",1137,"G","6",null,"Combustion Turbine","IC Engine","MIS_IA","Iowa",19,"Emmet",63,"19063",1.7,12832,1950,2013,"","","N","Distillate Fuel Oil","",{"$nulls":13},2.5,0.7303252651467953,0.7303252651467953,0.7303252651467953,0.7303252651467953,{"$nulls":6},""]
["Saguaro","118_G_PV1",118,"G","PV1",null,"Solar Thermal","","WECC_AZ","Arizona",4,"Pinal",21,"04021",1,9760,2005,2013,"","","N","Solar","",{"$nulls":14},0,0,0,0,{"$nulls":6},""]
["Holt Dam","12_G_1",12,"G","1",null,"Hydro","","S_SOU","Alabama",1,"Tuscaloosa",125,"01125",45,0,1968,2016,"","","N","Hydro","",{"$nulls":14},0,0,0,0,{"$nulls":6},""]
["West Liberty","1200_G_1",1200,"G","1",null,"Combustion Turbine","IC Engine","MIS_IL","Iowa",19,"Muscatine",139,"19139",0.7,19050,1948,2011,"","","N","Distillate Fuel Oil","",{"$nulls":13},2.5,0.7303252651467953,0.7303252651467953,0.7303252651467953,0.7303252651467953,{"$nulls":6},""]
["Riverton","1239_G_9",1239,"G","9",null,"Combustion Turbine","Combustion Turbine","SPP_N","Kansas",20,"Cherokee",21,"20021",12,10745,1964,2014,"","","N","Natural Gas, Distillate Fuel Oil","",{"$nulls":14},0.4777602100541084,0.4777602100541084,0.4777602100541084,0.4777602100541084,{"$nulls":6},""]
["Iola","1291_G_11",1291,"G","11",null,"Combustion Turbine","IC Engine","SPP_N","Kansas",20,"Allen",1,"20001",2.1,11358,1988,2013,"","","N","Distillate Fuel Oil","",{"$nulls":14},2.3354529520972003,2.3354529520972003,2.3354529520972003,2.3354529520972003,{"$nulls":6},""]
["Iola","1291_G_12",1291,"G","12",null,"Combustion Turbine","IC Engine","SPP_N","Kansas",20,"Allen",1,"20001",2,11386,1988,2013,"","","N","Distillate Fuel Oil","",{"$nulls":14},2.3354529520972003,2.3354529520972003,2.3354529520972003,2.3354529520972003,{"$nulls":6},""]
["Iola","1291_G_13",1291,"G","13",null,"Combustion Turbine","IC Engine","SPP_N","Kansas",20,"Allen",1,"20001",2,11386,1988,2013,"","","N","Distillate Fuel Oil","",{"$nulls":14},2.3354529520972003,2.3354529520972003,2.3354529520972003,2.3354529520972003,{"$nulls":6},""]
["Stafford","1325_G_1",1325,"G","1",null,"Combustion Turbine","IC Engine","SPP_WEST","Kansas",20,"Stafford",185,"20185",0.9,16316,1960,2011,"","","N","Natural Gas, Distillate Fuel Oil","",{"$nulls":13},3,2.3354529520972003,2.3354529520972003,2.3354529520972003,2.3354529520972003,{"$nulls":6},""]
["Great Bend","1334_G_6",1334,"G","6",null,"Combustion Turbine","IC Engine","SPP_WEST","Kansas",20,"Barton",9,"20009",3,18000,1954,2012,"","","N","Natural Gas, Distillate Fuel Oil","",{"$nulls":14},2.0543300185532067,2.0543300185532067,2.0543300185532067,2.0543300185532067,{"$nulls":6},""]
["Eastport","1468_G_1",1468,"G","1",null,"Combustion Turbine","IC Engine","NENG_ME","Maine",23,"Washington",29,"23029",0.7,10745,1948,2014,"","","N","Distillate Fuel Oil","",{"$nulls":13},2,2.3354529520972003,2.3354529520972003,2.3354529520972003,2.3354529520972003,{"$nulls":6},""]
["Eastport","1468_G_2",1468,"G","2",null,"Combustion Turbine","IC Engine","NENG_ME","Maine",23,"Washington",29,"23029",0.7,10745,1949,2014,"","","N","Distillate Fuel Oil","",{"$nulls":13},2,2.3354529520972003,2.3354529520972003,2.3354529520972003,2.3354529520972003,{"$nulls":6},""]
["Eastport","1468_G_3",1468,"G","3",null,"Combustion Turbine","IC Engine","NENG_ME","Maine",23,"Washington",29,"23029",2,10745,1949,2014,"","","N","Distillate Fuel Oil","",{"$nulls":13},2,2.3354529520972003,2.3354529520972003,2.3354529520972003,2.3354529520972003,{"$nulls":6},""]
["Medway","1474_G_IC1",1474,"G","IC1",null,"Combustion Turbine","IC Engine","NENG_ME","Maine",23,"Penobscot",19,"23019",2,10745,1960,2014,"","","N","Distillate Fuel Oil","",{"$nulls":13},2,2.3354529520972003,2.3354529520972003,2.3354529520972003,2.3354529520972003,{"$nulls":6},""]
["Medway","1474_G_IC2",1474,"G","IC2",null,"Combustion Turbine","IC Engine","NENG_ME","Maine",23,"Penobscot",19,"23019",2,10745,1960,2014,"","","N","Distillate Fuel Oil","",{"$nulls":13},2,2.3354529520972003,2.3354529520972003,2.3354529520972003,2.3354529520972003,{"$nulls":6},""]
["Medway","1474_G_IC3",1474,"G","IC3",null,"Combustion Turbine","IC Engine","NENG_ME","Maine",23,"Penobscot",19,"23019",2,10745,1960,2014,"","","N","Distillate Fuel Oil","",{"$nulls":13},2,2.3354529520972003,2.3354529520972003,2.3354529520972003,2.3354529520972003,{"$nulls":6},""]
["Medway","1474_G_IC4",1474,"G","IC4",null,"Combustion Turbine","IC Engine","NENG_ME","Maine",23,"Penobscot",19,"23019",2,10745,1960,2014,"","","N","Distillate Fuel Oil","",{"$nulls":13},2,2.3354529520972003,2.3354529520972003,2.3354529520972003,2.3354529520972003,{"$nulls":6},""]
["PPL Veazie Hydro Station","1479_G_VZ01",1479,"G","VZ01",null,"Hydro","","NENG_ME","Maine",23,"Penobscot",19,"23019",0.7,0,1933,2013,"","","N","Hydro","",{"$nulls":14},0,0,0,0,{"$nulls":6},""]
["PPL Veazie Hydro Station","1479_G_VZ02",1479,"G","VZ02",null,"Hydro","","NENG_ME","Maine",23,"Penobscot",19,"23019",0.3,0,1920,2013,"","","N","Hydro","",{"$nulls":14},0,0,0,0,{"$nulls":6},""]
["PPL Veazie Hydro Station","1479_G_VZ03",1479,"G","VZ03",null,"Hydro","","NENG_ME","Maine",23,"Penobscot",19,"23019",0.3,0,1920,2013,"","","N","Hydro","",{"$nulls":14},0,0,0,0,{"$nulls":6},""]
["PPL Veazie Hydro Station","1479_G_VZ04",1479,"G","VZ04",null,"Hydro","","NENG_ME","Maine",23,"Penobscot",19,"23019",0.3,0,1920,2013,"","","N","Hydro","",{"$nulls":14},0,0,0,0,{"$nulls":6},""]
["PPL Veazie Hydro Station","1479_G_VZ05",1479,"G","VZ05",null,"Hydro","","NENG_ME","Maine",23,"Penobscot",19,"23019",0.3,0,1920,2013,"","","N","Hydro","",{"$nulls":14},0,0,0,0,{"$nulls":6},""]
["PPL Veazie Hydro Station","1479_G_VZ06",1479,"G","VZ06",null,"Hydro","","NENG_ME","Maine",23,"Penobscot",19,"23019",0.3,0,1920,2013,"","","N","Hydro","",{"$nulls":14},0,0,0,0,{"$nulls":6},""]
["PPL Veazie Hydro Station","1479_G_VZ07",1479,"G","VZ07",null,"Hydro","","NENG_ME","Maine",23,"Penobscot",19,"23019",0.3,0,1920,2013,"","","N","Hydro","",{"$nulls":14},0,0,0,0,{"$nulls":6},""]
["PPL Veazie Hydro Station","1479_G_VZ08",1479,"G","VZ08",null,"Hydro","","NENG_ME","Maine",23,"Penobscot",19,"23019",0.3,0,1920,2013,"","","N","Hydro","",{"$nulls":14},0,0,0,0,{"$nulls":6},""]
["PPL Veazie Hydro Station","1479_G_VZ09",1479,"G","VZ09",null,"Hydro","","NENG_ME","Maine",23,"Penobscot",19,"23019",0.3,0,1920,2013,"","","N","Hydro","",{"$nulls":14},0,0,0,0,{"$nulls":6},""]
["PPL Veazie Hydro Station","1479_G_VZ10",1479,"G","VZ10",null,"Hydro","","NENG_ME","Maine",23,"Penobscot",19,"23019",0.3,0,1920,2013,"","","N","Hydro","",{"$nulls":14},0,0,0,0,{"$nulls":6},""]
["PPL Veazie Hydro Station","1479_G_VZ11",1479,"G","VZ11",null,"Hydro","","NENG_ME","Maine",23,"Penobscot",19,"23019",0.3,0,1920,2013,"","","N","Hydro","",{"$nulls":14},0,0,0,0,{"$nulls":6},""]
["PPL Veazie Hydro Station","1479_G_VZ12",1479,"G","VZ12",null,"Hydro","","NENG_ME","Maine",23,"Penobscot",19,"23019",0.3,0,1920,2013,"","","N","Hydro","",{"$nulls":14},0,0,0,0,{"$nulls":6},""]
["PPL Veazie Hydro Station","1479_G_VZ13",1479,"G","VZ13",null,"Hydro","","NENG_ME","Maine",23,"Penobscot",19,"23019",0.3,0,1920,2013,"","","N","Hydro","",{"$nulls":14},0,0,0,0,{"$nulls":6},""]
["PPL Veazie Hydro Station","1479_G_VZ14",1479,"G","VZ14",null,"Hydro","","NENG_ME","Maine",23,"Penobscot",19,"23019",0.3,0,1920,2013,"","","N","Hydro","",{"$nulls":14},0,0,0,0,{"$nulls":6},""]
["PPL Veazie Hydro Station","1479_G_VZ15",1479,"G","VZ15",null,"Hydro","","NENG_ME","Maine",23,"Penobscot",19,"23019",0.5,0,1914,2013,"","","N","Hydro","",{"$nulls":14},0,0,0,0,{"$nulls":6},""]
["PPL Veazie Hydro Station","1479_G_VZ16",1479,"G","VZ16",null,"Hydro","","NENG_ME","Maine",23,"Penobscot",19,"23019",1.4,0,1938,2013,"","","N","Hydro","",{"$nulls":14},0,0,0,0,{"$nulls":6},""]
["PPL Veazie Hydro Station","1479_G_VZ17",1479,"G","VZ17",null,"Hydro","","NENG_ME","Maine",23,"Penobscot",19,"23019",1.4,0,1938,2013,"","","N","Hydro","",{"$nulls":14},0,0,0,0,{"$nulls":6},""]
["Osceola","172_G_10",172,"G","10",null,"Combustion Turbine","IC Engine","S_D_N_AR","Arkansas",5,"Mississippi",93,"05093",1.6,10745,1992,2012,"","","N","Distillate Fuel Oil","",{"$nulls":14},2.3354529520972003,2.3354529520972003,2.3354529520972003,2.3354529520972003,{"$nulls":6},""]
["Osceola","172_G_11",172,"G","11",null,"Combustion Turbine","IC Engine","S_D_N_AR","Arkansas",5,"Mississippi",93,"05093",1.6,10745,1993,2012,"","","N","Distillate Fuel Oil","",{"$nulls":14},2.3354529520972003,2.3354529520972003,2.3354529520972003,2.3354529520972003,{"$nulls":6},""]
["Osceola","172_G_12",172,"G","12",null,"Combustion Turbine","IC Engine","S_D_N_AR","Arkansas",5,"Mississippi",93,"05093",1.6,10745,1999,2012,"","","N","Distillate Fuel Oil","",{"$nulls":14},2.3354529520972003,2.3354529520972003,2.3354529520972003,2.3354529520972003,{"$nulls":6},""]
["Coldwater","1819_G_3",1819,"G","3",null,"Combustion Turbine","IC Engine","MIS_LMI","Michigan",26,"Branch",23,"26023",3.5,18000,1969,2012,"","","N","Natural Gas, Distillate Fuel Oil","",{"$nulls":13},1.67,2.0543300185532067,2.0543300185532067,2.0543300185532067,2.0543300185532067,{"$nulls":6},""]
["Moorhead","1995_G_6",1995,"G","6",null,"Combustion Turbine","Combustion Turbine","MAP_WAUE","Minnesota",27,"Clay",27,"27027",5.9,21038,1961,2011,"","","N","Distillate Fuel Oil","",{"$nulls":14},0.7653828280223779,0.7653828280223779,0.7653828280223779,0.7653828280223779,{"$nulls":6},""]
["Two Harbors","2016_G_3",2016,"G","3",null,"Combustion Turbine","IC Engine","MIS_MNWI","Minnesota",27,"Lake",75,"27075",1.9,25000,1972,2012,"","","N","Natural Gas, Distillate Fuel Oil","",{"$nulls":14},2.3354529520972003,2.3354529520972003,2.3354529520972003,2.3354529520972003,{"$nulls":6},""]
["Jack Watson","2049_G_A",2049,"G","A",null,"Combustion Turbine","Combustion Turbine","S_SOU","Mississippi",28,"Harrison",47,"28047",33,25000,1970,2016,"","","N","Natural Gas","",{"$nulls":13},4.8,0.26902249381881194,0.26902249381881194,0.26902249381881194,0.26902249381881194,{"$nulls":6},""]
["Viaduct","2096_G_1",2096,"G","1",null,"Combustion Turbine","Combustion Turbine","MIS_MO","Missouri",29,"Cape Girardeau",31,"29031",26,25000,1967,2011,"","","N","Natural Gas","",{"$nulls":13},2.3000000000000003,0.7006,0.7006,0.7006,0.7006,{"$nulls":6},""]
["La Plata","2140_G_8",2140,"G","8",null,"Combustion Turbine","IC Engine","MIS_MO","Missouri",29,"Macon",121,"29121",0.9,19764,1998,2012,"","","N","Distillate Fuel Oil","",{"$nulls":13},2.3000000000000003,2.3354529520972003,2.3354529520972003,2.3354529520972003,2.3354529520972003,{"$nulls":6},""]
["La Plata","2140_G_9",2140,"G","9",null,"Combustion Turbine","IC Engine","MIS_MO","Missouri",29,"Macon",121,"29121",0.9,16754,1998,2012,"","","N","Distillate Fuel Oil","",{"$nulls":13},2.3000000000000003,2.3354529520972003,2.3354529520972003,2.3354529520972003,2.3354529520972003,{"$nulls":6},""]
["Macon","2141_G_1",2141,"G","1",null,"Combustion Turbine","IC Engine","MIS_MO","Missouri",29,"Macon",121,"29121",4.8,10745,1968,2012,"","","N","Natural Gas, Distillate Fuel Oil","",{"$nulls":13},2.3000000000000003,2.3354529520972003,2.3354529520972003,2.3354529520972003,2.3354529520972003,{"$nulls":6},""]
["Odessa","2148_G_2",2148,"G","2",null,"Combustion Turbine","IC Engine","SPP_N","Missouri",29,"Lafayette",107,"29107",0.2,10834,1939,2011,"","","N","Distillate Fuel Oil","",{"$nulls":13},2.3000000000000003,2.3354529520972003,2.3354529520972003,2.3354529520972003,2.3354529520972003,{"$nulls":6},""]
["Odessa","2148_G_5",2148,"G","5",null,"Combustion Turbine","IC Engine","SPP_N","Missouri",29,"Lafayette",107,"29107",1,10797,1957,2008,"","","N","Natural Gas, Distillate Fuel Oil","",{"$nulls":13},2.3000000000000003,2.3354529520972003,2.3354529520972003,2.3354529520972003,2.3354529520972003,{"$nulls":6},""]
["Owensville","2149_G_3A",2149,"G","3A",null,"Combustion Turbine","IC Engine","MIS_MO","Missouri",29,"Gasconade",73,"29073",1.8,10745,1998,2011,"","","N","Distillate Fuel Oil","",{"$nulls":13},2.3000000000000003,2.3354529520972003,2.3354529520972003,2.3354529520972003,2.3354529520972003,{"$nulls":6},""]
["Owensville","2149_G_4A",2149,"G","4A",null,"Combustion Turbine","IC Engine","MIS_MO","Missouri",29,"Gasconade",73,"29073",1.3,10745,1989,2011,"","","N","Distillate Fuel Oil","",{"$nulls":13},2.3000000000000003,2.3354529520972003,2.3354529520972003,2.3354529520972003,2.3354529520972003,{"$nulls":6},""]
["Owensville","2149_G_4B",2149,"G","4B",null,"Combustion Turbine","IC Engine","MIS_MO","Missouri",29,"Gasconade",73,"29073",1.8,10745,1998,2011,"","","N","Distillate Fuel Oil","",{"$nulls":13},2.3000000000000003,2.3354529520972003,2.3354529520972003,2.3354529520972003,2.3354529520972003,{"$nulls":6},""]
["Owensville","2149_G_5",2149,"G","5",null,"Combustion Turbine","IC Engine","MIS_MO","Missouri",29,"Gasconade",73,"29073",1.3,10745,1966,2011,"","","N","Distillate Fuel Oil","",{"$nulls":13},2.3000000000000003,2.3354529520972003,2.3354529520972003,2.3354529520972003,2.3354529520972003,{"$nulls":6},""]
["Owensville","2149_G_6",2149,"G","6",null,"Combustion Turbine","IC Engine","MIS_MO","Missouri",29,"Gasconade",73,"29073",1.8,10745,1999,2011,"","","N","Distillate Fuel Oil","",{"$nulls":13},2.3000000000000003,2.3354529520972003,2.3354529520972003,2.3354529520972003,2.3354529520972003,{"$nulls":6},""]
["Owensville","2149_G_6A",2149,"G","6A",null,"Combustion Turbine","IC Engine","MIS_MO","Missouri",29,"Gasconade",73,"29073",1.8,10745,1999,2011,"","","N","Distillate Fuel Oil","",{"$nulls":13},2.3000000000000003,2.3354529520972003,2.3354529520972003,2.3354529520972003,2.3354529520972003,{"$nulls":6},""]
["Coleman","2158_G_IC1",2158,"G","IC1",null,"Combustion Turbine","IC Engine","SPP_WEST","Missouri",29,"SCOTT",201,"29201",2,11107,1965,2011,"","","N","Distillate Fuel Oil","",{"$nulls":13},2.3000000000000003,2.3354529520972003,2.3354529520972003,2.3354529520972003,2.3354529520972003,{"$nulls":6},""]
["Coleman","2158_G_IC2",2158,"G","IC2",null,"Combustion Turbine","IC Engine","SPP_WEST","Missouri",29,"SCOTT",201,"29201",2.3,10907,1967,2011,"","","N","Distillate Fuel Oil","",{"$nulls":13},2.3000000000000003,2.3354529520972003,2.3354529520972003,2.3354529520972003,2.3354529520972003,{"$nulls":6},""]
["Main Street","2162_G_1",2162,"G","1",null,"Combustion Turbine","Combustion Turbine","SPP_N","Missouri",29,"Greene",77,"29077",12,19438,1968,2010,"","","N","Distillate Fuel Oil","",{"$nulls":13},8,1.1998920224109586,1.1998920224109586,1.1998920224109586,1.1998920224109586,{"$nulls":6},""]
["Trenton Diesel","2163_G_4",2163,"G","4",null,"Combustion Turbine","IC Engine","MIS_MO","Missouri",29,"Grundy",79,"29079",0.9,11223,1948,2011,"","","N","Distillate Fuel Oil","",{"$nulls":13},2.3000000000000003,2.3354529520972003,2.3354529520972003,2.3354529520972003,2.3354529520972003,{"$nulls":6},""]
["Trenton Diesel","2163_G_5",2163,"G","5",null,"Combustion Turbine","IC Engine","MIS_MO","Missouri",29,"Grundy",79,"29079",1,10920,1952,2011,"","","N","Distillate Fuel Oil","",{"$nulls":13},2.3000000000000003,2.3354529520972003,2.3354529520972003,2.3354529520972003,2.3354529520972003,{"$nulls":6},""]
["Mullen","2280_G_3",2280,"G","3",null,"Combustion Turbine","IC Engine","SPP_NEBR","Nebraska",31,"Hooker",91,"31091",0.3,25000,1958,2011,"","","N","Distillate Fuel Oil","",{"$nulls":13},2.5,2.3354529520972003,2.3354529520972003,2.3354529520972003,2.3354529520972003,{"$nulls":6},""]
["Mullen","2280_G_4",2280,"G","4",null,"Combustion Turbine","IC Engine","SPP_NEBR","Nebraska",31,"Hooker",91,"31091",0.6,25000,1966,2012,"","","N","Distillate Fuel Oil","",{"$nulls":13},2.5,2.3354529520972003,2.3354529520972003,2.3354529520972003,2.3354529520972003,{"$nulls":6},""]
["Sutherland","2306_G_2",2306,"G","2",null,"Combustion Turbine","IC Engine","SPP_NEBR","Nebraska",31,"Lincoln",111,"31111",0.9,12167,1959,2009,"","","N","Distillate Fuel Oil","",{"$nulls":13},2.5,2.3354529520972003,2.3354529520972003,2.3354529520972003,2.3354529520972003,{"$nulls":6},""]
["Sunrise","2326_G_2",2326,"G","2",null,"Combustion Turbine","Combustion Turbine","WECC_SNV","Nevada",32,"Clark",3,"32003",69,15804,1974,2011,"","","N","Natural Gas","",{"$nulls":13},1.4000000000000001,0.4123194975976651,0.4123194975976651,0.4123194975976651,0.4123194975976651,{"$nulls":6},""]
["Tracy","2336_G_GT1",2336,"G","GT1",null,"Combustion Turbine","Combustion Turbine","WECC_NNV","Nevada",32,"Storey",29,"32029",10,12466,1961,2010,"","","N","Distillate Fuel Oil","",{"$nulls":13},1.4000000000000001,0.03258524062072967,0.03258524062072967,0.03258524062072967,0.03258524062072967,{"$nulls":6},""]
["Tracy","2336_G_GT2",2336,"G","GT2",null,"Combustion Turbine","Combustion Turbine","WECC_NNV","Nevada",32,"Storey",29,"32029",10,12466,1962,2010,"","","N","Distillate Fuel Oil","",{"$nulls":13},1.4000000000000001,0.03258524062072967,0.03258524062072967,0.03258524062072967,0.03258524062072967,{"$nulls":6},""]
["Kerckhoff","250_G_H2",250,"G","H2",null,"Hydro","","WEC_CALN","California",6,"Fresno",19,"06019",8.6,0,1920,2013,"","","N","Hydro","",{"$nulls":14},0,0,0,0,{"$nulls":6},""]
["Montauk","2515_G_2",2515,"G","2",null,"Combustion Turbine","IC Engine","NY_Z_K","New York",36,"Suffolk",103,"36103",2,10885,1962,2013,"","","N","Distillate Fuel Oil","",{"$nulls":13},1.052964094,1.994526973,1.994526973,1.994526973,1.994526973,{"$nulls":6},""]
["Montauk","2515_G_3",2515,"G","3",null,"Combustion Turbine","IC Engine","NY_Z_K","New York",36,"Suffolk",103,"36103",2,10885,1965,2013,"","","N","Distillate Fuel Oil","",{"$nulls":13},1.052964094,1.994526973,1.994526973,1.994526973,1.994526973,{"$nulls":6},""]
["Montauk","2515_G_4",2515,"G","4",null,"Combustion Turbine","IC Engine","NY_Z_K","New York",36,"Suffolk",103,"36103",1.9,10885,1965,2013,"","","N","Distillate Fuel Oil","",{"$nulls":13},1.052964094,1.994526973,1.994526973,1.994526973,1.994526973,{"$nulls":6},""]
["Rochester 3","2640_G_13",2640,"G","13",null,"Combustion Turbine","Combustion Turbine","NY_Z_A&B","New York",36,"Monroe",55,"36055",14.4,18256,1969,2011,"","","N","Distillate Fuel Oil","",{"$nulls":13},2.105928188,0.430700319,0.430700319,0.430700319,0.430700319,{"$nulls":6},""]
["Rochester 9","2644_G_2",2644,"G","2",null,"Combustion Turbine","Combustion Turbine","NY_Z_A&B","New York",36,"Monroe",55,"36055",14,16197,1969,2014,"","","N","Natural Gas","",{"$nulls":13},1.052964094,0.222449615,0.222449615,0.222449615,0.222449615,{"$nulls":6},""]
["Cape Fear","2708_G_1",2708,"G","1",null,"Combined Cycle","","S_VACA","North Carolina",37,"Chatham",37,"37037",11,15000,1923,2011,"","","N","Distillate Fuel Oil","",{"$nulls":13},2.3,1.1998320726112315,1.1998320726112315,1.1998320726112315,1.1998320726112315,{"$nulls":6},""]
["Cape Fear","2708_G_1A",2708,"G","1A",null,"Combined Cycle","","S_VACA","North Carolina",37,"Chatham",37,"37037",11,15000,1969,2013,"","","N","Distillate Fuel Oil","",{"$nulls":13},2.3,1.1998320726112315,1.1998320726112315,1.1998320726112315,1.1998320726112315,{"$nulls":6},""]
["Cape Fear","2708_G_2",2708,"G","2",null,"Combined Cycle","","S_VACA","North Carolina",37,"Chatham",37,"37037",7,15000,1924,2011,"","","N","Distillate Fuel Oil","",{"$nulls":13},2.3,1.1997111734526207,1.1997111734526207,1.1997111734526207,1.1997111734526207,{"$nulls":6},""]
["Cape Fear","2708_G_2A",2708,"G","2A",null,"Combined Cycle","","S_VACA","North Carolina",37,"Chatham",37,"37037",11,15000,1969,2013,"","","N","Distillate Fuel Oil","",{"$nulls":13},2.3,1.1997111734526207,1.1997111734526207,1.1997111734526207,1.1997111734526207,{"$nulls":6},""]
["Cape Fear","2708_G_2B",2708,"G","2B",null,"Combined Cycle","","S_VACA","North Carolina",37,"Chatham",37,"37037",11,15000,1969,2012,"","","N","Distillate Fuel Oil","",{"$nulls":13},2.3,1.1997111734526207,1.1997111734526207,1.1997111734526207,1.1997111734526207,{"$nulls":6},""]
["Morehead","2711_G_GT1",2711,"G","GT1",null,"Combustion Turbine","Combustion Turbine","S_VACA","North Carolina",37,"Carteret",31,"37031",12,17662,1968,2012,"","","N","Distillate Fuel Oil","",{"$nulls":13},2.3000000000000003,1.2002259022179669,1.2002259022179669,1.2002259022179669,1.2002259022179669,{"$nulls":6},""]
["L V Sutton","2713_G_GT1",2713,"G","GT1",null,"Combustion Turbine","Combustion Turbine","S_VACA","North Carolina",37,"New Hanover",129,"37129",11,25000,1968,2011,"","","N","Distillate Fuel Oil","",{"$nulls":13},2.3000000000000003,1.2002104533636064,1.2002104533636064,1.2002104533636064,1.2002104533636064,{"$nulls":6},""]
["L V Sutton","2713_G_GTA",2713,"G","GTA",null,"Combustion Turbine","Combustion Turbine","S_VACA","North Carolina",37,"New Hanover",129,"37129",24,25000,1969,2011,"","","N","Distillate Fuel Oil","",{"$nulls":13},2.3000000000000003,1.2009438108017443,1.2009438108017443,1.2009438108017443,1.2009438108017443,{"$nulls":6},""]
["L V Sutton","2713_G_GTB",2713,"G","GTB",null,"Combustion Turbine","Combustion Turbine","S_VACA","North Carolina",37,"New Hanover",129,"37129",26,25000,1969,2011,"","","N","Distillate Fuel Oil","",{"$nulls":13},2.3000000000000003,1.200120584970813,1.200120584970813,1.200120584970813,1.200120584970813,{"$nulls":6},""]
["Buck","2720_G_CT10",2720,"G","CT10",null,"Combined Cycle","","S_VACA","North Carolina",37,"Rowan",159,"37159",0,7050,2011,2015,"","","N","Natural Gas, Distillate Fuel Oil","",{"$nulls":14},0.01,0.01,0.01,0.01,{"$nulls":6},""]
["Buck","2720_G_ST12",2720,"G","ST12",null,"Combined Cycle","","S_VACA","North Carolina",37,"Rowan",159,"37159",0,7050,2011,2015,"","","N","Natural Gas, Distillate Fuel Oil","",{"$nulls":13},0.0003,0.01,0.01,0.01,0.01,{"$nulls":6},""]
["Dan River","2723_G_CT1",2723,"G","CT1",null,"Combined Cycle","","S_VACA","North Carolina",37,"Rockingham",157,"37157",0,7050,2012,2015,"","","N","Natural Gas","",{"$nulls":13},0.0003,0.010499999999999999,0.010499999999999999,0.010499999999999999,0.010499999999999999,{"$nulls":6},""]
["Dan River","2723_G_CT2",2723,"G","CT2",null,"Combined Cycle","","S_VACA","North Carolina",37,"Rockingham",157,"37157",0,7050,2012,2015,"","","N","Natural Gas","",{"$nulls":13},0.0003,0.010499999999999999,0.010499999999999999,0.010499999999999999,0.010499999999999999,{"$nulls":6},""]
["Dan River","2723_G_ST",2723,"G","ST",null,"Combined Cycle","","S_VACA","North Carolina",37,"Rockingham",157,"37157",0,7050,2012,2015,"","","N","Natural Gas","",{"$nulls":14},0.010499999999999999,0.010499999999999999,0.010499999999999999,0.010499999999999999,{"$nulls":6},""]
["Williston","2791_G_3",2791,"G","3",null,"Combustion Turbine","Combustion Turbine","MIS_MAPP","North Dakota",38,"Williams",105,"38105",4.9,19311,1953,2012,"","","N","Natural Gas","",{"$nulls":13},3,0.4777602100541084,0.4777602100541084,0.4777602100541084,0.4777602100541084,{"$nulls":6},""]
["Grand Forks","2821_G_1",2821,"G","1",null,"Combustion Turbine","IC Engine","MIS_MAPP","North Dakota",38,"Grand Forks",35,"38035",0.7,10745,1941,2012,"","","N","Distillate Fuel Oil","",{"$nulls":13},3,2.3354529520972003,2.3354529520972003,2.3354529520972003,2.3354529520972003,{"$nulls":6},""]
["Grand Forks","2821_G_10",2821,"G","10",null,"Combustion Turbine","IC Engine","MIS_MAPP","North Dakota",38,"Grand Forks",35,"38035",1.1,10745,1949,2012,"","","N","Distillate Fuel Oil","",{"$nulls":13},3,2.3354529520972003,2.3354529520972003,2.3354529520972003,2.3354529520972003,{"$nulls":6},""]
["Grand Forks","2821_G_11",2821,"G","11",null,"Combustion Turbine","IC Engine","MIS_MAPP","North Dakota",38,"Grand Forks",35,"38035",1.1,10745,1949,2012,"","","N","Distillate Fuel Oil","",{"$nulls":13},3,2.3354529520972003,2.3354529520972003,2.3354529520972003,2.3354529520972003,{"$nulls":6},""]
["Grand Forks","2821_G_2",2821,"G","2",null,"Combustion Turbine","IC Engine","MIS_MAPP","North Dakota",38,"Grand Forks",35,"38035",0.7,10745,1941,2012,"","","N","Distillate Fuel Oil","",{"$nulls":13},3,2.3354529520972003,2.3354529520972003,2.3354529520972003,2.3354529520972003,{"$nulls":6},""]
["Grand Forks","2821_G_3",2821,"G","3",null,"Combustion Turbine","IC Engine","MIS_MAPP","North Dakota",38,"Grand Forks",35,"38035",0.7,10745,1941,2012,"","","N","Distillate Fuel Oil","",{"$nulls":13},3,2.3354529520972003,2.3354529520972003,2.3354529520972003,2.3354529520972003,{"$nulls":6},""]
["Grand Forks","2821_G_4",2821,"G","4",null,"Combustion Turbine","IC Engine","MIS_MAPP","North Dakota",38,"Grand Forks",35,"38035",1,10745,1946,2012,"","","N","Distillate Fuel Oil","",{"$nulls":13},3,2.3354529520972003,2.3354529520972003,2.3354529520972003,2.3354529520972003,{"$nulls":6},""]
["Grand Forks","2821_G_5",2821,"G","5",null,"Combustion Turbine","IC Engine","MIS_MAPP","North Dakota",38,"Grand Forks",35,"38035",1,10745,1946,2012,"","","N","Distillate Fuel Oil","",{"$nulls":13},3,2.3354529520972003,2.3354529520972003,2.3354529520972003,2.3354529520972003,{"$nulls":6},""]
["Grand Forks","2821_G_6",2821,"G","6",null,"Combustion Turbine","IC Engine","MIS_MAPP","North Dakota",38,"Grand Forks",35,"38035",1,10745,1946,2012,"","","N","Distillate Fuel Oil","",{"$nulls":13},3,2.3354529520972003,2.3354529520972003,2.3354529520972003,2.3354529520972003,{"$nulls":6},""]
["Grand Forks","2821_G_7",2821,"G","7",null,"Combustion Turbine","IC Engine","MIS_MAPP","North Dakota",38,"Grand Forks",35,"38035",1.1,10745,1949,2012,"","","N","Distillate Fuel Oil","",{"$nulls":13},3,2.3354529520972003,2.3354529520972003,2.3354529520972003,2.3354529520972003,{"$nulls":6},""]
["Grand Forks","2821_G_8",2821,"G","8",null,"Combustion Turbine","IC Engine","MIS_MAPP","North Dakota",38,"Grand Forks",35,"38035",1.1,10745,1949,2012,"","","N","Distillate Fuel Oil","",{"$nulls":13},3,2.3354529520972003,2.3354529520972003,2.3354529520972003,2.3354529520972003,{"$nulls":6},""]
["Grand Forks","2821_G_9",2821,"G","9",null,"Combustion Turbine","IC Engine","MIS_MAPP","North Dakota",38,"Grand Forks",35,"38035",1.1,10745,1949,2012,"","","N","Distillate Fuel Oil","",{"$nulls":13},3,2.3354529520972003,2.3354529520972003,2.3354529520972003,2.3354529520972003,{"$nulls":6},""]
["Harwood","2822_G_2",2822,"G","2",null,"Combustion Turbine","IC Engine","MIS_MAPP","North Dakota",38,"Cass",17,"38017",1.6,12234,1947,2012,"","","N","Distillate Fuel Oil","",{"$nulls":13},3,2.3354529520972003,2.3354529520972003,2.3354529520972003,2.3354529520972003,{"$nulls":6},""]
["Harwood","2822_G_3",2822,"G","3",null,"Combustion Turbine","IC Engine","MIS_MAPP","North Dakota",38,"Cass",17,"38017",1.6,12402,1947,2012,"","","N","Distillate Fuel Oil","",{"$nulls":13},3,2.3354529520972003,2.3354529520972003,2.3354529520972003,2.3354529520972003,{"$nulls":6},""]
["Walter C Beckjord","2830_G_GT1",2830,"G","GT1",null,"Combustion Turbine","Combustion Turbine","PJM_West","Ohio",39,"Clermont",25,"39025",47,25000,1972,2014,"","","N","Distillate Fuel Oil","",{"$nulls":13},1.2,0.46669369917592,0.46669369917592,0.46669369917592,0.46669369917592,{"$nulls":6},""]
["Walter C Beckjord","2830_G_GT2",2830,"G","GT2",null,"Combustion Turbine","Combustion Turbine","PJM_West","Ohio",39,"Clermont",25,"39025",47,25000,1972,2014,"","","N","Distillate Fuel Oil","",{"$nulls":13},1.2,0.4731179254775391,0.4731179254775391,0.4731179254775391,0.4731179254775391,{"$nulls":6},""]
["Walter C Beckjord","2830_G_GT3",2830,"G","GT3",null,"Combustion Turbine","Combustion Turbine","PJM_West","Ohio",39,"Clermont",25,"39025",47,25000,1972,2014,"","","N","Distillate Fuel Oil","",{"$nulls":13},1.2,0.3158,0.3158,0.3158,0.3158,{"$nulls":6},""]
["Walter C Beckjord","2830_G_GT4",2830,"G","GT4",null,"Combustion Turbine","Combustion Turbine","PJM_West","Ohio",39,"Clermont",25,"39025",47,25000,1972,2014,"","","N","Distillate Fuel Oil","",{"$nulls":13},1.2,0.458,0.458,0.458,0.458,{"$nulls":6},""]
["FirstEnergy Mad River","2860_G_CTA",2860,"G","CTA",null,"Combustion Turbine","Combustion Turbine","PJM_ATSI","Ohio",39,"CLARK",23,"39023",25,17662,1972,2014,"","","N","Distillate Fuel Oil","",{"$nulls":13},1,0.6463633745958445,0.6463633745958445,0.6463633745958445,0.6463633745958445,{"$nulls":6},""]
["FirstEnergy Mad River","2860_G_CTB",2860,"G","CTB",null,"Combustion Turbine","Combustion Turbine","PJM_ATSI","Ohio",39,"CLARK",23,"39023",25,17662,1972,2014,"","","N","Distillate Fuel Oil","",{"$nulls":13},1,0.6463633745958445,0.6463633745958445,0.6463633745958445,0.6463633745958445,{"$nulls":6},""]
["Hamilton","2917_G_GT1",2917,"G","GT1",null,"Combustion Turbine","Combustion Turbine","PJM_West","Ohio",39,"Butler",17,"39017",8,19311,1964,2011,"","","N","Natural Gas","",{"$nulls":13},0.5,0.4777602100541084,0.4777602100541084,0.4777602100541084,0.4777602100541084,{"$nulls":6},""]
["Enid","2950_G_1",2950,"G","1",null,"Combustion Turbine","Combustion Turbine","SPP_WEST","Oklahoma",40,"Garfield",47,"40047",11.1,21295,1965,2012,"","","N","Natural Gas","",{"$nulls":14},0.4777602100541084,0.4777602100541084,0.4777602100541084,0.4777602100541084,{"$nulls":6},""]
["Enid","2950_G_2",2950,"G","2",null,"Combustion Turbine","Combustion Turbine","SPP_WEST","Oklahoma",40,"Garfield",47,"40047",10.5,21365,1965,2012,"","","N","Natural Gas","",{"$nulls":14},0.4777602100541084,0.4777602100541084,0.4777602100541084,0.4777602100541084,{"$nulls":6},""]
["Enid","2950_G_3",2950,"G","3",null,"Combustion Turbine","Combustion Turbine","SPP_WEST","Oklahoma",40,"Garfield",47,"40047",11.5,20116,1965,2012,"","","N","Natural Gas","",{"$nulls":14},0.4777602100541084,0.4777602100541084,0.4777602100541084,0.4777602100541084,{"$nulls":6},""]
["Enid","2950_G_4",2950,"G","4",null,"Combustion Turbine","Combustion Turbine","SPP_WEST","Oklahoma",40,"Garfield",47,"40047",10.5,21365,1965,2012,"","","N","Natural Gas","",{"$nulls":14},0.4777602100541084,0.4777602100541084,0.4777602100541084,0.4777602100541084,{"$nulls":6},""]
["Woodward","2958_G_GT1",2958,"G","GT1",null,"Combustion Turbine","Combustion Turbine","SPP_WEST","Oklahoma",40,"Woodward",153,"40153",9.5,19084,1963,2012,"","","N","Natural Gas","",{"$nulls":13},0.8,0.4777602100541084,0.4777602100541084,0.4777602100541084,0.4777602100541084,{"$nulls":6},""]
["Fairview","2978_G_4",2978,"G","4",null,"Combustion Turbine","IC Engine","SPP_WEST","Oklahoma",40,"Major",93,"40093",0.8,13652,1948,2012,"","","N","Distillate Fuel Oil","",{"$nulls":13},0.8,2.3354529520972003,2.3354529520972003,2.3354529520972003,2.3354529520972003,{"$nulls":6},""]
["Fairview","2978_G_5",2978,"G","5",null,"Combustion Turbine","IC Engine","SPP_WEST","Oklahoma",40,"Major",93,"40093",1,13652,1954,2012,"","","N","Distillate Fuel Oil","",{"$nulls":13},0.8,2.3354529520972003,2.3354529520972003,2.3354529520972003,2.3354529520972003,{"$nulls":6},""]
["El Cajon","301_G_ENCI",301,"G","ENCI",null,"Combustion Turbine","Combustion Turbine","WEC_SDGE","California",6,"San Diego",73,"06073",15,19099,1968,2013,"","","N","Natural Gas","",{"$nulls":13},0.74,0.0267,0.0267,0.0267,0.0267,{"$nulls":6},""]
["Kearny","303_G_KEA1",303,"G","KEA1",null,"Combustion Turbine","Combustion Turbine","WEC_SDGE","California",6,"San Diego",73,"06073",16,16635,1972,2013,"","","N","Natural Gas","",{"$nulls":13},0.74,0.0267,0.0267,0.0267,0.0267,{"$nulls":6},""]
["Kearny","303_G_KEA2",303,"G","KEA2",null,"Combustion Turbine","Combustion Turbine","WEC_SDGE","California",6,"San Diego",73,"06073",59,16636,1969,2013,"","","N","Natural Gas","",{"$nulls":13},0.74,0.0267,0.0267,0.0267,0.0267,{"$nulls":6},""]
["Kearny","303_G_KEA3",303,"G","KEA3",null,"Combustion Turbine","Combustion Turbine","WEC_SDGE","California",6,"San Diego",73,"06073",61,16636,1969,2013,"","","N","Natural Gas","",{"$nulls":13},0.74,0.0267,0.0267,0.0267,0.0267,{"$nulls":6},""]
["Miramar","305_G_MRGT",305,"G","MRGT",null,"Combustion Turbine","Combustion Turbine","WEC_SDGE","California",6,"San Diego",73,"06073",36,17138,1972,2013,"","","N","Natural Gas","",{"$nulls":13},0.74,0.0267,0.0267,0.0267,0.0267,{"$nulls":6},""]
["New Castle Plant","3138_G_EMDA",3138,"G","EMDA",null,"Combustion Turbine","IC Engine","PJM_ATSI","Pennsylvania",42,"Lawrence",73,"42073",3,10745,1968,2015,"","","N","Distillate Fuel Oil","",{"$nulls":13},3.7,2.3354529520972003,2.3354529520972003,2.3354529520972003,2.3354529520972003,{"$nulls":6},""]
["New Castle Plant","3138_G_EMDB",3138,"G","EMDB",null,"Combustion Turbine","IC Engine","PJM_ATSI","Pennsylvania",42,"Lawrence",73,"42073",3,10833,1968,2015,"","","N","Distillate Fuel Oil","",{"$nulls":13},3.7,2.3354529520972003,2.3354529520972003,2.3354529520972003,2.3354529520972003,{"$nulls":6},""]
["H B Robinson","3251_G_GT1",3251,"G","GT1",null,"Combustion Turbine","Combustion Turbine","S_VACA","South Carolina",45,"Darlington",31,"45031",11,23549,1968,2013,"","","N","Natural Gas, Distillate Fuel Oil","",{"$nulls":13},3.5,0.4777602100541084,0.4777602100541084,0.4777602100541084,0.4777602100541084,{"$nulls":6},""]
["Rocky River","3305_G_IC1",3305,"G","IC1",null,"Combustion Turbine","IC Engine","S_VACA","South Carolina",45,"Anderson",7,"45007",1.1,13387,1946,2013,"","","N","Distillate Fuel Oil","",{"$nulls":13},3.5,2.3354529520972003,2.3354529520972003,2.3354529520972003,2.3354529520972003,{"$nulls":6},""]
["Nueces Bay","3441_G_7",3441,"G","7",null,"Combined Cycle","","ERC_REST","Texas",48,"Nueces",355,"48355",368,7793,1972,2005,"","","N","Natural Gas","",{"$nulls":4},"SCR",{"$nulls":9},0.012297491379571566,0.012297491379571566,0.012297491379571566,0.012297491379571566,{"$nulls":6},""]
["Victoria","3443_G_5",3443,"G","5",null,"Combined Cycle","","ERC_REST","Texas",48,"Victoria",469,"48469",125,7880,1963,2005,"","","N","Natural Gas","",{"$nulls":4},"SCR",{"$nulls":8},0.003,0.02096577559220293,0.02096577559220293,0.02096577559220293,0.02096577559220293,{"$nulls":6},""]
["Lake Creek","3502_G_D1",3502,"G","D1",null,"Combustion Turbine","IC Engine","ERC_REST","Texas",48,"McLennan",309,"48309",2,12774,1966,2009,"","","N","Distillate Fuel Oil","",{"$nulls":13},0.2,2.3354529520972003,2.3354529520972003,2.3354529520972003,2.3354529520972003,{"$nulls":6},""]
["Lake Creek","3502_G_D2",3502,"G","D2",null,"Combustion Turbine","IC Engine","ERC_REST","Texas",48,"McLennan",309,"48309",2,12774,1966,2009,"","","N","Distillate Fuel Oil","",{"$nulls":13},0.2,2.3354529520972003,2.3354529520972003,2.3354529520972003,2.3354529520972003,{"$nulls":6},""]
["Tradinghouse","3506_G_1",3506,"G","1",null,"O/G Steam","","ERC_REST","Texas",48,"McLennan",309,"48309",565,13025,1970,2010,"","","N","Natural Gas, Distillate Fuel Oil","",{"$nulls":3},"FR + LNBO",{"$nulls":9},1.16,0.14399196483367707,0.14399196483367707,0.14399196483367707,0.14399196483367707,{"$nulls":6},""]
["Ty Cooke","3602_G_GT1",3602,"G","GT1",null,"Combustion Turbine","Combustion Turbine","SPP_SPS","Texas",48,"Lubbock",303,"48303",11,14693,1964,2012,"","","N","Natural Gas","",{"$nulls":13},3,0.4777602100541084,0.4777602100541084,0.4777602100541084,0.4777602100541084,{"$nulls":6},""]
["Bountiful City","3665_G_3",3665,"G","3",null,"Combustion Turbine","IC Engine","WECC_UT","Utah",49,"Davis",11,"49011",1.2,10745,1959,2011,"","","N","Natural Gas, Distillate Fuel Oil","",{"$nulls":13},0.85,2.0543300185532067,2.0543300185532067,2.0543300185532067,2.0543300185532067,{"$nulls":6},""]
["Bountiful City","3665_G_4",3665,"G","4",null,"Combustion Turbine","IC Engine","WECC_UT","Utah",49,"Davis",11,"49011",1,10745,1955,2011,"","","N","Natural Gas, Distillate Fuel Oil","",{"$nulls":13},0.85,2.0543300185532067,2.0543300185532067,2.0543300185532067,2.0543300185532067,{"$nulls":6},""]
["Bountiful City","3665_G_5",3665,"G","5",null,"Combustion Turbine","IC Engine","WECC_UT","Utah",49,"Davis",11,"49011",1,10745,1957,2011,"","","N","Natural Gas, Distillate Fuel Oil","",{"$nulls":13},0.85,2.0543300185532067,2.0543300185532067,2.0543300185532067,2.0543300185532067,{"$nulls":6},""]
["Bountiful City","3665_G_7",3665,"G","7",null,"Combustion Turbine","IC Engine","WECC_UT","Utah",49,"Davis",11,"49011",0.1,12774,1936,2011,"","","N","Distillate Fuel Oil","",{"$nulls":14},2.3354529520972003,2.3354529520972003,2.3354529520972003,2.3354529520972003,{"$nulls":6},""]
["Vermont Yankee","3751_G_1",3751,"G","1",null,"Nuclear","","NENGREST","Vermont",50,"Windham",25,"50025",620.3,10460,1972,2014,"","","N","Nuclear Fuel","",{"$nulls":14},0,0,0,0,{"$nulls":6},""]
["Low Moor","3799_G_GT1",3799,"G","GT1",null,"Combustion Turbine","Combustion Turbine","PJM_Dom","Virginia",51,"Alleghany",5,"51005",12,25000,1971,2016,"","","N","Distillate Fuel Oil","",{"$nulls":13},2.64,0.7653828280223779,0.7653828280223779,0.7653828280223779,0.7653828280223779,{"$nulls":6},""]
["Low Moor","3799_G_GT2",3799,"G","GT2",null,"Combustion Turbine","Combustion Turbine","PJM_Dom","Virginia",51,"Alleghany",5,"51005",12,25000,1971,2016,"","","N","Distillate Fuel Oil","",{"$nulls":13},2.64,0.7653828280223779,0.7653828280223779,0.7653828280223779,0.7653828280223779,{"$nulls":6},""]
["Low Moor","3799_G_GT3",3799,"G","GT3",null,"Combustion Turbine","Combustion Turbine","PJM_Dom","Virginia",51,"Alleghany",5,"51005",12,25000,1971,2016,"","","N","Distillate Fuel Oil","",{"$nulls":13},2.64,0.7653828280223779,0.7653828280223779,0.7653828280223779,0.7653828280223779,{"$nulls":6},""]
["Low Moor","3799_G_GT4",3799,"G","GT4",null,"Combustion Turbine","Combustion Turbine","PJM_Dom","Virginia",51,"Alleghany",5,"51005",12,25000,1971,2016,"","","N","Distillate Fuel Oil","",{"$nulls":13},2.64,0.7653828280223779,0.7653828280223779,0.7653828280223779,0.7653828280223779,{"$nulls":6},""]
["Chesapeake","3803_G_7",3803,"G","7",null,"Combustion Turbine","Combustion Turbine","PJM_Dom","Virginia",51,"Chesapeake",550,"51550",16,20937,1969,2011,"","","N","Distillate Fuel Oil","",{"$nulls":13},2.64,0.7653828280223779,0.7653828280223779,0.7653828280223779,0.7653828280223779,{"$nulls":6},""]
["Chesapeake","3803_G_8",3803,"G","8",null,"Combustion Turbine","Combustion Turbine","PJM_Dom","Virginia",51,"Chesapeake",550,"51550",16,20937,1969,2011,"","","N","Distillate Fuel Oil","",{"$nulls":13},2.64,0.7653828280223779,0.7653828280223779,0.7653828280223779,0.7653828280223779,{"$nulls":6},""]
["Chesapeake","3803_G_9",3803,"G","9",null,"Combustion Turbine","Combustion Turbine","PJM_Dom","Virginia",51,"Chesapeake",550,"51550",16,20937,1970,2011,"","","N","Distillate Fuel Oil","",{"$nulls":13},2.64,0.7653828280223779,0.7653828280223779,0.7653828280223779,0.7653828280223779,{"$nulls":6},""]
["Possum Point","3804_G_GT1",3804,"G","GT1",null,"Combustion Turbine","Combustion Turbine","PJM_Dom","Virginia",51,"Prince William",153,"51153",12,17991,1968,2015,"","","N","Distillate Fuel Oil","",{"$nulls":13},1.06,0.7653828280223779,0.7653828280223779,0.7653828280223779,0.7653828280223779,{"$nulls":6},""]
["Possum Point","3804_G_GT2",3804,"G","GT2",null,"Combustion Turbine","Combustion Turbine","PJM_Dom","Virginia",51,"Prince William",153,"51153",12,17946,1968,2015,"","","N","Distillate Fuel Oil","",{"$nulls":13},1.06,0.7653828280223779,0.7653828280223779,0.7653828280223779,0.7653828280223779,{"$nulls":6},""]
["Possum Point","3804_G_GT3",3804,"G","GT3",null,"Combustion Turbine","Combustion Turbine","PJM_Dom","Virginia",51,"Prince William",153,"51153",12,17946,1968,2015,"","","N","Distillate Fuel Oil","",{"$nulls":13},1.06,0.7653828280223779,0.7653828280223779,0.7653828280223779,0.7653828280223779,{"$nulls":6},""]
["Possum Point","3804_G_GT4",3804,"G","GT4",null,"Combustion Turbine","Combustion Turbine","PJM_Dom","Virginia",51,"Prince William",153,"51153",12,17946,1968,2015,"","","N","Distillate Fuel Oil","",{"$nulls":13},1.06,0.7653828280223779,0.7653828280223779,0.7653828280223779,0.7653828280223779,{"$nulls":6},""]
["Possum Point","3804_G_GT5",3804,"G","GT5",null,"Combustion Turbine","Combustion Turbine","PJM_Dom","Virginia",51,"Prince William",153,"51153",12,17946,1968,2015,"","","N","Distillate Fuel Oil","",{"$nulls":13},1.06,0.7653828280223779,0.7653828280223779,0.7653828280223779,0.7653828280223779,{"$nulls":6},""]
["Possum Point","3804_G_GT6",3804,"G","GT6",null,"Combustion Turbine","Combustion Turbine","PJM_Dom","Virginia",51,"Prince William",153,"51153",12,17946,1968,2015,"","","N","Distillate Fuel Oil","",{"$nulls":13},1.06,0.7653828280223779,0.7653828280223779,0.7653828280223779,0.7653828280223779,{"$nulls":6},""]
["Condit","3846_G_1",3846,"G","1",null,"Hydro","","WECC_PNW","Washington",53,"Klickitat",39,"53039",7.7,0,1913,2011,"","","N","Hydro","",{"$nulls":14},0,0,0,0,{"$nulls":6},""]
["Condit","3846_G_2",3846,"G","2",null,"Hydro","","WECC_PNW","Washington",53,"Klickitat",39,"53039",7.4,0,1913,2011,"","","N","Hydro","",{"$nulls":14},0,0,0,0,{"$nulls":6},""]
["Wanapum","3888_G_1",3888,"G","1",null,"Hydro","","WECC_PNW","Washington",53,"Grant",25,"53025",97,0,1963,2012,"","","N","Hydro","",{"$nulls":14},0,0,0,0,{"$nulls":6},""]
["Wanapum","3888_G_10",3888,"G","10",null,"Hydro","","WECC_PNW","Washington",53,"Grant",25,"53025",112,0,1963,2014,"","","N","Hydro","",{"$nulls":14},0,0,0,0,{"$nulls":6},""]
["Wanapum","3888_G_5",3888,"G","5",null,"Hydro","","WECC_PNW","Washington",53,"Grant",25,"53025",97,0,1963,2011,"","","N","Hydro","",{"$nulls":14},0,0,0,0,{"$nulls":6},""]
["Wanapum","3888_G_7",3888,"G","7",null,"Hydro","","WECC_PNW","Washington",53,"Grant",25,"53025",115,0,1963,2010,"","","N","Hydro","",{"$nulls":14},0,0,0,0,{"$nulls":6},""]
["Wanapum","3888_G_8",3888,"G","8",null,"Hydro","","WECC_PNW","Washington",53,"Grant",25,"53025",112,0,1963,2013,"","","N","Hydro","",{"$nulls":14},0,0,0,0,{"$nulls":6},""]
["Mt Storm","3954_G_JF1",3954,"G","JF1",null,"Combustion Turbine","Combustion Turbine","PJM_Dom","West Virginia",54,"Grant",23,"54023",11,18068,1967,2016,"","","N","Distillate Fuel Oil","",{"$nulls":13},2.7,0.7653828280223779,0.7653828280223779,0.7653828280223779,0.7653828280223779,{"$nulls":6},""]
["Eagle River","4062_G_1",4062,"G","1",null,"Combustion Turbine","IC Engine","MIS_WUMS","Wisconsin",55,"Vilas",125,"55125",2.1,11503,1964,2011,"","","N","Distillate Fuel Oil","",{"$nulls":13},3,2.3354529520972003,2.3354529520972003,2.3354529520972003,2.3354529520972003,{"$nulls":6},""]
["Eagle River","4062_G_2",4062,"G","2",null,"Combustion Turbine","IC Engine","MIS_WUMS","Wisconsin",55,"Vilas",125,"55125",2.1,12372,1964,2011,"","","N","Distillate Fuel Oil","",{"$nulls":13},3,2.3354529520972003,2.3354529520972003,2.3354529520972003,2.3354529520972003,{"$nulls":6},""]
["New Badger","4120_G_1",4120,"G","1",null,"Hydro","","MIS_WUMS","Wisconsin",55,"Outagamie",87,"55087",1.8,0,1928,2012,"","","N","Hydro","",{"$nulls":14},0,0,0,0,{"$nulls":6},""]
["New Badger","4120_G_2",4120,"G","2",null,"Hydro","","MIS_WUMS","Wisconsin",55,"Outagamie",87,"55087",1.8,0,1928,2012,"","","N","Hydro","",{"$nulls":14},0,0,0,0,{"$nulls":6},""]
["Old Badger","4121_G_3",4121,"G","3",null,"Hydro","","MIS_WUMS","Wisconsin",55,"Outagamie",87,"55087",1,0,1907,2012,"","","N","Hydro","",{"$nulls":14},0,0,0,0,{"$nulls":6},""]
["Old Badger","4121_G_4",4121,"G","4",null,"Hydro","","MIS_WUMS","Wisconsin",55,"Outagamie",87,"55087",1,0,1907,2012,"","","N","Hydro","",{"$nulls":14},0,0,0,0,{"$nulls":6},""]
["Endicott Station","4259_G_2",4259,"G","2",null,"Combustion Turbine","IC Engine","MIS_LMI","Michigan",26,"HILLSDALE",59,"26059",1.6,13336,2006,2012,"","","N","Distillate Fuel Oil","",{"$nulls":14},2.3354529520972003,2.3354529520972003,2.3354529520972003,2.3354529520972003,{"$nulls":6},""]
["Endicott Station","4259_G_3",4259,"G","3",null,"Combustion Turbine","IC Engine","MIS_LMI","Michigan",26,"HILLSDALE",59,"26059",1.6,14233,2006,2012,"","","N","Distillate Fuel Oil","",{"$nulls":14},2.3354529520972003,2.3354529520972003,2.3354529520972003,2.3354529520972003,{"$nulls":6},""]
["Barney M Davis","4939_G_2",4939,"G","2",null,"Combined Cycle","","ERC_REST","Texas",48,"Nueces",355,"48355",347,7509,1976,2009,"","","N","Natural Gas","",{"$nulls":4},"SCR",{"$nulls":9},0.017407800511501405,0.017407800511501405,0.017407800511501405,0.017407800511501405,{"$nulls":6},""]
["Chalk Cliff Cogen","50003_G_GEN1",50003,"G","GEN1",null,"Combustion Turbine","Combustion Turbine","WEC_CALN","California",6,"Kern",29,"06029",46,8700,1990,2015,"","","Y","Natural Gas","",{"$nulls":13},0.74,0.0267,0.0267,0.0267,0.0267,{"$nulls":6},""]
["Tillotson Rubber","50095_G_HG1",50095,"G","HG1",null,"Hydro","","NENGREST","New Hampshire",33,"Coos",7,"33007",0.1,0,1980,2011,"","","N","Hydro","",{"$nulls":14},0,0,0,0,{"$nulls":6},""]
["United Cogen","50104_G_G-1",50104,"G","G-1",null,"Combined Cycle","","WECC_SF","California",6,"San Mateo",81,"06081",22,9714,1985,2012,"","","Y","Natural Gas, Distillate Fuel Oil","",{"$nulls":14},0.012,0.012,0.012,0.012,{"$nulls":6},""]
["United Cogen","50104_G_G-2",50104,"G","G-2",null,"Combined Cycle","","WECC_SF","California",6,"San Mateo",81,"06081",7,9714,1985,2012,"","","Y","Natural Gas","",{"$nulls":14},0.008,0.008,0.008,0.008,{"$nulls":6},""]
["Onondaga Energy Partners LP","50346_G_ON1",50346,"G","ON1",null,"Landfill Gas","","NY_Z_C&E","New York",36,"Onondaga",67,"36067",0.6,13500,1987,2010,"","","N","Landfill Gas","",{"$nulls":14},0.04394744404747715,0.04394744404747715,0.04394744404747715,0.04394744404747715,{"$nulls":6},""]
["Ware Energy","50419_G_GEN1",50419,"G","GEN1",null,"Biomass","","NENGREST","Massachusetts",25,"Hampshire",15,"25015",8.7,24604,1986,2012,"","","N","Biomass","",{"$nulls":14},0.22926295483445053,0.22926295483445053,0.22926295483445053,0.22926295483445053,{"$nulls":6},""]
["Lake Gas Recovery","50575_G_GEN3",50575,"G","GEN3",null,"Landfill Gas","","PJM_COMD","Illinois",17,"Cook",31,"17031",2.9,19987,1993,2013,"","","N","Landfill Gas","",{"$nulls":14},0.04394744404747715,0.04394744404747715,0.04394744404747715,0.04394744404747715,{"$nulls":6},""]
["KMS Crossroads","50693_G_DG-1",50693,"G","DG-1",null,"Combustion Turbine","IC Engine","PJM_EMAC","New Jersey",34,"Bergen",3,"34003",0.1,12774,1988,2011,"","","Y","Natural Gas","",{"$nulls":13},0.000452,0.3337,0.3337,0.3337,0.3337,{"$nulls":6},""]
["KMS Crossroads","50693_G_DG-3",50693,"G","DG-3",null,"Combustion Turbine","IC Engine","PJM_EMAC","New Jersey",34,"Bergen",3,"34003",0.1,12774,1988,2011,"","","Y","Natural Gas","",{"$nulls":14},0.3337,0.3337,0.3337,0.3337,{"$nulls":6},""]
["KMS Crossroads","50693_G_TG-4",50693,"G","TG-4",null,"Combustion Turbine","Combustion Turbine","PJM_EMAC","New Jersey",34,"Bergen",3,"34003",0.1,19311,1996,2011,"","","Y","Natural Gas","",{"$nulls":14},0.18366846931454198,0.18366846931454198,0.18366846931454198,0.18366846931454198,{"$nulls":6},""]
["Ormesa IH","50762_G_OE11",50762,"G","OE11",null,"Geothermal","","WECC_IID","California",6,"Imperial",25,"06025",1,9760,1989,2016,"","","N","Geothermal","",{"$nulls":14},0,0,0,0,0.4625,0.4625,0.4625,{"$nulls":3},""]
["Ormesa IE","50764_G_OE10",50764,"G","OE10",null,"Geothermal","","WECC_IID","California",6,"Imperial",25,"06025",0.6,9760,1988,2009,"","","N","Geothermal","",{"$nulls":14},0,0,0,0,0.4625,0.4625,0.4625,{"$nulls":3},""]
["Ormesa IE","50764_G_OE11",50764,"G","OE11",null,"Geothermal","","WECC_IID","California",6,"Imperial",25,"06025",1,9760,1988,2009,"","","N","Geothermal","",{"$nulls":14},0,0,0,0,0.4625,0.4625,0.4625,{"$nulls":3},""]
["Ormesa IE","50764_G_OE12",50764,"G","OE12",null,"Geothermal","","WECC_IID","California",6,"Imperial",25,"06025",0.6,9760,1988,2009,"","","N","Geothermal","",{"$nulls":14},0,0,0,0,0.4625,0.4625,0.4625,{"$nulls":3},""]
["Ormesa IE","50764_G_OEC1",50764,"G","OEC1",null,"Geothermal","","WECC_IID","California",6,"Imperial",25,"06025",1,9760,1988,2009,"","","N","Geothermal","",{"$nulls":14},0,0,0,0,0.4625,0.4625,0.4625,{"$nulls":3},""]
["Ormesa IE","50764_G_OEC2",50764,"G","OEC2",null,"Geothermal","","WECC_IID","California",6,"Imperial",25,"06025",0.6,9760,1988,2009,"","","N","Geothermal","",{"$nulls":14},0,0,0,0,0.4625,0.4625,0.4625,{"$nulls":3},""]
["Ormesa IE","50764_G_OEC3",50764,"G","OEC3",null,"Geothermal","","WECC_IID","California",6,"Imperial",25,"06025",1,9760,1988,2009,"","","N","Geothermal","",{"$nulls":14},0,0,0,0,0.4625,0.4625,0.4625,{"$nulls":3},""]
["Ormesa IE","50764_G_OEC4",50764,"G","OEC4",null,"Geothermal","","WECC_IID","California",6,"Imperial",25,"06025",0.6,9760,1988,2009,"","","N","Geothermal","",{"$nulls":14},0,0,0,0,0.4625,0.4625,0.4625,{"$nulls":3},""]
["Ormesa IE","50764_G_OEC5",50764,"G","OEC5",null,"Geothermal","","WECC_IID","California",6,"Imperial",25,"06025",1,9760,1988,2009,"","","N","Geothermal","",{"$nulls":14},0,0,0,0,0.4625,0.4625,0.4625,{"$nulls":3},""]
["Ormesa IE","50764_G_OEC6",50764,"G","OEC6",null,"Geothermal","","WECC_IID","California",6,"Imperial",25,"06025",0.6,9760,1988,2009,"","","N","Geothermal","",{"$nulls":14},0,0,0,0,0.4625,0.4625,0.4625,{"$nulls":3},""]
["Ormesa IE","50764_G_OEC7",50764,"G","OEC7",null,"Geothermal","","WECC_IID","California",6,"Imperial",25,"06025",1,9760,1988,2009,"","","N","Geothermal","",{"$nulls":14},0,0,0,0,0.4625,0.4625,0.4625,{"$nulls":3},""]
["Ormesa IE","50764_G_OEC8",50764,"G","OEC8",null,"Geothermal","","WECC_IID","California",6,"Imperial",25,"06025",0.6,9760,1988,2009,"","","N","Geothermal","",{"$nulls":14},0,0,0,0,0.4625,0.4625,0.4625,{"$nulls":3},""]
["Ormesa IE","50764_G_OEC9",50764,"G","OEC9",null,"Geothermal","","WECC_IID","California",6,"Imperial",25,"06025",1,9760,1988,2009,"","","N","Geothermal","",{"$nulls":14},0,0,0,0,0.4625,0.4625,0.4625,{"$nulls":3},""]
["Ormesa I","50766_G_OE1",50766,"G","OE1",null,"Geothermal","","WECC_IID","California",6,"Imperial",25,"06025",0.7,9760,1986,2003,"","","N","Geothermal","",{"$nulls":14},0,0,0,0,0.4625,0.4625,0.4625,{"$nulls":3},""]
["Ormesa I","50766_G_OE10",50766,"G","OE10",null,"Geothermal","","WECC_IID","California",6,"Imperial",25,"06025",0.7,9760,1986,2003,"","","N","Geothermal","",{"$nulls":14},0,0,0,0,0.4625,0.4625,0.4625,{"$nulls":3},""]
["Ormesa I","50766_G_OE13",50766,"G","OE13",null,"Geothermal","","WECC_IID","California",6,"Imperial",25,"06025",0.7,9760,1986,2003,"","","N","Geothermal","",{"$nulls":14},0,0,0,0,0.4625,0.4625,0.4625,{"$nulls":3},""]
["Ormesa I","50766_G_OE16",50766,"G","OE16",null,"Geothermal","","WECC_IID","California",6,"Imperial",25,"06025",0.7,9760,1986,2003,"","","N","Geothermal","",{"$nulls":14},0,0,0,0,0.4625,0.4625,0.4625,{"$nulls":3},""]
["Ormesa I","50766_G_OE2",50766,"G","OE2",null,"Geothermal","","WECC_IID","California",6,"Imperial",25,"06025",0.7,9760,1986,2003,"","","N","Geothermal","",{"$nulls":14},0,0,0,0,0.4625,0.4625,0.4625,{"$nulls":3},""]
["Ormesa I","50766_G_OE23",50766,"G","OE23",null,"Geothermal","","WECC_IID","California",6,"Imperial",25,"06025",0.9,9760,1986,2008,"","","N","Geothermal","",{"$nulls":14},0,0,0,0,0.4625,0.4625,0.4625,{"$nulls":3},""]
["Ormesa I","50766_G_OE26",50766,"G","OE26",null,"Geothermal","","WECC_IID","California",6,"Imperial",25,"06025",0.9,9760,1986,2012,"","","N","Geothermal","",{"$nulls":14},0,0,0,0,0.4625,0.4625,0.4625,{"$nulls":3},""]
["Ormesa I","50766_G_OE27",50766,"G","OE27",null,"Geothermal","","WECC_IID","California",6,"Imperial",25,"06025",0.9,9760,1986,2003,"","","N","Geothermal","",{"$nulls":14},0,0,0,0,0.4625,0.4625,0.4625,{"$nulls":3},""]
["Ormesa I","50766_G_OE28",50766,"G","OE28",null,"Geothermal","","WECC_IID","California",6,"Imperial",25,"06025",0.9,9760,1986,2003,"","","N","Geothermal","",{"$nulls":14},0,0,0,0,0.4625,0.4625,0.4625,{"$nulls":3},""]
["Ormesa I","50766_G_OE3",50766,"G","OE3",null,"Geothermal","","WECC_IID","California",6,"Imperial",25,"06025",0.9,9760,1986,2003,"","","N","Geothermal","",{"$nulls":14},0,0,0,0,0.4625,0.4625,0.4625,{"$nulls":3},""]
["Ormesa I","50766_G_OE4",50766,"G","OE4",null,"Geothermal","","WECC_IID","California",6,"Imperial",25,"06025",0.7,9760,1986,2003,"","","N","Geothermal","",{"$nulls":14},0,0,0,0,0.4625,0.4625,0.4625,{"$nulls":3},""]
["Ormesa I","50766_G_OE5",50766,"G","OE5",null,"Geothermal","","WECC_IID","California",6,"Imperial",25,"06025",1.1,9760,1986,2003,"","","N","Geothermal","",{"$nulls":14},0,0,0,0,0.4625,0.4625,0.4625,{"$nulls":3},""]
["Ormesa I","50766_G_OE6",50766,"G","OE6",null,"Geothermal","","WECC_IID","California",6,"Imperial",25,"06025",1.1,9760,1986,2003,"","","N","Geothermal","",{"$nulls":14},0,0,0,0,0.4625,0.4625,0.4625,{"$nulls":3},""]
["Ormesa I","50766_G_OE7",50766,"G","OE7",null,"Geothermal","","WECC_IID","California",6,"Imperial",25,"06025",0.7,9760,1986,2003,"","","N","Geothermal","",{"$nulls":14},0,0,0,0,0.4625,0.4625,0.4625,{"$nulls":3},""]
["Ormesa I","50766_G_OE8",50766,"G","OE8",null,"Geothermal","","WECC_IID","California",6,"Imperial",25,"06025",0.7,9760,1986,2003,"","","N","Geothermal","",{"$nulls":14},0,0,0,0,0.4625,0.4625,0.4625,{"$nulls":3},""]
["Ormesa I","50766_G_OE9",50766,"G","OE9",null,"Geothermal","","WECC_IID","California",6,"Imperial",25,"06025",0.7,9760,1986,2003,"","","N","Geothermal","",{"$nulls":14},0,0,0,0,0.4625,0.4625,0.4625,{"$nulls":3},""]
["Winnebago County Landfill Gas","50936_G_EG1",50936,"G","EG1",null,"Landfill Gas","","MIS_WUMS","Wisconsin",55,"Winnebago",139,"55139",0.9,13500,2000,2014,"","","N","Landfill Gas","",{"$nulls":14},0.04394744404747715,0.04394744404747715,0.04394744404747715,0.04394744404747715,{"$nulls":6},""]
["Winnebago County Landfill Gas","50936_G_EG2",50936,"G","EG2",null,"Landfill Gas","","MIS_WUMS","Wisconsin",55,"Winnebago",139,"55139",0.9,13500,2000,2014,"","","N","Landfill Gas","",{"$nulls":14},0.04394744404747715,0.04394744404747715,0.04394744404747715,0.04394744404747715,{"$nulls":6},""]
["Winnebago County Landfill Gas","50936_G_EG3",50936,"G","EG3",null,"Landfill Gas","","MIS_WUMS","Wisconsin",55,"Winnebago",139,"55139",0.9,13500,2000,2014,"","","N","Landfill Gas","",{"$nulls":14},0.04394744404747715,0.04394744404747715,0.04394744404747715,0.04394744404747715,{"$nulls":6},""]
["Winnebago County Landfill Gas","50936_G_EG4",50936,"G","EG4",null,"Landfill Gas","","MIS_WUMS","Wisconsin",55,"Winnebago",139,"55139",1,9958,2007,2014,"","","Y","Landfill Gas","",{"$nulls":14},0.04394744404747715,0.04394744404747715,0.04394744404747715,0.04394744404747715,{"$nulls":6},""]
["Winnebago County Landfill Gas","50936_G_EG5",50936,"G","EG5",null,"Landfill Gas","","MIS_WUMS","Wisconsin",55,"Winnebago",139,"55139",1.4,9958,2010,2014,"","","Y","Landfill Gas","",{"$nulls":14},0.04394744404747715,0.04394744404747715,0.04394744404747715,0.04394744404747715,{"$nulls":6},""]
["McKittrick Cogen","52076_G_GEN1",52076,"G","GEN1",null,"Combustion Turbine","Combustion Turbine","WEC_CALN","California",6,"KERN",29,"06029",3,8700,1984,2012,"","","Y","Natural Gas","",{"$nulls":13},0.74,0.0267,0.0267,0.0267,0.0267,{"$nulls":6},""]
["McKittrick Cogen","52076_G_GEN2",52076,"G","GEN2",null,"Combustion Turbine","Combustion Turbine","WEC_CALN","California",6,"KERN",29,"06029",3,8700,1984,2012,"","","Y","Natural Gas","",{"$nulls":13},0.74,0.0267,0.0267,0.0267,0.0267,{"$nulls":6},""]
["McKittrick Cogen","52076_G_GEN3",52076,"G","GEN3",null,"Combustion Turbine","Combustion Turbine","WEC_CALN","California",6,"KERN",29,"06029",3,8700,1984,2012,"","","Y","Natural Gas","",{"$nulls":13},0.74,0.0267,0.0267,0.0267,0.0267,{"$nulls":6},""]
["Kern River Fee B Cogen","52092_G_GEN1",52092,"G","GEN1",null,"Combustion Turbine","Combustion Turbine","WEC_CALN","California",6,"Kern",29,"06029",3.2,16091,1987,2011,"","","Y","Natural Gas","",{"$nulls":14},0.0267,0.0267,0.0267,0.0267,{"$nulls":6},""]
["Kern River Fee A Cogen","52094_G_GEN1",52094,"G","GEN1",null,"Combustion Turbine","Combustion Turbine","WEC_CALN","California",6,"Kern",29,"06029",3.2,8700,1986,2011,"","","Y","Natural Gas","",{"$nulls":13},0.74,0.0267,0.0267,0.0267,0.0267,{"$nulls":6},""]
["Kern River Fee A Cogen","52094_G_GEN2",52094,"G","GEN2",null,"Combustion Turbine","Combustion Turbine","WEC_CALN","California",6,"Kern",29,"06029",3.2,8700,1986,2011,"","","Y","Natural Gas","",{"$nulls":13},0.74,0.0267,0.0267,0.0267,0.0267,{"$nulls":6},""]
["Kern River Fee C Cogen","52095_G_GEN1",52095,"G","GEN1",null,"Combustion Turbine","Combustion Turbine","WEC_CALN","California",6,"Kern",29,"06029",3.2,8700,1987,2011,"","","Y","Natural Gas","",{"$nulls":13},0.74,0.0267,0.0267,0.0267,0.0267,{"$nulls":6},""]
["Kern River Fee C Cogen","52095_G_GEN2",52095,"G","GEN2",null,"Combustion Turbine","Combustion Turbine","WEC_CALN","California",6,"Kern",29,"06029",3.2,8700,1987,2011,"","","Y","Natural Gas","",{"$nulls":13},0.74,0.0267,0.0267,0.0267,0.0267,{"$nulls":6},""]
["Gantt","53_G_3",53,"G","3",null,"Hydro","","S_SOU","Alabama",1,"Covington",39,"01039",1,0,1926,2015,"","","N","Hydro","",{"$nulls":14},0,0,0,0,{"$nulls":6},""]
["Blanco Compressor Station","54221_G_1",54221,"G","1",null,"O/G Steam","","WECC_NM","New Mexico",35,"San Juan",45,"35045",1,11887,1956,2011,"","","N","Natural Gas","",{"$nulls":13},0.7890867906976743,0.18860045038594314,0.18860045038594314,0.18860045038594314,0.18860045038594314,{"$nulls":6},""]
["Blanco Compressor Station","54221_G_2",54221,"G","2",null,"O/G Steam","","WECC_NM","New Mexico",35,"San Juan",45,"35045",1,11887,1956,2011,"","","N","Natural Gas","",{"$nulls":13},0.7890867906976743,0.18860045038594314,0.18860045038594314,0.18860045038594314,0.18860045038594314,{"$nulls":6},""]
["Nelson Plant Generators","54245_G_EXI1",54245,"G","EXI1",null,"Combustion Turbine","IC Engine","WECC_AZ","Arizona",4,"Yavapai",25,"04025",1.1,13652,1990,2011,"","","N","Distillate Fuel Oil","",{"$nulls":14},2.3354529520972003,2.3354529520972003,2.3354529520972003,2.3354529520972003,{"$nulls":6},""]
["Nelson Plant Generators","54245_G_EXI2",54245,"G","EXI2",null,"Combustion Turbine","IC Engine","WECC_AZ","Arizona",4,"Yavapai",25,"04025",1.1,13652,1990,2010,"","","N","Distillate Fuel Oil","",{"$nulls":14},2.3354529520972003,2.3354529520972003,2.3354529520972003,2.3354529520972003,{"$nulls":6},""]
["BJ Gas Recovery","54392_G_GEN1",54392,"G","GEN1",null,"Landfill Gas","","S_SOU","Georgia",13,"Gwinnett",135,"13135",0.8,13500,1993,2013,"","","N","Landfill Gas","",{"$nulls":14},0.04394744404747715,0.04394744404747715,0.04394744404747715,0.04394744404747715,{"$nulls":6},""]
["San Gorgonio Windplant WPP1993","54454_G_GEN3",54454,"G","GEN3",null,"Wind","","WECC_SCE","California",6,"Riverside",65,"06065",34,0,1994,2011,"","","N","Wind","",{"$nulls":14},0,0,0,0,{"$nulls":6},""]
["Ormesa II","54724_G_OE11",54724,"G","OE11",null,"Geothermal","","WECC_IID","California",6,"Imperial",25,"06025",0.9,9760,1987,2007,"","","N","Geothermal","",{"$nulls":14},0,0,0,0,0.4625,0.4625,0.4625,{"$nulls":3},""]
["Ormesa II","54724_G_OE12",54724,"G","OE12",null,"Geothermal","","WECC_IID","California",6,"Imperial",25,"06025",0.9,9760,1987,2007,"","","N","Geothermal","",{"$nulls":14},0,0,0,0,0.4625,0.4625,0.4625,{"$nulls":3},""]
["Ormesa II","54724_G_OE13",54724,"G","OE13",null,"Geothermal","","WECC_IID","California",6,"Imperial",25,"06025",0.9,9760,1987,2007,"","","N","Geothermal","",{"$nulls":14},0,0,0,0,0.4625,0.4625,0.4625,{"$nulls":3},""]
["Ormesa II","54724_G_OE21",54724,"G","OE21",null,"Geothermal","","WECC_IID","California",6,"Imperial",25,"06025",0.9,9760,1987,2007,"","","N","Geothermal","",{"$nulls":14},0,0,0,0,0.4625,0.4625,0.4625,{"$nulls":3},""]
["Ormesa II","54724_G_OE22",54724,"G","OE22",null,"Geothermal","","WECC_IID","California",6,"Imperial",25,"06025",0.9,9760,1987,2007,"","","N","Geothermal","",{"$nulls":14},0,0,0,0,0.4625,0.4625,0.4625,{"$nulls":3},""]
["Ormesa II","54724_G_OE23",54724,"G","OE23",null,"Geothermal","","WECC_IID","California",6,"Imperial",25,"06025",0.9,9760,1987,2007,"","","N","Geothermal","",{"$nulls":14},0,0,0,0,0.4625,0.4625,0.4625,{"$nulls":3},""]
["Ormesa II","54724_G_OE24",54724,"G","OE24",null,"Geothermal","","WECC_IID","California",6,"Imperial",25,"06025",0.9,9760,1987,2007,"","","N","Geothermal","",{"$nulls":14},0,0,0,0,0.4625,0.4625,0.4625,{"$nulls":3},""]
["Ormesa II","54724_G_OE25",54724,"G","OE25",null,"Geothermal","","WECC_IID","California",6,"Imperial",25,"06025",0.9,9760,1987,2007,"","","N","Geothermal","",{"$nulls":14},0,0,0,0,0.4625,0.4625,0.4625,{"$nulls":3},""]
["Ormesa II","54724_G_OE26",54724,"G","OE26",null,"Geothermal","","WECC_IID","California",6,"Imperial",25,"06025",0.9,9760,1987,2007,"","","N","Geothermal","",{"$nulls":14},0,0,0,0,0.4625,0.4625,0.4625,{"$nulls":3},""]
["Ormesa II","54724_G_OE27",54724,"G","OE27",null,"Geothermal","","WECC_IID","California",6,"Imperial",25,"06025",0.9,9760,1987,2007,"","","N","Geothermal","",{"$nulls":14},0,0,0,0,0.4625,0.4625,0.4625,{"$nulls":3},""]
["Ormesa II","54724_G_OEC1",54724,"G","OEC1",null,"Geothermal","","WECC_IID","California",6,"Imperial",25,"06025",0.9,9760,1987,2007,"","","N","Geothermal","",{"$nulls":14},0,0,0,0,0.4625,0.4625,0.4625,{"$nulls":3},""]
["Ormesa II","54724_G_OEC2",54724,"G","OEC2",null,"Geothermal","","WECC_IID","California",6,"Imperial",25,"06025",0.9,9760,1987,2007,"","","N","Geothermal","",{"$nulls":14},0,0,0,0,0.4625,0.4625,0.4625,{"$nulls":3},""]
["Ormesa II","54724_G_OEC3",54724,"G","OEC3",null,"Geothermal","","WECC_IID","California",6,"Imperial",25,"06025",0.9,9760,1987,2007,"","","N","Geothermal","",{"$nulls":14},0,0,0,0,0.4625,0.4625,0.4625,{"$nulls":3},""]
["Ormesa II","54724_G_OEC4",54724,"G","OEC4",null,"Geothermal","","WECC_IID","California",6,"Imperial",25,"06025",0.9,9760,1987,2007,"","","N","Geothermal","",{"$nulls":14},0,0,0,0,0.4625,0.4625,0.4625,{"$nulls":3},""]
["Ormesa II","54724_G_OEC5",54724,"G","OEC5",null,"Geothermal","","WECC_IID","California",6,"Imperial",25,"06025",0.9,9760,1987,2007,"","","N","Geothermal","",{"$nulls":14},0,0,0,0,0.4625,0.4625,0.4625,{"$nulls":3},""]
["Ormesa II","54724_G_OEC6",54724,"G","OEC6",null,"Geothermal","","WECC_IID","California",6,"Imperial",25,"06025",0.9,9760,1987,2007,"","","N","Geothermal","",{"$nulls":14},0,0,0,0,0.4625,0.4625,0.4625,{"$nulls":3},""]
["Ormesa II","54724_G_OEC7",54724,"G","OEC7",null,"Geothermal","","WECC_IID","California",6,"Imperial",25,"06025",0.9,9760,1987,2007,"","","N","Geothermal","",{"$nulls":14},0,0,0,0,0.4625,0.4625,0.4625,{"$nulls":3},""]
["Ormesa II","54724_G_OEC8",54724,"G","OEC8",null,"Geothermal","","WECC_IID","California",6,"Imperial",25,"06025",0.9,9760,1987,2007,"","","N","Geothermal","",{"$nulls":14},0,0,0,0,0.4625,0.4625,0.4625,{"$nulls":3},""]
["Ormesa II","54724_G_OEC9",54724,"G","OEC9",null,"Geothermal","","WECC_IID","California",6,"Imperial",25,"06025",0.9,9760,1987,2007,"","","N","Geothermal","",{"$nulls":14},0,0,0,0,0.4625,0.4625,0.4625,{"$nulls":3},""]
["NRG Norwalk Harbor","548_G_10",548,"G","10",null,"Combustion Turbine","Combustion Turbine","NENG_CT","Connecticut",9,"Fairfield",1,"09001",11.9,10745,1966,2013,"","","N","Distillate Fuel Oil","",{"$nulls":13},0.55,1.0526,1.0526,1.0526,1.0526,{"$nulls":6},""]
["Modern Landfill Production Plant","55142_G_GEN2",55142,"G","GEN2",null,"Landfill Gas","","PJM_EMAC","Pennsylvania",42,"York",133,"42133",3,13500,1998,2014,"","","N","Landfill Gas","",{"$nulls":14},0.04394744404747715,0.04394744404747715,0.04394744404747715,0.04394744404747715,{"$nulls":6},""]
["Modern Landfill Production Plant","55142_G_GEN3",55142,"G","GEN3",null,"Landfill Gas","","PJM_EMAC","Pennsylvania",42,"York",133,"42133",3,13500,1998,2014,"","","N","Landfill Gas","",{"$nulls":14},0.04394744404747715,0.04394744404747715,0.04394744404747715,0.04394744404747715,{"$nulls":6},""]
["Modern Landfill Production Plant","55142_G_GEN4",55142,"G","GEN4",null,"Landfill Gas","","PJM_EMAC","Pennsylvania",42,"York",133,"42133",3,13500,1998,2014,"","","N","Landfill Gas","",{"$nulls":14},0.04394744404747715,0.04394744404747715,0.04394744404747715,0.04394744404747715,{"$nulls":6},""]
["Ina Road Water Pollution Control Fac","55257_G_1",55257,"G","1",null,"Combustion Turbine","IC Engine","WECC_AZ","Arizona",4,"PIMA",19,"04019",0.6,8700,1977,2013,"","","Y","Natural Gas","",{"$nulls":13},0.8,2.0543300185532067,2.0543300185532067,2.0543300185532067,2.0543300185532067,{"$nulls":6},""]
["Ina Road Water Pollution Control Fac","55257_G_2",55257,"G","2",null,"Combustion Turbine","IC Engine","WECC_AZ","Arizona",4,"PIMA",19,"04019",0.6,8700,1977,2013,"","","Y","Natural Gas","",{"$nulls":13},0.8,2.0543300185532067,2.0543300185532067,2.0543300185532067,2.0543300185532067,{"$nulls":6},""]
["Ina Road Water Pollution Control Fac","55257_G_3",55257,"G","3",null,"Combustion Turbine","IC Engine","WECC_AZ","Arizona",4,"PIMA",19,"04019",0.6,8700,1977,2013,"","","Y","Natural Gas","",{"$nulls":13},0.8,2.0543300185532067,2.0543300185532067,2.0543300185532067,2.0543300185532067,{"$nulls":6},""]
["Ina Road Water Pollution Control Fac","55257_G_4",55257,"G","4",null,"Combustion Turbine","IC Engine","WECC_AZ","Arizona",4,"PIMA",19,"04019",0.6,8700,1977,2013,"","","Y","Natural Gas","",{"$nulls":13},0.8,2.0543300185532067,2.0543300185532067,2.0543300185532067,2.0543300185532067,{"$nulls":6},""]
["Ina Road Water Pollution Control Fac","55257_G_5",55257,"G","5",null,"Combustion Turbine","IC Engine","WECC_AZ","Arizona",4,"PIMA",19,"04019",0.6,8700,1977,2013,"","","Y","Natural Gas","",{"$nulls":13},0.8,2.0543300185532067,2.0543300185532067,2.0543300185532067,2.0543300185532067,{"$nulls":6},""]
["Ina Road Water Pollution Control Fac","55257_G_6",55257,"G","6",null,"Combustion Turbine","IC Engine","WECC_AZ","Arizona",4,"PIMA",19,"04019",0.6,8700,1977,2013,"","","Y","Natural Gas","",{"$nulls":13},0.8,2.0543300185532067,2.0543300185532067,2.0543300185532067,2.0543300185532067,{"$nulls":6},""]
["Ina Road Water Pollution Control Fac","55257_G_7",55257,"G","7",null,"Combustion Turbine","IC Engine","WECC_AZ","Arizona",4,"PIMA",19,"04019",0.6,8700,1977,2013,"","","Y","Natural Gas","",{"$nulls":13},0.8,2.0543300185532067,2.0543300185532067,2.0543300185532067,2.0543300185532067,{"$nulls":6},""]
["Air Products Port Arthur","55309_G_GEN2",55309,"G","GEN2",null,"Combined Cycle","","S_D_WOTA","Texas",48,"Jefferson",245,"48245",3,9559,2000,2012,"","","Y","Natural Gas","",{"$nulls":13},1.09,0.04664804364876062,0.04664804364876062,0.04664804364876062,0.04664804364876062,{"$nulls":6},""]
["Renaissance Power LLC","55402_G_CT1",55402,"G","CT1",null,"Combustion Turbine","Combustion Turbine","MIS_LMI","Michigan",26,"Montcalm",117,"26117",165,10983,2002,2015,"","","N","Natural Gas","",{"$nulls":13},1.67,0.03806707033254548,0.03806707033254548,0.03806707033254548,0.03806707033254548,{"$nulls":6},""]
["Renaissance Power LLC","55402_G_CT2",55402,"G","CT2",null,"Combustion Turbine","Combustion Turbine","MIS_LMI","Michigan",26,"Montcalm",117,"26117",165,10983,2002,2015,"","","N","Natural Gas","",{"$nulls":13},1.67,0.043,0.043,0.043,0.043,{"$nulls":6},""]
["Renaissance Power LLC","55402_G_CT3",55402,"G","CT3",null,"Combustion Turbine","Combustion Turbine","MIS_LMI","Michigan",26,"Montcalm",117,"26117",165,10983,2002,2015,"","","N","Natural Gas","",{"$nulls":13},1.67,0.04240035906450086,0.04240035906450086,0.04240035906450086,0.04240035906450086,{"$nulls":6},""]
["Renaissance Power LLC","55402_G_CT4",55402,"G","CT4",null,"Combustion Turbine","Combustion Turbine","MIS_LMI","Michigan",26,"Montcalm",117,"26117",165,10983,2002,2015,"","","N","Natural Gas","",{"$nulls":13},1.67,0.04051224605126822,0.04051224605126822,0.04051224605126822,0.04051224605126822,{"$nulls":6},""]
["Water Filter Plant #2","55534_G_3516",55534,"G","3516",null,"Combustion Turbine","IC Engine","S_VACA","North Carolina",37,"Burke",23,"37023",1.3,10745,1992,2013,"","","N","Distillate Fuel Oil","",{"$nulls":13},2.3000000000000003,2.3354529520972003,2.3354529520972003,2.3354529520972003,2.3354529520972003,{"$nulls":6},""]
["Conroe","55555_G_UNT1",55555,"G","UNT1",null,"Landfill Gas","","S_D_WOTA","Texas",48,"Montgomery",339,"48339",1,13500,2003,2012,"","","N","Landfill Gas","",{"$nulls":14},0.04394744404747715,0.04394744404747715,0.04394744404747715,0.04394744404747715,{"$nulls":6},""]
["Conroe","55555_G_UNT2",55555,"G","UNT2",null,"Landfill Gas","","S_D_WOTA","Texas",48,"Montgomery",339,"48339",1,13500,2003,2012,"","","N","Landfill Gas","",{"$nulls":14},0.04394744404747715,0.04394744404747715,0.04394744404747715,0.04394744404747715,{"$nulls":6},""]
["Conroe","55555_G_UNT3",55555,"G","UNT3",null,"Landfill Gas","","S_D_WOTA","Texas",48,"Montgomery",339,"48339",1,24535,2003,2012,"","","N","Landfill Gas","",{"$nulls":14},0.04394744404747715,0.04394744404747715,0.04394744404747715,0.04394744404747715,{"$nulls":6},""]
["Chicopee Electric","55590_G_1",55590,"G","1",null,"Landfill Gas","","NENGREST","Massachusetts",25,"Hampden",13,"25013",0.9,13500,1993,2012,"","","N","Landfill Gas","",{"$nulls":14},0.04394744404747715,0.04394744404747715,0.04394744404747715,0.04394744404747715,{"$nulls":6},""]
["Chicopee Electric","55590_G_2",55590,"G","2",null,"Landfill Gas","","NENGREST","Massachusetts",25,"Hampden",13,"25013",0.9,13500,1993,2012,"","","N","Landfill Gas","",{"$nulls":14},0.04394744404747715,0.04394744404747715,0.04394744404747715,0.04394744404747715,{"$nulls":6},""]
["South Barrington Electric","55594_G_1",55594,"G","1",null,"Landfill Gas","","PJM_COMD","Illinois",17,"DuPage",43,"17043",0.8,13500,1997,2012,"","","N","Landfill Gas","",{"$nulls":14},0.04394744404747715,0.04394744404747715,0.04394744404747715,0.04394744404747715,{"$nulls":6},""]
["South Barrington Electric","55594_G_2",55594,"G","2",null,"Landfill Gas","","PJM_COMD","Illinois",17,"DuPage",43,"17043",0.8,13500,1997,2012,"","","N","Landfill Gas","",{"$nulls":14},0.04394744404747715,0.04394744404747715,0.04394744404747715,0.04394744404747715,{"$nulls":6},""]
["Devonshire Power Partners LLC","55761_G_DO3",55761,"G","DO3",null,"Landfill Gas","","PJM_COMD","Illinois",17,"Cook",31,"17031",1,13500,1997,2009,"","","N","Landfill Gas","",{"$nulls":14},0.04394744404747715,0.04394744404747715,0.04394744404747715,0.04394744404747715,{"$nulls":6},""]
["Devonshire Power Partners LLC","55761_G_DO4",55761,"G","DO4",null,"Landfill Gas","","PJM_COMD","Illinois",17,"Cook",31,"17031",1,13500,1997,2009,"","","N","Landfill Gas","",{"$nulls":14},0.04394744404747715,0.04394744404747715,0.04394744404747715,0.04394744404747715,{"$nulls":6},""]
["Devonshire Power Partners LLC","55761_G_DO5",55761,"G","DO5",null,"Landfill Gas","","PJM_COMD","Illinois",17,"Cook",31,"17031",1,13500,1997,2009,"","","N","Landfill Gas","",{"$nulls":14},0.04394744404747715,0.04394744404747715,0.04394744404747715,0.04394744404747715,{"$nulls":6},""]
["Riveside Resource Recovery LLC","55767_G_RO1",55767,"G","RO1",null,"Landfill Gas","","PJM_COMD","Illinois",17,"Will",197,"17197",0.9,14619,1997,2012,"","","N","Landfill Gas","",{"$nulls":14},0.04394744404747715,0.04394744404747715,0.04394744404747715,0.04394744404747715,{"$nulls":6},""]
["Avon Energy Partners LLC","55768_G_CH2",55768,"G","CH2",null,"Landfill Gas","","PJM_COMD","Illinois",17,"Cook",31,"17031",0.9,13500,1997,2008,"","","N","Landfill Gas","",{"$nulls":14},0.04394744404747715,0.04394744404747715,0.04394744404747715,0.04394744404747715,{"$nulls":6},""]
["Countyside Genco LLC","55773_G_CS1",55773,"G","CS1",null,"Landfill Gas","","PJM_COMD","Illinois",17,"Lake",97,"17097",1.3,15335,2000,2012,"","","N","Landfill Gas","",{"$nulls":14},0.04394744404747715,0.04394744404747715,0.04394744404747715,0.04394744404747715,{"$nulls":6},""]
["Countyside Genco LLC","55773_G_CS2",55773,"G","CS2",null,"Landfill Gas","","PJM_COMD","Illinois",17,"Lake",97,"17097",1.3,15335,2000,2012,"","","N","Landfill Gas","",{"$nulls":14},0.04394744404747715,0.04394744404747715,0.04394744404747715,0.04394744404747715,{"$nulls":6},""]
["Countyside Genco LLC","55773_G_CS3",55773,"G","CS3",null,"Landfill Gas","","PJM_COMD","Illinois",17,"Lake",97,"17097",1.3,15335,2000,2012,"","","N","Landfill Gas","",{"$nulls":14},0.04394744404747715,0.04394744404747715,0.04394744404747715,0.04394744404747715,{"$nulls":6},""]
["Countyside Genco LLC","55773_G_CS4",55773,"G","CS4",null,"Landfill Gas","","PJM_COMD","Illinois",17,"Lake",97,"17097",1.3,15335,2000,2012,"","","N","Landfill Gas","",{"$nulls":14},0.04394744404747715,0.04394744404747715,0.04394744404747715,0.04394744404747715,{"$nulls":6},""]
["Countyside Genco LLC","55773_G_CS5",55773,"G","CS5",null,"Landfill Gas","","PJM_COMD","Illinois",17,"Lake",97,"17097",1.3,15335,2000,2012,"","","N","Landfill Gas","",{"$nulls":14},0.04394744404747715,0.04394744404747715,0.04394744404747715,0.04394744404747715,{"$nulls":6},""]
["Countyside Genco LLC","55773_G_CS6",55773,"G","CS6",null,"Landfill Gas","","PJM_COMD","Illinois",17,"Lake",97,"17097",1.3,15335,2000,2012,"","","N","Landfill Gas","",{"$nulls":14},0.04394744404747715,0.04394744404747715,0.04394744404747715,0.04394744404747715,{"$nulls":6},""]
["Morris Genco LLC","55774_G_MO1",55774,"G","MO1",null,"Landfill Gas","","PJM_COMD","Illinois",17,"Grundy",63,"17063",1.3,14420,2001,2011,"","","N","Landfill Gas","",{"$nulls":14},0.04394744404747715,0.04394744404747715,0.04394744404747715,0.04394744404747715,{"$nulls":6},""]
["Morris Genco LLC","55774_G_MO2",55774,"G","MO2",null,"Landfill Gas","","PJM_COMD","Illinois",17,"Grundy",63,"17063",1.3,13500,2001,2011,"","","N","Landfill Gas","",{"$nulls":14},0.04394744404747715,0.04394744404747715,0.04394744404747715,0.04394744404747715,{"$nulls":6},""]
["Morris Genco LLC","55774_G_MO3",55774,"G","MO3",null,"Landfill Gas","","PJM_COMD","Illinois",17,"Grundy",63,"17063",1.3,13500,2001,2011,"","","N","Landfill Gas","",{"$nulls":14},0.04394744404747715,0.04394744404747715,0.04394744404747715,0.04394744404747715,{"$nulls":6},""]
["Brookhaven Facility","55778_G_BH2",55778,"G","BH2",null,"Landfill Gas","","NY_Z_K","New York",36,"Suffolk",103,"36103",1.2,14000,1995,2012,"","","N","Landfill Gas","",{"$nulls":14},0.04394744404747715,0.04394744404747715,0.04394744404747715,0.04394744404747715,{"$nulls":6},""]
["Brookhaven Facility","55778_G_BH3",55778,"G","BH3",null,"Landfill Gas","","NY_Z_K","New York",36,"Suffolk",103,"36103",1.2,13500,1995,2012,"","","N","Landfill Gas","",{"$nulls":14},0.04394744404747715,0.04394744404747715,0.04394744404747715,0.04394744404747715,{"$nulls":6},""]
["Brookhaven Facility","55778_G_BH4",55778,"G","BH4",null,"Landfill Gas","","NY_Z_K","New York",36,"Suffolk",103,"36103",1.2,13500,1995,2012,"","","N","Landfill Gas","",{"$nulls":14},0.04394744404747715,0.04394744404747715,0.04394744404747715,0.04394744404747715,{"$nulls":6},""]
["Dominoin-Warren County","55939_G_ST02",55939,"G","ST02",null,"Combined Cycle","","PJM_AP","Virginia",51,"Warren",187,"51187",0,7050,2015,2015,"","","N","Natural Gas","",{"$nulls":14},0.05,0.05,0.05,0.05,{"$nulls":6},""]
["Fox Valley Energy Center","56037_G_1",56037,"G","1",null,"Non-Fossil Waste","","MIS_WUMS","Wisconsin",55,"Winnebago",139,"55139",6.5,4808,1999,2013,"","","Y","Non-Fossil Waste","",{"$nulls":13},3.2,0,0,0,0,{"$nulls":6},""]
["Gastonia Rankin Lake","56060_G_1",56060,"G","1",null,"Combustion Turbine","IC Engine","S_VACA","North Carolina",37,"Gaston",71,"37071",1.8,25000,2002,2012,"","","N","Distillate Fuel Oil","",{"$nulls":13},2.3000000000000003,2.3354529520972003,2.3354529520972003,2.3354529520972003,2.3354529520972003,{"$nulls":6},""]
["Gastonia Duke Street","56061_G_1",56061,"G","1",null,"Combustion Turbine","IC Engine","S_VACA","North Carolina",37,"Gaston",71,"37071",1.8,25000,2002,2012,"","","N","Distillate Fuel Oil","",{"$nulls":13},2.3000000000000003,2.3354529520972003,2.3354529520972003,2.3354529520972003,2.3354529520972003,{"$nulls":6},""]
["Maiden Finger Street","56065_G_1",56065,"G","1",null,"Combustion Turbine","IC Engine","S_VACA","North Carolina",37,"Catawba",35,"37035",1.8,25000,2002,2012,"","","N","Distillate Fuel Oil","",{"$nulls":13},2.3000000000000003,2.3354529520972003,2.3354529520972003,2.3354529520972003,2.3354529520972003,{"$nulls":6},""]
["Lexington Hickory Street","56066_G_1",56066,"G","1",null,"Combustion Turbine","IC Engine","S_VACA","North Carolina",37,"Davidson",57,"37057",1.8,25000,2002,2012,"","","N","Distillate Fuel Oil","",{"$nulls":13},2.3000000000000003,2.3354529520972003,2.3354529520972003,2.3354529520972003,2.3354529520972003,{"$nulls":6},""]
["John Street 1, 3, 4 & 5","56256_G_JS 1",56256,"G","JS 1",null,"Combustion Turbine","IC Engine","NENG_CT","Connecticut",9,"New Haven",9,"09009",2,10745,2005,2011,"","","N","Distillate Fuel Oil","",{"$nulls":4},"SCR",{"$nulls":9},2.3354529520972003,0.46709059041943995,2.3354529520972003,0.46709059041943995,{"$nulls":6},""]
["Geneva Generation Facility","56462_G_GEN6",56462,"G","GEN6",null,"Combustion Turbine","IC Engine","PJM_COMD","Illinois",17,"Kane",89,"17089",1.4,10745,2005,2011,"","","N","Distillate Fuel Oil","",{"$nulls":14},2.3354529520972003,2.3354529520972003,2.3354529520972003,2.3354529520972003,{"$nulls":6},""]
["Galena 3 Geothermal Power Plant","56541_G_GEN2",56541,"G","GEN2",null,"Geothermal","","WECC_NNV","Nevada",32,"Washoe",31,"32031",7.9,9760,2008,2015,"","","N","Geothermal","",{"$nulls":14},0,0,0,0,0.4563,0.4563,0.4563,{"$nulls":3},""]
["Bridgeport Station","568_G_4",568,"G","4",null,"Combustion Turbine","Combustion Turbine","NENG_CT","Connecticut",9,"Fairfield",1,"09001",18.3,19563,1967,2013,"","","N","Distillate Fuel Oil","",{"$nulls":13},0.33,0.7093,0.7093,0.7093,0.7093,{"$nulls":6},""]
["Middle Point Landfill Gas Recovery","56866_G_1",56866,"G","1",null,"Landfill Gas","","S_C_TVA","Tennessee",47,"RUTHERFORD",149,"47149",1.4,13500,2000,2011,"","","N","Landfill Gas","",{"$nulls":14},0.04394744404747715,0.04394744404747715,0.04394744404747715,0.04394744404747715,{"$nulls":6},""]
["Middle Point Landfill Gas Recovery","56866_G_2",56866,"G","2",null,"Landfill Gas","","S_C_TVA","Tennessee",47,"RUTHERFORD",149,"47149",1.4,13500,2000,2011,"","","N","Landfill Gas","",{"$nulls":14},0.04394744404747715,0.04394744404747715,0.04394744404747715,0.04394744404747715,{"$nulls":6},""]
["Solar Photovoltaic Project #01","56976_G_S1A",56976,"G","S1A",null,"Solar PV","","WECC_SCE","California",6,"SAN BERNARDINO",71,"06071",0.5,0,2008,2011,"","","N","Solar","",{"$nulls":14},0,0,0,0,{"$nulls":6},""]
["Solar Photovoltaic Project #01","56976_G_S1B",56976,"G","S1B",null,"Solar PV","","WECC_SCE","California",6,"SAN BERNARDINO",71,"06071",0.5,0,2008,2011,"","","N","Solar","",{"$nulls":14},0,0,0,0,{"$nulls":6},""]
["Solar Photovoltaic Project #01","56976_G_S1C",56976,"G","S1C",null,"Solar PV","","WECC_SCE","California",6,"SAN BERNARDINO",71,"06071",0.5,0,2008,2011,"","","N","Solar","",{"$nulls":14},0,0,0,0,{"$nulls":6},""]
["Solar Photovoltaic Project #01","56976_G_S1D",56976,"G","S1D",null,"Solar PV","","WECC_SCE","California",6,"SAN BERNARDINO",71,"06071",0.5,0,2008,2011,"","","N","Solar","",{"$nulls":14},0,0,0,0,{"$nulls":6},""]
["Thermo No 1","57353_G_1",57353,"G","1",null,"Geothermal","","WECC_UT","Utah",49,"BEAVER",1,"49001",7.6,9760,2009,2013,"","","N","Geothermal","",{"$nulls":14},0,0,0,0,0.4563,0.4563,0.4563,{"$nulls":3},""]
["Central Ohio BioEnergy Plant #1","57513_G_COBE1",57513,"G","COBE1",null,"Non-Fossil Waste","","PJM_West","Ohio",39,"Franklin",49,"39049",0.9,14731,2010,2011,"","","Y","Non-Fossil Waste","",{"$nulls":14},0,0,0,0,{"$nulls":6},""]
["Algonquin Power Sanger LLC","57564_G_STG",57564,"G","STG",null,"Combined Cycle","","WEC_CALN","California",6,"Fresno",19,"06019",12.5,7384,1990,2012,"","","N","Natural Gas","",{"$nulls":14},0.008,0.008,0.008,0.008,{"$nulls":6},""]
["Seaford","601_G_1",601,"G","1",null,"Combustion Turbine","IC Engine","PJM_EMAC","Delaware",10,"SUSSEX",5,"10005",1.3,12774,1958,2011,"","","N","Distillate Fuel Oil","",{"$nulls":14},0.392,0.392,0.392,0.392,{"$nulls":6},""]
["Seaford","601_G_2",601,"G","2",null,"Combustion Turbine","IC Engine","PJM_EMAC","Delaware",10,"SUSSEX",5,"10005",1.3,12774,1954,2011,"","","N","Distillate Fuel Oil","",{"$nulls":14},0.392,0.392,0.392,0.392,{"$nulls":6},""]
["Seaford","601_G_3",601,"G","3",null,"Combustion Turbine","IC Engine","PJM_EMAC","Delaware",10,"SUSSEX",5,"10005",1.1,12774,1950,2011,"","","N","Distillate Fuel Oil","",{"$nulls":14},0.392,0.392,0.392,0.392,{"$nulls":6},""]
["Seaford","601_G_6",601,"G","6",null,"Combustion Turbine","IC Engine","PJM_EMAC","Delaware",10,"SUSSEX",5,"10005",2,12774,1962,2011,"","","N","Distillate Fuel Oil","",{"$nulls":14},0.392,0.392,0.392,0.392,{"$nulls":6},""]
["Seaford","601_G_7",601,"G","7",null,"Combustion Turbine","IC Engine","PJM_EMAC","Delaware",10,"SUSSEX",5,"10005",1.1,12774,1989,2011,"","","N","Distillate Fuel Oil","",{"$nulls":14},0.392,0.392,0.392,0.392,{"$nulls":6},""]
["Pittsfield","6237_G_1",6237,"G","1",null,"Combustion Turbine","IC Engine","MIS_IL","Illinois",17,"Pike",149,"17149",1,13914,1949,2011,"","","N","Distillate Fuel Oil","",{"$nulls":13},1,2.3354529520972003,2.3354529520972003,2.3354529520972003,2.3354529520972003,{"$nulls":6},""]
["Pittsfield","6237_G_2",6237,"G","2",null,"Combustion Turbine","IC Engine","MIS_IL","Illinois",17,"Pike",149,"17149",1,13914,1949,2011,"","","N","Distillate Fuel Oil","",{"$nulls":13},1,2.3354529520972003,2.3354529520972003,2.3354529520972003,2.3354529520972003,{"$nulls":6},""]
["Pittsfield","6237_G_3",6237,"G","3",null,"Combustion Turbine","IC Engine","MIS_IL","Illinois",17,"Pike",149,"17149",1,13914,1949,2011,"","","N","Distillate Fuel Oil","",{"$nulls":13},1,2.3354529520972003,2.3354529520972003,2.3354529520972003,2.3354529520972003,{"$nulls":6},""]
["Pittsfield","6237_G_4",6237,"G","4",null,"Combustion Turbine","IC Engine","MIS_IL","Illinois",17,"Pike",149,"17149",2.7,14483,1955,2011,"","","N","Distillate Fuel Oil","",{"$nulls":13},1,2.3354529520972003,2.3354529520972003,2.3354529520972003,2.3354529520972003,{"$nulls":6},""]
["Pittsfield","6237_G_5",6237,"G","5",null,"Combustion Turbine","IC Engine","MIS_IL","Illinois",17,"Pike",149,"17149",2.7,13807,1955,2011,"","","N","Distillate Fuel Oil","",{"$nulls":13},1,2.3354529520972003,2.3354529520972003,2.3354529520972003,2.3354529520972003,{"$nulls":6},""]
["Avon Park","624_G_P1",624,"G","P1",null,"Combustion Turbine","Combustion Turbine","FRCC","Florida",12,"Highlands",55,"12055",24,16963,1968,2016,"","","N","Natural Gas, Distillate Fuel Oil","",{"$nulls":13},1.00223823,0.2736017155123964,0.2736017155123964,0.2736017155123964,0.2736017155123964,{"$nulls":6},""]
["Avon Park","624_G_P2",624,"G","P2",null,"Combustion Turbine","Combustion Turbine","FRCC","Florida",12,"Highlands",55,"12055",24,16964,1968,2016,"","","N","Distillate Fuel Oil","",{"$nulls":13},1.00223823,0.46286608907346416,0.46286608907346416,0.46286608907346416,0.46286608907346416,{"$nulls":6},""]
["Wilson","6258_G_IC1",6258,"G","IC1",null,"Combustion Turbine","IC Engine","S_SOU","Georgia",13,"Burke",33,"13033",2.5,25000,1972,2013,"","","N","Distillate Fuel Oil","",{"$nulls":13},2.5775,2.3354529520972003,2.3354529520972003,2.3354529520972003,2.3354529520972003,{"$nulls":6},""]
["G E Turner","629_G_P1",629,"G","P1",null,"Combustion Turbine","Combustion Turbine","FRCC","Florida",12,"Volusia",127,"12127",10,14954,1970,2016,"","","N","Distillate Fuel Oil","",{"$nulls":13},0.501119115,0.6255158812340577,0.6255158812340577,0.6255158812340577,0.6255158812340577,{"$nulls":6},""]
["G E Turner","629_G_P2",629,"G","P2",null,"Combustion Turbine","Combustion Turbine","FRCC","Florida",12,"Volusia",127,"12127",10,14954,1970,2016,"","","N","Distillate Fuel Oil","",{"$nulls":13},0.501119115,0.6255158812340577,0.6255158812340577,0.6255158812340577,0.6255158812340577,{"$nulls":6},""]
["Higgins","630_G_P1",630,"G","P1",null,"Combustion Turbine","Combustion Turbine","FRCC","Florida",12,"Pinellas",103,"12103",25,16794,1969,2016,"","","N","Natural Gas, Distillate Fuel Oil","",{"$nulls":13},0.501119115,0.22734102509114307,0.22734102509114307,0.22734102509114307,0.22734102509114307,{"$nulls":6},""]
["Higgins","630_G_P2",630,"G","P2",null,"Combustion Turbine","Combustion Turbine","FRCC","Florida",12,"Pinellas",103,"12103",25,16791,1969,2016,"","","N","Natural Gas, Distillate Fuel Oil","",{"$nulls":13},0.501119115,0.2885438674614804,0.2885438674614804,0.2885438674614804,0.2885438674614804,{"$nulls":6},""]
["Higgins","630_G_P3",630,"G","P3",null,"Combustion Turbine","Combustion Turbine","FRCC","Florida",12,"Pinellas",103,"12103",33,16780,1970,2016,"","","N","Natural Gas, Distillate Fuel Oil","",{"$nulls":13},0.501119115,0.48285344995140916,0.48285344995140916,0.48285344995140916,0.48285344995140916,{"$nulls":6},""]
["Higgins","630_G_P4",630,"G","P4",null,"Combustion Turbine","Combustion Turbine","FRCC","Florida",12,"Pinellas",103,"12103",30,16799,1971,2016,"","","N","Natural Gas, Distillate Fuel Oil","",{"$nulls":13},0.501119115,0.35492358628838927,0.35492358628838927,0.35492358628838927,0.35492358628838927,{"$nulls":6},""]
["Rio Pinar","637_G_P1",637,"G","P1",null,"Combustion Turbine","Combustion Turbine","FRCC","Florida",12,"Orange",95,"12095",12,16406,1970,2016,"","","N","Distillate Fuel Oil","",{"$nulls":13},0.501119115,0.6255158812340577,0.6255158812340577,0.6255158812340577,0.6255158812340577,{"$nulls":6},""]
["Kensico","650_G_1",650,"G","1",null,"Hydro","","NY_Z_G-I","New York",36,"Westchester",119,"36119",0.8,0,1983,2012,"","","N","Hydro","",{"$nulls":14},0,0,0,0,{"$nulls":6},""]
["Kensico","650_G_2",650,"G","2",null,"Hydro","","NY_Z_G-I","New York",36,"Westchester",119,"36119",0.8,0,1983,2012,"","","N","Hydro","",{"$nulls":14},0,0,0,0,{"$nulls":6},""]
["Kensico","650_G_3",650,"G","3",null,"Hydro","","NY_Z_G-I","New York",36,"Westchester",119,"36119",0.8,0,1983,2012,"","","N","Hydro","",{"$nulls":14},0,0,0,0,{"$nulls":6},""]
["Battle Mountain","6509_G_1",6509,"G","1",null,"Combustion Turbine","IC Engine","WECC_NNV","Nevada",32,"Lander",15,"32015",1.8,12774,1967,2011,"","","N","Distillate Fuel Oil","",{"$nulls":13},1.4000000000000001,2.3354529520972003,2.3354529520972003,2.3354529520972003,2.3354529520972003,{"$nulls":6},""]
["Battle Mountain","6509_G_2",6509,"G","2",null,"Combustion Turbine","IC Engine","WECC_NNV","Nevada",32,"Lander",15,"32015",1.8,12774,1967,2011,"","","N","Distillate Fuel Oil","",{"$nulls":13},1.4000000000000001,2.3354529520972003,2.3354529520972003,2.3354529520972003,2.3354529520972003,{"$nulls":6},""]
["Battle Mountain","6509_G_3",6509,"G","3",null,"Combustion Turbine","IC Engine","WECC_NNV","Nevada",32,"Lander",15,"32015",1.8,12774,1967,2011,"","","N","Distillate Fuel Oil","",{"$nulls":13},1.4000000000000001,2.3354529520972003,2.3354529520972003,2.3354529520972003,2.3354529520972003,{"$nulls":6},""]
["Battle Mountain","6509_G_4",6509,"G","4",null,"Combustion Turbine","IC Engine","WECC_NNV","Nevada",32,"Lander",15,"32015",1.8,12774,1967,2011,"","","N","Distillate Fuel Oil","",{"$nulls":13},1.4000000000000001,2.3354529520972003,2.3354529520972003,2.3354529520972003,2.3354529520972003,{"$nulls":6},""]
["Valley Road","6530_G_1",6530,"G","1",null,"Combustion Turbine","IC Engine","WECC_NNV","Nevada",32,"Washoe",31,"32031",2,12774,1960,2011,"","","N","Distillate Fuel Oil","",{"$nulls":13},1.4000000000000001,2.3354529520972003,2.3354529520972003,2.3354529520972003,2.3354529520972003,{"$nulls":6},""]
["Valley Road","6530_G_2",6530,"G","2",null,"Combustion Turbine","IC Engine","WECC_NNV","Nevada",32,"Washoe",31,"32031",2,12774,1960,2011,"","","N","Distillate Fuel Oil","",{"$nulls":13},1.4000000000000001,2.3354529520972003,2.3354529520972003,2.3354529520972003,2.3354529520972003,{"$nulls":6},""]
["Valley Road","6530_G_3",6530,"G","3",null,"Combustion Turbine","IC Engine","WECC_NNV","Nevada",32,"Washoe",31,"32031",2,12774,1960,2011,"","","N","Distillate Fuel Oil","",{"$nulls":13},1.4000000000000001,2.3354529520972003,2.3354529520972003,2.3354529520972003,2.3354529520972003,{"$nulls":6},""]
["Winnemucca","6533_G_1",6533,"G","1",null,"Combustion Turbine","Combustion Turbine","WECC_NNV","Nevada",32,"Humboldt",13,"32013",15,17662,1970,2011,"","","N","Natural Gas","",{"$nulls":13},1.4000000000000001,0.4777602100541084,0.4777602100541084,0.4777602100541084,0.4777602100541084,{"$nulls":6},""]
["Little Mountain","6553_G_1",6553,"G","1",null,"Combustion Turbine","Combustion Turbine","WECC_UT","Utah",49,"Weber",57,"49057",14,19101,1971,2011,"","","N","Natural Gas, Distillate Fuel Oil","",{"$nulls":13},0.85,0.4777602100541084,0.4777602100541084,0.4777602100541084,0.4777602100541084,{"$nulls":6},""]
["Block Island","6567_G_19",6567,"G","19",null,"Combustion Turbine","IC Engine","NENGREST","Rhode Island",44,"Washington",9,"44009",1,11443,1993,2012,"","","N","Distillate Fuel Oil","",{"$nulls":4},"SCR",{"$nulls":8},1.121,2.3354529520972003,0.46709059041943995,2.3354529520972003,0.46709059041943995,{"$nulls":6},""]
["G W Ivey","665_G_10",665,"G","10",null,"Combustion Turbine","IC Engine","FRCC","Florida",12,"Miami-Dade",86,"12086",2,12567,1958,2013,"","","N","Natural Gas, Distillate Fuel Oil","",{"$nulls":14},2.0543300185532067,2.0543300185532067,2.0543300185532067,2.0543300185532067,{"$nulls":6},""]
["G W Ivey","665_G_11",665,"G","11",null,"Combustion Turbine","IC Engine","FRCC","Florida",12,"Miami-Dade",86,"12086",3,12567,1965,2013,"","","N","Natural Gas, Distillate Fuel Oil","",{"$nulls":14},2.0543300185532067,2.0543300185532067,2.0543300185532067,2.0543300185532067,{"$nulls":6},""]
["G W Ivey","665_G_12",665,"G","12",null,"Combustion Turbine","IC Engine","FRCC","Florida",12,"Miami-Dade",86,"12086",3,12774,1965,2013,"","","N","Natural Gas, Distillate Fuel Oil","",{"$nulls":14},2.0543300185532067,2.0543300185532067,2.0543300185532067,2.0543300185532067,{"$nulls":6},""]
["G W Ivey","665_G_8",665,"G","8",null,"Combustion Turbine","IC Engine","FRCC","Florida",12,"Miami-Dade",86,"12086",2,12567,1954,2013,"","","N","Natural Gas, Distillate Fuel Oil","",{"$nulls":14},2.0543300185532067,2.0543300185532067,2.0543300185532067,2.0543300185532067,{"$nulls":6},""]
["G W Ivey","665_G_9",665,"G","9",null,"Combustion Turbine","IC Engine","FRCC","Florida",12,"Miami-Dade",86,"12086",2,12567,1958,2013,"","","N","Natural Gas, Distillate Fuel Oil","",{"$nulls":14},2.0543300185532067,2.0543300185532067,2.0543300185532067,2.0543300185532067,{"$nulls":6},""]
["Medicine Bow","692_G_CLIP",692,"G","CLIP",null,"Wind","","WECC_WY","Wyoming",56,"Carbon",7,"56007",2.5,0,2005,2011,"","","N","Wind","",{"$nulls":14},0,0,0,0,{"$nulls":6},""]
["Barnett Shoals","701_G_1",701,"G","1",null,"Hydro","","S_SOU","Georgia",13,"Oconee",219,"13219",0.2,0,1910,2010,"","","N","Hydro","",{"$nulls":14},0,0,0,0,{"$nulls":6},""]
["Barnett Shoals","701_G_2",701,"G","2",null,"Hydro","","S_SOU","Georgia",13,"Oconee",219,"13219",0.2,0,1910,2010,"","","N","Hydro","",{"$nulls":14},0,0,0,0,{"$nulls":6},""]
["Barnett Shoals","701_G_3",701,"G","3",null,"Hydro","","S_SOU","Georgia",13,"Oconee",219,"13219",0.2,0,1910,2010,"","","N","Hydro","",{"$nulls":14},0,0,0,0,{"$nulls":6},""]
["Barnett Shoals","701_G_4",701,"G","4",null,"Hydro","","S_SOU","Georgia",13,"Oconee",219,"13219",0.2,0,1910,2010,"","","N","Hydro","",{"$nulls":14},0,0,0,0,{"$nulls":6},""]
["Bowen","703_G_6",703,"G","6",null,"Combustion Turbine","Combustion Turbine","S_SOU","Georgia",13,"Bartow",15,"13015",32,16552,1971,2013,"","","N","Distillate Fuel Oil","",{"$nulls":13},3.09,0.7046230769230769,0.7046230769230769,0.7046230769230769,0.7046230769230769,{"$nulls":6},""]
["Heber City","7111_G_NA3",7111,"G","NA3",null,"Combustion Turbine","IC Engine","WECC_UT","Utah",49,"Wasatch",51,"49051",0.6,10745,1987,2012,"","","N","Natural Gas","",{"$nulls":13},0.85,2.0543300185532067,2.0543300185532067,2.0543300185532067,2.0543300185532067,{"$nulls":6},""]
["McManus","715_G_IC1",715,"G","IC1",null,"Combustion Turbine","IC Engine","S_SOU","Georgia",13,"Glynn",127,"13127",2,12826,1964,2013,"","","N","Distillate Fuel Oil","",{"$nulls":13},0.5,2.3354529520972003,2.3354529520972003,2.3354529520972003,2.3354529520972003,{"$nulls":6},""]
["Boulevard","732_G_2",732,"G","2",null,"Combustion Turbine","Combustion Turbine","S_SOU","Georgia",13,"Chatham",51,"13051",14,21878,1970,2013,"","","N","Natural Gas, Distillate Fuel Oil","",{"$nulls":14},0.6646168964356675,0.6646168964356675,0.6646168964356675,0.6646168964356675,{"$nulls":6},""]
["Boulevard","732_G_3",732,"G","3",null,"Combustion Turbine","Combustion Turbine","S_SOU","Georgia",13,"Chatham",51,"13051",14,22033,1970,2013,"","","N","Natural Gas, Distillate Fuel Oil","",{"$nulls":14},0.6646168964356675,0.6646168964356675,0.6646168964356675,0.6646168964356675,{"$nulls":6},""]
["Alliant Techsystems","7376_G_1",7376,"G","1",null,"Combustion Turbine","IC Engine","MIS_MNWI","Minnesota",27,"Hennepin",53,"27053",1.6,12774,1994,2013,"","","N","Distillate Fuel Oil","",{"$nulls":14},2.3354529520972003,2.3354529520972003,2.3354529520972003,2.3354529520972003,{"$nulls":6},""]
["Oneida Casino","7602_G_1",7602,"G","1",null,"Combustion Turbine","IC Engine","MIS_WUMS","Wisconsin",55,"Brown",9,"55009",1.8,10745,1996,2011,"","","N","Distillate Fuel Oil","",{"$nulls":13},3,2.3354529520972003,2.3354529520972003,2.3354529520972003,2.3354529520972003,{"$nulls":6},""]
["Oneida Casino","7602_G_2",7602,"G","2",null,"Combustion Turbine","IC Engine","MIS_WUMS","Wisconsin",55,"Brown",9,"55009",1.8,10745,1996,2011,"","","N","Distillate Fuel Oil","",{"$nulls":13},3,2.3354529520972003,2.3354529520972003,2.3354529520972003,2.3354529520972003,{"$nulls":6},""]
["Lawrence County Station","7948_G_1",7948,"G","1",null,"Combustion Turbine","Combustion Turbine","MIS_INKY","Indiana",18,"Lawrence",93,"18093",44,10746,2005,2014,"","","N","Natural Gas","",{"$nulls":13},0.006,0.08686325342176261,0.08686325342176261,0.08686325342176261,0.08686325342176261,{"$nulls":6},""]
["Lawrence County Station","7948_G_2",7948,"G","2",null,"Combustion Turbine","Combustion Turbine","MIS_INKY","Indiana",18,"Lawrence",93,"18093",44,10745,2005,2015,"","","N","Natural Gas","",{"$nulls":13},0.006,0.08832361416179385,0.08832361416179385,0.08832361416179385,0.08832361416179385,{"$nulls":6},""]
["State St Generating","7970_G_1",7970,"G","1",null,"Combustion Turbine","IC Engine","MIS_LMI","Michigan",26,"BRANCH",23,"26023",1.8,10745,2001,2012,"","","N","Distillate Fuel Oil","",{"$nulls":13},1.67,2.3354529520972003,2.3354529520972003,2.3354529520972003,2.3354529520972003,{"$nulls":6},""]
["State St Generating","7970_G_2",7970,"G","2",null,"Combustion Turbine","IC Engine","MIS_LMI","Michigan",26,"BRANCH",23,"26023",1.8,10745,2001,2012,"","","N","Distillate Fuel Oil","",{"$nulls":13},1.67,2.3354529520972003,2.3354529520972003,2.3354529520972003,2.3354529520972003,{"$nulls":6},""]
["State St Generating","7970_G_3",7970,"G","3",null,"Combustion Turbine","IC Engine","MIS_LMI","Michigan",26,"BRANCH",23,"26023",1.8,10745,2001,2012,"","","N","Distillate Fuel Oil","",{"$nulls":13},1.67,2.3354529520972003,2.3354529520972003,2.3354529520972003,2.3354529520972003,{"$nulls":6},""]
["State St Generating","7970_G_4",7970,"G","4",null,"Combustion Turbine","IC Engine","MIS_LMI","Michigan",26,"BRANCH",23,"26023",1.8,10745,2001,2012,"","","N","Distillate Fuel Oil","",{"$nulls":13},1.67,2.3354529520972003,2.3354529520972003,2.3354529520972003,2.3354529520972003,{"$nulls":6},""]
["State St Generating","7970_G_5",7970,"G","5",null,"Combustion Turbine","IC Engine","MIS_LMI","Michigan",26,"BRANCH",23,"26023",1.8,10745,2001,2012,"","","N","Distillate Fuel Oil","",{"$nulls":13},1.67,2.3354529520972003,2.3354529520972003,2.3354529520972003,2.3354529520972003,{"$nulls":6},""]
["State St Generating","7970_G_6",7970,"G","6",null,"Combustion Turbine","IC Engine","MIS_LMI","Michigan",26,"BRANCH",23,"26023",1.8,10745,2001,2012,"","","N","Distillate Fuel Oil","",{"$nulls":13},1.67,2.3354529520972003,2.3354529520972003,2.3354529520972003,2.3354529520972003,{"$nulls":6},""]
["State St Generating","7970_G_7",7970,"G","7",null,"Combustion Turbine","IC Engine","MIS_LMI","Michigan",26,"BRANCH",23,"26023",1.8,10745,2001,2012,"","","N","Distillate Fuel Oil","",{"$nulls":13},1.67,2.3354529520972003,2.3354529520972003,2.3354529520972003,2.3354529520972003,{"$nulls":6},""]
["State St Generating","7970_G_8",7970,"G","8",null,"Combustion Turbine","IC Engine","MIS_LMI","Michigan",26,"BRANCH",23,"26023",1.8,10745,2001,2012,"","","N","Distillate Fuel Oil","",{"$nulls":13},1.67,2.3354529520972003,2.3354529520972003,2.3354529520972003,2.3354529520972003,{"$nulls":6},""]
["State St Generating","7970_G_9",7970,"G","9",null,"Combustion Turbine","IC Engine","MIS_LMI","Michigan",26,"BRANCH",23,"26023",1.8,10745,2001,2012,"","","N","Distillate Fuel Oil","",{"$nulls":13},1.67,2.3354529520972003,2.3354529520972003,2.3354529520972003,2.3354529520972003,{"$nulls":6},""]
["Hutsonville","863_G_D1",863,"G","D1",null,"Combustion Turbine","IC Engine","MIS_IL","Illinois",17,"Crawford",33,"17033",3,12774,1968,2011,"","","N","Distillate Fuel Oil","",{"$nulls":13},1,2.3354529520972003,2.3354529520972003,2.3354529520972003,2.3354529520972003,{"$nulls":6},""]
["Oglesby","894_G_1",894,"G","1",null,"Combustion Turbine","Combustion Turbine","MIS_IL","Illinois",17,"La Salle",99,"17099",13.5,16538,1970,2013,"","","N","Natural Gas, Distillate Fuel Oil","",{"$nulls":13},1,0.4777602100541084,0.4777602100541084,0.4777602100541084,0.4777602100541084,{"$nulls":6},""]
["Oglesby","894_G_2",894,"G","2",null,"Combustion Turbine","Combustion Turbine","MIS_IL","Illinois",17,"La Salle",99,"17099",13.5,16313,1970,2013,"","","N","Natural Gas, Distillate Fuel Oil","",{"$nulls":13},1,0.4777602100541084,0.4777602100541084,0.4777602100541084,0.4777602100541084,{"$nulls":6},""]
["Oglesby","894_G_3",894,"G","3",null,"Combustion Turbine","Combustion Turbine","MIS_IL","Illinois",17,"La Salle",99,"17099",13.5,16313,1970,2013,"","","N","Natural Gas, Distillate Fuel Oil","",{"$nulls":13},1,0.4777602100541084,0.4777602100541084,0.4777602100541084,0.4777602100541084,{"$nulls":6},""]
["Oglesby","894_G_4",894,"G","4",null,"Combustion Turbine","Combustion Turbine","MIS_IL","Illinois",17,"La Salle",99,"17099",13.5,16313,1970,2013,"","","N","Natural Gas, Distillate Fuel Oil","",{"$nulls":13},1,0.4777602100541084,0.4777602100541084,0.4777602100541084,0.4777602100541084,{"$nulls":6},""]
["Stallings","895_G_1",895,"G","1",null,"Combustion Turbine","Combustion Turbine","MIS_IL","Illinois",17,"Madison",119,"17119",20.5,24990,1970,2013,"","","N","Natural Gas","",{"$nulls":13},1,0.4777602100541084,0.4777602100541084,0.4777602100541084,0.4777602100541084,{"$nulls":6},""]
["Stallings","895_G_2",895,"G","2",null,"Combustion Turbine","Combustion Turbine","MIS_IL","Illinois",17,"Madison",119,"17119",20.5,25000,1970,2013,"","","N","Natural Gas","",{"$nulls":13},1,0.4777602100541084,0.4777602100541084,0.4777602100541084,0.4777602100541084,{"$nulls":6},""]
["Stallings","895_G_3",895,"G","3",null,"Combustion Turbine","Combustion Turbine","MIS_IL","Illinois",17,"Madison",119,"17119",20.5,25000,1970,2013,"","","N","Natural Gas","",{"$nulls":13},1,0.4777602100541084,0.4777602100541084,0.4777602100541084,0.4777602100541084,{"$nulls":6},""]
["Stallings","895_G_4",895,"G","4",null,"Combustion Turbine","Combustion Turbine","MIS_IL","Illinois",17,"Madison",119,"17119",20.5,25000,1970,2013,"","","N","Natural Gas","",{"$nulls":13},1,0.4777602100541084,0.4777602100541084,0.4777602100541084,0.4777602100541084,{"$nulls":6},""]
["Peru","955_G_10",955,"G","10",null,"Combustion Turbine","IC Engine","MIS_IL","Illinois",17,"La Salle",99,"17099",2,12774,2003,2011,"","","N","Distillate Fuel Oil","",{"$nulls":13},1,2.3354529520972003,2.3354529520972003,2.3354529520972003,2.3354529520972003,{"$nulls":6},""]
["Peru","955_G_3",955,"G","3",null,"Combustion Turbine","IC Engine","MIS_IL","Illinois",17,"La Salle",99,"17099",1.8,12774,2002,2010,"","","N","Distillate Fuel Oil","",{"$nulls":13},1,2.3354529520972003,2.3354529520972003,2.3354529520972003,2.3354529520972003,{"$nulls":6},""]
["Peru","955_G_7",955,"G","7",null,"Combustion Turbine","IC Engine","MIS_IL","Illinois",17,"La Salle",99,"17099",1.8,12774,2002,2010,"","","N","Distillate Fuel Oil","",{"$nulls":13},1,2.3354529520972003,2.3354529520972003,2.3354529520972003,2.3354529520972003,{"$nulls":6},""]
["Peru","955_G_8",955,"G","8",null,"Combustion Turbine","IC Engine","MIS_IL","Illinois",17,"La Salle",99,"17099",2,12774,2003,2010,"","","N","Distillate Fuel Oil","",{"$nulls":13},1,2.3354529520972003,2.3354529520972003,2.3354529520972003,2.3354529520972003,{"$nulls":6},""]
["Peru","955_G_9",955,"G","9",null,"Combustion Turbine","IC Engine","MIS_IL","Illinois",17,"La Salle",99,"17099",2,12774,2003,2010,"","","N","Distillate Fuel Oil","",{"$nulls":13},1,2.3354529520972003,2.3354529520972003,2.3354529520972003,2.3354529520972003,{"$nulls":6},""]
["Peru","955_G_IC1",955,"G","IC1",null,"Combustion Turbine","IC Engine","MIS_IL","Illinois",17,"La Salle",99,"17099",6,12774,1973,2011,"","","N","Distillate Fuel Oil","",{"$nulls":13},1,2.3354529520972003,2.3354529520972003,2.3354529520972003,2.3354529520972003,{"$nulls":6},""]
["Peru","955_G_IC2",955,"G","IC2",null,"Combustion Turbine","IC Engine","MIS_IL","Illinois",17,"La Salle",99,"17099",1.8,12774,2000,2010,"","","N","Distillate Fuel Oil","",{"$nulls":13},1,2.3354529520972003,2.3354529520972003,2.3354529520972003,2.3354529520972003,{"$nulls":6},""]
["Peru","955_G_IC3",955,"G","IC3",null,"Combustion Turbine","IC Engine","MIS_IL","Illinois",17,"La Salle",99,"17099",1.8,12774,2000,2011,"","","N","Distillate Fuel Oil","",{"$nulls":13},1,2.3354529520972003,2.3354529520972003,2.3354529520972003,2.3354529520972003,{"$nulls":6},""]
["Rantoul","958_G_5",958,"G","5",null,"Combustion Turbine","IC Engine","MIS_IL","Illinois",17,"Champaign",19,"17019",0.7,10745,1964,2012,"","","N","Distillate Fuel Oil","",{"$nulls":14},2.3354529520972003,2.3354529520972003,2.3354529520972003,2.3354529520972003,{"$nulls":6},""]
["Palos Verdes Gas to Energy","10473_B_B501",10473,"B","B501",null,"Landfill Gas","","WECC_SCE","California",6,"Los Angeles",37,"06037",1.2,19906,1988,2011,"","","N","Landfill Gas","",{"$nulls":14},0.04394744404747715,0.04394744404747715,0.04394744404747715,0.04394744404747715,{"$nulls":6},""]
["Koppers Susquehanna Plant","10731_B_1",10731,"B","1",null,"Biomass","","PJM_WMAC","Pennsylvania",42,"LYCOMING",81,"42081",12,19992,1988,2013,"","","Y","Biomass","",{"$nulls":14},0.22926295483445053,0.22926295483445053,0.22926295483445053,0.22926295483445053,{"$nulls":6},""]
["Seaford Delaware Plant","10793_B_BLR5",10793,"B","BLR5",null,"O/G Steam","","PJM_EMAC","Delaware",10,"Sussex",5,"10005",9,8300,1939,2009,"","","Y","Natural Gas","",{"$nulls":4},"SCR",{"$nulls":9},0.016900196283803,0.016900196283803,0.016900196283803,0.016900196283803,{"$nulls":6},""]
["Saguaro","118_B_1",118,"B","1",null,"O/G Steam","","WECC_AZ","Arizona",4,"Pinal",21,"04021",110,13196,1954,2013,"","","N","Natural Gas, Residual Fuel Oil","",{"$nulls":13},1,0.1548,0.1548,0.1548,0.1548,{"$nulls":6},""]
["Saguaro","118_B_2",118,"B","2",null,"O/G Steam","","WECC_AZ","Arizona",4,"Pinal",21,"04021",100,13154,1955,2013,"","","N","Natural Gas, Residual Fuel Oil","",{"$nulls":13},1,0.0818,0.0818,0.0818,0.0818,{"$nulls":6},""]
["Pratt","1317_B_4",1317,"B","4",null,"O/G Steam","","SPP_N","Kansas",20,"Pratt",151,"20151",5.8,14500,1953,2012,"","","N","Natural Gas","",{"$nulls":14},0.23464734870002554,0.23464734870002554,0.23464734870002554,0.23464734870002554,{"$nulls":6},""]
["Garden City","1336_B_GC3",1336,"B","GC3",null,"O/G Steam","","SPP_N","Kansas",20,"Finney",55,"20055",8.7,12410,1962,2011,"","","N","Natural Gas","",{"$nulls":13},3,0.27543501532575165,0.27543501532575165,0.27543501532575165,0.27543501532575165,{"$nulls":6},""]
["Nine Mile Point","1403_B_1",1403,"B","1",null,"O/G Steam","","S_D_AMSO","Louisiana",22,"Jefferson",51,"22051",50,12176,1951,2011,"","","N","Natural Gas","",{"$nulls":13},5.260578604651162,0.0567,0.0567,0.0567,0.0567,{"$nulls":6},""]
["Nine Mile Point","1403_B_2",1403,"B","2",null,"O/G Steam","","S_D_AMSO","Louisiana",22,"Jefferson",51,"22051",107,10896,1953,2011,"","","N","Natural Gas, Distillate Fuel Oil","",{"$nulls":13},5.260578604651162,0.2602458860258394,0.2602458860258394,0.2602458860258394,0.2602458860258394,{"$nulls":6},""]
["Sterlington","1404_B_10",1404,"B","10",null,"O/G Steam","","S_D_REST","Louisiana",22,"Ouachita",73,"22073",212,10896,1958,2012,"","","N","Natural Gas","",{"$nulls":13},5.260578604651162,0.2602458860258394,0.2602458860258394,0.2602458860258394,0.2602458860258394,{"$nulls":6},""]
["Michoud","1409_B_1",1409,"B","1",null,"O/G Steam","","S_D_AMSO","Louisiana",22,"Orleans",71,"22071",65,13240,1957,2011,"","","N","Natural Gas","",{"$nulls":13},5.260578604651162,0.1024,0.1024,0.1024,0.1024,{"$nulls":6},""]
["Monroe","1448_B_10",1448,"B","10",null,"O/G Steam","","S_D_REST","Louisiana",22,"Ouachita",73,"22073",22,14500,1961,2011,"","","N","Natural Gas","",{"$nulls":13},5.260578604651162,0.28311387502798757,0.28311387502798757,0.28311387502798757,0.28311387502798757,{"$nulls":6},""]
["Monroe","1448_B_11",1448,"B","11",null,"O/G Steam","","S_D_REST","Louisiana",22,"Ouachita",73,"22073",33,14500,1965,2011,"","","N","Natural Gas","",{"$nulls":13},5.260578604651162,0.19679695515096948,0.19679695515096948,0.19679695515096948,0.19679695515096948,{"$nulls":6},""]
["Monroe","1448_B_12",1448,"B","12",null,"O/G Steam","","S_D_REST","Louisiana",22,"Ouachita",73,"22073",71,13240,1969,2011,"","","N","Natural Gas","",{"$nulls":13},5.260578604651162,0.2602458860258394,0.2602458860258394,0.2602458860258394,0.2602458860258394,{"$nulls":6},""]
["Riverside","1559_B_4",1559,"B","4",null,"O/G Steam","","PJM_SMAC","Maryland",24,"Baltimore",5,"24005",74,14500,1951,2015,"","","N","Natural Gas","",{"$nulls":13},0.0006,0.22890000000000002,0.22890000000000002,0.22890000000000002,0.22890000000000002,{"$nulls":6},""]
["Hamilton Moses","168_B_1",168,"B","1",null,"O/G Steam","","S_D_N_AR","Arkansas",5,"St. Francis",123,"05123",67,14500,1951,2013,"","","N","Natural Gas, Residual Fuel Oil","",{"$nulls":13},3.682405023255813,0.611,0.611,0.611,0.611,{"$nulls":6},""]
["Hamilton Moses","168_B_2",168,"B","2",null,"O/G Steam","","S_D_N_AR","Arkansas",5,"St. Francis",123,"05123",67,14500,1951,2013,"","","N","Natural Gas, Residual Fuel Oil","",{"$nulls":13},3.682405023255813,0.62,0.62,0.62,0.62,{"$nulls":6},""]
["Robert E Ritchie","173_B_1",173,"B","1",null,"O/G Steam","","S_D_N_AR","Arkansas",5,"Phillips",107,"05107",300,10896,1961,2013,"","","N","Natural Gas","",{"$nulls":14},0.28497888395988125,0.28497888395988125,0.28497888395988125,0.28497888395988125,{"$nulls":6},""]
["Owatonna","2003_B_6",2003,"B","6",null,"O/G Steam","","MIS_MNWI","Minnesota",27,"Steele",147,"27147",20.6,14500,1969,2011,"","","N","Natural Gas","",{"$nulls":13},4,0.2713157516014496,0.2713157516014496,0.2713157516014496,0.2713157516014496,{"$nulls":6},""]
["Delta","2051_B_1",2051,"B","1",null,"O/G Steam","","S_D_REST","Mississippi",28,"Bolivar",11,"28011",90,14500,1953,2015,"","","N","Natural Gas, Residual Fuel Oil","",{"$nulls":13},4.8,0.27197374607675545,0.27197374607675545,0.27197374607675545,0.27197374607675545,{"$nulls":6},""]
["Delta","2051_B_2",2051,"B","2",null,"O/G Steam","","S_D_REST","Mississippi",28,"Bolivar",11,"28011",87,14500,1953,2015,"","","N","Natural Gas, Residual Fuel Oil","",{"$nulls":13},4.8,0.27197374607675545,0.27197374607675545,0.27197374607675545,0.27197374607675545,{"$nulls":6},""]
["Natchez","2052_B_1",2052,"B","1",null,"O/G Steam","","S_D_REST","Mississippi",28,"Adams",1,"28001",73,13240,1951,2011,"","","N","Natural Gas","",{"$nulls":13},2.4,0.27197374607675545,0.27197374607675545,0.27197374607675545,0.27197374607675545,{"$nulls":6},""]
["Rex Brown","2053_B_1A",2053,"B","1A",null,"O/G Steam","","S_D_REST","Mississippi",28,"Hinds",49,"28049",7.5,14500,1977,2011,"","","N","Natural Gas, Residual Fuel Oil","",{"$nulls":13},4.8,0.18503010241324,0.18503010241324,0.18503010241324,0.18503010241324,{"$nulls":6},""]
["Sunrise","2326_B_1",2326,"B","1",null,"O/G Steam","","WECC_SNV","Nevada",32,"Clark",3,"32003",80,11806,1964,2011,"","","N","Natural Gas, Residual Fuel Oil","",{"$nulls":13},1.4000000000000001,0.29806045978099954,0.29806045978099954,0.29806045978099954,0.29806045978099954,{"$nulls":6},""]
["Tracy","2336_B_1",2336,"B","1",null,"O/G Steam","","WECC_NNV","Nevada",32,"Storey",29,"32029",53,12315,1963,2013,"","","N","Natural Gas, Distillate Fuel Oil","",{"$nulls":13},1.4000000000000001,0.29806045978099954,0.29806045978099954,0.29806045978099954,0.29806045978099954,{"$nulls":6},""]
["Tracy","2336_B_2",2336,"B","2",null,"O/G Steam","","WECC_NNV","Nevada",32,"Storey",29,"32029",83,12339,1965,2016,"","","N","Natural Gas, Residual Fuel Oil","",{"$nulls":13},0.8,0.253,0.253,0.253,0.253,{"$nulls":6},""]
["Rio Grande","2444_B_7",2444,"B","7",null,"O/G Steam","","WECC_NM","New Mexico",35,"Dona Ana",13,"35013",46,11486,1958,2014,"","","N","Natural Gas","",{"$nulls":13},0.68,0.11416392117790111,0.11416392117790111,0.11416392117790111,0.11416392117790111,{"$nulls":6},""]
["Animas","2465_B_3",2465,"B","3",null,"O/G Steam","","WECC_NM","New Mexico",35,"San Juan",45,"35045",9,14500,1958,2012,"","","N","Natural Gas","",{"$nulls":14},0.18860045038594314,0.18860045038594314,0.18860045038594314,0.18860045038594314,{"$nulls":6},""]
["Algodones","2475_B_1",2475,"B","1",null,"O/G Steam","","WECC_NM","New Mexico",35,"Sandoval",43,"35043",15,14500,1954,1987,"","","N","Natural Gas","",{"$nulls":14},0.18860045038594314,0.18860045038594314,0.18860045038594314,0.18860045038594314,{"$nulls":6},""]
["Algodones","2475_B_2",2475,"B","2",null,"O/G Steam","","WECC_NM","New Mexico",35,"Sandoval",43,"35043",15,14500,1954,1987,"","","N","Natural Gas","",{"$nulls":14},0.18860045038594314,0.18860045038594314,0.18860045038594314,0.18860045038594314,{"$nulls":6},""]
["Algodones","2475_B_3",2475,"B","3",null,"O/G Steam","","WECC_NM","New Mexico",35,"Sandoval",43,"35043",15,14500,1959,1987,"","","N","Natural Gas","",{"$nulls":14},0.18860045038594314,0.18860045038594314,0.18860045038594314,0.18860045038594314,{"$nulls":6},""]
["Far Rockaway","2513_B_40",2513,"B","40",null,"O/G Steam","","NY_Z_K","New York",36,"Queens",81,"36081",105,11772,1953,2012,"","","N","Natural Gas","",{"$nulls":13},0.6,0.08054247789590956,0.08054247789590956,0.08054247789590956,0.08054247789590956,{"$nulls":6},""]
["National Grid Glenwood Energy Center","2514_B_40",2514,"B","40",null,"O/G Steam","","NY_Z_K","New York",36,"Nassau",59,"36059",116,12865,1952,2012,"","","N","Natural Gas","",{"$nulls":13},0.74,0.060279625769551544,0.060279625769551544,0.060279625769551544,0.060279625769551544,{"$nulls":6},""]
["National Grid Glenwood Energy Center","2514_B_50",2514,"B","50",null,"O/G Steam","","NY_Z_K","New York",36,"Nassau",59,"36059",113,12872,1954,2012,"","","N","Natural Gas","",{"$nulls":13},0.74,0.06407083067016402,0.06407083067016402,0.06407083067016402,0.06407083067016402,{"$nulls":6},""]
["Dynegy Morro Bay LLC","259_B_1",259,"B","1",null,"O/G Steam","","WEC_CALN","California",6,"San Luis Obispo",79,"06079",163,10896,1956,2014,"","","N","Natural Gas","",{"$nulls":13},5.260578604651162,0.0208,0.0208,0.0208,0.0208,{"$nulls":6},""]
["Dynegy Morro Bay LLC","259_B_2",259,"B","2",null,"O/G Steam","","WEC_CALN","California",6,"San Luis Obispo",79,"06079",163,10896,1955,2014,"","","N","Natural Gas","",{"$nulls":13},5.260578604651162,0.0208,0.0208,0.0208,0.0208,{"$nulls":6},""]
["Dynegy Morro Bay LLC","259_B_3",259,"B","3",null,"O/G Steam","","WEC_CALN","California",6,"San Luis Obispo",79,"06079",337,9937,1962,2014,"","","N","Natural Gas","",{"$nulls":13},5.260578604651162,0.028858961476955106,0.028858961476955106,0.028858961476955106,0.028858961476955106,{"$nulls":6},""]
["Dynegy Morro Bay LLC","259_B_4",259,"B","4",null,"O/G Steam","","WEC_CALN","California",6,"San Luis Obispo",79,"06079",336,10019,1963,2014,"","","N","Natural Gas","",{"$nulls":13},5.260578604651162,0.028856906990775786,0.028856906990775786,0.028856906990775786,0.028856906990775786,{"$nulls":6},""]
["AES Huntington Beach LLC","335_B_3A",335,"B","3A",null,"O/G Steam","","WECC_SCE","California",6,"Orange",59,"06059",225,10839,2003,2012,"","","N","Natural Gas","",{"$nulls":4},"SCR",{"$nulls":8},0.2,0.004954567166182198,0.004954567166182198,0.004954567166182198,0.004954567166182198,{"$nulls":6},""]
["AES Huntington Beach LLC","335_B_4A",335,"B","4A",null,"O/G Steam","","WECC_SCE","California",6,"Orange",59,"06059",227,10832,2003,2012,"","","N","Natural Gas","",{"$nulls":4},"SCR",{"$nulls":8},0.2,0.006039480825282251,0.006039480825282251,0.006039480825282251,0.006039480825282251,{"$nulls":6},""]
["E S Joslin","3436_B_1",3436,"B","1",null,"O/G Steam","","ERC_REST","Texas",48,"CALHOUN",57,"48057",254,10896,1971,2005,"","","N","Natural Gas","",{"$nulls":14},0.20162116327339683,0.20162116327339683,0.20162116327339683,0.20162116327339683,{"$nulls":6},""]
["Plant X","3485_B_113B",3485,"B","113B",null,"O/G Steam","","SPP_SPS","Texas",48,"Lamb",279,"48279",93,10395,1955,2014,"","","N","Natural Gas","",{"$nulls":13},1.1573272930232559,0.12804517849193023,0.12804517849193023,0.12804517849193023,0.12804517849193023,{"$nulls":6},""]
["Plant X","3485_B_114B",3485,"B","114B",null,"O/G Steam","","SPP_SPS","Texas",48,"Lamb",279,"48279",200,10046,1964,2014,"","","N","Natural Gas, Distillate Fuel Oil","",{"$nulls":3},"LNC2",{"$nulls":9},1.1573272930232559,0.11589212532149933,0.11589212532149933,0.11589212532149933,0.11589212532149933,{"$nulls":6},""]
["El Centro","389_B_3",389,"B","3",null,"O/G Steam","","WECC_IID","California",6,"Imperial",25,"06025",42,13105,1993,2010,"","","N","Natural Gas, Residual Fuel Oil","",{"$nulls":13},0.74,0.0085,0.0085,0.0085,0.0085,{"$nulls":6},""]
["Haynes","400_B_5",400,"B","5",null,"O/G Steam","","WEC_LADW","California",6,"Los Angeles",37,"06037",292,9867,1966,2013,"","","N","Natural Gas, Residual Fuel Oil","",{"$nulls":4},"SCR",{"$nulls":8},0.74,0.004135312929793122,0.004135312929793122,0.004135312929793122,0.004135312929793122,{"$nulls":6},""]
["Haynes","400_B_6",400,"B","6",null,"O/G Steam","","WEC_LADW","California",6,"Los Angeles",37,"06037",238,10303,1967,2013,"","","N","Natural Gas, Residual Fuel Oil","",{"$nulls":4},"SCR",{"$nulls":8},0.74,0.004160149135348141,0.004160149135348141,0.004160149135348141,0.004160149135348141,{"$nulls":6},""]
["Scattergood","404_B_3",404,"B","3",null,"O/G Steam","","WEC_LADW","California",6,"Los Angeles",37,"06037",445,11371,1974,2016,"","","N","Natural Gas","",{"$nulls":4},"SCR",{"$nulls":8},0.74,3.6000000000000008E-3,3.6000000000000008E-3,3.6000000000000008E-3,3.6000000000000008E-3,{"$nulls":6},""]
["Pueblo","460_B_41",460,"B","41",null,"O/G Steam","","WECC_CO","Colorado",8,"Pueblo",101,"08101",9,8431,2001,2013,"","","N","Natural Gas","",{"$nulls":13},0.8,0.07302128427687161,0.07302128427687161,0.07302128427687161,0.07302128427687161,{"$nulls":6},""]
["Pueblo","460_B_49",460,"B","49",null,"O/G Steam","","WECC_CO","Colorado",8,"Pueblo",101,"08101",18.8,14500,1949,2013,"","","N","Natural Gas","",{"$nulls":13},1.5,0.2713157516014496,0.2713157516014496,0.2713157516014496,0.2713157516014496,{"$nulls":6},""]
["Thomas C Ferguson","4937_B_1",4937,"B","1",null,"O/G Steam","","ERC_REST","Texas",48,"Llano",299,"48299",420,11277,1974,2013,"","","N","Natural Gas","",{"$nulls":13},1.1573272930232559,0.09908360450855104,0.09908360450855104,0.09908360450855104,0.09908360450855104,{"$nulls":6},""]
["Sierra Pacific Loyalton Facility","50111_B_BLR1",50111,"B","BLR1",null,"Biomass","","WECC_NNV","California",6,"Sierra",91,"06091",11.8,22706,1989,2010,"","","N","Biomass","",{"$nulls":4},"SNCR",{"$nulls":9},0.22926295483445053,0.22926295483445053,0.22926295483445053,0.22926295483445053,{"$nulls":6},""]
["Rabun Gap Cogen Facility","50201_B_WB1",50201,"B","WB1",null,"Biomass","","S_SOU","Georgia",13,"RABUN",241,"13241",17,29448,2010,2010,"","","N","Biomass","",{"$nulls":14},0.22926295483445053,0.22926295483445053,0.22926295483445053,0.22926295483445053,{"$nulls":6},""]
["New Hanover County WASTEC","50271_B_1A",50271,"B","1A",null,"Municipal Solid Waste","","S_VACA","North Carolina",37,"New Hanover",129,"37129",1.2,19686,1991,2001,"","","N","MSW","Dry Scrubber",null,71,71,null,"SNCR",{"$nulls":9},0.161692308,0.161692308,0.161692308,0.161692308,0.08,0.08,0.08,{"$nulls":3},""]
["S D Warren Westbrook","50447_B_20",50447,"B","20",null,"O/G Steam","","NENG_ME","Maine",23,"Cumberland",5,"23005",10.1,8993,1982,2009,"","","Y","Residual Fuel Oil","",{"$nulls":13},1.579446141,0.22926295483445053,0.22926295483445053,0.22926295483445053,0.22926295483445053,{"$nulls":6},""]
["Clewiston Sugar House","50482_B_B1",50482,"B","B1",null,"Biomass","","FRCC","Florida",12,"Hendry",51,"12051",11.1,5379,1997,2004,"","","Y","Biomass","",{"$nulls":14},0.22926295483445053,0.22926295483445053,0.22926295483445053,0.22926295483445053,{"$nulls":6},""]
["Boralex Sherman LLC","50874_B_19425",50874,"B","19425",null,"Biomass","","NENG_ME","Maine",23,"Penobscot",19,"23019",21,16943,1986,2009,"","","Y","Biomass","",{"$nulls":14},0.22926295483445053,0.22926295483445053,0.22926295483445053,0.22926295483445053,{"$nulls":6},""]
["NRG Norwalk Harbor","548_B_1",548,"B","1",null,"O/G Steam","","NENG_CT","Connecticut",9,"Fairfield",1,"09001",162,11685,1960,2013,"","","N","Residual Fuel Oil","",null,73.2,73.2,null,"SNCR",{"$nulls":8},0.3,0.2317,0.2317,0.2317,0.2317,{"$nulls":6},""]
["NRG Norwalk Harbor","548_B_2",548,"B","2",null,"O/G Steam","","NENG_CT","Connecticut",9,"Fairfield",1,"09001",168,11801,1963,2013,"","","N","Residual Fuel Oil","",null,73.2,73.2,null,"SNCR",{"$nulls":8},0.3,0.1907,0.1907,0.1907,0.1907,{"$nulls":6},""]
["Savannah River Site Biomass Cogeneration","57138_B_HRSG1",57138,"B","HRSG1",null,"Biomass","","S_VACA","South Carolina",45,"Aiken",3,"45003",9,13500,2011,2011,"","","Y","Biomass","",{"$nulls":14},0.22926295483445053,0.22926295483445053,0.22926295483445053,0.22926295483445053,{"$nulls":6},""]
["Savannah River Site Biomass Cogeneration","57138_B_HRSG2",57138,"B","HRSG2",null,"Biomass","","S_VACA","South Carolina",45,"Aiken",3,"45003",9,13500,2011,2011,"","","Y","Biomass","",{"$nulls":14},0.22926295483445053,0.22926295483445053,0.22926295483445053,0.22926295483445053,{"$nulls":6},""]
["Sanford","620_B_PSN3",620,"B","PSN3",null,"O/G Steam","","FRCC","Florida",12,"Volusia",127,"12127",138,13372,1959,2012,"","","N","Natural Gas, Residual Fuel Oil","",{"$nulls":13},2.5,0.12850650339558292,0.12850650339558292,0.12850650339558292,0.12850650339558292,{"$nulls":6},""]
["Turkey Point","621_B_PTP2",621,"B","PTP2",null,"O/G Steam","","FRCC","Florida",12,"Miami-Dade",86,"12086",392,11766,1968,2013,"","","N","Natural Gas, Residual Fuel Oil","",{"$nulls":13},1,0.0325,0.0325,0.0325,0.0325,{"$nulls":6},""]
["John R Kelly","664_B_JRK7",664,"B","JRK7",null,"O/G Steam","","FRCC","Florida",12,"Alachua",1,"12001",23.2,14500,1961,2016,"","","N","Natural Gas, Residual Fuel Oil","",{"$nulls":13},2.75,0.18034418708324207,0.18034418708324207,0.18034418708324207,0.18034418708324207,{"$nulls":6},""]
["McManus","715_B_1",715,"B","1",null,"O/G Steam","","S_SOU","Georgia",13,"Glynn",127,"13127",43,14500,1952,2015,"","","N","Distillate Fuel Oil, Residual Fuel Oil","",{"$nulls":13},3.15,0.40929771970149553,0.40929771970149553,0.40929771970149553,0.40929771970149553,{"$nulls":6},""]
["McManus","715_B_2",715,"B","2",null,"O/G Steam","","S_SOU","Georgia",13,"Glynn",127,"13127",79,14500,1959,2015,"","","N","Distillate Fuel Oil, Residual Fuel Oil","",{"$nulls":13},3.15,0.3418686648199252,0.3418686648199252,0.3418686648199252,0.3418686648199252,{"$nulls":6},""]
["Kraft","733_B_4",733,"B","4",null,"O/G Steam","","S_SOU","Georgia",13,"Chatham",51,"13051",115,12066,1972,2016,"","","N","Natural Gas, Residual Fuel Oil","",{"$nulls":13},1.2,0.2108655754013271,0.2108655754013271,0.2108655754013271,0.2108655754013271,{"$nulls":6},""]
["Indian Trails Cogen 1","7384_B_1",7384,"B","1",null,"O/G Steam","","MIS_IL","Illinois",17,"Tazewell",179,"17179",3.3,14500,1995,2010,"","","Y","Natural Gas","",{"$nulls":13},0.0006,0.26811901099207935,0.26811901099207935,0.26811901099207935,0.26811901099207935,{"$nulls":6},""]
["Everett Cogen","7627_B_14",7627,"B","14",null,"Biomass","","WECC_PNW","Washington",53,"Snohomish",61,"53061",36,11844,1996,2011,"","","Y","Biomass","",{"$nulls":14},0.22926295483445053,0.22926295483445053,0.22926295483445053,0.22926295483445053,{"$nulls":6},""]
["Havana","891_B_1",891,"B","1",null,"O/G Steam","","MIS_IL","Illinois",17,"Mason",125,"17125",28,13403,1947,2013,"","","N","Residual Fuel Oil","",{"$nulls":13},1,0.20492667319370922,0.20492667319370922,0.20492667319370922,0.20492667319370922,{"$nulls":6},""]
["Havana","891_B_2",891,"B","2",null,"O/G Steam","","MIS_IL","Illinois",17,"Mason",125,"17125",28,13403,1947,2013,"","","N","Residual Fuel Oil","",{"$nulls":13},1,0.20492667319370922,0.20492667319370922,0.20492667319370922,0.20492667319370922,{"$nulls":6},""]
["Havana","891_B_3",891,"B","3",null,"O/G Steam","","MIS_IL","Illinois",17,"Mason",125,"17125",28,13403,1947,2013,"","","N","Residual Fuel Oil","",{"$nulls":13},1,0.20492667319370922,0.20492667319370922,0.20492667319370922,0.20492667319370922,{"$nulls":6},""]
["Havana","891_B_4",891,"B","4",null,"O/G Steam","","MIS_IL","Illinois",17,"Mason",125,"17125",28,13403,1948,2013,"","","N","Residual Fuel Oil","",{"$nulls":13},1,0.20492667319370922,0.20492667319370922,0.20492667319370922,0.20492667319370922,{"$nulls":6},""]
["Havana","891_B_5",891,"B","5",null,"O/G Steam","","MIS_IL","Illinois",17,"Mason",125,"17125",28,13403,1949,2013,"","","N","Residual Fuel Oil","",{"$nulls":13},1,0.20492667319370922,0.20492667319370922,0.20492667319370922,0.20492667319370922,{"$nulls":6},""]
["Havana","891_B_6",891,"B","6",null,"O/G Steam","","MIS_IL","Illinois",17,"Mason",125,"17125",28,11684,1950,2013,"","","N","Residual Fuel Oil","",{"$nulls":13},1,0.20492667319370922,0.20492667319370922,0.20492667319370922,0.20492667319370922,{"$nulls":6},""]
["Havana","891_B_7",891,"B","7",null,"O/G Steam","","MIS_IL","Illinois",17,"Mason",125,"17125",28,13403,1950,2013,"","","N","Residual Fuel Oil","",{"$nulls":13},1,0.2667,0.2667,0.2667,0.2667,{"$nulls":6},""]
["Havana","891_B_8",891,"B","8",null,"O/G Steam","","MIS_IL","Illinois",17,"Mason",125,"17125",28,13403,1950,2013,"","","N","Residual Fuel Oil","",{"$nulls":13},1,0.20492667319370922,0.20492667319370922,0.20492667319370922,0.20492667319370922,{"$nulls":6},""]
["Wood River","898_B_1",898,"B","1",null,"O/G Steam","","MIS_IL","Illinois",17,"Madison",119,"17119",39,14500,1949,2012,"","","N","Natural Gas","",{"$nulls":13},1,0.2713157516014496,0.2713157516014496,0.2713157516014496,0.2713157516014496,{"$nulls":6},""]
["Wood River","898_B_2",898,"B","2",null,"O/G Steam","","MIS_IL","Illinois",17,"Madison",119,"17119",39,14500,1949,2012,"","","N","Natural Gas","",{"$nulls":13},1,0.2713157516014496,0.2713157516014496,0.2713157516014496,0.2713157516014496,{"$nulls":6},""]
["Wood River","898_B_3",898,"B","3",null,"O/G Steam","","MIS_IL","Illinois",17,"Madison",119,"17119",39,14500,1950,2012,"","","N","Natural Gas","",{"$nulls":13},1,0.2713157516014496,0.2713157516014496,0.2713157516014496,0.2713157516014496,{"$nulls":6},""]
["Harding Street","990_B_10",990,"B","10",null,"O/G Steam","","MIS_INKY","Indiana",18,"Marion",97,"18097",35,10270,1947,2015,"","","N","Distillate Fuel Oil","",{"$nulls":13},0.35000000000000003,0.13639999999999997,0.13639999999999997,0.13639999999999997,0.13639999999999997,{"$nulls":6},""]
["Abilene Energy Center Combustion Turbine","1251_G_GT1",1251,"G","GT1",null,"Combustion Turbine","Combustion Turbine","SPP_N","Kansas",20,"Dickinson",41,"20041",64,17867,1973,2013,"","","N","Natural Gas","",{"$nulls":14},0.4123194975976651,0.4123194975976651,0.4123194975976651,0.4123194975976651,{"$nulls":6},""]
["Herington","1283_G_1",1283,"G","1",null,"Combustion Turbine","IC Engine","SPP_N","Kansas",20,"Dickinson",41,"20041",1.6,10745,1968,2012,"","","N","Natural Gas, Distillate Fuel Oil","",{"$nulls":14},2.3354529520972003,2.3354529520972003,2.3354529520972003,2.3354529520972003,{"$nulls":6},""]
["Herington","1283_G_2",1283,"G","2",null,"Combustion Turbine","IC Engine","SPP_N","Kansas",20,"Dickinson",41,"20041",1,10745,1962,2012,"","","N","Natural Gas, Distillate Fuel Oil","",{"$nulls":14},2.3354529520972003,2.3354529520972003,2.3354529520972003,2.3354529520972003,{"$nulls":6},""]
["Herington","1283_G_3",1283,"G","3",null,"Combustion Turbine","IC Engine","SPP_N","Kansas",20,"Dickinson",41,"20041",3.1,10745,1973,2012,"","","N","Natural Gas, Distillate Fuel Oil","",{"$nulls":14},2.3354529520972003,2.3354529520972003,2.3354529520972003,2.3354529520972003,{"$nulls":6},""]
["Herington","1283_G_5",1283,"G","5",null,"Combustion Turbine","IC Engine","SPP_N","Kansas",20,"Dickinson",41,"20041",0.9,10745,1951,2012,"","","N","Natural Gas, Distillate Fuel Oil","",{"$nulls":14},2.3354529520972003,2.3354529520972003,2.3354529520972003,2.3354529520972003,{"$nulls":6},""]
["Kaw","1294_G_1",1294,"G","1",null,"O/G Steam","","SPP_N","Kansas",20,"Wyandotte",209,"20209",42,14500,1955,2013,"","","N","Natural Gas","",{"$nulls":14},0.23464734870002554,0.23464734870002554,0.23464734870002554,0.23464734870002554,{"$nulls":6},""]
["Kaw","1294_G_2",1294,"G","2",null,"O/G Steam","","SPP_N","Kansas",20,"Wyandotte",209,"20209",42,14500,1957,2013,"","","N","Natural Gas","",{"$nulls":14},0.23464734870002554,0.23464734870002554,0.23464734870002554,0.23464734870002554,{"$nulls":6},""]
["Norton","1310_G_1",1310,"G","1",null,"Combustion Turbine","IC Engine","SPP_N","Kansas",20,"NORTON",137,"20137",0.9,12774,1955,2011,"","","N","Natural Gas","",{"$nulls":13},3,2.0543300185532067,2.0543300185532067,2.0543300185532067,2.0543300185532067,{"$nulls":6},""]
["Norton","1310_G_2",1310,"G","2",null,"Combustion Turbine","IC Engine","SPP_N","Kansas",20,"NORTON",137,"20137",1.3,12774,1960,2011,"","","N","Natural Gas","",{"$nulls":13},3,2.0543300185532067,2.0543300185532067,2.0543300185532067,2.0543300185532067,{"$nulls":6},""]
["Norton","1310_G_3",1310,"G","3",null,"Combustion Turbine","IC Engine","SPP_N","Kansas",20,"NORTON",137,"20137",2.4,12774,1963,2011,"","","N","Natural Gas","",{"$nulls":13},3,2.0543300185532067,2.0543300185532067,2.0543300185532067,2.0543300185532067,{"$nulls":6},""]
["Norton","1310_G_4",1310,"G","4",null,"Combustion Turbine","IC Engine","SPP_N","Kansas",20,"NORTON",137,"20137",3.1,12774,1968,2011,"","","N","Natural Gas","",{"$nulls":13},3,2.0543300185532067,2.0543300185532067,2.0543300185532067,2.0543300185532067,{"$nulls":6},""]
["Norton","1310_G_5",1310,"G","5",null,"Combustion Turbine","IC Engine","SPP_N","Kansas",20,"NORTON",137,"20137",2.2,12774,1977,2011,"","","N","Distillate Fuel Oil","",{"$nulls":13},3,2.3354529520972003,2.3354529520972003,2.3354529520972003,2.3354529520972003,{"$nulls":6},""]
["Oakely","1311_G_1",1311,"G","1",null,"Combustion Turbine","IC Engine","SPP_WEST","Kansas",20,"LOGAN",109,"20109",1.2,18000,1961,2012,"","","N","Natural Gas, Distillate Fuel Oil","",{"$nulls":13},3,2.0543300185532067,2.0543300185532067,2.0543300185532067,2.0543300185532067,{"$nulls":6},""]
["Oakely","1311_G_2",1311,"G","2",null,"Combustion Turbine","IC Engine","SPP_WEST","Kansas",20,"LOGAN",109,"20109",0.3,19458,1948,2012,"","","N","Distillate Fuel Oil","",{"$nulls":13},3,2.3354529520972003,2.3354529520972003,2.3354529520972003,2.3354529520972003,{"$nulls":6},""]
["Oakely","1311_G_4",1311,"G","4",null,"Combustion Turbine","IC Engine","SPP_WEST","Kansas",20,"LOGAN",109,"20109",0.8,18000,1956,2012,"","","N","Natural Gas, Distillate Fuel Oil","",{"$nulls":13},3,2.0543300185532067,2.0543300185532067,2.0543300185532067,2.0543300185532067,{"$nulls":6},""]
["Oakely","1311_G_6",1311,"G","6",null,"Combustion Turbine","IC Engine","SPP_WEST","Kansas",20,"LOGAN",109,"20109",3.2,18000,1973,2012,"","","N","Natural Gas, Distillate Fuel Oil","",{"$nulls":13},3,2.0543300185532067,2.0543300185532067,2.0543300185532067,2.0543300185532067,{"$nulls":6},""]
["Sabetha Power Plant","1320_G_4",1320,"G","4",null,"Combustion Turbine","IC Engine","SPP_N","Kansas",20,"Nemaha",131,"20131",0.7,12774,1950,2012,"","","N","Natural Gas, Distillate Fuel Oil","",{"$nulls":13},3,2.3354529520972003,2.3354529520972003,2.3354529520972003,2.3354529520972003,{"$nulls":6},""]
["Sabetha Power Plant","1320_G_8",1320,"G","8",null,"Combustion Turbine","IC Engine","SPP_N","Kansas",20,"Nemaha",131,"20131",2.1,12774,1978,2012,"","","N","Natural Gas, Distillate Fuel Oil","",{"$nulls":13},3,2.3354529520972003,2.3354529520972003,2.3354529520972003,2.3354529520972003,{"$nulls":6},""]
["San Onofre Nuclear Generating Station","360_G_2",360,"G","2",null,"Nuclear","","WECC_SCE","California",6,"San Diego",73,"06073",1094,10460,1983,2013,"","","N","Nuclear Fuel","",{"$nulls":14},0,0,0,0,{"$nulls":6},""]
["San Onofre Nuclear Generating Station","360_G_3",360,"G","3",null,"Nuclear","","WECC_SCE","California",6,"San Diego",73,"06073",1080,10460,1984,2013,"","","N","Nuclear Fuel","",{"$nulls":14},0,0,0,0,{"$nulls":6},""]
["Tillotson Rubber","50095_G_IC1",50095,"G","IC1",null,"Combustion Turbine","IC Engine","NENGREST","New Hampshire",33,"Coos",7,"33007",0.4,13652,1960,2012,"","","N","Distillate Fuel Oil","",{"$nulls":14},2.3354529520972003,2.3354529520972003,2.3354529520972003,2.3354529520972003,{"$nulls":6},""]
["Tillotson Rubber","50095_G_IC2",50095,"G","IC2",null,"Combustion Turbine","IC Engine","NENGREST","New Hampshire",33,"Coos",7,"33007",0.6,13652,1985,2012,"","","N","Distillate Fuel Oil","",{"$nulls":14},2.3354529520972003,2.3354529520972003,2.3354529520972003,2.3354529520972003,{"$nulls":6},""]
["Tillotson Rubber","50095_G_TG2",50095,"G","TG2",null,"Biomass","","NENGREST","New Hampshire",33,"Coos",7,"33007",0.6,4539,1996,2012,"","","Y","Biomass","",{"$nulls":14},0.22926295483445053,0.22926295483445053,0.22926295483445053,0.22926295483445053,{"$nulls":6},""]
["Tillotson Rubber","50095_G_TGI",50095,"G","TGI",null,"Biomass","","NENGREST","New Hampshire",33,"Coos",7,"33007",0.7,4539,1988,2012,"","","Y","Biomass","",{"$nulls":14},0.22926295483445053,0.22926295483445053,0.22926295483445053,0.22926295483445053,{"$nulls":6},""]
["Cytec 1, 2 & 3","56257_G_CY 1",56257,"G","CY 1",null,"Combustion Turbine","IC Engine","NENG_CT","Connecticut",9,"New Haven",9,"09009",2,10745,2005,2011,"","","N","Distillate Fuel Oil","",{"$nulls":4},"SCR",{"$nulls":9},2.3354529520972003,0.46709059041943995,2.3354529520972003,0.46709059041943995,{"$nulls":6},""]
["Cytec 1, 2 & 3","56257_G_CY 2",56257,"G","CY 2",null,"Combustion Turbine","IC Engine","NENG_CT","Connecticut",9,"New Haven",9,"09009",2,10745,2005,2011,"","","N","Distillate Fuel Oil","",{"$nulls":4},"SCR",{"$nulls":9},2.3354529520972003,0.46709059041943995,2.3354529520972003,0.46709059041943995,{"$nulls":6},""]
["Cytec 1, 2 & 3","56257_G_CY 3",56257,"G","CY 3",null,"Combustion Turbine","IC Engine","NENG_CT","Connecticut",9,"New Haven",9,"09009",2,10745,2006,2011,"","","N","Distillate Fuel Oil","",{"$nulls":4},"SCR",{"$nulls":9},2.3354529520972003,0.46709059041943995,2.3354529520972003,0.46709059041943995,{"$nulls":6},""]
["Hansel","672_G_21",672,"G","21",null,"Combined Cycle","","FRCC","Florida",12,"Osceola",97,"12097",30,15000,1983,2012,"","","N","Natural Gas, Distillate Fuel Oil","",{"$nulls":14},0.1991550614227658,0.1991550614227658,0.1991550614227658,0.1991550614227658,{"$nulls":6},""]
["Hansel","672_G_22",672,"G","22",null,"Combined Cycle","","FRCC","Florida",12,"Osceola",97,"12097",8,15000,1983,2012,"","","N","Natural Gas","",{"$nulls":14},0.1991550614227658,0.1991550614227658,0.1991550614227658,0.1991550614227658,{"$nulls":6},""]
["Hansel","672_G_23",672,"G","23",null,"Combined Cycle","","FRCC","Florida",12,"Osceola",97,"12097",8,15000,1983,2012,"","","N","Natural Gas","",{"$nulls":14},0.1991550614227658,0.1991550614227658,0.1991550614227658,0.1991550614227658,{"$nulls":6},""]
["Neosho","1243_B_7",1243,"B","7",null,"O/G Steam","","SPP_N","Kansas",20,"Labette",99,"20099",67,14500,1954,2012,"","","N","Natural Gas","",{"$nulls":13},3,0.6569774814058595,0.6569774814058595,0.6569774814058595,0.6569774814058595,{"$nulls":6},""]
["Kaw","1294_B_3",1294,"B","3",null,"O/G Steam","","SPP_N","Kansas",20,"Wyandotte",209,"20209",56,13240,1962,2013,"","","N","Natural Gas","",{"$nulls":14},0.27007712394917793,0.27007712394917793,0.27007712394917793,0.27007712394917793,{"$nulls":6},""]
["FirstEnergy Mitchell Power Station","3181_B_1",3181,"B","1",null,"O/G Steam","","PJM_AP","Pennsylvania",42,"Washington",125,"42125",27,14500,1948,2002,"","","N","Distillate Fuel Oil","",{"$nulls":13},0.5,0.1351,0.1351,0.1351,0.1351,{"$nulls":6},""]
["FirstEnergy Mitchell Power Station","3181_B_2",3181,"B","2",null,"O/G Steam","","PJM_AP","Pennsylvania",42,"Washington",125,"42125",27,14500,1949,2013,"","","N","Distillate Fuel Oil","",{"$nulls":13},0.5,0.12915,0.12915,0.12915,0.12915,{"$nulls":6},""]
["FirstEnergy Mitchell Power Station","3181_B_3",3181,"B","3",null,"O/G Steam","","PJM_AP","Pennsylvania",42,"Washington",125,"42125",27,10928,1949,2013,"","","N","Distillate Fuel Oil","",{"$nulls":13},0.6,0.1232,0.1232,0.1232,0.1232,{"$nulls":6},""]
["Cape Canaveral","609_B_PCC1",609,"B","PCC1",null,"O/G Steam","","FRCC","Florida",12,"Brevard",9,"12009",396,10863,1965,2010,"","","N","Residual Fuel Oil","",{"$nulls":13},2.75,0.12850650339558292,0.12850650339558292,0.12850650339558292,0.12850650339558292,{"$nulls":6},""]
["Cape Canaveral","609_B_PCC2",609,"B","PCC2",null,"O/G Steam","","FRCC","Florida",12,"Brevard",9,"12009",396,10934,1969,2010,"","","N","Residual Fuel Oil","",{"$nulls":13},2.75,0.12850650339558292,0.12850650339558292,0.12850650339558292,0.12850650339558292,{"$nulls":6},""]
["Cutler","610_B_PCU5",610,"B","PCU5",null,"O/G Steam","","FRCC","Florida",12,"Miami-Dade",86,"12086",68,13240,1954,2012,"","","N","Natural Gas","",{"$nulls":13},0.0006,0.24638831736155536,0.24638831736155536,0.24638831736155536,0.24638831736155536,{"$nulls":6},""]
["Cutler","610_B_PCU6",610,"B","PCU6",null,"O/G Steam","","FRCC","Florida",12,"Miami-Dade",86,"12086",137,10896,1955,2012,"","","N","Natural Gas","",{"$nulls":13},0.0006,0.24638831736155536,0.24638831736155536,0.24638831736155536,0.24638831736155536,{"$nulls":6},""]
["Port Everglades","617_B_PPE1",617,"B","PPE1",null,"O/G Steam","","FRCC","Florida",12,"Broward",11,"12011",213,12008,1960,2013,"","","N","Natural Gas, Residual Fuel Oil","",{"$nulls":13},1,0.19818771516498973,0.19818771516498973,0.19818771516498973,0.19818771516498973,{"$nulls":6},""]
["Port Everglades","617_B_PPE2",617,"B","PPE2",null,"O/G Steam","","FRCC","Florida",12,"Broward",11,"12011",213,11903,1961,2013,"","","N","Natural Gas, Residual Fuel Oil","",{"$nulls":13},1,0.17197778550959278,0.17197778550959278,0.17197778550959278,0.17197778550959278,{"$nulls":6},""]
["Port Everglades","617_B_PPE3",617,"B","PPE3",null,"O/G Steam","","FRCC","Florida",12,"Broward",11,"12011",387,11425,1964,2013,"","","N","Natural Gas, Residual Fuel Oil","",{"$nulls":13},1,0.2566543374314039,0.2566543374314039,0.2566543374314039,0.2566543374314039,{"$nulls":6},""]
["Port Everglades","617_B_PPE4",617,"B","PPE4",null,"O/G Steam","","FRCC","Florida",12,"Broward",11,"12011",392,11420,1965,2013,"","","N","Natural Gas, Residual Fuel Oil","",{"$nulls":13},1,0.23200341225943638,0.23200341225943638,0.23200341225943638,0.23200341225943638,{"$nulls":6},""]
["Riviera","619_B_PRV3",619,"B","PRV3",null,"O/G Steam","","FRCC","Florida",12,"Palm Beach",99,"12099",277,10896,1962,2011,"","","N","Residual Fuel Oil","",{"$nulls":13},2.75,0.3096552241725689,0.3096552241725689,0.3096552241725689,0.3096552241725689,{"$nulls":6},""]
["Riviera","619_B_PRV4",619,"B","PRV4",null,"O/G Steam","","FRCC","Florida",12,"Palm Beach",99,"12099",288,10896,1963,2011,"","","N","Residual Fuel Oil","",{"$nulls":13},2.75,0.34080626351591614,0.34080626351591614,0.34080626351591614,0.34080626351591614,{"$nulls":6},""]
["5 in 1 Dam Hydroelectric","10171_G_GEN1",10171,"G","GEN1",null,"Hydro","","MIS_IA","Iowa",19,"Linn",113,"19113",0.7,0,1986,2015,"","","N","Hydro","",{"$nulls":14},0,0,0,0,{"$nulls":6},""]
["5 in 1 Dam Hydroelectric","10171_G_GEN2",10171,"G","GEN2",null,"Hydro","","MIS_IA","Iowa",19,"Linn",113,"19113",0.7,0,1986,2015,"","","N","Hydro","",{"$nulls":14},0,0,0,0,{"$nulls":6},""]
["5 in 1 Dam Hydroelectric","10171_G_GEN3",10171,"G","GEN3",null,"Hydro","","MIS_IA","Iowa",19,"Linn",113,"19113",0.7,0,1986,2015,"","","N","Hydro","",{"$nulls":14},0,0,0,0,{"$nulls":6},""]
["Oakland Dam Hydroelectric","10433_G_1",10433,"G","1",null,"Hydro","","PJM_PENE","Pennsylvania",42,"Susquehanna",115,"42115",0.5,0,1985,2015,"","","N","Hydro","",{"$nulls":14},0,0,0,0,{"$nulls":6},""]
["Oakland Dam Hydroelectric","10433_G_2",10433,"G","2",null,"Hydro","","PJM_PENE","Pennsylvania",42,"Susquehanna",115,"42115",0.5,0,1985,2015,"","","N","Hydro","",{"$nulls":14},0,0,0,0,{"$nulls":6},""]
["CES Placerita Power Plant","10677_G_UNT2",10677,"G","UNT2",null,"Combined Cycle","","WECC_SCE","California",6,"Los Angeles",37,"06037",46,10502,1988,2015,"","","N","Natural Gas","",{"$nulls":14},0.008,0.008,0.008,0.008,{"$nulls":6},""]
["CES Placerita Power Plant","10677_G_UNT3",10677,"G","UNT3",null,"Combined Cycle","","WECC_SCE","California",6,"Los Angeles",37,"06037",23,10502,1988,2015,"","","N","Natural Gas","",{"$nulls":14},0.008,0.008,0.008,0.008,{"$nulls":6},""]
["Tecumseh Energy Center","1252_G_1",1252,"G","1",null,"Combustion Turbine","Combustion Turbine","SPP_N","Kansas",20,"Shawnee",177,"20177",18,22574,1972,2012,"","","N","Natural Gas, Distillate Fuel Oil","",{"$nulls":13},3,0.4777602100541084,0.4777602100541084,0.4777602100541084,0.4777602100541084,{"$nulls":6},""]
["Tecumseh Energy Center","1252_G_2",1252,"G","2",null,"Combustion Turbine","Combustion Turbine","SPP_N","Kansas",20,"Shawnee",177,"20177",19,22812,1972,2012,"","","N","Natural Gas, Distillate Fuel Oil","",{"$nulls":13},3,0.4777602100541084,0.4777602100541084,0.4777602100541084,0.4777602100541084,{"$nulls":6},""]
["Riverside","1559_G_GT6",1559,"G","GT6",null,"Combustion Turbine","Combustion Turbine","PJM_SMAC","Maryland",24,"Baltimore",5,"24005",115,18700,1970,2014,"","","N","Natural Gas, Distillate Fuel Oil","",{"$nulls":13},0.0006,0.21600000000000003,0.21600000000000003,0.21600000000000003,0.21600000000000003,{"$nulls":6},""]
["High Street Station","1670_G_3",1670,"G","3",null,"Combustion Turbine","IC Engine","NENGREST","Massachusetts",25,"ESSEX",9,"25009",0.7,12774,1941,2015,"","","N","Distillate Fuel Oil","",{"$nulls":13},0.7890867906976743,2.3354529520972003,2.3354529520972003,2.3354529520972003,2.3354529520972003,{"$nulls":6},""]
["Gaylord","1706_G_5",1706,"G","5",null,"Combustion Turbine","Combustion Turbine","MIS_LMI","Michigan",26,"Otsego",137,"26137",14,17662,1968,2010,"","","N","Natural Gas","",{"$nulls":13},1.67,0.5924394044715431,0.5924394044715431,0.5924394044715431,0.5924394044715431,{"$nulls":6},""]
["Albany","2113_G_3",2113,"G","3",null,"Combustion Turbine","IC Engine","MIS_MO","Missouri",29,"GENTRY",75,"29075",0.6,12774,1954,2015,"","","N","Distillate Fuel Oil","",{"$nulls":13},2.3,2.3354529520972003,2.3354529520972003,2.3354529520972003,2.3354529520972003,{"$nulls":6},""]
["Coal Canyon","226_G_1",226,"G","1",null,"Hydro","","WEC_CALN","California",6,"Butte",7,"06007",0.9,0,1907,2013,"","","N","Hydro","",{"$nulls":14},0,0,0,0,{"$nulls":6},""]
["B L England","2378_G_IC1",2378,"G","IC1",null,"Combustion Turbine","IC Engine","PJM_EMAC","New Jersey",34,"Cape May",9,"34009",2,11651,1961,2016,"","","N","Distillate Fuel Oil","",{"$nulls":13},0.32,0.2574,0.2574,0.2574,0.2574,{"$nulls":6},""]
["B L England","2378_G_IC2",2378,"G","IC2",null,"Combustion Turbine","IC Engine","PJM_EMAC","New Jersey",34,"Cape May",9,"34009",2,11671,1961,2016,"","","N","Distillate Fuel Oil","",{"$nulls":13},0.32,0.257,0.257,0.257,0.257,{"$nulls":6},""]
["B L England","2378_G_IC3",2378,"G","IC3",null,"Combustion Turbine","IC Engine","PJM_EMAC","New Jersey",34,"Cape May",9,"34009",2,11671,1961,2016,"","","N","Distillate Fuel Oil","",{"$nulls":13},0.32,0.257,0.257,0.257,0.257,{"$nulls":6},""]
["B L England","2378_G_IC4",2378,"G","IC4",null,"Combustion Turbine","IC Engine","PJM_EMAC","New Jersey",34,"Cape May",9,"34009",2,11671,1961,2016,"","","N","Distillate Fuel Oil","",{"$nulls":13},0.32,0.257,0.257,0.257,0.257,{"$nulls":6},""]
["Cedar Station","2380_G_CED1",2380,"G","CED1",null,"Combustion Turbine","Combustion Turbine","PJM_EMAC","New Jersey",34,"Ocean",29,"34029",44,16004,1972,2015,"","","N","Distillate Fuel Oil","",{"$nulls":13},2.1,0.1874,0.1874,0.1874,0.1874,{"$nulls":6},""]
["Cedar Station","2380_G_CED2",2380,"G","CED2",null,"Combustion Turbine","Combustion Turbine","PJM_EMAC","New Jersey",34,"Ocean",29,"34029",22.3,15967,1972,2015,"","","N","Distillate Fuel Oil","",{"$nulls":13},2.1,0.1878,0.1878,0.1878,0.1878,{"$nulls":6},""]
["Middle Station","2382_G_MID1",2382,"G","MID1",null,"Combustion Turbine","Combustion Turbine","PJM_EMAC","New Jersey",34,"Cape May",9,"34009",19.1,15495,1970,2015,"","","N","Distillate Fuel Oil","",{"$nulls":13},2.1,0.1936,0.1936,0.1936,0.1936,{"$nulls":6},""]
["Middle Station","2382_G_MID2",2382,"G","MID2",null,"Combustion Turbine","Combustion Turbine","PJM_EMAC","New Jersey",34,"Cape May",9,"34009",19.5,15486,1970,2015,"","","N","Distillate Fuel Oil","",{"$nulls":13},2.1,0.1937,0.1937,0.1937,0.1937,{"$nulls":6},""]
["Middle Station","2382_G_MID3",2382,"G","MID3",null,"Combustion Turbine","Combustion Turbine","PJM_EMAC","New Jersey",34,"Cape May",9,"34009",36,15489,1971,2015,"","","N","Distillate Fuel Oil","",{"$nulls":13},2.1,0.1936,0.1936,0.1936,0.1936,{"$nulls":6},""]
["Missouri Avenue","2383_G_MISB",2383,"G","MISB",null,"Combustion Turbine","Combustion Turbine","PJM_EMAC","New Jersey",34,"Atlantic",1,"34001",20.5,18736,1969,2015,"","","N","Distillate Fuel Oil","",{"$nulls":13},2.1,0.1601,0.1601,0.1601,0.1601,{"$nulls":6},""]
["Missouri Avenue","2383_G_MISC",2383,"G","MISC",null,"Combustion Turbine","Combustion Turbine","PJM_EMAC","New Jersey",34,"Atlantic",1,"34001",20.5,18738,1969,2015,"","","N","Distillate Fuel Oil","",{"$nulls":13},2.1,0.1601,0.1601,0.1601,0.1601,{"$nulls":6},""]
["Missouri Avenue","2383_G_MISD",2383,"G","MISD",null,"Combustion Turbine","Combustion Turbine","PJM_EMAC","New Jersey",34,"Atlantic",1,"34001",20.6,18734,1969,2015,"","","N","Distillate Fuel Oil","",{"$nulls":13},2.1,0.1601,0.1601,0.1601,0.1601,{"$nulls":6},""]
["Werner","2385_G_GT1",2385,"G","GT1",null,"Combustion Turbine","Combustion Turbine","PJM_EMAC","New Jersey",34,"Middlesex",23,"34023",53,25000,1972,2015,"","","N","Distillate Fuel Oil","",{"$nulls":13},0.203990689,0.12,0.12,0.12,0.12,{"$nulls":6},""]
["Werner","2385_G_GT2",2385,"G","GT2",null,"Combustion Turbine","Combustion Turbine","PJM_EMAC","New Jersey",34,"Middlesex",23,"34023",53,25000,1972,2015,"","","N","Distillate Fuel Oil","",{"$nulls":13},0.201937397,0.12,0.12,0.12,0.12,{"$nulls":6},""]
["Werner","2385_G_GT3",2385,"G","GT3",null,"Combustion Turbine","Combustion Turbine","PJM_EMAC","New Jersey",34,"Middlesex",23,"34023",53,25000,1972,2015,"","","N","Distillate Fuel Oil","",{"$nulls":13},0.194038401,0.12,0.12,0.12,0.12,{"$nulls":6},""]
["Werner","2385_G_GT4",2385,"G","GT4",null,"Combustion Turbine","Combustion Turbine","PJM_EMAC","New Jersey",34,"Middlesex",23,"34023",53,25000,1972,2015,"","","N","Distillate Fuel Oil","",{"$nulls":13},0.189809061,0.12,0.12,0.12,0.12,{"$nulls":6},""]
["Gilbert","2393_G_C1",2393,"G","C1",null,"Combustion Turbine","Combustion Turbine","PJM_EMAC","New Jersey",34,"Hunterdon",19,"34019",23,19594,1970,2015,"","","N","Natural Gas, Distillate Fuel Oil","",{"$nulls":13},0.26,0.10906332750941797,0.10906332750941797,0.10906332750941797,0.10906332750941797,{"$nulls":6},""]
["Gilbert","2393_G_C2",2393,"G","C2",null,"Combustion Turbine","Combustion Turbine","PJM_EMAC","New Jersey",34,"Hunterdon",19,"34019",25,19595,1970,2015,"","","N","Natural Gas, Distillate Fuel Oil","",{"$nulls":13},0.26,0.10906332750941797,0.10906332750941797,0.10906332750941797,0.10906332750941797,{"$nulls":6},""]
["Gilbert","2393_G_C3",2393,"G","C3",null,"Combustion Turbine","Combustion Turbine","PJM_EMAC","New Jersey",34,"Hunterdon",19,"34019",25,19595,1970,2015,"","","N","Natural Gas, Distillate Fuel Oil","",{"$nulls":13},0.26,0.10906332750941797,0.10906332750941797,0.10906332750941797,0.10906332750941797,{"$nulls":6},""]
["Gilbert","2393_G_C4",2393,"G","C4",null,"Combustion Turbine","Combustion Turbine","PJM_EMAC","New Jersey",34,"Hunterdon",19,"34019",25,19595,1970,2015,"","","N","Natural Gas, Distillate Fuel Oil","",{"$nulls":13},0.26,0.10906332750941797,0.10906332750941797,0.10906332750941797,0.10906332750941797,{"$nulls":6},""]
["PSEG Burlington Generating Station","2399_G_111",2399,"G","111",null,"Combustion Turbine","Combustion Turbine","PJM_EMAC","New Jersey",34,"Burlington",5,"34005",46.3,10745,1972,2015,"","","N","Distillate Fuel Oil","",{"$nulls":13},0.32,0.2791,0.2791,0.2791,0.2791,{"$nulls":6},""]
["PSEG Burlington Generating Station","2399_G_112",2399,"G","112",null,"Combustion Turbine","Combustion Turbine","PJM_EMAC","New Jersey",34,"Burlington",5,"34005",46,10745,1972,2015,"","","N","Distillate Fuel Oil","",{"$nulls":13},0.32,0.2791,0.2791,0.2791,0.2791,{"$nulls":6},""]
["PSEG Burlington Generating Station","2399_G_113",2399,"G","113",null,"Combustion Turbine","Combustion Turbine","PJM_EMAC","New Jersey",34,"Burlington",5,"34005",46.2,10745,1972,2015,"","","N","Distillate Fuel Oil","",{"$nulls":13},0.32,0.2791,0.2791,0.2791,0.2791,{"$nulls":6},""]
["PSEG Burlington Generating Station","2399_G_114",2399,"G","114",null,"Combustion Turbine","Combustion Turbine","PJM_EMAC","New Jersey",34,"Burlington",5,"34005",46,10745,1972,2015,"","","N","Distillate Fuel Oil","",{"$nulls":13},0.32,0.2791,0.2791,0.2791,0.2791,{"$nulls":6},""]
["PSEG Burlington Generating Station","2399_G_91",2399,"G","91",null,"Combustion Turbine","Combustion Turbine","PJM_EMAC","New Jersey",34,"Burlington",5,"34005",48.8,10745,1972,2015,"","","N","Distillate Fuel Oil","",{"$nulls":13},0.32,0.2791,0.2791,0.2791,0.2791,{"$nulls":6},""]
["PSEG Burlington Generating Station","2399_G_92",2399,"G","92",null,"Combustion Turbine","Combustion Turbine","PJM_EMAC","New Jersey",34,"Burlington",5,"34005",47,10745,1972,2015,"","","N","Distillate Fuel Oil","",{"$nulls":13},0.32,0.2791,0.2791,0.2791,0.2791,{"$nulls":6},""]
["PSEG Burlington Generating Station","2399_G_93",2399,"G","93",null,"Combustion Turbine","Combustion Turbine","PJM_EMAC","New Jersey",34,"Burlington",5,"34005",48,10745,1972,2015,"","","N","Distillate Fuel Oil","",{"$nulls":13},0.32,0.2791,0.2791,0.2791,0.2791,{"$nulls":6},""]
["PSEG Burlington Generating Station","2399_G_94",2399,"G","94",null,"Combustion Turbine","Combustion Turbine","PJM_EMAC","New Jersey",34,"Burlington",5,"34005",47,10745,1972,2015,"","","N","Distillate Fuel Oil","",{"$nulls":13},0.32,0.2791,0.2791,0.2791,0.2791,{"$nulls":6},""]
["PSEG Edison Generating Station","2400_G_11",2400,"G","11",null,"Combustion Turbine","Combustion Turbine","PJM_EMAC","New Jersey",34,"Middlesex",23,"34023",44.1,15361,1971,2015,"","","N","Natural Gas, Distillate Fuel Oil","",{"$nulls":13},0.21,0.1432,0.1432,0.1432,0.1432,{"$nulls":6},""]
["PSEG Edison Generating Station","2400_G_12",2400,"G","12",null,"Combustion Turbine","Combustion Turbine","PJM_EMAC","New Jersey",34,"Middlesex",23,"34023",42.8,15361,1971,2015,"","","N","Natural Gas, Distillate Fuel Oil","",{"$nulls":13},0.21,0.1432,0.1432,0.1432,0.1432,{"$nulls":6},""]
["PSEG Edison Generating Station","2400_G_13",2400,"G","13",null,"Combustion Turbine","Combustion Turbine","PJM_EMAC","New Jersey",34,"Middlesex",23,"34023",43.6,15361,1971,2015,"","","N","Natural Gas, Distillate Fuel Oil","",{"$nulls":13},0.21,0.1432,0.1432,0.1432,0.1432,{"$nulls":6},""]
["PSEG Edison Generating Station","2400_G_14",2400,"G","14",null,"Combustion Turbine","Combustion Turbine","PJM_EMAC","New Jersey",34,"Middlesex",23,"34023",43.1,15361,1971,2015,"","","N","Natural Gas, Distillate Fuel Oil","",{"$nulls":13},0.21,0.1432,0.1432,0.1432,0.1432,{"$nulls":6},""]
["PSEG Edison Generating Station","2400_G_21",2400,"G","21",null,"Combustion Turbine","Combustion Turbine","PJM_EMAC","New Jersey",34,"Middlesex",23,"34023",43,15361,1971,2015,"","","N","Natural Gas, Distillate Fuel Oil","",{"$nulls":13},0.21,0.1432,0.1432,0.1432,0.1432,{"$nulls":6},""]
["PSEG Edison Generating Station","2400_G_22",2400,"G","22",null,"Combustion Turbine","Combustion Turbine","PJM_EMAC","New Jersey",34,"Middlesex",23,"34023",44,15361,1971,2015,"","","N","Natural Gas, Distillate Fuel Oil","",{"$nulls":13},0.21,0.1432,0.1432,0.1432,0.1432,{"$nulls":6},""]
["PSEG Edison Generating Station","2400_G_23",2400,"G","23",null,"Combustion Turbine","Combustion Turbine","PJM_EMAC","New Jersey",34,"Middlesex",23,"34023",42.8,15361,1971,2015,"","","N","Natural Gas, Distillate Fuel Oil","",{"$nulls":13},0.21,0.1432,0.1432,0.1432,0.1432,{"$nulls":6},""]
["PSEG Edison Generating Station","2400_G_24",2400,"G","24",null,"Combustion Turbine","Combustion Turbine","PJM_EMAC","New Jersey",34,"Middlesex",23,"34023",43.9,15361,1971,2015,"","","N","Natural Gas, Distillate Fuel Oil","",{"$nulls":13},0.21,0.1432,0.1432,0.1432,0.1432,{"$nulls":6},""]
["PSEG Edison Generating Station","2400_G_31",2400,"G","31",null,"Combustion Turbine","Combustion Turbine","PJM_EMAC","New Jersey",34,"Middlesex",23,"34023",42.6,15361,1971,2015,"","","N","Natural Gas, Distillate Fuel Oil","",{"$nulls":13},0.21,0.1432,0.1432,0.1432,0.1432,{"$nulls":6},""]
["PSEG Edison Generating Station","2400_G_32",2400,"G","32",null,"Combustion Turbine","Combustion Turbine","PJM_EMAC","New Jersey",34,"Middlesex",23,"34023",43.7,15361,1971,2015,"","","N","Natural Gas, Distillate Fuel Oil","",{"$nulls":13},0.21,0.1432,0.1432,0.1432,0.1432,{"$nulls":6},""]
["PSEG Edison Generating Station","2400_G_33",2400,"G","33",null,"Combustion Turbine","Combustion Turbine","PJM_EMAC","New Jersey",34,"Middlesex",23,"34023",43.1,15361,1971,2015,"","","N","Natural Gas, Distillate Fuel Oil","",{"$nulls":13},0.21,0.1432,0.1432,0.1432,0.1432,{"$nulls":6},""]
["PSEG Edison Generating Station","2400_G_34",2400,"G","34",null,"Combustion Turbine","Combustion Turbine","PJM_EMAC","New Jersey",34,"Middlesex",23,"34023",43.1,15361,1971,2015,"","","N","Natural Gas, Distillate Fuel Oil","",{"$nulls":13},0.21,0.1432,0.1432,0.1432,0.1432,{"$nulls":6},""]
["PSEG Essex Generating Station","2401_G_101",2401,"G","101",null,"Combustion Turbine","Combustion Turbine","PJM_EMAC","New Jersey",34,"Essex",13,"34013",44,14898,1971,2015,"","","N","Natural Gas, Distillate Fuel Oil","",{"$nulls":13},0.21,0.1476,0.1476,0.1476,0.1476,{"$nulls":6},""]
["PSEG Essex Generating Station","2401_G_102",2401,"G","102",null,"Combustion Turbine","Combustion Turbine","PJM_EMAC","New Jersey",34,"Essex",13,"34013",43.6,14898,1971,2015,"","","N","Natural Gas, Distillate Fuel Oil","",{"$nulls":13},0.21,0.1476,0.1476,0.1476,0.1476,{"$nulls":6},""]
["PSEG Essex Generating Station","2401_G_103",2401,"G","103",null,"Combustion Turbine","Combustion Turbine","PJM_EMAC","New Jersey",34,"Essex",13,"34013",43.6,14898,1971,2015,"","","N","Natural Gas, Distillate Fuel Oil","",{"$nulls":13},0.21,0.1476,0.1476,0.1476,0.1476,{"$nulls":6},""]
["PSEG Essex Generating Station","2401_G_104",2401,"G","104",null,"Combustion Turbine","Combustion Turbine","PJM_EMAC","New Jersey",34,"Essex",13,"34013",44.6,14898,1971,2015,"","","N","Natural Gas, Distillate Fuel Oil","",{"$nulls":13},0.21,0.1476,0.1476,0.1476,0.1476,{"$nulls":6},""]
["PSEG Essex Generating Station","2401_G_111",2401,"G","111",null,"Combustion Turbine","Combustion Turbine","PJM_EMAC","New Jersey",34,"Essex",13,"34013",46.1,14898,1971,2015,"","","N","Natural Gas, Distillate Fuel Oil","",{"$nulls":13},0.21,0.1476,0.1476,0.1476,0.1476,{"$nulls":6},""]
["PSEG Essex Generating Station","2401_G_112",2401,"G","112",null,"Combustion Turbine","Combustion Turbine","PJM_EMAC","New Jersey",34,"Essex",13,"34013",47.6,14898,1971,2015,"","","N","Natural Gas, Distillate Fuel Oil","",{"$nulls":13},0.21,0.1476,0.1476,0.1476,0.1476,{"$nulls":6},""]
["PSEG Essex Generating Station","2401_G_113",2401,"G","113",null,"Combustion Turbine","Combustion Turbine","PJM_EMAC","New Jersey",34,"Essex",13,"34013",46.1,14898,1971,2015,"","","N","Natural Gas, Distillate Fuel Oil","",{"$nulls":13},0.21,0.1476,0.1476,0.1476,0.1476,{"$nulls":6},""]
["PSEG Essex Generating Station","2401_G_114",2401,"G","114",null,"Combustion Turbine","Combustion Turbine","PJM_EMAC","New Jersey",34,"Essex",13,"34013",46.1,14898,1971,2015,"","","N","Natural Gas, Distillate Fuel Oil","",{"$nulls":13},0.21,0.1476,0.1476,0.1476,0.1476,{"$nulls":6},""]
["PSEG Essex Generating Station","2401_G_121",2401,"G","121",null,"Combustion Turbine","Combustion Turbine","PJM_EMAC","New Jersey",34,"Essex",13,"34013",46.6,14898,1971,2015,"","","N","Natural Gas, Distillate Fuel Oil","",{"$nulls":13},0.21,0.1476,0.1476,0.1476,0.1476,{"$nulls":6},""]
["PSEG Essex Generating Station","2401_G_122",2401,"G","122",null,"Combustion Turbine","Combustion Turbine","PJM_EMAC","New Jersey",34,"Essex",13,"34013",46.8,14898,1971,2015,"","","N","Natural Gas, Distillate Fuel Oil","",{"$nulls":13},0.21,0.1476,0.1476,0.1476,0.1476,{"$nulls":6},""]
["PSEG Essex Generating Station","2401_G_123",2401,"G","123",null,"Combustion Turbine","Combustion Turbine","PJM_EMAC","New Jersey",34,"Essex",13,"34013",47.6,14898,1971,2015,"","","N","Natural Gas, Distillate Fuel Oil","",{"$nulls":13},0.21,0.1476,0.1476,0.1476,0.1476,{"$nulls":6},""]
["PSEG Essex Generating Station","2401_G_124",2401,"G","124",null,"Combustion Turbine","Combustion Turbine","PJM_EMAC","New Jersey",34,"Essex",13,"34013",46.6,14898,1971,2015,"","","N","Natural Gas, Distillate Fuel Oil","",{"$nulls":13},0.21,0.06925299526188462,0.06925299526188462,0.06925299526188462,0.06925299526188462,{"$nulls":6},""]
["Danskammer Generating Station","2480_G_5",2480,"G","5",null,"Combustion Turbine","IC Engine","NY_Z_G-I","New York",36,"Orange",71,"36071",2.5,10745,1967,2013,"","","N","Distillate Fuel Oil","",{"$nulls":14},1.994526973,1.994526973,1.994526973,1.994526973,{"$nulls":6},""]
["Danskammer Generating Station","2480_G_6",2480,"G","6",null,"Combustion Turbine","IC Engine","NY_Z_G-I","New York",36,"Orange",71,"36071",2.5,10745,1967,2013,"","","N","Distillate Fuel Oil","",{"$nulls":14},1.994526973,1.994526973,1.994526973,1.994526973,{"$nulls":6},""]
["Ravenswood","2500_G_GT8",2500,"G","GT8",null,"Combustion Turbine","Combustion Turbine","NY_Z_J","New York",36,"Queens",81,"36081",20,17662,1969,2015,"","","N","Natural Gas, Distillate Fuel Oil","",{"$nulls":13},0.315889228,0.430700319,0.430700319,0.430700319,0.430700319,{"$nulls":6},""]
["E F Barrett","2511_G_7",2511,"G","7",null,"Combustion Turbine","Combustion Turbine","NY_Z_K","New York",36,"Nassau",59,"36059",16.6,17613,1970,2011,"","","N","Natural Gas, Distillate Fuel Oil","",{"$nulls":13},1.052964094,0.35406220203987054,0.35406220203987054,0.35406220203987054,0.35406220203987054,{"$nulls":6},""]
["Rochester 5","2641_G_2",2641,"G","2",null,"Hydro","","NY_Z_A&B","New York",36,"Monroe",55,"36055",12.9,0,1918,2015,"","","N","Hydro","",{"$nulls":14},0,0,0,0,{"$nulls":6},""]
["Rochester 5","2641_G_HY1",2641,"G","HY1",null,"Hydro","","NY_Z_A&B","New York",36,"Monroe",55,"36055",12.9,0,1918,2015,"","","N","Hydro","",{"$nulls":14},0,0,0,0,{"$nulls":6},""]
["Rochester 5","2641_G_HY3",2641,"G","HY3",null,"Hydro","","NY_Z_A&B","New York",36,"Monroe",55,"36055",18,0,1927,2015,"","","N","Hydro","",{"$nulls":14},0,0,0,0,{"$nulls":6},""]
["Wiscoy 170","2646_G_1",2646,"G","1",null,"Hydro","","NY_Z_A&B","New York",36,"Allegany",3,"36003",0.6,0,1922,2015,"","","N","Hydro","",{"$nulls":14},0,0,0,0,{"$nulls":6},""]
["Wiscoy 170","2646_G_2",2646,"G","2",null,"Hydro","","NY_Z_A&B","New York",36,"Allegany",3,"36003",0.4,0,1922,2015,"","","N","Hydro","",{"$nulls":14},0,0,0,0,{"$nulls":6},""]
["Greenport","2681_G_2",2681,"G","2",null,"Combustion Turbine","IC Engine","NY_Z_K","New York",36,"Suffolk",103,"36103",1.5,12774,1997,2015,"","","N","Natural Gas, Distillate Fuel Oil","",{"$nulls":13},1.052964094,1.994526973,1.994526973,1.994526973,1.994526973,{"$nulls":6},""]
["Greenport","2681_G_7",2681,"G","7",null,"Combustion Turbine","IC Engine","NY_Z_K","New York",36,"Suffolk",103,"36103",1.6,12774,1997,2015,"","","N","Natural Gas, Distillate Fuel Oil","",{"$nulls":13},1.052964094,1.994526973,1.994526973,1.994526973,1.994526973,{"$nulls":6},""]
["Cape Fear","2708_G_1B",2708,"G","1B",null,"Combined Cycle","","S_VACA","North Carolina",37,"Chatham",37,"37037",11,15000,1969,2012,"","","N","Distillate Fuel Oil","",{"$nulls":13},2.3,1.1998320726112315,1.1998320726112315,1.1998320726112315,1.1998320726112315,{"$nulls":6},""]
["Lee","2709_G_GT1",2709,"G","GT1",null,"Combustion Turbine","Combustion Turbine","S_VACA","North Carolina",37,"Wayne",191,"37191",12,25000,1968,2012,"","","N","Distillate Fuel Oil","",{"$nulls":13},2.3000000000000003,1.2002259022179669,1.2002259022179669,1.2002259022179669,1.2002259022179669,{"$nulls":6},""]
["Lee","2709_G_GT2",2709,"G","GT2",null,"Combustion Turbine","Combustion Turbine","S_VACA","North Carolina",37,"Wayne",191,"37191",21,25000,1971,2012,"","","N","Distillate Fuel Oil","",{"$nulls":13},2.3000000000000003,1.2001132888305246,1.2001132888305246,1.2001132888305246,1.2001132888305246,{"$nulls":6},""]
["Lee","2709_G_GT3",2709,"G","GT3",null,"Combustion Turbine","Combustion Turbine","S_VACA","North Carolina",37,"Wayne",191,"37191",21,25000,1971,2012,"","","N","Distillate Fuel Oil","",{"$nulls":13},2.3000000000000003,1.2,1.2,1.2,1.2,{"$nulls":6},""]
["Lee","2709_G_GT4",2709,"G","GT4",null,"Combustion Turbine","Combustion Turbine","S_VACA","North Carolina",37,"Wayne",191,"37191",21,25000,1971,2012,"","","N","Distillate Fuel Oil","",{"$nulls":13},2.3000000000000003,1.2015,1.2015,1.2015,1.2015,{"$nulls":6},""]
["Kitty Hawk","2757_G_GT1",2757,"G","GT1",null,"Combustion Turbine","Combustion Turbine","PJM_Dom","North Carolina",37,"Dare",55,"37055",16,25000,1971,2011,"","","N","Distillate Fuel Oil","",{"$nulls":13},2.3000000000000003,1.2002259022179669,1.2002259022179669,1.2002259022179669,1.2002259022179669,{"$nulls":6},""]
["Kitty Hawk","2757_G_GT2",2757,"G","GT2",null,"Combustion Turbine","Combustion Turbine","PJM_Dom","North Carolina",37,"Dare",55,"37055",15,25000,1971,2011,"","","N","Distillate Fuel Oil","",{"$nulls":13},2.3000000000000003,1.2002259022179669,1.2002259022179669,1.2002259022179669,1.2002259022179669,{"$nulls":6},""]
["Williston","2791_G_2",2791,"G","2",null,"Combustion Turbine","Combustion Turbine","MIS_MAPP","North Dakota",38,"Williams",105,"38105",4.7,19311,1953,2012,"","","N","Natural Gas","",{"$nulls":13},3,0.4777602100541084,0.4777602100541084,0.4777602100541084,0.4777602100541084,{"$nulls":6},""]
["Geysers Unit 5-20","286_G_U10",286,"G","U10",null,"Geothermal","","WEC_CALN","California",6,"Sonoma",97,"06097",30,9760,1973,2015,"","","N","Geothermal","",{"$nulls":14},0,0,0,0,0.3713,0.3713,0.3713,{"$nulls":3},""]
["Geysers Unit 5-20","286_G_U9",286,"G","U9",null,"Geothermal","","WEC_CALN","California",6,"Sonoma",97,"06097",30,9760,1973,2015,"","","N","Geothermal","",{"$nulls":14},0,0,0,0,0.3713,0.3713,0.3713,{"$nulls":3},""]
["Webbers Falls","2987_G_3",2987,"G","3",null,"Hydro","","SPP_WEST","Oklahoma",40,"Muskogee",101,"40101",23,0,1973,2015,"","","N","Hydro","",{"$nulls":14},0,0,0,0,{"$nulls":6},""]
["Powerdale","3031_G_1",3031,"G","1",null,"Hydro","","WECC_PNW","Oregon",41,"Hood River",27,"41027",6,0,1923,2007,"","","N","Hydro","",{"$nulls":14},0,0,0,0,{"$nulls":6},""]
["Brunot Island","3096_G_1B",3096,"G","1B",null,"Combustion Turbine","Combustion Turbine","PJM_West","Pennsylvania",42,"Allegheny",3,"42003",15,19053,1972,2011,"","","N","Distillate Fuel Oil","",{"$nulls":13},0.5,0.6055514995983419,0.6055514995983419,0.6055514995983419,0.6055514995983419,{"$nulls":6},""]
["Brunot Island","3096_G_1C",3096,"G","1C",null,"Combustion Turbine","Combustion Turbine","PJM_West","Pennsylvania",42,"Allegheny",3,"42003",15,19053,1972,2011,"","","N","Distillate Fuel Oil","",{"$nulls":13},0.5,0.6055514995983419,0.6055514995983419,0.6055514995983419,0.6055514995983419,{"$nulls":6},""]
["Schuylkill Generating Station","3169_G_IC1",3169,"G","IC1",null,"Combustion Turbine","IC Engine","PJM_EMAC","Pennsylvania",42,"Philadelphia",101,"42101",2.7,12774,1967,2013,"","","N","Distillate Fuel Oil","",{"$nulls":13},0.6,2.3354529520972003,2.3354529520972003,2.3354529520972003,2.3354529520972003,{"$nulls":6},""]
["Eagle Mountain","3489_G_1",3489,"G","1",2405,"O/G Steam","","ERC_REST","Texas",48,"Tarrant",439,"48439",115,10896,1954,2012,"","","N","Natural Gas, Residual Fuel Oil","",{"$nulls":3},"BOOS",{"$nulls":9},1.16,0.20162116327339683,0.20162116327339683,0.20162116327339683,0.20162116327339683,{"$nulls":6},""]
["Eagle Mountain","3489_G_2",3489,"G","2",2406,"O/G Steam","","ERC_REST","Texas",48,"Tarrant",439,"48439",175,10896,1956,2012,"","","N","Natural Gas, Residual Fuel Oil","",{"$nulls":3},"BOOS + LNB",{"$nulls":9},1.16,0.20162116327339683,0.20162116327339683,0.20162116327339683,0.20162116327339683,{"$nulls":6},""]
["Eagle Mountain","3489_G_3",3489,"G","3",2407,"O/G Steam","","ERC_REST","Texas",48,"Tarrant",439,"48439",375,10896,1971,2012,"","","N","Natural Gas","",{"$nulls":3},"LNB",{"$nulls":9},1.16,0.20162116327339683,0.20162116327339683,0.20162116327339683,0.20162116327339683,{"$nulls":6},""]
["Morgan Creek","3492_G_5",3492,"G","5",null,"O/G Steam","","ERC_WEST","Texas",48,"Mitchell",335,"48335",175,10896,1959,2005,"","","N","Natural Gas, Residual Fuel Oil","",{"$nulls":3},"CM",{"$nulls":9},1.16,0.20162116327339683,0.20162116327339683,0.20162116327339683,0.20162116327339683,{"$nulls":6},""]
["Morgan Creek","3492_G_6",3492,"G","6",null,"O/G Steam","","ERC_WEST","Texas",48,"Mitchell",335,"48335",511,10896,1966,2005,"","","N","Natural Gas, Residual Fuel Oil","",{"$nulls":3},"BOOS + FR",{"$nulls":9},1.16,0.14399196483367707,0.14399196483367707,0.14399196483367707,0.14399196483367707,{"$nulls":6},""]
["Morris Sheppard","3557_G_1",3557,"G","1",null,"Hydro","","ERC_REST","Texas",48,"Palo Pinto",363,"48363",12,0,1942,2013,"","","N","Hydro","",{"$nulls":14},0,0,0,0,{"$nulls":6},""]
["Morris Sheppard","3557_G_2",3557,"G","2",null,"Hydro","","ERC_REST","Texas",48,"Palo Pinto",363,"48363",12,0,1942,2013,"","","N","Hydro","",{"$nulls":14},0,0,0,0,{"$nulls":6},""]
["Bountiful City","3665_G_2",3665,"G","2",null,"Combustion Turbine","IC Engine","WECC_UT","Utah",49,"Davis",11,"49011",1.2,12774,1959,2011,"","","N","Natural Gas, Distillate Fuel Oil","",{"$nulls":13},0.85,2.0543300185532067,2.0543300185532067,2.0543300185532067,2.0543300185532067,{"$nulls":6},""]
["Bountiful City","3665_G_6",3665,"G","6",null,"Combustion Turbine","IC Engine","WECC_UT","Utah",49,"Davis",11,"49011",2.5,12774,1962,2011,"","","N","Natural Gas, Distillate Fuel Oil","",{"$nulls":13},0.85,2.0543300185532067,2.0543300185532067,2.0543300185532067,2.0543300185532067,{"$nulls":6},""]
["Prairie River","378_G_1",378,"G","1",null,"Hydro","","MIS_MNWI","Minnesota",27,"Itasca",61,"27061",0.3,0,1920,2015,"","","N","Hydro","",{"$nulls":14},0,0,0,0,{"$nulls":6},""]
["Prairie River","378_G_2",378,"G","2",null,"Hydro","","MIS_MNWI","Minnesota",27,"Itasca",61,"27061",0.3,0,1920,2015,"","","N","Hydro","",{"$nulls":14},0,0,0,0,{"$nulls":6},""]
["Chesapeake","3803_G_10",3803,"G","10",null,"Combustion Turbine","Combustion Turbine","PJM_Dom","Virginia",51,"Chesapeake",550,"51550",16,20917,1970,2011,"","","N","Distillate Fuel Oil","",{"$nulls":13},2.64,0.7653828280223779,0.7653828280223779,0.7653828280223779,0.7653828280223779,{"$nulls":6},""]
["Nine Mile","3869_G_1",3869,"G","1",null,"Hydro","","WECC_PNW","Washington",53,"Spokane",63,"53063",8.9,0,1910,2015,"","","N","Hydro","",{"$nulls":14},0,0,0,0,{"$nulls":6},""]
["Wanapum","3888_G_2",3888,"G","2",null,"Hydro","","WECC_PNW","Washington",53,"Grant",25,"53025",97,0,1963,2012,"","","N","Hydro","",{"$nulls":14},0,0,0,0,{"$nulls":6},""]
["Biron","3971_G_6",3971,"G","6",null,"Hydro","","MIS_WUMS","Wisconsin",55,"Wood",141,"55141",0.4,0,1896,2015,"","","N","Hydro","",{"$nulls":14},0,0,0,0,{"$nulls":6},""]
["Wisconsin Rapids","3974_G_6",3974,"G","6",null,"Hydro","","MIS_WUMS","Wisconsin",55,"Wood",141,"55141",0.3,0,1903,2015,"","","N","Hydro","",{"$nulls":14},0,0,0,0,{"$nulls":6},""]
["Wisconsin Rapids","3974_G_8",3974,"G","8",null,"Hydro","","MIS_WUMS","Wisconsin",55,"Wood",141,"55141",0.3,0,1903,2015,"","","N","Hydro","",{"$nulls":14},0,0,0,0,{"$nulls":6},""]
["Union Carbide Seadrift Cogen","50150_G_IGT",50150,"G","IGT",null,"Combined Cycle","","ERC_REST","Texas",48,"Calhoun",57,"48057",12,9714,1969,2015,"","","N","Natural Gas","",{"$nulls":14},0.25592513171924164,0.25592513171924164,0.25592513171924164,0.25592513171924164,{"$nulls":6},""]
["Porterdale Hydro","50242_G_TB-1",50242,"G","TB-1",null,"Hydro","","S_SOU","Georgia",13,"Newton",217,"13217",0.7,0,1982,2015,"","","N","Hydro","",{"$nulls":14},0,0,0,0,{"$nulls":6},""]
["Porterdale Hydro","50242_G_TB-2",50242,"G","TB-2",null,"Hydro","","S_SOU","Georgia",13,"Newton",217,"13217",0.7,0,1982,2015,"","","N","Hydro","",{"$nulls":14},0,0,0,0,{"$nulls":6},""]
["TXU Sweetwater Generating Plant","50615_G_GT01",50615,"G","GT01",null,"Combined Cycle","","ERC_WEST","Texas",48,"Nolan",353,"48353",41,10320,1989,2009,"","","Y","Natural Gas","",{"$nulls":14},0.14054600938967135,0.14054600938967135,0.14054600938967135,0.14054600938967135,{"$nulls":6},""]
["TXU Sweetwater Generating Plant","50615_G_GT02",50615,"G","GT02",null,"Combined Cycle","","ERC_WEST","Texas",48,"Nolan",353,"48353",86,10320,1989,2009,"","","N","Natural Gas","",{"$nulls":14},0.14054600938967135,0.14054600938967135,0.14054600938967135,0.14054600938967135,{"$nulls":6},""]
["TXU Sweetwater Generating Plant","50615_G_GT03",50615,"G","GT03",null,"Combined Cycle","","ERC_WEST","Texas",48,"Nolan",353,"48353",86,10320,1989,2009,"","","N","Natural Gas","",{"$nulls":14},0.14054600938967135,0.14054600938967135,0.14054600938967135,0.14054600938967135,{"$nulls":6},""]
["Lilliwaup Falls Generating","50700_G_4735",50700,"G","4735",null,"Hydro","","WECC_PNW","Washington",53,"Mason",45,"53045",0.2,0,1986,2015,"","","N","Hydro","",{"$nulls":14},0,0,0,0,{"$nulls":6},""]
["Lilliwaup Falls Generating","50700_G_4736",50700,"G","4736",null,"Hydro","","WECC_PNW","Washington",53,"Mason",45,"53045",0.2,0,1986,2015,"","","N","Hydro","",{"$nulls":14},0,0,0,0,{"$nulls":6},""]
["Lilliwaup Falls Generating","50700_G_4737",50700,"G","4737",null,"Hydro","","WECC_PNW","Washington",53,"Mason",45,"53045",0.2,0,1986,2015,"","","N","Hydro","",{"$nulls":14},0,0,0,0,{"$nulls":6},""]
["Lilliwaup Falls Generating","50700_G_4738",50700,"G","4738",null,"Hydro","","WECC_PNW","Washington",53,"Mason",45,"53045",0.2,0,1986,2015,"","","N","Hydro","",{"$nulls":14},0,0,0,0,{"$nulls":6},""]
["Lilliwaup Falls Generating","50700_G_4739",50700,"G","4739",null,"Hydro","","WECC_PNW","Washington",53,"Mason",45,"53045",0.2,0,1986,2015,"","","N","Hydro","",{"$nulls":14},0,0,0,0,{"$nulls":6},""]
["Lilliwaup Falls Generating","50700_G_4740",50700,"G","4740",null,"Hydro","","WECC_PNW","Washington",53,"Mason",45,"53045",0.2,0,1986,2015,"","","N","Hydro","",{"$nulls":14},0,0,0,0,{"$nulls":6},""]
["Lilliwaup Falls Generating","50700_G_4741",50700,"G","4741",null,"Hydro","","WECC_PNW","Washington",53,"Mason",45,"53045",0.2,0,1986,2015,"","","N","Hydro","",{"$nulls":14},0,0,0,0,{"$nulls":6},""]
["Steamboat 1","50763_G_OE11",50763,"G","OE11",null,"Geothermal","","WECC_NNV","Nevada",32,"Washoe",31,"32031",0.9,9760,1986,2015,"","","N","Geothermal","",{"$nulls":14},0,0,0,0,0.4563,0.4563,0.4563,{"$nulls":3},""]
["Steamboat 1","50763_G_OE12",50763,"G","OE12",null,"Geothermal","","WECC_NNV","Nevada",32,"Washoe",31,"32031",0.9,9760,1986,2015,"","","N","Geothermal","",{"$nulls":14},0,0,0,0,0.4563,0.4563,0.4563,{"$nulls":3},""]
["Steamboat 1","50763_G_OE13",50763,"G","OE13",null,"Geothermal","","WECC_NNV","Nevada",32,"Washoe",31,"32031",0.9,9760,1986,2015,"","","N","Geothermal","",{"$nulls":14},0,0,0,0,0.4563,0.4563,0.4563,{"$nulls":3},""]
["Steamboat 1","50763_G_OE14",50763,"G","OE14",null,"Geothermal","","WECC_NNV","Nevada",32,"Washoe",31,"32031",0.9,9760,1986,2015,"","","N","Geothermal","",{"$nulls":14},0,0,0,0,0.4563,0.4563,0.4563,{"$nulls":3},""]
["Steamboat 1","50763_G_OE21",50763,"G","OE21",null,"Geothermal","","WECC_NNV","Nevada",32,"Washoe",31,"32031",0.9,9760,1986,2015,"","","N","Geothermal","",{"$nulls":14},0,0,0,0,0.4563,0.4563,0.4563,{"$nulls":3},""]
["Steamboat 1","50763_G_OE22",50763,"G","OE22",null,"Geothermal","","WECC_NNV","Nevada",32,"Washoe",31,"32031",0.9,9760,1986,2015,"","","N","Geothermal","",{"$nulls":14},0,0,0,0,0.4563,0.4563,0.4563,{"$nulls":3},""]
["Steamboat 1","50763_G_OE23",50763,"G","OE23",null,"Geothermal","","WECC_NNV","Nevada",32,"Washoe",31,"32031",0.9,9760,1986,2015,"","","N","Geothermal","",{"$nulls":14},0,0,0,0,0.4563,0.4563,0.4563,{"$nulls":3},""]
["Ivy River Hydro","50890_G_GEN1",50890,"G","GEN1",null,"Hydro","","S_VACA","North Carolina",37,"Madison",115,"37115",0.2,0,1985,2015,"","","N","Hydro","",{"$nulls":14},0,0,0,0,{"$nulls":6},""]
["Ivy River Hydro","50890_G_GEN2",50890,"G","GEN2",null,"Hydro","","S_VACA","North Carolina",37,"Madison",115,"37115",0.2,0,1985,2015,"","","N","Hydro","",{"$nulls":14},0,0,0,0,{"$nulls":6},""]
["Ivy River Hydro","50890_G_GEN3",50890,"G","GEN3",null,"Hydro","","S_VACA","North Carolina",37,"Madison",115,"37115",0.2,0,1985,2015,"","","N","Hydro","",{"$nulls":14},0,0,0,0,{"$nulls":6},""]
["Ivy River Hydro","50890_G_GEN4",50890,"G","GEN4",null,"Hydro","","S_VACA","North Carolina",37,"Madison",115,"37115",0.2,0,1985,2015,"","","N","Hydro","",{"$nulls":14},0,0,0,0,{"$nulls":6},""]
["Ivy River Hydro","50890_G_GEN5",50890,"G","GEN5",null,"Hydro","","S_VACA","North Carolina",37,"Madison",115,"37115",0.2,0,1985,2015,"","","N","Hydro","",{"$nulls":14},0,0,0,0,{"$nulls":6},""]
["Ivy River Hydro","50890_G_GEN6",50890,"G","GEN6",null,"Hydro","","S_VACA","North Carolina",37,"Madison",115,"37115",0.2,0,1985,2015,"","","N","Hydro","",{"$nulls":14},0,0,0,0,{"$nulls":6},""]
["Herkimer","52057_G_01",52057,"G","01",null,"Hydro","","NY_Z_C&E","New York",36,"Herkimer",43,"36043",0.1,0,1987,2015,"","","N","Hydro","",{"$nulls":14},0,0,0,0,{"$nulls":6},""]
["Herkimer","52057_G_02",52057,"G","02",null,"Hydro","","NY_Z_C&E","New York",36,"Herkimer",43,"36043",0.1,0,1987,2015,"","","N","Hydro","",{"$nulls":14},0,0,0,0,{"$nulls":6},""]
["Herkimer","52057_G_03",52057,"G","03",null,"Hydro","","NY_Z_C&E","New York",36,"Herkimer",43,"36043",0.1,0,1987,2015,"","","N","Hydro","",{"$nulls":14},0,0,0,0,{"$nulls":6},""]
["Herkimer","52057_G_04",52057,"G","04",null,"Hydro","","NY_Z_C&E","New York",36,"Herkimer",43,"36043",0.1,0,1987,2015,"","","N","Hydro","",{"$nulls":14},0,0,0,0,{"$nulls":6},""]
["Steamboat 1A Power Plant","52138_G_DE32",52138,"G","DE32",null,"Geothermal","","WECC_NNV","Nevada",32,"Washoe",31,"32031",0.9,9760,1988,2015,"","","N","Geothermal","",{"$nulls":14},0,0,0,0,0.4563,0.4563,0.4563,{"$nulls":3},""]
["Yuma","524_G_3",524,"G","3",null,"Combustion Turbine","IC Engine","WECC_CO","Colorado",8,"Yuma",125,"08125",0.2,12774,1938,2015,"","","N","Distillate Fuel Oil","",{"$nulls":13},1.2,2.3354529520972003,2.3354529520972003,2.3354529520972003,2.3354529520972003,{"$nulls":6},""]
["Wythe Park Power Petersburg Plant","54045_G_1",54045,"G","1",null,"Fossil Waste","","PJM_Dom","Virginia",51,"Petersburg",730,"51730",3,10745,1989,2013,"","","N","Fossil Waste","",{"$nulls":13},2.64,0.08560208286506267,0.08560208286506267,0.08560208286506267,0.08560208286506267,{"$nulls":6},""]
["Upper Androscoggin","54202_G_2",54202,"G","2",null,"Hydro","","NENG_ME","Maine",23,"Androscoggin",1,"23001",0.5,0,1920,2015,"","","N","Hydro","",{"$nulls":14},0,0,0,0,{"$nulls":6},""]
["Alvarado Hydro Facility","54242_G_AHF",54242,"G","AHF",null,"Hydro","","WEC_SDGE","California",6,"San Diego",73,"06073",1.4,0,1985,2011,"","","N","Hydro","",{"$nulls":14},0,0,0,0,{"$nulls":6},""]
["CTV Power Purchase Contract Trust","54300_G_SX1S",54300,"G","SX1S",null,"Wind","","WECC_SCE","California",6,"Kern",29,"06029",0.1,0,1985,2015,"","","N","Wind","",{"$nulls":14},0,0,0,0,{"$nulls":6},""]
["Berlin Gorham","54639_G_GOR1",54639,"G","GOR1",null,"Hydro","","NENGREST","New Hampshire",33,"Coos",7,"33007",1.2,0,1920,2015,"","","N","Hydro","",{"$nulls":14},0,0,0,0,{"$nulls":6},""]
["Small Hydro of Texas","55000_G_01",55000,"G","01",null,"Hydro","","ERC_REST","Texas",48,"DeWitt",123,"48123",0.4,0,1992,2015,"","","N","Hydro","",{"$nulls":14},0,0,0,0,{"$nulls":6},""]
["Small Hydro of Texas","55000_G_02",55000,"G","02",null,"Hydro","","ERC_REST","Texas",48,"DeWitt",123,"48123",0.4,0,1993,2015,"","","N","Hydro","",{"$nulls":14},0,0,0,0,{"$nulls":6},""]
["Small Hydro of Texas","55000_G_03",55000,"G","03",null,"Hydro","","ERC_REST","Texas",48,"DeWitt",123,"48123",0.4,0,1993,2015,"","","N","Hydro","",{"$nulls":14},0,0,0,0,{"$nulls":6},""]
["Biodyne Pontiac","55054_G_1",55054,"G","1",null,"Landfill Gas","","MIS_IL","Illinois",17,"Livingston",105,"17105",4.2,19311,1999,2015,"","","N","Landfill Gas","",{"$nulls":14},0.04394744404747715,0.04394744404747715,0.04394744404747715,0.04394744404747715,{"$nulls":6},""]
["Biodyne Pontiac","55054_G_3",55054,"G","3",null,"Landfill Gas","","MIS_IL","Illinois",17,"Livingston",105,"17105",4.2,19311,1999,2015,"","","N","Landfill Gas","",{"$nulls":14},0.04394744404747715,0.04394744404747715,0.04394744404747715,0.04394744404747715,{"$nulls":6},""]
["Biodyne Pontiac","55054_G_GEN2",55054,"G","GEN2",null,"Landfill Gas","","MIS_IL","Illinois",17,"Livingston",105,"17105",4.2,19311,2000,2015,"","","N","Landfill Gas","",{"$nulls":14},0.04394744404747715,0.04394744404747715,0.04394744404747715,0.04394744404747715,{"$nulls":6},""]
["Biodyne Peoria","55057_G_001",55057,"G","001",null,"Landfill Gas","","MIS_IL","Illinois",17,"Peoria",143,"17143",0.8,13500,1997,2015,"","","N","Landfill Gas","",{"$nulls":14},0.04394744404747715,0.04394744404747715,0.04394744404747715,0.04394744404747715,{"$nulls":6},""]
["Biodyne Peoria","55057_G_002",55057,"G","002",null,"Landfill Gas","","MIS_IL","Illinois",17,"Peoria",143,"17143",0.8,13500,1997,2015,"","","N","Landfill Gas","",{"$nulls":14},0.04394744404747715,0.04394744404747715,0.04394744404747715,0.04394744404747715,{"$nulls":6},""]
["Biodyne Peoria","55057_G_004",55057,"G","004",null,"Landfill Gas","","MIS_IL","Illinois",17,"Peoria",143,"17143",0.8,13500,1997,2015,"","","N","Landfill Gas","",{"$nulls":14},0.04394744404747715,0.04394744404747715,0.04394744404747715,0.04394744404747715,{"$nulls":6},""]
["Biodyne Peoria","55057_G_005",55057,"G","005",null,"Landfill Gas","","MIS_IL","Illinois",17,"Peoria",143,"17143",0.8,13500,1997,2015,"","","N","Landfill Gas","",{"$nulls":14},0.04394744404747715,0.04394744404747715,0.04394744404747715,0.04394744404747715,{"$nulls":6},""]
["Biodyne Lyons","55060_G_001",55060,"G","001",null,"Landfill Gas","","PJM_COMD","Illinois",17,"Cook",31,"17031",0.9,13500,1997,2015,"","","N","Landfill Gas","",{"$nulls":14},0.04394744404747715,0.04394744404747715,0.04394744404747715,0.04394744404747715,{"$nulls":6},""]
["Biodyne Lyons","55060_G_002",55060,"G","002",null,"Landfill Gas","","PJM_COMD","Illinois",17,"Cook",31,"17031",0.9,13500,1997,2015,"","","N","Landfill Gas","",{"$nulls":14},0.04394744404747715,0.04394744404747715,0.04394744404747715,0.04394744404747715,{"$nulls":6},""]
["Biodyne Lyons","55060_G_004",55060,"G","004",null,"Landfill Gas","","PJM_COMD","Illinois",17,"Cook",31,"17031",0.9,13500,1997,2015,"","","N","Landfill Gas","",{"$nulls":14},0.04394744404747715,0.04394744404747715,0.04394744404747715,0.04394744404747715,{"$nulls":6},""]
["New Albany Energy Facility","55080_G_1",55080,"G","1",null,"Combustion Turbine","Combustion Turbine","S_C_TVA","Mississippi",28,"Union",145,"28145",60,14384,1999,2015,"","","N","Natural Gas","",{"$nulls":13},4.8,0.05946663521647439,0.05946663521647439,0.05946663521647439,0.05946663521647439,{"$nulls":6},""]
["New Albany Energy Facility","55080_G_2",55080,"G","2",null,"Combustion Turbine","Combustion Turbine","S_C_TVA","Mississippi",28,"Union",145,"28145",60,14384,1999,2015,"","","N","Natural Gas","",{"$nulls":13},4.8,0.05946663521647439,0.05946663521647439,0.05946663521647439,0.05946663521647439,{"$nulls":6},""]
["New Albany Energy Facility","55080_G_3",55080,"G","3",null,"Combustion Turbine","Combustion Turbine","S_C_TVA","Mississippi",28,"Union",145,"28145",60,14384,1999,2015,"","","N","Natural Gas","",{"$nulls":13},4.8,0.05946663521647439,0.05946663521647439,0.05946663521647439,0.05946663521647439,{"$nulls":6},""]
["New Albany Energy Facility","55080_G_4",55080,"G","4",null,"Combustion Turbine","Combustion Turbine","S_C_TVA","Mississippi",28,"Union",145,"28145",60,14384,1999,2015,"","","N","Natural Gas","",{"$nulls":13},4.8,0.05946663521647439,0.05946663521647439,0.05946663521647439,0.05946663521647439,{"$nulls":6},""]
["New Albany Energy Facility","55080_G_5",55080,"G","5",null,"Combustion Turbine","Combustion Turbine","S_C_TVA","Mississippi",28,"Union",145,"28145",60,14384,1999,2015,"","","N","Natural Gas","",{"$nulls":13},4.8,0.05946663521647439,0.05946663521647439,0.05946663521647439,0.05946663521647439,{"$nulls":6},""]
["New Albany Energy Facility","55080_G_6",55080,"G","6",null,"Combustion Turbine","Combustion Turbine","S_C_TVA","Mississippi",28,"Union",145,"28145",60,14384,1999,2015,"","","N","Natural Gas","",{"$nulls":13},4.8,0.05946663521647439,0.05946663521647439,0.05946663521647439,0.05946663521647439,{"$nulls":6},""]
["Balefill LFG Project","55159_G_UNT1",55159,"G","UNT1",null,"Landfill Gas","","PJM_EMAC","New Jersey",34,"BERGEN",3,"34003",0.1,13500,1998,2010,"","","N","Landfill Gas","",{"$nulls":14},0.04394744404747715,0.04394744404747715,0.04394744404747715,0.04394744404747715,{"$nulls":6},""]
["Balefill LFG Project","55159_G_UNT2",55159,"G","UNT2",null,"Landfill Gas","","PJM_EMAC","New Jersey",34,"BERGEN",3,"34003",0.1,13500,1998,2010,"","","N","Landfill Gas","",{"$nulls":14},0.04394744404747715,0.04394744404747715,0.04394744404747715,0.04394744404747715,{"$nulls":6},""]
["Washington Parish Energy Center","55486_G_CTG1",55486,"G","CTG1",null,"Combined Cycle","","S_D_AMSO","Louisiana",22,"Washington",117,"22117",172,7050,2015,2016,"","","N","Natural Gas","",{"$nulls":14},0.05,0.05,0.05,0.05,{"$nulls":6},""]
["Washington Parish Energy Center","55486_G_CTG2",55486,"G","CTG2",null,"Combined Cycle","","S_D_AMSO","Louisiana",22,"Washington",117,"22117",172,7050,2015,2016,"","","N","Natural Gas","",{"$nulls":14},0.05,0.05,0.05,0.05,{"$nulls":6},""]
["Washington Parish Energy Center","55486_G_ST1",55486,"G","ST1",null,"Combined Cycle","","S_D_AMSO","Louisiana",22,"Washington",117,"22117",215,7050,2015,2016,"","","N","Natural Gas","",{"$nulls":14},0.05,0.05,0.05,0.05,{"$nulls":6},""]
["Bluebonnet","55552_G_UNT2",55552,"G","UNT2",null,"Landfill Gas","","ERC_REST","Texas",48,"Harris",201,"48201",1,13500,2003,2015,"","","N","Landfill Gas","",{"$nulls":14},0.04394744404747715,0.04394744404747715,0.04394744404747715,0.04394744404747715,{"$nulls":6},""]
["Binghamton Cogen","55600_G_1",55600,"G","1",null,"Combustion Turbine","Combustion Turbine","NY_Z_C&E","New York",36,"Broome",7,"36007",42,9519,1992,2012,"","","Y","Natural Gas, Distillate Fuel Oil","",{"$nulls":13},1.052964094,0.430700319,0.430700319,0.430700319,0.430700319,{"$nulls":6},""]
["HMDC Kingsland Landfill","55604_G_UNT1",55604,"G","UNT1",null,"Landfill Gas","","PJM_EMAC","New Jersey",34,"BERGEN",3,"34003",0.1,13500,1999,2010,"","","N","Landfill Gas","",{"$nulls":14},0.04394744404747715,0.04394744404747715,0.04394744404747715,0.04394744404747715,{"$nulls":6},""]
["HMDC Kingsland Landfill","55604_G_UNT2",55604,"G","UNT2",null,"Landfill Gas","","PJM_EMAC","New Jersey",34,"BERGEN",3,"34003",0.1,13500,1999,2010,"","","N","Landfill Gas","",{"$nulls":14},0.04394744404747715,0.04394744404747715,0.04394744404747715,0.04394744404747715,{"$nulls":6},""]
["HMDC Kingsland Landfill","55604_G_UNT3",55604,"G","UNT3",null,"Landfill Gas","","PJM_EMAC","New Jersey",34,"BERGEN",3,"34003",0.1,13500,2002,2010,"","","N","Landfill Gas","",{"$nulls":14},0.04394744404747715,0.04394744404747715,0.04394744404747715,0.04394744404747715,{"$nulls":6},""]
["Dunbarton Energy Partners LP","55779_G_MA1",55779,"G","MA1",null,"Landfill Gas","","NENGREST","New Hampshire",33,"Hillsborough",11,"33011",0.6,13500,1988,2012,"","","N","Landfill Gas","",{"$nulls":13},0.069,0.04394744404747715,0.04394744404747715,0.04394744404747715,0.04394744404747715,{"$nulls":6},""]
["Dunbarton Energy Partners LP","55779_G_MA2",55779,"G","MA2",null,"Landfill Gas","","NENGREST","New Hampshire",33,"Hillsborough",11,"33011",0.6,25829,1988,2012,"","","N","Landfill Gas","",{"$nulls":13},0.069,0.04394744404747715,0.04394744404747715,0.04394744404747715,0.04394744404747715,{"$nulls":6},""]
["SBD 9801 Aegon Martha's Way","56072_G_01",56072,"G","01",null,"Combustion Turbine","IC Engine","MIS_IA","Iowa",19,"Linn",113,"19113",1,11067,1998,2012,"","","N","Distillate Fuel Oil","",{"$nulls":13},2.5,2.3354529520972003,2.3354529520972003,2.3354529520972003,2.3354529520972003,{"$nulls":6},""]
["Groveton Paper Board","56140_G_TUR1",56140,"G","TUR1",null,"Combustion Turbine","Combustion Turbine","NENGREST","New Hampshire",33,"Coos",7,"33007",4,12724,2001,2012,"","","Y","Natural Gas, Distillate Fuel Oil","",{"$nulls":13},1.052964094,0.18366846931454198,0.18366846931454198,0.18366846931454198,0.18366846931454198,{"$nulls":6},""]
["Groveton Paper Board","56140_G_TUR2",56140,"G","TUR2",null,"Combustion Turbine","Combustion Turbine","NENGREST","New Hampshire",33,"Coos",7,"33007",4,12724,2001,2012,"","","Y","Natural Gas, Distillate Fuel Oil","",{"$nulls":13},1.052964094,0.18366846931454198,0.18366846931454198,0.18366846931454198,0.18366846931454198,{"$nulls":6},""]
["Holcomb Rock","56314_G_HG2",56314,"G","HG2",null,"Hydro","","PJM_West","Virginia",51,"Lynchburg",680,"51680",0.2,0,1920,2015,"","","N","Hydro","",{"$nulls":14},0,0,0,0,{"$nulls":6},""]
["Western Renewable Energy","56358_G_1",56358,"G","1",null,"Biomass","","WECC_AZ","Arizona",4,"APACHE",1,"04001",2.5,24604,2004,2015,"","","N","Biomass","",{"$nulls":14},0.22926295483445053,0.22926295483445053,0.22926295483445053,0.22926295483445053,{"$nulls":6},""]
["Swift 2","6265_G_21",6265,"G","21",null,"Hydro","","WECC_PNW","Washington",53,"Cowlitz",15,"53015",34,0,1959,2015,"","","N","Hydro","",{"$nulls":14},0,0,0,0,{"$nulls":6},""]
["Crystal River","628_G_3",628,"G","3",null,"Nuclear","","FRCC","Florida",12,"Citrus",17,"12017",1028,10460,1977,2013,"","","N","Nuclear Fuel","",{"$nulls":14},0,0,0,0,{"$nulls":6},""]
["Tangier","6390_G_3",6390,"G","3",null,"Combustion Turbine","IC Engine","PJM_EMAC","Virginia",51,"Accomack",1,"51001",0.6,12774,1974,2015,"","","N","Distillate Fuel Oil","",{"$nulls":13},2.64,2.3354529520972003,2.3354529520972003,2.3354529520972003,2.3354529520972003,{"$nulls":6},""]
["Tangier","6390_G_4",6390,"G","4",null,"Combustion Turbine","IC Engine","PJM_EMAC","Virginia",51,"Accomack",1,"51001",0.8,12774,1974,2015,"","","N","Distillate Fuel Oil","",{"$nulls":13},2.64,2.3354529520972003,2.3354529520972003,2.3354529520972003,2.3354529520972003,{"$nulls":6},""]
["San Francisquito 2","6480_G_1",6480,"G","1",null,"Hydro","","WEC_LADW","California",6,"Los Angeles",37,"06037",14.5,0,1920,2015,"","","N","Hydro","",{"$nulls":14},0,0,0,0,{"$nulls":6},""]
["Berlin","6565_G_3A",6565,"G","3A",null,"Combustion Turbine","IC Engine","PJM_EMAC","Maryland",24,"Worcester",47,"24047",1.8,12774,1999,2015,"","","N","Distillate Fuel Oil","",{"$nulls":13},0.3,2.3354529520972003,2.3354529520972003,2.3354529520972003,2.3354529520972003,{"$nulls":6},""]
["G W Ivey","665_G_18",665,"G","18",null,"Combustion Turbine","IC Engine","FRCC","Florida",12,"Miami-Dade",86,"12086",8,12774,1975,2013,"","","N","Natural Gas, Distillate Fuel Oil","",{"$nulls":13},0.8,2.0543300185532067,2.0543300185532067,2.0543300185532067,2.0543300185532067,{"$nulls":6},""]
["Kewaunee","8024_G_1",8024,"G","1",null,"Nuclear","","MIS_WUMS","Wisconsin",55,"Kewaunee",61,"55061",566,10460,1974,2013,"","","N","Nuclear Fuel","",{"$nulls":14},0,0,0,0,{"$nulls":6},""]
["Montgomery","8025_G_1",8025,"G","1",null,"Combustion Turbine","Combustion Turbine","MIS_IA","Minnesota",27,"Le Sueur",79,"27079",20.6,25000,1974,2012,"","","N","Distillate Fuel Oil","",{"$nulls":14},0.7653828280223779,0.7653828280223779,0.7653828280223779,0.7653828280223779,{"$nulls":6},""]
["Thousand Springs","820_G_1",820,"G","1",null,"Hydro","","WECC_ID","Idaho",16,"Gooding",47,"16047",0.8,0,1912,2015,"","","N","Hydro","",{"$nulls":14},0,0,0,0,{"$nulls":6},""]
["Thousand Springs","820_G_2",820,"G","2",null,"Hydro","","WECC_ID","Idaho",16,"Gooding",47,"16047",0.8,0,1912,2015,"","","N","Hydro","",{"$nulls":14},0,0,0,0,{"$nulls":6},""]
["Glen Gardner","8227_G_1",8227,"G","1",null,"Combustion Turbine","Combustion Turbine","PJM_EMAC","New Jersey",34,"Hunterdon",19,"34019",20,25000,1971,2015,"","","N","Natural Gas, Distillate Fuel Oil","",{"$nulls":13},0.25,0.088,0.088,0.088,0.088,{"$nulls":6},""]
["Glen Gardner","8227_G_2",8227,"G","2",null,"Combustion Turbine","Combustion Turbine","PJM_EMAC","New Jersey",34,"Hunterdon",19,"34019",20,25000,1971,2015,"","","N","Natural Gas, Distillate Fuel Oil","",{"$nulls":13},0.25,0.088,0.088,0.088,0.088,{"$nulls":6},""]
["Glen Gardner","8227_G_3",8227,"G","3",null,"Combustion Turbine","Combustion Turbine","PJM_EMAC","New Jersey",34,"Hunterdon",19,"34019",20,25000,1971,2015,"","","N","Natural Gas, Distillate Fuel Oil","",{"$nulls":13},0.25,0.088,0.088,0.088,0.088,{"$nulls":6},""]
["Glen Gardner","8227_G_4",8227,"G","4",null,"Combustion Turbine","Combustion Turbine","PJM_EMAC","New Jersey",34,"Hunterdon",19,"34019",20,25000,1971,2015,"","","N","Natural Gas, Distillate Fuel Oil","",{"$nulls":13},0.25,0.088,0.088,0.088,0.088,{"$nulls":6},""]
["Glen Gardner","8227_G_5",8227,"G","5",null,"Combustion Turbine","Combustion Turbine","PJM_EMAC","New Jersey",34,"Hunterdon",19,"34019",20,25000,1971,2015,"","","N","Natural Gas, Distillate Fuel Oil","",{"$nulls":13},0.25,0.088,0.088,0.088,0.088,{"$nulls":6},""]
["Glen Gardner","8227_G_6",8227,"G","6",null,"Combustion Turbine","Combustion Turbine","PJM_EMAC","New Jersey",34,"Hunterdon",19,"34019",20,25000,1971,2015,"","","N","Natural Gas, Distillate Fuel Oil","",{"$nulls":13},0.25,0.088,0.088,0.088,0.088,{"$nulls":6},""]
["Glen Gardner","8227_G_7",8227,"G","7",null,"Combustion Turbine","Combustion Turbine","PJM_EMAC","New Jersey",34,"Hunterdon",19,"34019",20,25000,1971,2015,"","","N","Natural Gas, Distillate Fuel Oil","",{"$nulls":13},0.25,0.088,0.088,0.088,0.088,{"$nulls":6},""]
["Glen Gardner","8227_G_8",8227,"G","8",null,"Combustion Turbine","Combustion Turbine","PJM_EMAC","New Jersey",34,"Hunterdon",19,"34019",20,25000,1971,2015,"","","N","Natural Gas, Distillate Fuel Oil","",{"$nulls":13},0.25,0.088,0.088,0.088,0.088,{"$nulls":6},""]
["Vermilion","897_G_3",897,"G","3",null,"Combustion Turbine","Combustion Turbine","MIS_IL","Illinois",17,"Vermilion",183,"17183",10,17662,1967,2011,"","","N","Distillate Fuel Oil","",{"$nulls":13},1,1.1998507655792785,1.1998507655792785,1.1998507655792785,1.1998507655792785,{"$nulls":6},""]
["Venice","913_G_GT1",913,"G","GT1",null,"Combustion Turbine","Combustion Turbine","MIS_MO","Illinois",17,"Madison",119,"17119",26,17662,1967,2012,"","","N","Distillate Fuel Oil","",{"$nulls":13},0.28,1.1998507655792785,1.1998507655792785,1.1998507655792785,1.1998507655792785,{"$nulls":6},""]
["Worcester Energy","10165_B_1",10165,"B","1",null,"Biomass","","NENG_ME","Maine",23,"Washington",29,"23029",5.7,18746,1989,2015,"","","N","Biomass","",{"$nulls":14},0.22926295483445053,0.22926295483445053,0.22926295483445053,0.22926295483445053,{"$nulls":6},""]
["Worcester Energy","10165_B_2",10165,"B","2",null,"Biomass","","NENG_ME","Maine",23,"Washington",29,"23029",5.7,18746,1989,2015,"","","N","Biomass","",{"$nulls":14},0.22926295483445053,0.22926295483445053,0.22926295483445053,0.22926295483445053,{"$nulls":6},""]
["Worcester Energy","10165_B_3",10165,"B","3",null,"Biomass","","NENG_ME","Maine",23,"Washington",29,"23029",5.7,18746,1989,2015,"","","N","Biomass","",{"$nulls":14},0.22926295483445053,0.22926295483445053,0.22926295483445053,0.22926295483445053,{"$nulls":6},""]
["Teche","1400_B_2",1400,"B","2",null,"O/G Steam","","SPP_SE","Louisiana",22,"st. Mary",101,"22101",33,11007,1956,2011,"","","N","Natural Gas","",{"$nulls":14},0.12194642619925938,0.12194642619925938,0.12194642619925938,0.12194642619925938,{"$nulls":6},""]
["Crosscut","143_B_1",143,"B","1",null,"O/G Steam","","WECC_AZ","Arizona",4,"Maricopa",13,"04013",7.5,14500,1942,2015,"","","N","Natural Gas","",{"$nulls":14},0.2713157516014496,0.2713157516014496,0.2713157516014496,0.2713157516014496,{"$nulls":6},""]
["Crosscut","143_B_2",143,"B","2",null,"O/G Steam","","WECC_AZ","Arizona",4,"Maricopa",13,"04013",7.5,14500,1942,2015,"","","N","Natural Gas","",{"$nulls":14},0.2713157516014496,0.2713157516014496,0.2713157516014496,0.2713157516014496,{"$nulls":6},""]
["Crosscut","143_B_3",143,"B","3",null,"O/G Steam","","WECC_AZ","Arizona",4,"Maricopa",13,"04013",7.5,14500,1942,2015,"","","N","Natural Gas","",{"$nulls":14},0.2713157516014496,0.2713157516014496,0.2713157516014496,0.2713157516014496,{"$nulls":6},""]
["Crosscut","143_B_4",143,"B","4",null,"O/G Steam","","WECC_AZ","Arizona",4,"Maricopa",13,"04013",2.5,14500,1949,2015,"","","N","Natural Gas","",{"$nulls":14},0.2713157516014496,0.2713157516014496,0.2713157516014496,0.2713157516014496,{"$nulls":6},""]
["Crosscut","143_B_5",143,"B","5",null,"O/G Steam","","WECC_AZ","Arizona",4,"Maricopa",13,"04013",2.5,14500,1949,2015,"","","N","Natural Gas","",{"$nulls":14},0.2713157516014496,0.2713157516014496,0.2713157516014496,0.2713157516014496,{"$nulls":6},""]
["Crosscut","143_B_6",143,"B","6",null,"O/G Steam","","WECC_AZ","Arizona",4,"Maricopa",13,"04013",2.5,14500,1949,2015,"","","N","Natural Gas","",{"$nulls":14},0.2713157516014496,0.2713157516014496,0.2713157516014496,0.2713157516014496,{"$nulls":6},""]
["Morgan City","1449_B_1",1449,"B","1",null,"O/G Steam","","S_D_REST","Louisiana",22,"St. Mary",101,"22101",5.8,14500,1963,2015,"","","N","Natural Gas","",{"$nulls":14},0.112244825196004,0.112244825196004,0.112244825196004,0.112244825196004,{"$nulls":6},""]
["Morgan City","1449_B_2",1449,"B","2",null,"O/G Steam","","S_D_REST","Louisiana",22,"St. Mary",101,"22101",5.8,14500,1963,2015,"","","N","Natural Gas","",{"$nulls":14},0.112244825196004,0.112244825196004,0.112244825196004,0.112244825196004,{"$nulls":6},""]
["Harvey Couch","169_B_1",169,"B","1",null,"O/G Steam","","S_D_REST","Arkansas",5,"Lafayette",73,"05073",12,14500,1943,2011,"","","N","Natural Gas, Residual Fuel Oil","",{"$nulls":13},3.682405023255813,0.7543220144141618,0.7543220144141618,0.7543220144141618,0.7543220144141618,{"$nulls":6},""]
["B C Cobb","1695_B_1",1695,"B","1",null,"O/G Steam","","MIS_LMI","Michigan",26,"Muskegon",121,"26121",62,13240,2000,2015,"","","N","Natural Gas","",{"$nulls":13},0.2,0.1445974975097038,0.1445974975097038,0.1445974975097038,0.1445974975097038,{"$nulls":6},""]
["B C Cobb","1695_B_2",1695,"B","2",null,"O/G Steam","","MIS_LMI","Michigan",26,"Muskegon",121,"26121",62,13240,1999,2016,"","","N","Natural Gas","",{"$nulls":13},0.2,0.1445974975097038,0.1445974975097038,0.1445974975097038,0.1445974975097038,{"$nulls":6},""]
["B C Cobb","1695_B_3",1695,"B","3",null,"O/G Steam","","MIS_LMI","Michigan",26,"Muskegon",121,"26121",62,13240,2000,2015,"","","N","Natural Gas","",{"$nulls":13},0.2,0.1445974975097038,0.1445974975097038,0.1445974975097038,0.1445974975097038,{"$nulls":6},""]
["Conners Creek","1726_B_15",1726,"B","15",null,"O/G Steam","","MIS_LMI","Michigan",26,"Wayne",163,"26163",58,11915,1951,2013,"","","N","Natural Gas","",{"$nulls":13},0.2,0.13762089663357685,0.13762089663357685,0.13762089663357685,0.13762089663357685,{"$nulls":6},""]
["Conners Creek","1726_B_16",1726,"B","16",null,"O/G Steam","","MIS_LMI","Michigan",26,"Wayne",163,"26163",58,11915,1951,2012,"","","N","Natural Gas","",{"$nulls":13},0.2,0.13762089663357685,0.13762089663357685,0.13762089663357685,0.13762089663357685,{"$nulls":6},""]
["Conners Creek","1726_B_17",1726,"B","17",null,"O/G Steam","","MIS_LMI","Michigan",26,"Wayne",163,"26163",58,11915,1951,2012,"","","N","Natural Gas","",{"$nulls":13},0.2,0.13762089663357685,0.13762089663357685,0.13762089663357685,0.13762089663357685,{"$nulls":6},""]
["Conners Creek","1726_B_18",1726,"B","18",null,"O/G Steam","","MIS_LMI","Michigan",26,"Wayne",163,"26163",58,11915,1951,2012,"","","N","Natural Gas","",{"$nulls":13},0.2,0.13762089663357685,0.13762089663357685,0.13762089663357685,0.13762089663357685,{"$nulls":6},""]
["Deepwater","2384_B_1",2384,"B","1",null,"O/G Steam","","PJM_EMAC","New Jersey",34,"Salem",33,"34033",78,11416,1958,2014,"","","N","Natural Gas","",{"$nulls":4},"SNCR",{"$nulls":8},2,1,0.2891,1,0.2891,{"$nulls":6},""]
["PSEG Sewaren Generating Station","2411_B_1",2411,"B","1",null,"O/G Steam","","PJM_EMAC","New Jersey",34,"Middlesex",23,"34023",105,14500,1948,2015,"","","N","Natural Gas, Residual Fuel Oil","",{"$nulls":13},0.6,0.05748832803513748,0.05748832803513748,0.05748832803513748,0.05748832803513748,{"$nulls":6},""]
["PSEG Sewaren Generating Station","2411_B_2",2411,"B","2",null,"O/G Steam","","PJM_EMAC","New Jersey",34,"Middlesex",23,"34023",108.3,14500,1948,2015,"","","N","Natural Gas, Residual Fuel Oil","",{"$nulls":13},0.6,0.06718937398221689,0.06718937398221689,0.06718937398221689,0.06718937398221689,{"$nulls":6},""]
["PSEG Sewaren Generating Station","2411_B_3",2411,"B","3",null,"O/G Steam","","PJM_EMAC","New Jersey",34,"Middlesex",23,"34023",107.9,14500,1949,2015,"","","N","Natural Gas, Residual Fuel Oil","",{"$nulls":13},0.6,0.06982420240421319,0.06982420240421319,0.06982420240421319,0.06982420240421319,{"$nulls":6},""]
["PSEG Sewaren Generating Station","2411_B_4",2411,"B","4",null,"O/G Steam","","PJM_EMAC","New Jersey",34,"Middlesex",23,"34023",121.8,14500,1951,2015,"","","N","Natural Gas, Residual Fuel Oil","",{"$nulls":13},0.6,0.0882,0.0882,0.0882,0.0882,{"$nulls":6},""]
["Animas","2465_B_4",2465,"B","4",null,"O/G Steam","","WECC_NM","New Mexico",35,"San Juan",45,"35045",16,14500,1960,2012,"","","N","Natural Gas","",{"$nulls":14},0.18860045038594314,0.18860045038594314,0.18860045038594314,0.18860045038594314,{"$nulls":6},""]
["Danskammer Generating Station","2480_B_1",2480,"B","1",null,"O/G Steam","","NY_Z_G-I","New York",36,"Orange",71,"36071",66,10469,1951,2013,"","","N","Natural Gas, Residual Fuel Oil","",{"$nulls":13},2,0.2231822234079144,0.2231822234079144,0.2231822234079144,0.2231822234079144,{"$nulls":6},""]
["Danskammer Generating Station","2480_B_2",2480,"B","2",null,"O/G Steam","","NY_Z_G-I","New York",36,"Orange",71,"36071",62,10420,1954,2013,"","","N","Natural Gas, Residual Fuel Oil","",{"$nulls":13},2,0.18194259996250747,0.18194259996250747,0.18194259996250747,0.18194259996250747,{"$nulls":6},""]
["Tulsa","2965_B_1403",2965,"B","1403",null,"O/G Steam","","SPP_WEST","Oklahoma",40,"Tulsa",143,"40143",65,13240,1958,2012,"","","N","Natural Gas, Distillate Fuel Oil","",{"$nulls":14},0.24202219948016246,0.24202219948016246,0.24202219948016246,0.24202219948016246,{"$nulls":6},""]
["Schuylkill Generating Station","3169_B_1",3169,"B","1",null,"O/G Steam","","PJM_EMAC","Pennsylvania",42,"Philadelphia",101,"42101",166,12570,1958,2012,"","","N","Residual Fuel Oil","",{"$nulls":13},0.53,0.3735350441657507,0.3735350441657507,0.3735350441657507,0.3735350441657507,{"$nulls":6},""]
["El Segundo Power","330_B_3",330,"B","3",null,"O/G Steam","","WECC_SCE","California",6,"Los Angeles",37,"06037",325,12139,1964,2013,"","","N","Natural Gas","",{"$nulls":4},"SCR",{"$nulls":8},1.3151446511627904,0.007243796743815248,0.007243796743815248,0.007243796743815248,0.007243796743815248,{"$nulls":6},""]
["Permian Basin","3494_B_5",3494,"B","5",null,"O/G Steam","","ERC_WEST","Texas",48,"Ward",475,"48475",115,14500,1959,2011,"","","N","Natural Gas","",{"$nulls":13},1.16,0.153,0.153,0.153,0.153,{"$nulls":6},""]
["Tradinghouse","3506_B_2",3506,"B","2",null,"O/G Steam","","ERC_REST","Texas",48,"McLennan",309,"48309",818,12669,1972,2008,"","","N","Natural Gas","",{"$nulls":13},1.16,0.1556371349997849,0.1556371349997849,0.1556371349997849,0.1556371349997849,{"$nulls":6},""]
["Bryan","3561_B_3",3561,"B","3",null,"O/G Steam","","ERC_REST","Texas",48,"Brazos",41,"48041",12,14500,1955,2015,"","","N","Natural Gas, Distillate Fuel Oil","",{"$nulls":13},0.0006,0.21659818900266276,0.21659818900266276,0.21659818900266276,0.21659818900266276,{"$nulls":6},""]
["Bryan","3561_B_4",3561,"B","4",null,"O/G Steam","","ERC_REST","Texas",48,"Brazos",41,"48041",22,14500,1958,2015,"","","N","Natural Gas, Distillate Fuel Oil","",{"$nulls":13},0.0006,0.21659818900266276,0.21659818900266276,0.21659818900266276,0.21659818900266276,{"$nulls":6},""]
["Bryan","3561_B_5",3561,"B","5",null,"O/G Steam","","ERC_REST","Texas",48,"Brazos",41,"48041",25,14500,1966,2015,"","","N","Natural Gas, Distillate Fuel Oil","",{"$nulls":13},0.0006,0.21659818900266276,0.21659818900266276,0.21659818900266276,0.21659818900266276,{"$nulls":6},""]
["Bryan","3561_B_6",3561,"B","6",null,"O/G Steam","","ERC_REST","Texas",48,"Brazos",41,"48041",50,14500,1969,2015,"","","N","Natural Gas, Distillate Fuel Oil","",{"$nulls":13},0.0006,0.21659818900266276,0.21659818900266276,0.21659818900266276,0.21659818900266276,{"$nulls":6},""]
["Viking Energy of Northumberland","50771_B_B1",50771,"B","B1",null,"Biomass","","PJM_WMAC","Pennsylvania",42,"Northumberland",97,"42097",16.2,16171,1988,2012,"","","Y","Biomass","",{"$nulls":14},0.22926295483445053,0.22926295483445053,0.22926295483445053,0.22926295483445053,{"$nulls":6},""]
["DeCordova","8063_B_1",8063,"B","1",null,"O/G Steam","","ERC_REST","Texas",48,"Hood",221,"48221",818,10896,1975,2011,"","","N","Natural Gas","",{"$nulls":13},1.16,0.15317597616610928,0.15317597616610928,0.15317597616610928,0.15317597616610928,{"$nulls":6},""]
["Meredosia","864_B_06",864,"B","06",null,"O/G Steam","","MIS_IL","Illinois",17,"Morgan",137,"17137",166,14500,1975,2011,"","","N","Distillate Fuel Oil, Residual Fuel Oil","",{"$nulls":13},0.8,0.1991,0.1991,0.1991,0.1991,{"$nulls":6},""]
["Astoria Generating Station","8906_B_20",8906,"B","20",null,"O/G Steam","","NY_Z_J","New York",36,"Queens",81,"36081",181,11922,1954,2012,"","","N","Natural Gas","",{"$nulls":13},0.0012,0.15510677963179348,0.15510677963179348,0.15510677963179348,0.15510677963179348,{"$nulls":6},""]
["Lake Creek","3502_G_D3",3502,"G","D3",null,"Combustion Turbine","IC Engine","ERC_REST","Texas",48,"McLennan",309,"48309",2,12774,1966,2009,null,null,"N","Distillate Fuel Oil",{"$nulls":14},0.2,2.3354529520972003,2.3354529520972003,2.3354529520972003,2.3354529520972003]
["G F Weaton Power Station","50130_B_BLR1",50130,"B","BLR1",3638,"Coal Steam","","PJM_West","Pennsylvania",42,"Beaver",7,"42007",56,10386,1958,2012,"tangential","dry","N","Bituminous, Subbituminous","","",22.2,22.2,"BF + LA + LNB","","","","ESPC + C","ESPC + C","Yes","","","",0.7000000000000001,0.2555127831745582,0.2555127831745582,0.16780816652425218,0.16780816652425218,0.64,0.97,1,27.2,27.2,"",""]
["G F Weaton Power Station","50130_B_BLR2",50130,"B","BLR2",3639,"Coal Steam","","PJM_West","Pennsylvania",42,"Beaver",7,"42007",56,10386,1958,2012,"tangential","dry","N","Bituminous, Subbituminous","","",22.2,22.2,"BF + LA + LNB","","","","ESPC + C","ESPC + C","Yes","","","",0.7000000000000001,0.22818755661869586,0.22818755661869586,0.14986230835140896,0.14986230835140896,0.64,0.97,1,27.2,27.2,"",""]

{"sheet":"Key to Emission Control","index":2,"n_rows":111,"n_cols":14,"rows_kept":111}
["Key to Emission Controls in NEEDS, v.5.15"]
[]
["NOx Comb Control","Definition",null,"NOx Post-Comb Control","Definition",null,"PM Control","Definition",null,"Mercury_Controls","Definition",null,"HCL_Controls","Definition"]
["AA","Advanced Overfire Air",null,"SCR","Selective Catalytic Reduction",null,"B","Baghouse",null,"ACI","Activated Carbon Injection",null,"DSI","Dry Sobent Injection"]
["AA + CF + NH3","Advanced Overfire Air + Fluidized Bed Combustor + Ammonia Injection",null,"SNCR","Selective Non-catalytic Reduction",null,"ESPC","Electrostatic precipitator, cold side"]
["AA + FU","Advanced Overfire Air + Fuel Reburning",{"$nulls":4},"ESPH + B + WS","Electrostatic precipitator, hot side + Baghouse + Wet Scrubber"]
["AA + FU + LNB","Advanced Overfire Air + Fuel Reburning + Low NOx Burner Technology",{"$nulls":4},"ESPC + ESPH","Electrostatic precipitator, cold side + Electrostatic precipitator, hot side"]
["AA + H2O","Advanced Overfire Air + Water Injection",{"$nulls":4},"ESPH","Electrostatic precipitator, hot side"]
["AA + LA","Advanced Overfire Air + Low excess air",{"$nulls":4},"ESPH + WESP","Electrostatic precipitator, hot side + Electrostatic precipitator, wet side"]
["AA + LNB","Advanced Overfire Air + Low NOx Burner Technology",{"$nulls":4},"WS","Wet Scrubber"]
["AA + LNB + OFA","Advanced Overfire Air + Low NOx Burner Technology + Overfire Air",{"$nulls":4},"C","Cyclone "]
["AA + OFA","Advanced Overfire Air + Overfire Air",{"$nulls":4},"ESPC + C","Electrostatic precipitator, cold side + Cyclone"]
["BF","Biased Firing (alternative burners)",{"$nulls":4},"ESPC + B","Electrostatic precipitator, cold side + Baghouse"]
["BF + BOOS","Biased Firing (alternative burners) + Burners-Out-Of-Service",{"$nulls":4},"ESPC + B + C","Electrostatic precipitator, cold side + Baghouse + Cyclone"]
["BF + FR","Biased Firing (alternative burners) + Flue Gas Recirculation ",{"$nulls":4},"ESPC + B + WS","Electrostatic precipitator, cold side + Baghouse + Wet Scrubber"]
["BF + FR + LNB","Biased Firing (alternative burners) + Flue Gas Recirculation  + Low NOx Burner Technology",{"$nulls":4},"B + C","Baghouse + Cyclone"]
["BF + FR + OFA","Biased Firing (alternative burners) + Flue Gas Recirculation  + Overfire Air",{"$nulls":4},"ESPH + B","Electrostatic precipitator, hot side + Baghouse"]
["BF + LA","Biased Firing (alternative burners) + Low excess air",{"$nulls":4},"ESPC + WESP","Electrostatic precipitator, cold side + Electrostatic precipitator, wet side"]
["BF + LA + LNB","Biased Firing (alternative burners) + Low excess air + Low NOx Burner Technology",{"$nulls":4},"ESPC + WS","Electrostatic precipitator, cold side + Wet Scrubber"]
["BF + LNB","Biased Firing (alternative burners) + Low NOx Burner Technology",{"$nulls":4},"B + WS","Baghouse + Wet Scrubber"]
["BF + LNB + OFA","Biased Firing (alternative burners) + Low NOx Burner Technology + Overfire Air",{"$nulls":4},"ESPH + C","Electrostatic precipitator, hot side + Cyclone"]
["BF + OFA","Biased Firing (alternative burners) + Overfire Air"]
["BOOS","Burners-Out-Of-Service"]
["BOOS + FR","Burners-Out-Of-Service + Flue Gas Recirculation "]
["BOOS + LN","Burners-Out-Of-Service + Low NOx Burner"]
["BOOS + LNB","Burners-Out-Of-Service + Low NOx Burner Technology"]
["CF","Fluidized Bed Combustor"]
["CF + FR","Fluidized Bed Combustor + Flue Gas Recirculation "]
["CF + FR + OFA","Fluidized Bed Combustor + Flue Gas Recirculation  + Overfire Air"]
["CF + LA + OFA","Fluidized Bed Combustor + Low excess air + Overfire Air"]
["CF + LNB","Fluidized Bed Combustor + Low NOx Burner Technology"]
["CF + NH3","Fluidized Bed Combustor + Ammonia Injection"]
["CF + NH3 + OFA","Fluidized Bed Combustor + Ammonia Injection + Overfire Air"]
["CF + OFA","Fluidized Bed Combustor + Overfire Air"]
["CM","Combustion Modification"]
["CM + LNB + OFA","Combustion Modification + Low NOx Burner Technology + Overfire Air"]
["CM + LNB + STM","Combustion Modification + Low NOx Burner Technology + Steam Injection"]
["CM + LNBO","Combustion Modification + Low NOx Burner Technology w/ Overfire Air"]
["CM + OFA","Combustion Modification + Overfire Air"]
["CO","Combustion Optimization"]
["CO + LNB","Combustion Optimization + Low NOx Burner Technology"]
["DLNB","Dry Low NOx Burners"]
["DLNB + H2O","Dry Low NOx Burners + Water Injection"]
["DLNB + H2O + NH3","Dry Low NOx Burners + Water Injection + Ammonia Injection"]
["DLNB + NH3","Dry Low NOx Burners + Ammonia Injection"]
["DLNB + NH3 + STM","Dry Low NOx Burners + Ammonia Injection + Steam Injection"]
["DLNB + STM","Dry Low NOx Burners + Steam Injection"]
["FGR + OFA","Flue Gas Recirculation  + Overfire Air"]
["FR","Flue Gas Recirculation "]
["FR + BOOS","Flue Gas Recirculation  + Burners-Out-Of-Service"]
["FR + H2O + LNB","Flue Gas Recirculation  + Water Injection + Low NOx Burner Technology"]
["FR + H2O + LNB + OFA","Flue Gas Recirculation  + Water Injection + Low NOx Burner Technology + Overfire Air"]
["FR + LA","Flue Gas Recirculation  + Low excess air"]
["FR + LA + LNB","Flue Gas Recirculation  + Low excess air + Low NOx Burner Technology"]
["FR + LNB","Flue Gas Recirculation  + Low NOx Burner Technology"]
["FR + LNB + BOOS","Flue Gas Recirculation  + Low NOx Burner Technology + Burners-Out-Of-Service"]
["FR + LNB + OFA","Flue Gas Recirculation  + Low NOx Burner Technology + Overfire Air"]
["FR + LNBO","Flue Gas Recirculation  + Low NOx Burner Technology w/ Overfire Air"]
["FR + LNCB","Flue Gas Recirculation  + Low NOx Cell Burner"]
["FR + OFA","Flue Gas Recirculation  + Overfire Air"]
["FR + OFA + BOOS","Flue Gas Recirculation  + Overfire Air + Burners-Out-Of-Service"]
["FR + OFA + CM","Flue Gas Recirculation  + Overfire Air + Combustion Modification"]
["FR + OFA + MR","Flue Gas Recirculation  + Overfire Air + Combustion Modification/Fuel Reburning"]
["FR + SC","Flue Gas Recirculation  + Slagging"]
["FU","Fuel Reburning"]
["FU + LNB","Fuel Reburning + Low NOx Burner Technology"]
["FU + LNB + OFA","Fuel Reburning + Low NOx Burner Technology + Overfire Air"]
["FU + OFA","Fuel Reburning + Overfire Air"]
["H2O","Water Injection"]
["H2O + NH3","Water Injection + Ammonia Injection"]
["H2O + OFA","Water Injection + Overfire Air"]
["H2O + STM","Water Injection + Steam Injection"]
["LA","Low excess air"]
["LA + LNB","Low excess air + Low NOx Burner Technology"]
["LA + LNB + OFA","Low excess air + Low NOx Burner Technology + Overfire Air"]
["LA + OFA","Low excess air + Overfire Air"]
["LNB","Low NOx Burner Technology"]
["LNB + BOOS","Low NOx Burner Technology + Burners-Out-Of-Service"]
["LNB + BOOS + OFA","Low NOx Burner Technology + Burners-Out-Of-Service + Overfire Air"]
["LNB + LNBO","Low NOx Burner Technology + Low NOx Burner Technology w/ Overfire Air"]
["LNB + LNBO + NH3","Low NOx Burner Technology + Low NOx Burner Technology w/ Overfire Air + Ammonia Injection"]
["LNB + NH3","Low NOx Burner Technology + Ammonia Injection"]
["LNB + OFA","Low NOx Burner Technology + Overfire Air"]
["LNB + Other","Low NOx Burner Technology + Other"]
["LNB + SOFA","Low NOx Burner Technology + Separated Overfire Air"]
["LNB + SOFA + STC","Low NOx Burner Technology + Separated Overfire Air + Staged Combustion"]
["LNB + STC","Low NOx Burner Technology + Staged Combustion"]
["LNBO","Low NOx Burner Technology w/ Overfire Air"]
["LNBO + OFA","Low NOx Burner Technology w/ Overfire Air + Overfire Air"]
["LNC1","Low NOx Burner Technology w/ Closed-coupled OFA"]
["LNC2","Low NOx Burner Technology w/ Separated OFA"]
["LNC2 + NH3","Low NOx Burner Technology w/ Separated OFA + Ammonia Injection"]
["LNC2 + OFA","Low NOx Burner Technology w/ Separated OFA + Overfire Air"]
["LNC3","Low NOx Burner Technology w/ Closed-coupled/Separated OFA"]
["LNC3 + OFA","Low NOx Burner Technology w/ Closed-coupled/Separated OFA + Overfire Air"]
["LNCB","Low NOx Cell Burner"]
["LNCB + OFA","Low NOx Cell Burner + Overfire Air"]
["N2 + STM","Nitrogen Injection + Steam Injection"]
["NDI","Nitrogen Diluent Injection"]
["NH3","Ammonia Injection"]
["NH3 + STM","Ammonia Injection + Steam Injection"]
["OFA","Overfire Air"]
["OFA + LNB + H2O + SC","Overfire Air + Low NOx Burner Technology + Water Injection + Slagging"]
["OFA + NH3","Overfire Air + Ammonia Injection"]
["OFA + SC","Overfire Air + Slagging"]
["other","Other"]
["ROFA","Rotating Overfire Air"]
["RRI + OFA","Rich Reagent Injection + Overfire Air"]
["SC","Slagging"]
["STC","Staged Combustion"]
["STM","Steam Injection"]