Wind and Solar Generation Cap 30% - S_VACA v5.14 | 1391 | 6289 | Generation Constraint in GWh | FALSE | L | Annual | Generation | TWh | 1.2785 | 2.9779 | 7.2959 | 9.1825 | 9.8796 | 56.1452 | 60.4182
Wind and Solar Generation Cap 30% - S_VACA v5.14 | 1391 | 6289 | Generation Constraint in GWh | FALSE | L | Annual | Qualifying Generation | TWh | 1.2785 | 2.9779 | 7.2959 | 9.1825 | 9.8796 | 56.1452 | 60.4182
Wind and Solar Generation Cap 30% - S_VACA v5.14 | 1391 | 6289 | Generation Constraint in GWh | FALSE | L | Annual | Rate | lb/MWh | 0 | 0 | 0 | 0 | 0 | 0 | 0
Wind and Solar Generation Cap 30% - S_VACA v5.14 | 1391 | 6289 | Generation Constraint in GWh | FALSE | L | Annual | Constraint Shadow Price | US2011$/MWh | 0 | 0 | 0 | 0 | 0 | 0 | 0
Wind and Solar Generation Cap 30% - SPP_N v5.14 | 1392 | 6290 | Generation Constraint in GWh | FALSE | L | Annual | Seasons Included | Seasons | Winter, Summer | Winter, Summer | Winter, Summer | Winter, Summer | Winter, Summer | Winter, Summer | Winter, Summer
Wind and Solar Generation Cap 30% - SPP_N v5.14 | 1392 | 6290 | Generation Constraint in GWh | FALSE | L | Annual | Standard GWh | GWh | 21592 | 21983 | 22224 | 22930 | 23494 | 24713 | 25996
Wind and Solar Generation Cap 30% - SPP_N v5.14 | 1392 | 6290 | Generation Constraint in GWh | FALSE | L | Annual | Emissions at Affected Plants | GWh | 13382.1475 | 14287.2561 | 15602.8699 | 15612.8973 | 15718.6387 | 24713 | 25996
Wind and Solar Generation Cap 30% - SPP_N v5.14 | 1392 | 6290 | Generation Constraint in GWh | FALSE | L | Annual | Allowances Purchased | GWh | 0 | 0 | 0 | 0 | 0 | 0 | 0
Wind and Solar Generation Cap 30% - SPP_N v5.14 | 1392 | 6290 | Generation Constraint in GWh | FALSE | L | Annual | Allowances Sold | GWh | 0 | 0 | 0 | 0 | 0 | 0 | 0
Wind and Solar Generation Cap 30% - SPP_N v5.14 | 1392 | 6290 | Generation Constraint in GWh | FALSE | L | Annual | Allowances Banked | GWh | 0 | 0 | 0 | 0 | 0 | 0 | 0
Wind and Solar Generation Cap 30% - SPP_N v5.14 | 1392 | 6290 | Generation Constraint in GWh | FALSE | L | Annual | Allowances Withdrawn (1:1) | GWh | 0 | 0 | 0 | 0 | 0 | 0 | 0
Wind and Solar Generation Cap 30% - SPP_N v5.14 | 1392 | 6290 | Generation Constraint in GWh | FALSE | L | Annual | Allowances Withdrawn (n:1) | GWh | 0 | 0 | 0 | 0 | 0 | 0 | 0
Wind and Solar Generation Cap 30% - SPP_N v5.14 | 1392 | 6290 | Generation Constraint in GWh | FALSE | L | Annual | Net Emissions Allowance Position | GWh | 13382.1475 | 14287.2561 | 15602.8699 | 15612.8973 | 15718.6387 | 24713 | 25996
Wind and Solar Generation Cap 30% - SPP_N v5.14 | 1392 | 6290 | Generation Constraint in GWh | FALSE | L | Annual | Fuel Consumed | TBtu | 0 | 0 | 0 | 0 | 0 | 0 | 0
Wind and Solar Generation Cap 30% - SPP_N v5.14 | 1392 | 6290 | Generation Constraint in GWh | FALSE | L | Annual | Heat Rate | MMBtu/MWh | 0 | 0 | 0 | 0 | 0 | 0 | 0
Wind and Solar Generation Cap 30% - SPP_N v5.14 | 1392 | 6290 | Generation Constraint in GWh | FALSE | L | Annual | Generation | TWh | 13.3821 | 14.2873 | 15.6029 | 15.6129 | 15.7186 | 24.713 | 25.996
Wind and Solar Generation Cap 30% - SPP_N v5.14 | 1392 | 6290 | Generation Constraint in GWh | FALSE | L | Annual | Qualifying Generation | TWh | 13.3821 | 14.2873 | 15.6029 | 15.6129 | 15.7186 | 24.713 | 25.996
Wind and Solar Generation Cap 30% - SPP_N v5.14 | 1392 | 6290 | Generation Constraint in GWh | FALSE | L | Annual | Rate | lb/MWh | 0 | 0 | 0 | 0 | 0 | 0 | 0
Wind and Solar Generation Cap 30% - SPP_N v5.14 | 1392 | 6290 | Generation Constraint in GWh | FALSE | L | Annual | Constraint Shadow Price | US2011$/MWh | 0 | 0 | 0 | 0 | 0 | 1.2207 | 7.251
Wind and Solar Generation Cap 30% - SPP_NEBR v5.14 | 1393 | 6291 | Generation Constraint in GWh | FALSE | L | Annual | Seasons Included | Seasons | Winter, Summer | Winter, Summer | Winter, Summer | Winter, Summer | Winter, Summer | Winter, Summer | Winter, Summer
Wind and Solar Generation Cap 30% - SPP_NEBR v5.14 | 1393 | 6291 | Generation Constraint in GWh | FALSE | L | Annual | Standard GWh | GWh | 9877 | 10145 | 10274 | 10628 | 10840 | 11298 | 11775
Wind and Solar Generation Cap 30% - SPP_NEBR v5.14 | 1393 | 6291 | Generation Constraint in GWh | FALSE | L | Annual | Emissions at Affected Plants | GWh | 4585.1602 | 6764 | 6850 | 7086 | 7227 | 7532 | 11775
Wind and Solar Generation Cap 30% - SPP_NEBR v5.14 | 1393 | 6291 | Generation Constraint in GWh | FALSE | L | Annual | Allowances Purchased | GWh | 0 | 0 | 0 | 0 | 0 | 0 | 0
Wind and Solar Generation Cap 30% - SPP_NEBR v5.14 | 1393 | 6291 | Generation Constraint in GWh | FALSE | L | Annual | Allowances Sold | GWh | 0 | 0 | 0 | 0 | 0 | 0 | 0
Wind and Solar Generation Cap 30% - SPP_NEBR v5.14 | 1393 | 6291 | Generation Constraint in GWh | FALSE | L | Annual | Allowances Banked | GWh | 0 | 0 | 0 | 0 | 0 | 0 | 0
Wind and Solar Generation Cap 30% - SPP_NEBR v5.14 | 1393 | 6291 | Generation Constraint in GWh | FALSE | L | Annual | Allowances Withdrawn (1:1) | GWh | 0 | 0 | 0 | 0 | 0 | 0 | 0
Wind and Solar Generation Cap 30% - SPP_NEBR v5.14 | 1393 | 6291 | Generation Constraint in GWh | FALSE | L | Annual | Allowances Withdrawn (n:1) | GWh | 0 | 0 | 0 | 0 | 0 | 0 | 0
Wind and Solar Generation Cap 30% - SPP_NEBR v5.14 | 1393 | 6291 | Generation Constraint in GWh | FALSE | L | Annual | Net Emissions Allowance Position | GWh | 4585.1602 | 6764 | 6850 | 7086 | 7227 | 7532 | 11775
Wind and Solar Generation Cap 30% - SPP_NEBR v5.14 | 1393 | 6291 | Generation Constraint in GWh | FALSE | L | Annual | Fuel Consumed | TBtu | 0 | 0 | 0 | 0 | 0 | 0 | 0
Wind and Solar Generation Cap 30% - SPP_NEBR v5.14 | 1393 | 6291 | Generation Constraint in GWh | FALSE | L | Annual | Heat Rate | MMBtu/MWh | 0 | 0 | 0 | 0 | 0 | 0 | 0
Wind and Solar Generation Cap 30% - SPP_NEBR v5.14 | 1393 | 6291 | Generation Constraint in GWh | FALSE | L | Annual | Generation | TWh | 4.5852 | 6.764 | 6.85 | 7.086 | 7.227 | 7.532 | 11.775
Wind and Solar Generation Cap 30% - SPP_NEBR v5.14 | 1393 | 6291 | Generation Constraint in GWh | FALSE | L | Annual | Qualifying Generation | TWh | 4.5852 | 6.764 | 6.85 | 7.086 | 7.227 | 7.532 | 11.775
Wind and Solar Generation Cap 30% - SPP_NEBR v5.14 | 1393 | 6291 | Generation Constraint in GWh | FALSE | L | Annual | Rate | lb/MWh | 0 | 0 | 0 | 0 | 0 | 0 | 0
Wind and Solar Generation Cap 30% - SPP_NEBR v5.14 | 1393 | 6291 | Generation Constraint in GWh | FALSE | L | Annual | Constraint Shadow Price | US2011$/MWh | 0 | 0 | 0 | 0 | 0 | 0 | 4.708
Wind and Solar Generation Cap 30% - SPP_SE v5.14 | 1394 | 6292 | Generation Constraint in GWh | FALSE | L | Annual | Seasons Included | Seasons | Winter, Summer | Winter, Summer | Winter, Summer | Winter, Summer | Winter, Summer | Winter, Summer | Winter, Summer
Wind and Solar Generation Cap 30% - SPP_SE v5.14 | 1394 | 6292 | Generation Constraint in GWh | FALSE | L | Annual | Standard GWh | GWh | 4054 | 4109 | 4211 | 4419 | 4624 | 5019 | 5448
Wind and Solar Generation Cap 30% - SPP_SE v5.14 | 1394 | 6292 | Generation Constraint in GWh | FALSE | L | Annual | Emissions at Affected Plants | GWh | 0 | 0 | 0 | 0 | 0 | 0 | 0
Wind and Solar Generation Cap 30% - SPP_SE v5.14 | 1394 | 6292 | Generation Constraint in GWh | FALSE | L | Annual | Allowances Purchased | GWh | 0 | 0 | 0 | 0 | 0 | 0 | 0
Wind and Solar Generation Cap 30% - SPP_SE v5.14 | 1394 | 6292 | Generation Constraint in GWh | FALSE | L | Annual | Allowances Sold | GWh | 0 | 0 | 0 | 0 | 0 | 0 | 0
Wind and Solar Generation Cap 30% - SPP_SE v5.14 | 1394 | 6292 | Generation Constraint in GWh | FALSE | L | Annual | Allowances Banked | GWh | 0 | 0 | 0 | 0 | 0 | 0 | 0
Wind and Solar Generation Cap 30% - SPP_SE v5.14 | 1394 | 6292 | Generation Constraint in GWh | FALSE | L | Annual | Allowances Withdrawn (1:1) | GWh | 0 | 0 | 0 | 0 | 0 | 0 | 0
Wind and Solar Generation Cap 30% - SPP_SE v5.14 | 1394 | 6292 | Generation Constraint in GWh | FALSE | L | Annual | Allowances Withdrawn (n:1) | GWh | 0 | 0 | 0 | 0 | 0 | 0 | 0
Wind and Solar Generation Cap 30% - SPP_SE v5.14 | 1394 | 6292 | Generation Constraint in GWh | FALSE | L | Annual | Net Emissions Allowance Position | GWh | 0 | 0 | 0 | 0 | 0 | 0 | 0
Wind and Solar Generation Cap 30% - SPP_SE v5.14 | 1394 | 6292 | Generation Constraint in GWh | FALSE | L | Annual | Fuel Consumed | TBtu | 0 | 0 | 0 | 0 | 0 | 0 | 0
Wind and Solar Generation Cap 30% - SPP_SE v5.14 | 1394 | 6292 | Generation Constraint in GWh | FALSE | L | Annual | Heat Rate | MMBtu/MWh | 0 | 0 | 0 | 0 | 0 | 0 | 0
Wind and Solar Generation Cap 30% - SPP_SE v5.14 | 1394 | 6292 | Generation Constraint in GWh | FALSE | L | Annual | Generation | TWh | 0 | 0 | 0 | 0 | 0 | 0 | 0
Wind and Solar Generation Cap 30% - SPP_SE v5.14 | 1394 | 6292 | Generation Constraint in GWh | FALSE | L | Annual | Qualifying Generation | TWh | 0 | 0 | 0 | 0 | 0 | 0 | 0
Wind and Solar Generation Cap 30% - SPP_SE v5.14 | 1394 | 6292 | Generation Constraint in GWh | FALSE | L | Annual | Rate | lb/MWh | 0 | 0 | 0 | 0 | 0 | 0 | 0
Wind and Solar Generation Cap 30% - SPP_SE v5.14 | 1394 | 6292 | Generation Constraint in GWh | FALSE | L | Annual | Constraint Shadow Price | US2011$/MWh | 0 | 0 | 0 | 0 | 0 | 0 | 0
Wind and Solar Generation Cap 30% - SPP_SPS v5.14 | 1395 | 6293 | Generation Constraint in GWh | FALSE | L | Annual | Seasons Included | Seasons | Winter, Summer | Winter, Summer | Winter, Summer | Winter, Summer | Winter, Summer | Winter, Summer | Winter, Summer
Wind and Solar Generation Cap 30% - SPP_SPS v5.14 | 1395 | 6293 | Generation Constraint in GWh | FALSE | L | Annual | Standard GWh | GWh | 20673 | 25159 | 25159 | 25159 | 25159 | 25159 | 25159
Wind and Solar Generation Cap 30% - SPP_SPS v5.14 | 1395 | 6293 | Generation Constraint in GWh | FALSE | L | Annual | Emissions at Affected Plants | GWh | 20672.8477 | 25158.8477 | 25158.8477 | 25158.8477 | 25158.8477 | 25159 | 25159
Wind and Solar Generation Cap 30% - SPP_SPS v5.14 | 1395 | 6293 | Generation Constraint in GWh | FALSE | L | Annual | Allowances Purchased | GWh | 0 | 0 | 0 | 0 | 0 | 0 | 0
Wind and Solar Generation Cap 30% - SPP_SPS v5.14 | 1395 | 6293 | Generation Constraint in GWh | FALSE | L | Annual | Allowances Sold | GWh | 0 | 0 | 0 | 0 | 0 | 0 | 0
Wind and Solar Generation Cap 30% - SPP_SPS v5.14 | 1395 | 6293 | Generation Constraint in GWh | FALSE | L | Annual | Allowances Banked | GWh | 0 | 0 | 0 | 0 | 0 | 0 | 0
Wind and Solar Generation Cap 30% - SPP_SPS v5.14 | 1395 | 6293 | Generation Constraint in GWh | FALSE | L | Annual | Allowances Withdrawn (1:1) | GWh | 0 | 0 | 0 | 0 | 0 | 0 | 0
Wind and Solar Generation Cap 30% - SPP_SPS v5.14 | 1395 | 6293 | Generation Constraint in GWh | FALSE | L | Annual | Allowances Withdrawn (n:1) | GWh | 0 | 0 | 0 | 0 | 0 | 0 | 0
Wind and Solar Generation Cap 30% - SPP_SPS v5.14 | 1395 | 6293 | Generation Constraint in GWh | FALSE | L | Annual | Net Emissions Allowance Position | GWh | 20672.8477 | 25158.8477 | 25158.8477 | 25158.8477 | 25158.8477 | 25159 | 25159
Wind and Solar Generation Cap 30% - SPP_SPS v5.14 | 1395 | 6293 | Generation Constraint in GWh | FALSE | L | Annual | Fuel Consumed | TBtu | 0 | 0 | 0 | 0 | 0 | 0 | 0
Wind and Solar Generation Cap 30% - SPP_SPS v5.14 | 1395 | 6293 | Generation Constraint in GWh | FALSE | L | Annual | Heat Rate | MMBtu/MWh | 0 | 0 | 0 | 0 | 0 | 0 | 0
Wind and Solar Generation Cap 30% - SPP_SPS v5.14 | 1395 | 6293 | Generation Constraint in GWh | FALSE | L | Annual | Generation | TWh | 20.6728 | 25.1588 | 25.1588 | 25.1588 | 25.1588 | 25.159 | 25.159
Wind and Solar Generation Cap 30% - SPP_SPS v5.14 | 1395 | 6293 | Generation Constraint in GWh | FALSE | L | Annual | Qualifying Generation | TWh | 20.6728 | 25.1588 | 25.1588 | 25.1588 | 25.1588 | 25.159 | 25.159
Wind and Solar Generation Cap 30% - SPP_SPS v5.14 | 1395 | 6293 | Generation Constraint in GWh | FALSE | L | Annual | Rate | lb/MWh | 0 | 0 | 0 | 0 | 0 | 0 | 0
Wind and Solar Generation Cap 30% - SPP_SPS v5.14 | 1395 | 6293 | Generation Constraint in GWh | FALSE | L | Annual | Constraint Shadow Price | US2011$/MWh | 0 | 0 | 0 | 0 | 0 | 8.7804 | 14.6526
Wind and Solar Generation Cap 30% - SPP_WEST v5.14 | 1396 | 6294 | Generation Constraint in GWh | FALSE | L | Annual | Seasons Included | Seasons | Winter, Summer | Winter, Summer | Winter, Summer | Winter, Summer | Winter, Summer | Winter, Summer | Winter, Summer
Wind and Solar Generation Cap 30% - SPP_WEST v5.14 | 1396 | 6294 | Generation Constraint in GWh | FALSE | L | Annual | Standard GWh | GWh | 36980 | 37477 | 38419 | 40320 | 42180 | 45759 | 49643
Wind and Solar Generation Cap 30% - SPP_WEST v5.14 | 1396 | 6294 | Generation Constraint in GWh | FALSE | L | Annual | Emissions at Affected Plants | GWh | 20439.9706 | 23424.3566 | 23424.3566 | 23424.3566 | 23424.3566 | 45759 | 49643
Wind and Solar Generation Cap 30% - SPP_WEST v5.14 | 1396 | 6294 | Generation Constraint in GWh | FALSE | L | Annual | Allowances Purchased | GWh | 0 | 0 | 0 | 0 | 0 | 0 | 0
Wind and Solar Generation Cap 30% - SPP_WEST v5.14 | 1396 | 6294 | Generation Constraint in GWh | FALSE | L | Annual | Allowances Sold | GWh | 0 | 0 | 0 | 0 | 0 | 0 | 0
Wind and Solar Generation Cap 30% - SPP_WEST v5.14 | 1396 | 6294 | Generation Constraint in GWh | FALSE | L | Annual | Allowances Banked | GWh | 0 | 0 | 0 | 0 | 0 | 0 | 0
Wind and Solar Generation Cap 30% - SPP_WEST v5.14 | 1396 | 6294 | Generation Constraint in GWh | FALSE | L | Annual | Allowances Withdrawn (1:1) | GWh | 0 | 0 | 0 | 0 | 0 | 0 | 0
Wind and Solar Generation Cap 30% - SPP_WEST v5.14 | 1396 | 6294 | Generation Constraint in GWh | FALSE | L | Annual | Allowances Withdrawn (n:1) | GWh | 0 | 0 | 0 | 0 | 0 | 0 | 0
Wind and Solar Generation Cap 30% - SPP_WEST v5.14 | 1396 | 6294 | Generation Constraint in GWh | FALSE | L | Annual | Net Emissions Allowance Position | GWh | 20439.9706 | 23424.3566 | 23424.3566 | 23424.3566 | 23424.3566 | 45759 | 49643
Wind and Solar Generation Cap 30% - SPP_WEST v5.14 | 1396 | 6294 | Generation Constraint in GWh | FALSE | L | Annual | Fuel Consumed | TBtu | 0 | 0 | 0 | 0 | 0 | 0 | 0
Wind and Solar Generation Cap 30% - SPP_WEST v5.14 | 1396 | 6294 | Generation Constraint in GWh | FALSE | L | Annual | Heat Rate | MMBtu/MWh | 0 | 0 | 0 | 0 | 0 | 0 | 0
Wind and Solar Generation Cap 30% - SPP_WEST v5.14 | 1396 | 6294 | Generation Constraint in GWh | FALSE | L | Annual | Generation | TWh | 20.44 | 23.4244 | 23.4244 | 23.4244 | 23.4244 | 45.759 | 49.643
Wind and Solar Generation Cap 30% - SPP_WEST v5.14 | 1396 | 6294 | Generation Constraint in GWh | FALSE | L | Annual | Qualifying Generation | TWh | 20.44 | 23.4244 | 23.4244 | 23.4244 | 23.4244 | 45.759 | 49.643
Wind and Solar Generation Cap 30% - SPP_WEST v5.14 | 1396 | 6294 | Generation Constraint in GWh | FALSE | L | Annual | Rate | lb/MWh | 0 | 0 | 0 | 0 | 0 | 0 | 0
Wind and Solar Generation Cap 30% - SPP_WEST v5.14 | 1396 | 6294 | Generation Constraint in GWh | FALSE | L | Annual | Constraint Shadow Price | US2011$/MWh | 0 | 0 | 0 | 0 | 0 | 2.2228 | 7.9255
Wind and Solar Generation Cap 30% - WEC_CALN v5.14 | 1397 | 6295 | Generation Constraint in GWh | FALSE | L | Annual | Seasons Included | Seasons | Winter, Summer | Winter, Summer | Winter, Summer | Winter, Summer | Winter, Summer | Winter, Summer | Winter, Summer
Wind and Solar Generation Cap 30% - WEC_CALN v5.14 | 1397 | 6295 | Generation Constraint in GWh | FALSE | L | Annual | Standard GWh | GWh | 34204 | 34605 | 35054 | 36432 | 37738 | 40949 | 44434
Wind and Solar Generation Cap 30% - WEC_CALN v5.14 | 1397 | 6295 | Generation Constraint in GWh | FALSE | L | Annual | Emissions at Affected Plants | GWh | 6968.3546 | 7218.0606 | 7218.0606 | 7218.0606 | 7218.0606 | 30840.5023 | 33784.0929
Wind and Solar Generation Cap 30% - WEC_CALN v5.14 | 1397 | 6295 | Generation Constraint in GWh | FALSE | L | Annual | Allowances Purchased | GWh | 0 | 0 | 0 | 0 | 0 | 0 | 0
Wind and Solar Generation Cap 30% - WEC_CALN v5.14 | 1397 | 6295 | Generation Constraint in GWh | FALSE | L | Annual | Allowances Sold | GWh | 0 | 0 | 0 | 0 | 0 | 0 | 0
Wind and Solar Generation Cap 30% - WEC_CALN v5.14 | 1397 | 6295 | Generation Constraint in GWh | FALSE | L | Annual | Allowances Banked | GWh | 0 | 0 | 0 | 0 | 0 | 0 | 0
Wind and Solar Generation Cap 30% - WEC_CALN v5.14 | 1397 | 6295 | Generation Constraint in GWh | FALSE | L | Annual | Allowances Withdrawn (1:1) | GWh | 0 | 0 | 0 | 0 | 0 | 0 | 0
Wind and Solar Generation Cap 30% - WEC_CALN v5.14 | 1397 | 6295 | Generation Constraint in GWh | FALSE | L | Annual | Allowances Withdrawn (n:1) | GWh | 0 | 0 | 0 | 0 | 0 | 0 | 0
Wind and Solar Generation Cap 30% - WEC_CALN v5.14 | 1397 | 6295 | Generation Constraint in GWh | FALSE | L | Annual | Net Emissions Allowance Position | GWh | 6968.3546 | 7218.0606 | 7218.0606 | 7218.0606 | 7218.0606 | 30840.5023 | 33784.0929
Wind and Solar Generation Cap 30% - WEC_CALN v5.14 | 1397 | 6295 | Generation Constraint in GWh | FALSE | L | Annual | Fuel Consumed | TBtu | 0 | 0 | 0 | 0 | 0 | 0 | 0
Wind and Solar Generation Cap 30% - WEC_CALN v5.14 | 1397 | 6295 | Generation Constraint in GWh | FALSE | L | Annual | Heat Rate | MMBtu/MWh | 0 | 0 | 0 | 0 | 0 | 0 | 0
Wind and Solar Generation Cap 30% - WEC_CALN v5.14 | 1397 | 6295 | Generation Constraint in GWh | FALSE | L | Annual | Generation | TWh | 6.9684 | 7.2181 | 7.2181 | 7.2181 | 7.2181 | 30.8405 | 33.7841
Wind and Solar Generation Cap 30% - WEC_CALN v5.14 | 1397 | 6295 | Generation Constraint in GWh | FALSE | L | Annual | Qualifying Generation | TWh | 6.9684 | 7.2181 | 7.2181 | 7.2181 | 7.2181 | 30.8405 | 33.7841
Wind and Solar Generation Cap 30% - WEC_CALN v5.14 | 1397 | 6295 | Generation Constraint in GWh | FALSE | L | Annual | Rate | lb/MWh | 0 | 0 | 0 | 0 | 0 | 0 | 0
Wind and Solar Generation Cap 30% - WEC_CALN v5.14 | 1397 | 6295 | Generation Constraint in GWh | FALSE | L | Annual | Constraint Shadow Price | US2011$/MWh | 0 | 0 | 0 | 0 | 0 | 0 | 0
Wind and Solar Generation Cap 30% - WEC_LADW v5.14 | 1398 | 6296 | Generation Constraint in GWh | FALSE | L | Annual | Seasons Included | Seasons | Winter, Summer | Winter, Summer | Winter, Summer | Winter, Summer | Winter, Summer | Winter, Summer | Winter, Summer
Wind and Solar Generation Cap 30% - WEC_LADW v5.14 | 1398 | 6296 | Generation Constraint in GWh | FALSE | L | Annual | Standard GWh | GWh | 7874 | 7966 | 8069 | 8386 | 8687 | 9426 | 10228
Wind and Solar Generation Cap 30% - WEC_LADW v5.14 | 1398 | 6296 | Generation Constraint in GWh | FALSE | L | Annual | Emissions at Affected Plants | GWh | 1562.639 | 3033.6089 | 3033.6089 | 3033.6089 | 3033.6089 | 7625.4484 | 8694.3838
Wind and Solar Generation Cap 30% - WEC_LADW v5.14 | 1398 | 6296 | Generation Constraint in GWh | FALSE | L | Annual | Allowances Purchased | GWh | 0 | 0 | 0 | 0 | 0 | 0 | 0
Wind and Solar Generation Cap 30% - WEC_LADW v5.14 | 1398 | 6296 | Generation Constraint in GWh | FALSE | L | Annual | Allowances Sold | GWh | 0 | 0 | 0 | 0 | 0 | 0 | 0
Wind and Solar Generation Cap 30% - WEC_LADW v5.14 | 1398 | 6296 | Generation Constraint in GWh | FALSE | L | Annual | Allowances Banked | GWh | 0 | 0 | 0 | 0 | 0 | 0 | 0
Wind and Solar Generation Cap 30% - WEC_LADW v5.14 | 1398 | 6296 | Generation Constraint in GWh | FALSE | L | Annual | Allowances Withdrawn (1:1) | GWh | 0 | 0 | 0 | 0 | 0 | 0 | 0
Wind and Solar Generation Cap 30% - WEC_LADW v5.14 | 1398 | 6296 | Generation Constraint in GWh | FALSE | L | Annual | Allowances Withdrawn (n:1) | GWh | 0 | 0 | 0 | 0 | 0 | 0 | 0
Wind and Solar Generation Cap 30% - WEC_LADW v5.14 | 1398 | 6296 | Generation Constraint in GWh | FALSE | L | Annual | Net Emissions Allowance Position | GWh | 1562.639 | 3033.6089 | 3033.6089 | 3033.6089 | 3033.6089 | 7625.4484 | 8694.3838
Wind and Solar Generation Cap 30% - WEC_LADW v5.14 | 1398 | 6296 | Generation Constraint in GWh | FALSE | L | Annual | Fuel Consumed | TBtu | 0 | 0 | 0 | 0 | 0 | 0 | 0
Wind and Solar Generation Cap 30% - WEC_LADW v5.14 | 1398 | 6296 | Generation Constraint in GWh | FALSE | L | Annual | Heat Rate | MMBtu/MWh | 0 | 0 | 0 | 0 | 0 | 0 | 0
Wind and Solar Generation Cap 30% - WEC_LADW v5.14 | 1398 | 6296 | Generation Constraint in GWh | FALSE | L | Annual | Generation | TWh | 1.5626 | 3.0336 | 3.0336 | 3.0336 | 3.0336 | 7.6254 | 8.6944
Wind and Solar Generation Cap 30% - WEC_LADW v5.14 | 1398 | 6296 | Generation Constraint in GWh | FALSE | L | Annual | Qualifying Generation | TWh | 1.5626 | 3.0336 | 3.0336 | 3.0336 | 3.0336 | 7.6254 | 8.6944
Wind and Solar Generation Cap 30% - WEC_LADW v5.14 | 1398 | 6296 | Generation Constraint in GWh | FALSE | L | Annual | Rate | lb/MWh | 0 | 0 | 0 | 0 | 0 | 0 | 0
Wind and Solar Generation Cap 30% - WEC_LADW v5.14 | 1398 | 6296 | Generation Constraint in GWh | FALSE | L | Annual | Constraint Shadow Price | US2011$/MWh | 0 | 0 | 0 | 0 | 0 | 0 | 0
Wind and Solar Generation Cap 30% - WEC_SDGE v5.14 | 1399 | 6297 | Generation Constraint in GWh | FALSE | L | Annual | Seasons Included | Seasons | Winter, Summer | Winter, Summer | Winter, Summer | Winter, Summer | Winter, Summer | Winter, Summer | Winter, Summer
Wind and Solar Generation Cap 30% - WEC_SDGE v5.14 | 1399 | 6297 | Generation Constraint in GWh | FALSE | L | Annual | Standard GWh | GWh | 6170 | 6243 | 6323 | 6572 | 6855 | 7434 | 8062
Wind and Solar Generation Cap 30% - WEC_SDGE v5.14 | 1399 | 6297 | Generation Constraint in GWh | FALSE | L | Annual | Emissions at Affected Plants | GWh | 278.0394 | 867.426 | 867.426 | 3913.8627 | 5308.9868 | 5694.9868 | 6377.5791
Wind and Solar Generation Cap 30% - WEC_SDGE v5.14 | 1399 | 6297 | Generation Constraint in GWh | FALSE | L | Annual | Allowances Purchased | GWh | 0 | 0 | 0 | 0 | 0 | 0 | 0
Wind and Solar Generation Cap 30% - WEC_SDGE v5.14 | 1399 | 6297 | Generation Constraint in GWh | FALSE | L | Annual | Allowances Sold | GWh | 0 | 0 | 0 | 0 | 0 | 0 | 0
Wind and Solar Generation Cap 30% - WEC_SDGE v5.14 | 1399 | 6297 | Generation Constraint in GWh | FALSE | L | Annual | Allowances Banked | GWh | 0 | 0 | 0 | 0 | 0 | 0 | 0
Wind and Solar Generation Cap 30% - WEC_SDGE v5.14 | 1399 | 6297 | Generation Constraint in GWh | FALSE | L | Annual | Allowances Withdrawn (1:1) | GWh | 0 | 0 | 0 | 0 | 0 | 0 | 0
Wind and Solar Generation Cap 30% - WEC_SDGE v5.14 | 1399 | 6297 | Generation Constraint in GWh | FALSE | L | Annual | Allowances Withdrawn (n:1) | GWh | 0 | 0 | 0 | 0 | 0 | 0 | 0
Wind and Solar Generation Cap 30% - WEC_SDGE v5.14 | 1399 | 6297 | Generation Constraint in GWh | FALSE | L | Annual | Net Emissions Allowance Position | GWh | 278.0394 | 867.426 | 867.426 | 3913.8627 | 5308.9868 | 5694.9868 | 6377.5791
Wind and Solar Generation Cap 30% - WEC_SDGE v5.14 | 1399 | 6297 | Generation Constraint in GWh | FALSE | L | Annual | Fuel Consumed | TBtu | 0 | 0 | 0 | 0 | 0 | 0 | 0
Wind and Solar Generation Cap 30% - WEC_SDGE v5.14 | 1399 | 6297 | Generation Constraint in GWh | FALSE | L | Annual | Heat Rate | MMBtu/MWh | 0 | 0 | 0 | 0 | 0 | 0 | 0
Wind and Solar Generation Cap 30% - WEC_SDGE v5.14 | 1399 | 6297 | Generation Constraint in GWh | FALSE | L | Annual | Generation | TWh | 0.27804 | 0.86743 | 0.86743 | 3.9139 | 5.309 | 5.695 | 6.3776
Wind and Solar Generation Cap 30% - WEC_SDGE v5.14 | 1399 | 6297 | Generation Constraint in GWh | FALSE | L | Annual | Qualifying Generation | TWh | 0.27804 | 0.86743 | 0.86743 | 3.9139 | 5.309 | 5.695 | 6.3776
Wind and Solar Generation Cap 30% - WEC_SDGE v5.14 | 1399 | 6297 | Generation Constraint in GWh | FALSE | L | Annual | Rate | lb/MWh | 0 | 0 | 0 | 0 | 0 | 0 | 0
Wind and Solar Generation Cap 30% - WEC_SDGE v5.14 | 1399 | 6297 | Generation Constraint in GWh | FALSE | L | Annual | Constraint Shadow Price | US2011$/MWh | 0 | 0 | 0 | 0 | 0 | 0 | 0
Wind and Solar Generation Cap 30% - WECC_AZ v5.14 | 1400 | 6298 | Generation Constraint in GWh | FALSE | L | Annual | Seasons Included | Seasons | Winter, Summer | Winter, Summer | Winter, Summer | Winter, Summer | Winter, Summer | Winter, Summer | Winter, Summer
Wind and Solar Generation Cap 30% - WECC_AZ v5.14 | 1400 | 6298 | Generation Constraint in GWh | FALSE | L | Annual | Standard GWh | GWh | 27497 | 28162 | 28673 | 30093 | 31633 | 34786 | 38254
Wind and Solar Generation Cap 30% - WECC_AZ v5.14 | 1400 | 6298 | Generation Constraint in GWh | FALSE | L | Annual | Emissions at Affected Plants | GWh | 4357.3236 | 4357.3849 | 4357.3849 | 4357.3849 | 4357.3849 | 23769.8884 | 26082.1337
Wind and Solar Generation Cap 30% - WECC_AZ v5.14 | 1400 | 6298 | Generation Constraint in GWh | FALSE | L | Annual | Allowances Purchased | GWh | 0 | 0 | 0 | 0 | 0 | 0 | 0
Wind and Solar Generation Cap 30% - WECC_AZ v5.14 | 1400 | 6298 | Generation Constraint in GWh | FALSE | L | Annual | Allowances Sold | GWh | 0 | 0 | 0 | 0 | 0 | 0 | 0
Wind and Solar Generation Cap 30% - WECC_AZ v5.14 | 1400 | 6298 | Generation Constraint in GWh | FALSE | L | Annual | Allowances Banked | GWh | 0 | 0 | 0 | 0 | 0 | 0 | 0
Wind and Solar Generation Cap 30% - WECC_AZ v5.14 | 1400 | 6298 | Generation Constraint in GWh | FALSE | L | Annual | Allowances Withdrawn (1:1) | GWh | 0 | 0 | 0 | 0 | 0 | 0 | 0
Wind and Solar Generation Cap 30% - WECC_AZ v5.14 | 1400 | 6298 | Generation Constraint in GWh | FALSE | L | Annual | Allowances Withdrawn (n:1) | GWh | 0 | 0 | 0 | 0 | 0 | 0 | 0
Wind and Solar Generation Cap 30% - WECC_AZ v5.14 | 1400 | 6298 | Generation Constraint in GWh | FALSE | L | Annual | Net Emissions Allowance Position | GWh | 4357.3236 | 4357.3849 | 4357.3849 | 4357.3849 | 4357.3849 | 23769.8884 | 26082.1337
Wind and Solar Generation Cap 30% - WECC_AZ v5.14 | 1400 | 6298 | Generation Constraint in GWh | FALSE | L | Annual | Fuel Consumed | TBtu | 0 | 0 | 0 | 0 | 0 | 0 | 0
Wind and Solar Generation Cap 30% - WECC_AZ v5.14 | 1400 | 6298 | Generation Constraint in GWh | FALSE | L | Annual | Heat Rate | MMBtu/MWh | 0 | 0 | 0 | 0 | 0 | 0 | 0
Wind and Solar Generation Cap 30% - WECC_AZ v5.14 | 1400 | 6298 | Generation Constraint in GWh | FALSE | L | Annual | Generation | TWh | 4.3573 | 4.3574 | 4.3574 | 4.3574 | 4.3574 | 23.7699 | 26.0821
Wind and Solar Generation Cap 30% - WECC_AZ v5.14 | 1400 | 6298 | Generation Constraint in GWh | FALSE | L | Annual | Qualifying Generation | TWh | 4.3573 | 4.3574 | 4.3574 | 4.3574 | 4.3574 | 23.7699 | 26.0821
Wind and Solar Generation Cap 30% - WECC_AZ v5.14 | 1400 | 6298 | Generation Constraint in GWh | FALSE | L | Annual | Rate | lb/MWh | 0 | 0 | 0 | 0 | 0 | 0 | 0
Wind and Solar Generation Cap 30% - WECC_AZ v5.14 | 1400 | 6298 | Generation Constraint in GWh | FALSE | L | Annual | Constraint Shadow Price | US2011$/MWh | 0 | 0 | 0 | 0 | 0 | 0 | 0
Wind and Solar Generation Cap 30% - WECC_CO v5.14 | 1401 | 6299 | Generation Constraint in GWh | FALSE | L | Annual | Seasons Included | Seasons | Winter, Summer | Winter, Summer | Winter, Summer | Winter, Summer | Winter, Summer | Winter, Summer | Winter, Summer
Wind and Solar Generation Cap 30% - WECC_CO v5.14 | 1401 | 6299 | Generation Constraint in GWh | FALSE | L | Annual | Standard GWh | GWh | 18880 | 19458 | 19869 | 20919 | 21936 | 23917 | 26077
Wind and Solar Generation Cap 30% - WECC_CO v5.14 | 1401 | 6299 | Generation Constraint in GWh | FALSE | L | Annual | Emissions at Affected Plants | GWh | 10674.9265 | 11831.8925 | 12610.5501 | 13466.2492 | 14540.8195 | 23917 | 26077
Wind and Solar Generation Cap 30% - WECC_CO v5.14 | 1401 | 6299 | Generation Constraint in GWh | FALSE | L | Annual | Allowances Purchased | GWh | 0 | 0 | 0 | 0 | 0 | 0 | 0
Wind and Solar Generation Cap 30% - WECC_CO v5.14 | 1401 | 6299 | Generation Constraint in GWh | FALSE | L | Annual | Allowances Sold | GWh | 0 | 0 | 0 | 0 | 0 | 0 | 0
Wind and Solar Generation Cap 30% - WECC_CO v5.14 | 1401 | 6299 | Generation Constraint in GWh | FALSE | L | Annual | Allowances Banked | GWh | 0 | 0 | 0 | 0 | 0 | 0 | 0
Wind and Solar Generation Cap 30% - WECC_CO v5.14 | 1401 | 6299 | Generation Constraint in GWh | FALSE | L | Annual | Allowances Withdrawn (1:1) | GWh | 0 | 0 | 0 | 0 | 0 | 0 | 0
Wind and Solar Generation Cap 30% - WECC_CO v5.14 | 1401 | 6299 | Generation Constraint in GWh | FALSE | L | Annual | Allowances Withdrawn (n:1) | GWh | 0 | 0 | 0 | 0 | 0 | 0 | 0
Wind and Solar Generation Cap 30% - WECC_CO v5.14 | 1401 | 6299 | Generation Constraint in GWh | FALSE | L | Annual | Net Emissions Allowance Position | GWh | 10674.9265 | 11831.8925 | 12610.5501 | 13466.2492 | 14540.8195 | 23917 | 26077
Wind and Solar Generation Cap 30% - WECC_CO v5.14 | 1401 | 6299 | Generation Constraint in GWh | FALSE | L | Annual | Fuel Consumed | TBtu | 0 | 0 | 0 | 0 | 0 | 0 | 0
Wind and Solar Generation Cap 30% - WECC_CO v5.14 | 1401 | 6299 | Generation Constraint in GWh | FALSE | L | Annual | Heat Rate | MMBtu/MWh | 0 | 0 | 0 | 0 | 0 | 0 | 0
Wind and Solar Generation Cap 30% - WECC_CO v5.14 | 1401 | 6299 | Generation Constraint in GWh | FALSE | L | Annual | Generation | TWh | 10.6749 | 11.8319 | 12.6106 | 13.4662 | 14.5408 | 23.917 | 26.077
Wind and Solar Generation Cap 30% - WECC_CO v5.14 | 1401 | 6299 | Generation Constraint in GWh | FALSE | L | Annual | Qualifying Generation | TWh | 10.6749 | 11.8319 | 12.6106 | 13.4662 | 14.5408 | 23.917 | 26.077
Wind and Solar Generation Cap 30% - WECC_CO v5.14 | 1401 | 6299 | Generation Constraint in GWh | FALSE | L | Annual | Rate | lb/MWh | 0 | 0 | 0 | 0 | 0 | 0 | 0
Wind and Solar Generation Cap 30% - WECC_CO v5.14 | 1401 | 6299 | Generation Constraint in GWh | FALSE | L | Annual | Constraint Shadow Price | US2011$/MWh | 0 | 0 | 0 | 0 | 0 | 7.9096 | 16.7642
Wind and Solar Generation Cap 30% - WECC_ID v5.14 | 1402 | 6300 | Generation Constraint in GWh | FALSE | L | Annual | Seasons Included | Seasons | Winter, Summer | Winter, Summer | Winter, Summer | Winter, Summer | Winter, Summer | Winter, Summer | Winter, Summer
Wind and Solar Generation Cap 30% - WECC_ID v5.14 | 1402 | 6300 | Generation Constraint in GWh | FALSE | L | Annual | Standard GWh | GWh | 6543 | 6697 | 6804 | 7087 | 7352 | 7887 | 8460
Wind and Solar Generation Cap 30% - WECC_ID v5.14 | 1402 | 6300 | Generation Constraint in GWh | FALSE | L | Annual | Emissions at Affected Plants | GWh | 3701.9182 | 3704.2516 | 3704.2516 | 3704.2516 | 3712.3019 | 3712.3019 | 8460
Wind and Solar Generation Cap 30% - WECC_ID v5.14 | 1402 | 6300 | Generation Constraint in GWh | FALSE | L | Annual | Allowances Purchased | GWh | 0 | 0 | 0 | 0 | 0 | 0 | 0
Wind and Solar Generation Cap 30% - WECC_ID v5.14 | 1402 | 6300 | Generation Constraint in GWh | FALSE | L | Annual | Allowances Sold | GWh | 0 | 0 | 0 | 0 | 0 | 0 | 0
Wind and Solar Generation Cap 30% - WECC_ID v5.14 | 1402 | 6300 | Generation Constraint in GWh | FALSE | L | Annual | Allowances Banked | GWh | 0 | 0 | 0 | 0 | 0 | 0 | 0
Wind and Solar Generation Cap 30% - WECC_ID v5.14 | 1402 | 6300 | Generation Constraint in GWh | FALSE | L | Annual | Allowances Withdrawn (1:1) | GWh | 0 | 0 | 0 | 0 | 0 | 0 | 0
Wind and Solar Generation Cap 30% - WECC_ID v5.14 | 1402 | 6300 | Generation Constraint in GWh | FALSE | L | Annual | Allowances Withdrawn (n:1) | GWh | 0 | 0 | 0 | 0 | 0 | 0 | 0
Wind and Solar Generation Cap 30% - WECC_ID v5.14 | 1402 | 6300 | Generation Constraint in GWh | FALSE | L | Annual | Net Emissions Allowance Position | GWh | 3701.9182 | 3704.2516 | 3704.2516 | 3704.2516 | 3712.3019 | 3712.3019 | 8460
Wind and Solar Generation Cap 30% - WECC_ID v5.14 | 1402 | 6300 | Generation Constraint in GWh | FALSE | L | Annual | Fuel Consumed | TBtu | 0 | 0 | 0 | 0 | 0 | 0 | 0
Wind and Solar Generation Cap 30% - WECC_ID v5.14 | 1402 | 6300 | Generation Constraint in GWh | FALSE | L | Annual | Heat Rate | MMBtu/MWh | 0 | 0 | 0 | 0 | 0 | 0 | 0
Wind and Solar Generation Cap 30% - WECC_ID v5.14 | 1402 | 6300 | Generation Constraint in GWh | FALSE | L | Annual | Generation | TWh | 3.7019 | 3.7043 | 3.7043 | 3.7043 | 3.7123 | 3.7123 | 8.46
Wind and Solar Generation Cap 30% - WECC_ID v5.14 | 1402 | 6300 | Generation Constraint in GWh | FALSE | L | Annual | Qualifying Generation | TWh | 3.7019 | 3.7043 | 3.7043 | 3.7043 | 3.7123 | 3.7123 | 8.46
Wind and Solar Generation Cap 30% - WECC_ID v5.14 | 1402 | 6300 | Generation Constraint in GWh | FALSE | L | Annual | Rate | lb/MWh | 0 | 0 | 0 | 0 | 0 | 0 | 0
Wind and Solar Generation Cap 30% - WECC_ID v5.14 | 1402 | 6300 | Generation Constraint in GWh | FALSE | L | Annual | Constraint Shadow Price | US2011$/MWh | 0 | 0 | 0 | 0 | 0 | 0 | 0.51068
Wind and Solar Generation Cap 30% - WECC_IID v5.14 | 1403 | 6301 | Generation Constraint in GWh | FALSE | L | Annual | Seasons Included | Seasons | Winter, Summer | Winter, Summer | Winter, Summer | Winter, Summer | Winter, Summer | Winter, Summer | Winter, Summer
Wind and Solar Generation Cap 30% - WECC_IID v5.14 | 1403 | 6301 | Generation Constraint in GWh | FALSE | L | Annual | Standard GWh | GWh | 3051 | 3382 | 3382 | 3382 | 3382 | 3382 | 3382
Wind and Solar Generation Cap 30% - WECC_IID v5.14 | 1403 | 6301 | Generation Constraint in GWh | FALSE | L | Annual | Emissions at Affected Plants | GWh | 3049.6443 | 3380.7723 | 3380.7723 | 3380.7723 | 3380.7723 | 3380.7723 | 3380.7723
Wind and Solar Generation Cap 30% - WECC_IID v5.14 | 1403 | 6301 | Generation Constraint in GWh | FALSE | L | Annual | Allowances Purchased | GWh | 0 | 0 | 0 | 0 | 0 | 0 | 0
Wind and Solar Generation Cap 30% - WECC_IID v5.14 | 1403 | 6301 | Generation Constraint in GWh | FALSE | L | Annual | Allowances Sold | GWh | 0 | 0 | 0 | 0 | 0 | 0 | 0
Wind and Solar Generation Cap 30% - WECC_IID v5.14 | 1403 | 6301 | Generation Constraint in GWh | FALSE | L | Annual | Allowances Banked | GWh | 0 | 0 | 0 | 0 | 0 | 0 | 0
Wind and Solar Generation Cap 30% - WECC_IID v5.14 | 1403 | 6301 | Generation Constraint in GWh | FALSE | L | Annual | Allowances Withdrawn (1:1) | GWh | 0 | 0 | 0 | 0 | 0 | 0 | 0
Wind and Solar Generation Cap 30% - WECC_IID v5.14 | 1403 | 6301 | Generation Constraint in GWh | FALSE | L | Annual | Allowances Withdrawn (n:1) | GWh | 0 | 0 | 0 | 0 | 0 | 0 | 0
Wind and Solar Generation Cap 30% - WECC_IID v5.14 | 1403 | 6301 | Generation Constraint in GWh | FALSE | L | Annual | Net Emissions Allowance Position | GWh | 3049.6443 | 3380.7723 | 3380.7723 | 3380.7723 | 3380.7723 | 3380.7723 | 3380.7723
Wind and Solar Generation Cap 30% - WECC_IID v5.14 | 1403 | 6301 | Generation Constraint in GWh | FALSE | L | Annual | Fuel Consumed | TBtu | 0 | 0 | 0 | 0 | 0 | 0 | 0
Wind and Solar Generation Cap 30% - WECC_IID v5.14 | 1403 | 6301 | Generation Constraint in GWh | FALSE | L | Annual | Heat Rate | MMBtu/MWh | 0 | 0 | 0 | 0 | 0 | 0 | 0
Wind and Solar Generation Cap 30% - WECC_IID v5.14 | 1403 | 6301 | Generation Constraint in GWh | FALSE | L | Annual | Generation | TWh | 3.0496 | 3.3808 | 3.3808 | 3.3808 | 3.3808 | 3.3808 | 3.3808
Wind and Solar Generation Cap 30% - WECC_IID v5.14 | 1403 | 6301 | Generation Constraint in GWh | FALSE | L | Annual | Qualifying Generation | TWh | 3.0496 | 3.3808 | 3.3808 | 3.3808 | 3.3808 | 3.3808 | 3.3808
Wind and Solar Generation Cap 30% - WECC_IID v5.14 | 1403 | 6301 | Generation Constraint in GWh | FALSE | L | Annual | Rate | lb/MWh | 0 | 0 | 0 | 0 | 0 | 0 | 0
Wind and Solar Generation Cap 30% - WECC_IID v5.14 | 1403 | 6301 | Generation Constraint in GWh | FALSE | L | Annual | Constraint Shadow Price | US2011$/MWh | 0 | 0 | 0 | 0 | 0 | 0 | 0
Wind and Solar Generation Cap 30% - WECC_MT v5.14 | 1404 | 6302 | Generation Constraint in GWh | FALSE | L | Annual | Seasons Included | Seasons | Winter, Summer | Winter, Summer | Winter, Summer | Winter, Summer | Winter, Summer | Winter, Summer | Winter, Summer
Wind and Solar Generation Cap 30% - WECC_MT v5.14 | 1404 | 6302 | Generation Constraint in GWh | FALSE | L | Annual | Standard GWh | GWh | 3284 | 3361 | 3415 | 3557 | 3690 | 3959 | 4247
Wind and Solar Generation Cap 30% - WECC_MT v5.14 | 1404 | 6302 | Generation Constraint in GWh | FALSE | L | Annual | Emissions at Affected Plants | GWh | 1722.3448 | 2825.9253 | 2825.9253 | 2825.9253 | 2825.9253 | 2825.9253 | 2825.9253
Wind and Solar Generation Cap 30% - WECC_MT v5.14 | 1404 | 6302 | Generation Constraint in GWh | FALSE | L | Annual | Allowances Purchased | GWh | 0 | 0 | 0 | 0 | 0 | 0 | 0
Wind and Solar Generation Cap 30% - WECC_MT v5.14 | 1404 | 6302 | Generation Constraint in GWh | FALSE | L | Annual | Allowances Sold | GWh | 0 | 0 | 0 | 0 | 0 | 0 | 0
Wind and Solar Generation Cap 30% - WECC_MT v5.14 | 1404 | 6302 | Generation Constraint in GWh | FALSE | L | Annual | Allowances Banked | GWh | 0 | 0 | 0 | 0 | 0 | 0 | 0
Wind and Solar Generation Cap 30% - WECC_MT v5.14 | 1404 | 6302 | Generation Constraint in GWh | FALSE | L | Annual | Allowances Withdrawn (1:1) | GWh | 0 | 0 | 0 | 0 | 0 | 0 | 0
Wind and Solar Generation Cap 30% - WECC_MT v5.14 | 1404 | 6302 | Generation Constraint in GWh | FALSE | L | Annual | Allowances Withdrawn (n:1) | GWh | 0 | 0 | 0 | 0 | 0 | 0 | 0
Wind and Solar Generation Cap 30% - WECC_MT v5.14 | 1404 | 6302 | Generation Constraint in GWh | FALSE | L | Annual | Net Emissions Allowance Position | GWh | 1722.3448 | 2825.9253 | 2825.9253 | 2825.9253 | 2825.9253 | 2825.9253 | 2825.9253
Wind and Solar Generation Cap 30% - WECC_MT v5.14 | 1404 | 6302 | Generation Constraint in GWh | FALSE | L | Annual | Fuel Consumed | TBtu | 0 | 0 | 0 | 0 | 0 | 0 | 0
Wind and Solar Generation Cap 30% - WECC_MT v5.14 | 1404 | 6302 | Generation Constraint in GWh | FALSE | L | Annual | Heat Rate | MMBtu/MWh | 0 | 0 | 0 | 0 | 0 | 0 | 0
Wind and Solar Generation Cap 30% - WECC_MT v5.14 | 1404 | 6302 | Generation Constraint in GWh | FALSE | L | Annual | Generation | TWh | 1.7223 | 2.8259 | 2.8259 | 2.8259 | 2.8259 | 2.8259 | 2.8259
Wind and Solar Generation Cap 30% - WECC_MT v5.14 | 1404 | 6302 | Generation Constraint in GWh | FALSE | L | Annual | Qualifying Generation | TWh | 1.7223 | 2.8259 | 2.8259 | 2.8259 | 2.8259 | 2.8259 | 2.8259
Wind and Solar Generation Cap 30% - WECC_MT v5.14 | 1404 | 6302 | Generation Constraint in GWh | FALSE | L | Annual | Rate | lb/MWh | 0 | 0 | 0 | 0 | 0 | 0 | 0
Wind and Solar Generation Cap 30% - WECC_MT v5.14 | 1404 | 6302 | Generation Constraint in GWh | FALSE | L | Annual | Constraint Shadow Price | US2011$/MWh | 0 | 0 | 0 | 0 | 0 | 0 | 0
Wind and Solar Generation Cap 30% - WECC_NM v5.14 | 1405 | 6303 | Generation Constraint in GWh | FALSE | L | Annual | Seasons Included | Seasons | Winter, Summer | Winter, Summer | Winter, Summer | Winter, Summer | Winter, Summer | Winter, Summer | Winter, Summer
Wind and Solar Generation Cap 30% - WECC_NM v5.14 | 1405 | 6303 | Generation Constraint in GWh | FALSE | L | Annual | Standard GWh | GWh | 6635 | 6795 | 6919 | 7261 | 7633 | 8394 | 9230
Wind and Solar Generation Cap 30% - WECC_NM v5.14 | 1405 | 6303 | Generation Constraint in GWh | FALSE | L | Annual | Emissions at Affected Plants | GWh | 3493.2896 | 4793.0091 | 4790.7223 | 4790.7223 | 4790.7223 | 8394 | 9230
Wind and Solar Generation Cap 30% - WECC_NM v5.14 | 1405 | 6303 | Generation Constraint in GWh | FALSE | L | Annual | Allowances Purchased | GWh | 0 | 0 | 0 | 0 | 0 | 0 | 0
Wind and Solar Generation Cap 30% - WECC_NM v5.14 | 1405 | 6303 | Generation Constraint in GWh | FALSE | L | Annual | Allowances Sold | GWh | 0 | 0 | 0 | 0 | 0 | 0 | 0
Wind and Solar Generation Cap 30% - WECC_NM v5.14 | 1405 | 6303 | Generation Constraint in GWh | FALSE | L | Annual | Allowances Banked | GWh | 0 | 0 | 0 | 0 | 0 | 0 | 0
Wind and Solar Generation Cap 30% - WECC_NM v5.14 | 1405 | 6303 | Generation Constraint in GWh | FALSE | L | Annual | Allowances Withdrawn (1:1) | GWh | 0 | 0 | 0 | 0 | 0 | 0 | 0
Wind and Solar Generation Cap 30% - WECC_NM v5.14 | 1405 | 6303 | Generation Constraint in GWh | FALSE | L | Annual | Allowances Withdrawn (n:1) | GWh | 0 | 0 | 0 | 0 | 0 | 0 | 0
Wind and Solar Generation Cap 30% - WECC_NM v5.14 | 1405 | 6303 | Generation Constraint in GWh | FALSE | L | Annual | Net Emissions Allowance Position | GWh | 3493.2896 | 4793.0091 | 4790.7223 | 4790.7223 | 4790.7223 | 8394 | 9230
Wind and Solar Generation Cap 30% - WECC_NM v5.14 | 1405 | 6303 | Generation Constraint in GWh | FALSE | L | Annual | Fuel Consumed | TBtu | 0 | 0 | 0 | 0 | 0 | 0 | 0
Wind and Solar Generation Cap 30% - WECC_NM v5.14 | 1405 | 6303 | Generation Constraint in GWh | FALSE | L | Annual | Heat Rate | MMBtu/MWh | 0 | 0 | 0 | 0 | 0 | 0 | 0
Wind and Solar Generation Cap 30% - WECC_NM v5.14 | 1405 | 6303 | Generation Constraint in GWh | FALSE | L | Annual | Generation | TWh | 3.4933 | 4.793 | 4.7907 | 4.7907 | 4.7907 | 8.394 | 9.23
Wind and Solar Generation Cap 30% - WECC_NM v5.14 | 1405 | 6303 | Generation Constraint in GWh | FALSE | L | Annual | Qualifying Generation | TWh | 3.4933 | 4.793 | 4.7907 | 4.7907 | 4.7907 | 8.394 | 9.23
Wind and Solar Generation Cap 30% - WECC_NM v5.14 | 1405 | 6303 | Generation Constraint in GWh | FALSE | L | Annual | Rate | lb/MWh | 0 | 0 | 0 | 0 | 0 | 0 | 0
Wind and Solar Generation Cap 30% - WECC_NM v5.14 | 1405 | 6303 | Generation Constraint in GWh | FALSE | L | Annual | Constraint Shadow Price | US2011$/MWh | 0 | 0 | 0 | 0 | 0 | 9.3086 | 15.9843
Wind and Solar Generation Cap 30% - WECC_NNV v5.14 | 1406 | 6304 | Generation Constraint in GWh | FALSE | L | Annual | Seasons Included | Seasons | Winter, Summer | Winter, Summer | Winter, Summer | Winter, Summer | Winter, Summer | Winter, Summer | Winter, Summer
Wind and Solar Generation Cap 30% - WECC_NNV v5.14 | 1406 | 6304 | Generation Constraint in GWh | FALSE | L | Annual | Standard GWh | GWh | 3742 | 3830 | 3891 | 4053 | 4204 | 4510 | 4838
Wind and Solar Generation Cap 30% - WECC_NNV v5.14 | 1406 | 6304 | Generation Constraint in GWh | FALSE | L | Annual | Emissions at Affected Plants | GWh | 490.1361 | 490.4824 | 490.4824 | 491.0113 | 491.0113 | 3258.4241 | 3477.4241
Wind and Solar Generation Cap 30% - WECC_NNV v5.14 | 1406 | 6304 | Generation Constraint in GWh | FALSE | L | Annual | Allowances Purchased | GWh | 0 | 0 | 0 | 0 | 0 | 0 | 0
Wind and Solar Generation Cap 30% - WECC_NNV v5.14 | 1406 | 6304 | Generation Constraint in GWh | FALSE | L | Annual | Allowances Sold | GWh | 0 | 0 | 0 | 0 | 0 | 0 | 0
Wind and Solar Generation Cap 30% - WECC_NNV v5.14 | 1406 | 6304 | Generation Constraint in GWh | FALSE | L | Annual | Allowances Banked | GWh | 0 | 0 | 0 | 0 | 0 | 0 | 0
Wind and Solar Generation Cap 30% - WECC_NNV v5.14 | 1406 | 6304 | Generation Constraint in GWh | FALSE | L | Annual | Allowances Withdrawn (1:1) | GWh | 0 | 0 | 0 | 0 | 0 | 0 | 0
Wind and Solar Generation Cap 30% - WECC_NNV v5.14 | 1406 | 6304 | Generation Constraint in GWh | FALSE | L | Annual | Allowances Withdrawn (n:1) | GWh | 0 | 0 | 0 | 0 | 0 | 0 | 0
Wind and Solar Generation Cap 30% - WECC_NNV v5.14 | 1406 | 6304 | Generation Constraint in GWh | FALSE | L | Annual | Net Emissions Allowance Position | GWh | 490.1361 | 490.4824 | 490.4824 | 491.0113 | 491.0113 | 3258.4241 | 3477.4241
Wind and Solar Generation Cap 30% - WECC_NNV v5.14 | 1406 | 6304 | Generation Constraint in GWh | FALSE | L | Annual | Fuel Consumed | TBtu | 0 | 0 | 0 | 0 | 0 | 0 | 0
Wind and Solar Generation Cap 30% - WECC_NNV v5.14 | 1406 | 6304 | Generation Constraint in GWh | FALSE | L | Annual | Heat Rate | MMBtu/MWh | 0 | 0 | 0 | 0 | 0 | 0 | 0
Wind and Solar Generation Cap 30% - WECC_NNV v5.14 | 1406 | 6304 | Generation Constraint in GWh | FALSE | L | Annual | Generation | TWh | 0.49014 | 0.49048 | 0.49048 | 0.49101 | 0.49101 | 3.2584 | 3.4774
Wind and Solar Generation Cap 30% - WECC_NNV v5.14 | 1406 | 6304 | Generation Constraint in GWh | FALSE | L | Annual | Qualifying Generation | TWh | 0.49014 | 0.49048 | 0.49048 | 0.49101 | 0.49101 | 3.2584 | 3.4774
Wind and Solar Generation Cap 30% - WECC_NNV v5.14 | 1406 | 6304 | Generation Constraint in GWh | FALSE | L | Annual | Rate | lb/MWh | 0 | 0 | 0 | 0 | 0 | 0 | 0
Wind and Solar Generation Cap 30% - WECC_NNV v5.14 | 1406 | 6304 | Generation Constraint in GWh | FALSE | L | Annual | Constraint Shadow Price | US2011$/MWh | 0 | 0 | 0 | 0 | 0 | 0 | 0
Wind and Solar Generation Cap 30% - WECC_PNW v5.14 | 1407 | 6305 | Generation Constraint in GWh | FALSE | L | Annual | Seasons Included | Seasons | Winter, Summer | Winter, Summer | Winter, Summer | Winter, Summer | Winter, Summer | Winter, Summer | Winter, Summer
Wind and Solar Generation Cap 30% - WECC_PNW v5.14 | 1407 | 6305 | Generation Constraint in GWh | FALSE | L | Annual | Standard GWh | GWh | 50243 | 51422 | 52245 | 54417 | 56451 | 60558 | 64964
Wind and Solar Generation Cap 30% - WECC_PNW v5.14 | 1407 | 6305 | Generation Constraint in GWh | FALSE | L | Annual | Emissions at Affected Plants | GWh | 17458.7983 | 17695.5567 | 17695.5567 | 17695.5567 | 17739.2028 | 17739.2028 | 61028.8412
Wind and Solar Generation Cap 30% - WECC_PNW v5.14 | 1407 | 6305 | Generation Constraint in GWh | FALSE | L | Annual | Allowances Purchased | GWh | 0 | 0 | 0 | 0 | 0 | 0 | 0
Wind and Solar Generation Cap 30% - WECC_PNW v5.14 | 1407 | 6305 | Generation Constraint in GWh | FALSE | L | Annual | Allowances Sold | GWh | 0 | 0 | 0 | 0 | 0 | 0 | 0
Wind and Solar Generation Cap 30% - WECC_PNW v5.14 | 1407 | 6305 | Generation Constraint in GWh | FALSE | L | Annual | Allowances Banked | GWh | 0 | 0 | 0 | 0 | 0 | 0 | 0
Wind and Solar Generation Cap 30% - WECC_PNW v5.14 | 1407 | 6305 | Generation Constraint in GWh | FALSE | L | Annual | Allowances Withdrawn (1:1) | GWh | 0 | 0 | 0 | 0 | 0 | 0 | 0
Wind and Solar Generation Cap 30% - WECC_PNW v5.14 | 1407 | 6305 | Generation Constraint in GWh | FALSE | L | Annual | Allowances Withdrawn (n:1) | GWh | 0 | 0 | 0 | 0 | 0 | 0 | 0
Wind and Solar Generation Cap 30% - WECC_PNW v5.14 | 1407 | 6305 | Generation Constraint in GWh | FALSE | L | Annual | Net Emissions Allowance Position | GWh | 17458.7983 | 17695.5567 | 17695.5567 | 17695.5567 | 17739.2028 | 17739.2028 | 61028.8412
Wind and Solar Generation Cap 30% - WECC_PNW v5.14 | 1407 | 6305 | Generation Constraint in GWh | FALSE | L | Annual | Fuel Consumed | TBtu | 0 | 0 | 0 | 0 | 0 | 0 | 0
Wind and Solar Generation Cap 30% - WECC_PNW v5.14 | 1407 | 6305 | Generation Constraint in GWh | FALSE | L | Annual | Heat Rate | MMBtu/MWh | 0 | 0 | 0 | 0 | 0 | 0 | 0
Wind and Solar Generation Cap 30% - WECC_PNW v5.14 | 1407 | 6305 | Generation Constraint in GWh | FALSE | L | Annual | Generation | TWh | 17.4588 | 17.6956 | 17.6956 | 17.6956 | 17.7392 | 17.7392 | 61.0288
Wind and Solar Generation Cap 30% - WECC_PNW v5.14 | 1407 | 6305 | Generation Constraint in GWh | FALSE | L | Annual | Qualifying Generation | TWh | 17.4588 | 17.6956 | 17.6956 | 17.6956 | 17.7392 | 17.7392 | 61.0288
Wind and Solar Generation Cap 30% - WECC_PNW v5.14 | 1407 | 6305 | Generation Constraint in GWh | FALSE | L | Annual | Rate | lb/MWh | 0 | 0 | 0 | 0 | 0 | 0 | 0
Wind and Solar Generation Cap 30% - WECC_PNW v5.14 | 1407 | 6305 | Generation Constraint in GWh | FALSE | L | Annual | Constraint Shadow Price | US2011$/MWh | 0 | 0 | 0 | 0 | 0 | 0 | 0
Wind and Solar Generation Cap 30% - WECC_SCE v5.14 | 1408 | 6306 | Generation Constraint in GWh | FALSE | L | Annual | Seasons Included | Seasons | Winter, Summer | Winter, Summer | Winter, Summer | Winter, Summer | Winter, Summer | Winter, Summer | Winter, Summer
Wind and Solar Generation Cap 30% - WECC_SCE v5.14 | 1408 | 6306 | Generation Constraint in GWh | FALSE | L | Annual | Standard GWh | GWh | 32622 | 33005 | 33433 | 34747 | 35993 | 39056 | 42379
Wind and Solar Generation Cap 30% - WECC_SCE v5.14 | 1408 | 6306 | Generation Constraint in GWh | FALSE | L | Annual | Emissions at Affected Plants | GWh | 20748.286 | 26560.7684 | 26560.7684 | 26725.5795 | 33640.8379 | 39056 | 42379
Wind and Solar Generation Cap 30% - WECC_SCE v5.14 | 1408 | 6306 | Generation Constraint in GWh | FALSE | L | Annual | Allowances Purchased | GWh | 0 | 0 | 0 | 0 | 0 | 0 | 0
Wind and Solar Generation Cap 30% - WECC_SCE v5.14 | 1408 | 6306 | Generation Constraint in GWh | FALSE | L | Annual | Allowances Sold | GWh | 0 | 0 | 0 | 0 | 0 | 0 | 0
Wind and Solar Generation Cap 30% - WECC_SCE v5.14 | 1408 | 6306 | Generation Constraint in GWh | FALSE | L | Annual | Allowances Banked | GWh | 0 | 0 | 0 | 0 | 0 | 0 | 0
Wind and Solar Generation Cap 30% - WECC_SCE v5.14 | 1408 | 6306 | Generation Constraint in GWh | FALSE | L | Annual | Allowances Withdrawn (1:1) | GWh | 0 | 0 | 0 | 0 | 0 | 0 | 0
Wind and Solar Generation Cap 30% - WECC_SCE v5.14 | 1408 | 6306 | Generation Constraint in GWh | FALSE | L | Annual | Allowances Withdrawn (n:1) | GWh | 0 | 0 | 0 | 0 | 0 | 0 | 0
Wind and Solar Generation Cap 30% - WECC_SCE v5.14 | 1408 | 6306 | Generation Constraint in GWh | FALSE | L | Annual | Net Emissions Allowance Position | GWh | 20748.286 | 26560.7684 | 26560.7684 | 26725.5795 | 33640.8379 | 39056 | 42379
Wind and Solar Generation Cap 30% - WECC_SCE v5.14 | 1408 | 6306 | Generation Constraint in GWh | FALSE | L | Annual | Fuel Consumed | TBtu | 0 | 0 | 0 | 0 | 0 | 0 | 0
Wind and Solar Generation Cap 30% - WECC_SCE v5.14 | 1408 | 6306 | Generation Constraint in GWh | FALSE | L | Annual | Heat Rate | MMBtu/MWh | 0 | 0 | 0 | 0 | 0 | 0 | 0
Wind and Solar Generation Cap 30% - WECC_SCE v5.14 | 1408 | 6306 | Generation Constraint in GWh | FALSE | L | Annual | Generation | TWh | 20.7483 | 26.5608 | 26.5608 | 26.7256 | 33.6408 | 39.056 | 42.379
Wind and Solar Generation Cap 30% - WECC_SCE v5.14 | 1408 | 6306 | Generation Constraint in GWh | FALSE | L | Annual | Qualifying Generation | TWh | 20.7483 | 26.5608 | 26.5608 | 26.7256 | 33.6408 | 39.056 | 42.379
Wind and Solar Generation Cap 30% - WECC_SCE v5.14 | 1408 | 6306 | Generation Constraint in GWh | FALSE | L | Annual | Rate | lb/MWh | 0 | 0 | 0 | 0 | 0 | 0 | 0
Wind and Solar Generation Cap 30% - WECC_SCE v5.14 | 1408 | 6306 | Generation Constraint in GWh | FALSE | L | Annual | Constraint Shadow Price | US2011$/MWh | 0 | 0 | 0 | 0 | 0 | 8.8645 | 4.5928
Wind and Solar Generation Cap 30% - WECC_SF v5.14 | 1409 | 6307 | Generation Constraint in GWh | FALSE | L | Annual | Seasons Included | Seasons | Winter, Summer | Winter, Summer | Winter, Summer | Winter, Summer | Winter, Summer | Winter, Summer | Winter, Summer
Wind and Solar Generation Cap 30% - WECC_SF v5.14 | 1409 | 6307 | Generation Constraint in GWh | FALSE | L | Annual | Standard GWh | GWh | 1726 | 1746 | 1769 | 1838 | 1904 | 2066 | 2242
Wind and Solar Generation Cap 30% - WECC_SF v5.14 | 1409 | 6307 | Generation Constraint in GWh | FALSE | L | Annual | Emissions at Affected Plants | GWh | 518.6683 | 1242.799 | 1242.799 | 1242.799 | 1242.799 | 2066 | 2242
Wind and Solar Generation Cap 30% - WECC_SF v5.14 | 1409 | 6307 | Generation Constraint in GWh | FALSE | L | Annual | Allowances Purchased | GWh | 0 | 0 | 0 | 0 | 0 | 0 | 0
Wind and Solar Generation Cap 30% - WECC_SF v5.14 | 1409 | 6307 | Generation Constraint in GWh | FALSE | L | Annual | Allowances Sold | GWh | 0 | 0 | 0 | 0 | 0 | 0 | 0
Wind and Solar Generation Cap 30% - WECC_SF v5.14 | 1409 | 6307 | Generation Constraint in GWh | FALSE | L | Annual | Allowances Banked | GWh | 0 | 0 | 0 | 0 | 0 | 0 | 0
Wind and Solar Generation Cap 30% - WECC_SF v5.14 | 1409 | 6307 | Generation Constraint in GWh | FALSE | L | Annual | Allowances Withdrawn (1:1) | GWh | 0 | 0 | 0 | 0 | 0 | 0 | 0
Wind and Solar Generation Cap 30% - WECC_SF v5.14 | 1409 | 6307 | Generation Constraint in GWh | FALSE | L | Annual | Allowances Withdrawn (n:1) | GWh | 0 | 0 | 0 | 0 | 0 | 0 | 0
Wind and Solar Generation Cap 30% - WECC_SF v5.14 | 1409 | 6307 | Generation Constraint in GWh | FALSE | L | Annual | Net Emissions Allowance Position | GWh | 518.6683 | 1242.799 | 1242.799 | 1242.799 | 1242.799 | 2066 | 2242
Wind and Solar Generation Cap 30% - WECC_SF v5.14 | 1409 | 6307 | Generation Constraint in GWh | FALSE | L | Annual | Fuel Consumed | TBtu | 0 | 0 | 0 | 0 | 0 | 0 | 0
Wind and Solar Generation Cap 30% - WECC_SF v5.14 | 1409 | 6307 | Generation Constraint in GWh | FALSE | L | Annual | Heat Rate | MMBtu/MWh | 0 | 0 | 0 | 0 | 0 | 0 | 0
Wind and Solar Generation Cap 30% - WECC_SF v5.14 | 1409 | 6307 | Generation Constraint in GWh | FALSE | L | Annual | Generation | TWh | 0.51867 | 1.2428 | 1.2428 | 1.2428 | 1.2428 | 2.066 | 2.242
Wind and Solar Generation Cap 30% - WECC_SF v5.14 | 1409 | 6307 | Generation Constraint in GWh | FALSE | L | Annual | Qualifying Generation | TWh | 0.51867 | 1.2428 | 1.2428 | 1.2428 | 1.2428 | 2.066 | 2.242
Wind and Solar Generation Cap 30% - WECC_SF v5.14 | 1409 | 6307 | Generation Constraint in GWh | FALSE | L | Annual | Rate | lb/MWh | 0 | 0 | 0 | 0 | 0 | 0 | 0
Wind and Solar Generation Cap 30% - WECC_SF v5.14 | 1409 | 6307 | Generation Constraint in GWh | FALSE | L | Annual | Constraint Shadow Price | US2011$/MWh | 0 | 0 | 0 | 0 | 0 | 1.1236 | 25.7789
Wind and Solar Generation Cap 30% - WECC_SNV v5.14 | 1410 | 6308 | Generation Constraint in GWh | FALSE | L | Annual | Seasons Included | Seasons | Winter, Summer | Winter, Summer | Winter, Summer | Winter, Summer | Winter, Summer | Winter, Summer | Winter, Summer
Wind and Solar Generation Cap 30% - WECC_SNV v5.14 | 1410 | 6308 | Generation Constraint in GWh | FALSE | L | Annual | Standard GWh | GWh | 6459 | 6615 | 6735 | 7068 | 7430 | 8171 | 8985
Wind and Solar Generation Cap 30% - WECC_SNV v5.14 | 1410 | 6308 | Generation Constraint in GWh | FALSE | L | Annual | Emissions at Affected Plants | GWh | 2841.7628 | 3634.2975 | 3634.2975 | 3634.2975 | 3634.2975 | 5447 | 5990
Wind and Solar Generation Cap 30% - WECC_SNV v5.14 | 1410 | 6308 | Generation Constraint in GWh | FALSE | L | Annual | Allowances Purchased | GWh | 0 | 0 | 0 | 0 | 0 | 0 | 0
Wind and Solar Generation Cap 30% - WECC_SNV v5.14 | 1410 | 6308 | Generation Constraint in GWh | FALSE | L | Annual | Allowances Sold | GWh | 0 | 0 | 0 | 0 | 0 | 0 | 0
Wind and Solar Generation Cap 30% - WECC_SNV v5.14 | 1410 | 6308 | Generation Constraint in GWh | FALSE | L | Annual | Allowances Banked | GWh | 0 | 0 | 0 | 0 | 0 | 0 | 0
Wind and Solar Generation Cap 30% - WECC_SNV v5.14 | 1410 | 6308 | Generation Constraint in GWh | FALSE | L | Annual | Allowances Withdrawn (1:1) | GWh | 0 | 0 | 0 | 0 | 0 | 0 | 0
Wind and Solar Generation Cap 30% - WECC_SNV v5.14 | 1410 | 6308 | Generation Constraint in GWh | FALSE | L | Annual | Allowances Withdrawn (n:1) | GWh | 0 | 0 | 0 | 0 | 0 | 0 | 0
Wind and Solar Generation Cap 30% - WECC_SNV v5.14 | 1410 | 6308 | Generation Constraint in GWh | FALSE | L | Annual | Net Emissions Allowance Position | GWh | 2841.7628 | 3634.2975 | 3634.2975 | 3634.2975 | 3634.2975 | 5447 | 5990
Wind and Solar Generation Cap 30% - WECC_SNV v5.14 | 1410 | 6308 | Generation Constraint in GWh | FALSE | L | Annual | Fuel Consumed | TBtu | 0 | 0 | 0 | 0 | 0 | 0 | 0
Wind and Solar Generation Cap 30% - WECC_SNV v5.14 | 1410 | 6308 | Generation Constraint in GWh | FALSE | L | Annual | Heat Rate | MMBtu/MWh | 0 | 0 | 0 | 0 | 0 | 0 | 0
Wind and Solar Generation Cap 30% - WECC_SNV v5.14 | 1410 | 6308 | Generation Constraint in GWh | FALSE | L | Annual | Generation | TWh | 2.8418 | 3.6343 | 3.6343 | 3.6343 | 3.6343 | 5.447 | 5.99
Wind and Solar Generation Cap 30% - WECC_SNV v5.14 | 1410 | 6308 | Generation Constraint in GWh | FALSE | L | Annual | Qualifying Generation | TWh | 2.8418 | 3.6343 | 3.6343 | 3.6343 | 3.6343 | 5.447 | 5.99
Wind and Solar Generation Cap 30% - WECC_SNV v5.14 | 1410 | 6308 | Generation Constraint in GWh | FALSE | L | Annual | Rate | lb/MWh | 0 | 0 | 0 | 0 | 0 | 0 | 0
Wind and Solar Generation Cap 30% - WECC_SNV v5.14 | 1410 | 6308 | Generation Constraint in GWh | FALSE | L | Annual | Constraint Shadow Price | US2011$/MWh | 0 | 0 | 0 | 0 | 0 | 0 | 0
Wind and Solar Generation Cap 30% - WECC_UT v5.14 | 1411 | 6309 | Generation Constraint in GWh | FALSE | L | Annual | Seasons Included | Seasons | Winter, Summer | Winter, Summer | Winter, Summer | Winter, Summer | Winter, Summer | Winter, Summer | Winter, Summer
Wind and Solar Generation Cap 30% - WECC_UT v5.14 | 1411 | 6309 | Generation Constraint in GWh | FALSE | L | Annual | Standard GWh | GWh | 11065 | 11325 | 11506 | 11984 | 12432 | 13337 | 14307
Wind and Solar Generation Cap 30% - WECC_UT v5.14 | 1411 | 6309 | Generation Constraint in GWh | FALSE | L | Annual | Emissions at Affected Plants | GWh | 1148.0137 | 1148.1596 | 1148.1596 | 1148.1596 | 1148.1864 | 9690.018 | 10337.018
Wind and Solar Generation Cap 30% - WECC_UT v5.14 | 1411 | 6309 | Generation Constraint in GWh | FALSE | L | Annual | Allowances Purchased | GWh | 0 | 0 | 0 | 0 | 0 | 0 | 0
Wind and Solar Generation Cap 30% - WECC_UT v5.14 | 1411 | 6309 | Generation Constraint in GWh | FALSE | L | Annual | Allowances Sold | GWh | 0 | 0 | 0 | 0 | 0 | 0 | 0
Wind and Solar Generation Cap 30% - WECC_UT v5.14 | 1411 | 6309 | Generation Constraint in GWh | FALSE | L | Annual | Allowances Banked | GWh | 0 | 0 | 0 | 0 | 0 | 0 | 0
Wind and Solar Generation Cap 30% - WECC_UT v5.14 | 1411 | 6309 | Generation Constraint in GWh | FALSE | L | Annual | Allowances Withdrawn (1:1) | GWh | 0 | 0 | 0 | 0 | 0 | 0 | 0
Wind and Solar Generation Cap 30% - WECC_UT v5.14 | 1411 | 6309 | Generation Constraint in GWh | FALSE | L | Annual | Allowances Withdrawn (n:1) | GWh | 0 | 0 | 0 | 0 | 0 | 0 | 0
Wind and Solar Generation Cap 30% - WECC_UT v5.14 | 1411 | 6309 | Generation Constraint in GWh | FALSE | L | Annual | Net Emissions Allowance Position | GWh | 1148.0137 | 1148.1596 | 1148.1596 | 1148.1596 | 1148.1864 | 9690.018 | 10337.018
Wind and Solar Generation Cap 30% - WECC_UT v5.14 | 1411 | 6309 | Generation Constraint in GWh | FALSE | L | Annual | Fuel Consumed | TBtu | 0 | 0 | 0 | 0 | 0 | 0 | 0
Wind and Solar Generation Cap 30% - WECC_UT v5.14 | 1411 | 6309 | Generation Constraint in GWh | FALSE | L | Annual | Heat Rate | MMBtu/MWh | 0 | 0 | 0 | 0 | 0 | 0 | 0
Wind and Solar Generation Cap 30% - WECC_UT v5.14 | 1411 | 6309 | Generation Constraint in GWh | FALSE | L | Annual | Generation | TWh | 1.148 | 1.1482 | 1.1482 | 1.1482 | 1.1482 | 9.69 | 10.337
Wind and Solar Generation Cap 30% - WECC_UT v5.14 | 1411 | 6309 | Generation Constraint in GWh | FALSE | L | Annual | Qualifying Generation | TWh | 1.148 | 1.1482 | 1.1482 | 1.1482 | 1.1482 | 9.69 | 10.337
Wind and Solar Generation Cap 30% - WECC_UT v5.14 | 1411 | 6309 | Generation Constraint in GWh | FALSE | L | Annual | Rate | lb/MWh | 0 | 0 | 0 | 0 | 0 | 0 | 0
Wind and Solar Generation Cap 30% - WECC_UT v5.14 | 1411 | 6309 | Generation Constraint in GWh | FALSE | L | Annual | Constraint Shadow Price | US2011$/MWh | 0 | 0 | 0 | 0 | 0 | 0 | 0
Wind and Solar Generation Cap 30% - WECC_WY v5.14 | 1412 | 6310 | Generation Constraint in GWh | FALSE | L | Annual | Seasons Included | Seasons | Winter, Summer | Winter, Summer | Winter, Summer | Winter, Summer | Winter, Summer | Winter, Summer | Winter, Summer
Wind and Solar Generation Cap 30% - WECC_WY v5.14 | 1412 | 6310 | Generation Constraint in GWh | FALSE | L | Annual | Standard GWh | GWh | 4306 | 4306 | 4306 | 4306 | 4306 | 4375 | 4725
Wind and Solar Generation Cap 30% - WECC_WY v5.14 | 1412 | 6310 | Generation Constraint in GWh | FALSE | L | Annual | Emissions at Affected Plants | GWh | 4304.8624 | 4304.8624 | 4306 | 4306 | 4306 | 4306 | 4306
Wind and Solar Generation Cap 30% - WECC_WY v5.14 | 1412 | 6310 | Generation Constraint in GWh | FALSE | L | Annual | Allowances Purchased | GWh | 0 | 0 | 0 | 0 | 0 | 0 | 0
Wind and Solar Generation Cap 30% - WECC_WY v5.14 | 1412 | 6310 | Generation Constraint in GWh | FALSE | L | Annual | Allowances Sold | GWh | 0 | 0 | 0 | 0 | 0 | 0 | 0
Wind and Solar Generation Cap 30% - WECC_WY v5.14 | 1412 | 6310 | Generation Constraint in GWh | FALSE | L | Annual | Allowances Banked | GWh | 0 | 0 | 0 | 0 | 0 | 0 | 0
Wind and Solar Generation Cap 30% - WECC_WY v5.14 | 1412 | 6310 | Generation Constraint in GWh | FALSE | L | Annual | Allowances Withdrawn (1:1) | GWh | 0 | 0 | 0 | 0 | 0 | 0 | 0
Wind and Solar Generation Cap 30% - WECC_WY v5.14 | 1412 | 6310 | Generation Constraint in GWh | FALSE | L | Annual | Allowances Withdrawn (n:1) | GWh | 0 | 0 | 0 | 0 | 0 | 0 | 0
Wind and Solar Generation Cap 30% - WECC_WY v5.14 | 1412 | 6310 | Generation Constraint in GWh | FALSE | L | Annual | Net Emissions Allowance Position | GWh | 4304.8624 | 4304.8624 | 4306 | 4306 | 4306 | 4306 | 4306
Wind and Solar Generation Cap 30% - WECC_WY v5.14 | 1412 | 6310 | Generation Constraint in GWh | FALSE | L | Annual | Fuel Consumed | TBtu | 0 | 0 | 0 | 0 | 0 | 0 | 0
Wind and Solar Generation Cap 30% - WECC_WY v5.14 | 1412 | 6310 | Generation Constraint in GWh | FALSE | L | Annual | Heat Rate | MMBtu/MWh | 0 | 0 | 0 | 0 | 0 | 0 | 0
Wind and Solar Generation Cap 30% - WECC_WY v5.14 | 1412 | 6310 | Generation Constraint in GWh | FALSE | L | Annual | Generation | TWh | 4.3049 | 4.3049 | 4.306 | 4.306 | 4.306 | 4.306 | 4.306
Wind and Solar Generation Cap 30% - WECC_WY v5.14 | 1412 | 6310 | Generation Constraint in GWh | FALSE | L | Annual | Qualifying Generation | TWh | 4.3049 | 4.3049 | 4.306 | 4.306 | 4.306 | 4.306 | 4.306
Wind and Solar Generation Cap 30% - WECC_WY v5.14 | 1412 | 6310 | Generation Constraint in GWh | FALSE | L | Annual | Rate | lb/MWh | 0 | 0 | 0 | 0 | 0 | 0 | 0
Wind and Solar Generation Cap 30% - WECC_WY v5.14 | 1412 | 6310 | Generation Constraint in GWh | FALSE | L | Annual | Constraint Shadow Price | US2011$/MWh | 0 | 0 | 0 | 0 | 0 | 0 | 0
Wind Generation Cap 20% - CNAB v5.14 | 1413 | 6393 | Generation Constraint in GWh | FALSE | L | Annual | Seasons Included | Seasons | Winter, Summer | Winter, Summer | Winter, Summer | Winter, Summer | Winter, Summer | Winter, Summer | Winter, Summer
Wind Generation Cap 20% - CNAB v5.14 | 1413 | 6393 | Generation Constraint in GWh | FALSE | L | Annual | Standard GWh | GWh | 16017 | 16511 | 17143 | 18524 | 19775 | 22142 | 24793
Wind Generation Cap 20% - CNAB v5.14 | 1413 | 6393 | Generation Constraint in GWh | FALSE | L | Annual | Emissions at Affected Plants | GWh | 1173.2008 | 8537.5666 | 8537.5666 | 8537.5666 | 8537.5666 | 8537.5666 | 8537.5666
Wind Generation Cap 20% - CNAB v5.14 | 1413 | 6393 | Generation Constraint in GWh | FALSE | L | Annual | Allowances Purchased | GWh | 0 | 0 | 0 | 0 | 0 | 0 | 0
Wind Generation Cap 20% - CNAB v5.14 | 1413 | 6393 | Generation Constraint in GWh | FALSE | L | Annual | Allowances Sold | GWh | 0 | 0 | 0 | 0 | 0 | 0 | 0
Wind Generation Cap 20% - CNAB v5.14 | 1413 | 6393 | Generation Constraint in GWh | FALSE | L | Annual | Allowances Banked | GWh | 0 | 0 | 0 | 0 | 0 | 0 | 0
Wind Generation Cap 20% - CNAB v5.14 | 1413 | 6393 | Generation Constraint in GWh | FALSE | L | Annual | Allowances Withdrawn (1:1) | GWh | 0 | 0 | 0 | 0 | 0 | 0 | 0
Wind Generation Cap 20% - CNAB v5.14 | 1413 | 6393 | Generation Constraint in GWh | FALSE | L | Annual | Allowances Withdrawn (n:1) | GWh | 0 | 0 | 0 | 0 | 0 | 0 | 0
Wind Generation Cap 20% - CNAB v5.14 | 1413 | 6393 | Generation Constraint in GWh | FALSE | L | Annual | Net Emissions Allowance Position | GWh | 1173.2008 | 8537.5666 | 8537.5666 | 8537.5666 | 8537.5666 | 8537.5666 | 8537.5666
Wind Generation Cap 20% - CNAB v5.14 | 1413 | 6393 | Generation Constraint in GWh | FALSE | L | Annual | Fuel Consumed | TBtu | 0 | 0 | 0 | 0 | 0 | 0 | 0
Wind Generation Cap 20% - CNAB v5.14 | 1413 | 6393 | Generation Constraint in GWh | FALSE | L | Annual | Heat Rate | MMBtu/MWh | 0 | 0 | 0 | 0 | 0 | 0 | 0
Wind Generation Cap 20% - CNAB v5.14 | 1413 | 6393 | Generation Constraint in GWh | FALSE | L | Annual | Generation | TWh | 1.1732 | 8.5376 | 8.5376 | 8.5376 | 8.5376 | 8.5376 | 8.5376
Wind Generation Cap 20% - CNAB v5.14 | 1413 | 6393 | Generation Constraint in GWh | FALSE | L | Annual | Qualifying Generation | TWh | 1.1732 | 8.5376 | 8.5376 | 8.5376 | 8.5376 | 8.5376 | 8.5376
Wind Generation Cap 20% - CNAB v5.14 | 1413 | 6393 | Generation Constraint in GWh | FALSE | L | Annual | Rate | lb/MWh | 0 | 0 | 0 | 0 | 0 | 0 | 0
Wind Generation Cap 20% - CNAB v5.14 | 1413 | 6393 | Generation Constraint in GWh | FALSE | L | Annual | Constraint Shadow Price | US2011$/MWh | 0 | 0 | 0 | 0 | 0 | 0 | 0
Wind Generation Cap 20% - CNBC v5.14 | 1414 | 6394 | Generation Constraint in GWh | FALSE | L | Annual | Seasons Included | Seasons | Winter, Summer | Winter, Summer | Winter, Summer | Winter, Summer | Winter, Summer | Winter, Summer | Winter, Summer
Wind Generation Cap 20% - CNBC v5.14 | 1414 | 6394 | Generation Constraint in GWh | FALSE | L | Annual | Standard GWh | GWh | 13586 | 13810 | 14093 | 14680 | 15352 | 16793 | 18369
Wind Generation Cap 20% - CNBC v5.14 | 1414 | 6394 | Generation Constraint in GWh | FALSE | L | Annual | Emissions at Affected Plants | GWh | 1120.0229 | 1940.4127 | 1940.4127 | 1940.4127 | 1940.4127 | 1940.4127 | 5374.7695
Wind Generation Cap 20% - CNBC v5.14 | 1414 | 6394 | Generation Constraint in GWh | FALSE | L | Annual | Allowances Purchased | GWh | 0 | 0 | 0 | 0 | 0 | 0 | 0
Wind Generation Cap 20% - CNBC v5.14 | 1414 | 6394 | Generation Constraint in GWh | FALSE | L | Annual | Allowances Sold | GWh | 0 | 0 | 0 | 0 | 0 | 0 | 0
Wind Generation Cap 20% - CNBC v5.14 | 1414 | 6394 | Generation Constraint in GWh | FALSE | L | Annual | Allowances Banked | GWh | 0 | 0 | 0 | 0 | 0 | 0 | 0
Wind Generation Cap 20% - CNBC v5.14 | 1414 | 6394 | Generation Constraint in GWh | FALSE | L | Annual | Allowances Withdrawn (1:1) | GWh | 0 | 0 | 0 | 0 | 0 | 0 | 0
Wind Generation Cap 20% - CNBC v5.14 | 1414 | 6394 | Generation Constraint in GWh | FALSE | L | Annual | Allowances Withdrawn (n:1) | GWh | 0 | 0 | 0 | 0 | 0 | 0 | 0
Wind Generation Cap 20% - CNBC v5.14 | 1414 | 6394 | Generation Constraint in GWh | FALSE | L | Annual | Net Emissions Allowance Position | GWh | 1120.0229 | 1940.4127 | 1940.4127 | 1940.4127 | 1940.4127 | 1940.4127 | 5374.7695
Wind Generation Cap 20% - CNBC v5.14 | 1414 | 6394 | Generation Constraint in GWh | FALSE | L | Annual | Fuel Consumed | TBtu | 0 | 0 | 0 | 0 | 0 | 0 | 0
Wind Generation Cap 20% - CNBC v5.14 | 1414 | 6394 | Generation Constraint in GWh | FALSE | L | Annual | Heat Rate | MMBtu/MWh | 0 | 0 | 0 | 0 | 0 | 0 | 0
Wind Generation Cap 20% - CNBC v5.14 | 1414 | 6394 | Generation Constraint in GWh | FALSE | L | Annual | Generation | TWh | 1.12 | 1.9404 | 1.9404 | 1.9404 | 1.9404 | 1.9404 | 5.3748
Wind Generation Cap 20% - CNBC v5.14 | 1414 | 6394 | Generation Constraint in GWh | FALSE | L | Annual | Qualifying Generation | TWh | 1.12 | 1.9404 | 1.9404 | 1.9404 | 1.9404 | 1.9404 | 5.3748
Wind Generation Cap 20% - CNBC v5.14 | 1414 | 6394 | Generation Constraint in GWh | FALSE | L | Annual | Rate | lb/MWh | 0 | 0 | 0 | 0 | 0 | 0 | 0
Wind Generation Cap 20% - CNBC v5.14 | 1414 | 6394 | Generation Constraint in GWh | FALSE | L | Annual | Constraint Shadow Price | US2011$/MWh | 0 | 0 | 0 | 0 | 0 | 0 | 0
Wind Generation Cap 20% - CNMB v5.14 | 1415 | 6395 | Generation Constraint in GWh | FALSE | L | Annual | Seasons Included | Seasons | Winter, Summer | Winter, Summer | Winter, Summer | Winter, Summer | Winter, Summer | Winter, Summer | Winter, Summer
Wind Generation Cap 20% - CNMB v5.14 | 1415 | 6395 | Generation Constraint in GWh | FALSE | L | Annual | Standard GWh | GWh | 4911 | 4986 | 5098 | 5315 | 5526 | 6021 | 6560
Wind Generation Cap 20% - CNMB v5.14 | 1415 | 6395 | Generation Constraint in GWh | FALSE | L | Annual | Emissions at Affected Plants | GWh | 888.1864 | 888.1864 | 888.1864 | 888.1864 | 888.1864 | 888.1864 | 888.1864
Wind Generation Cap 20% - CNMB v5.14 | 1415 | 6395 | Generation Constraint in GWh | FALSE | L | Annual | Allowances Purchased | GWh | 0 | 0 | 0 | 0 | 0 | 0 | 0
Wind Generation Cap 20% - CNMB v5.14 | 1415 | 6395 | Generation Constraint in GWh | FALSE | L | Annual | Allowances Sold | GWh | 0 | 0 | 0 | 0 | 0 | 0 | 0
Wind Generation Cap 20% - CNMB v5.14 | 1415 | 6395 | Generation Constraint in GWh | FALSE | L | Annual | Allowances Banked | GWh | 0 | 0 | 0 | 0 | 0 | 0 | 0
Wind Generation Cap 20% - CNMB v5.14 | 1415 | 6395 | Generation Constraint in GWh | FALSE | L | Annual | Allowances Withdrawn (1:1) | GWh | 0 | 0 | 0 | 0 | 0 | 0 | 0
Wind Generation Cap 20% - CNMB v5.14 | 1415 | 6395 | Generation Constraint in GWh | FALSE | L | Annual | Allowances Withdrawn (n:1) | GWh | 0 | 0 | 0 | 0 | 0 | 0 | 0
Wind Generation Cap 20% - CNMB v5.14 | 1415 | 6395 | Generation Constraint in GWh | FALSE | L | Annual | Net Emissions Allowance Position | GWh | 888.1864 | 888.1864 | 888.1864 | 888.1864 | 888.1864 | 888.1864 | 888.1864
Wind Generation Cap 20% - CNMB v5.14 | 1415 | 6395 | Generation Constraint in GWh | FALSE | L | Annual | Fuel Consumed | TBtu | 0 | 0 | 0 | 0 | 0 | 0 | 0
Wind Generation Cap 20% - CNMB v5.14 | 1415 | 6395 | Generation Constraint in GWh | FALSE | L | Annual | Heat Rate | MMBtu/MWh | 0 | 0 | 0 | 0 | 0 | 0 | 0
Wind Generation Cap 20% - CNMB v5.14 | 1415 | 6395 | Generation Constraint in GWh | FALSE | L | Annual | Generation | TWh | 0.88819 | 0.88819 | 0.88819 | 0.88819 | 0.88819 | 0.88819 | 0.88819
Wind Generation Cap 20% - CNMB v5.14 | 1415 | 6395 | Generation Constraint in GWh | FALSE | L | Annual | Qualifying Generation | TWh | 0.88819 | 0.88819 | 0.88819 | 0.88819 | 0.88819 | 0.88819 | 0.88819
Wind Generation Cap 20% - CNMB v5.14 | 1415 | 6395 | Generation Constraint in GWh | FALSE | L | Annual | Rate | lb/MWh | 0 | 0 | 0 | 0 | 0 | 0 | 0
Wind Generation Cap 20% - CNMB v5.14 | 1415 | 6395 | Generation Constraint in GWh | FALSE | L | Annual | Constraint Shadow Price | US2011$/MWh | 0 | 0 | 0 | 0 | 0 | 0 | 0
Wind Generation Cap 20% - CNNB v5.14 | 1416 | 6396 | Generation Constraint in GWh | FALSE | L | Annual | Seasons Included | Seasons | Winter, Summer | Winter, Summer | Winter, Summer | Winter, Summer | Winter, Summer | Winter, Summer | Winter, Summer
Wind Generation Cap 20% - CNNB v5.14 | 1416 | 6396 | Generation Constraint in GWh | FALSE | L | Annual | Standard GWh | GWh | 2938 | 2962 | 2991 | 3068 | 3133 | 3216 | 3301
Wind Generation Cap 20% - CNNB v5.14 | 1416 | 6396 | Generation Constraint in GWh | FALSE | L | Annual | Emissions at Affected Plants | GWh | 620.0278 | 620.0278 | 620.0278 | 620.0278 | 620.0278 | 620.0278 | 620.0278
Wind Generation Cap 20% - CNNB v5.14 | 1416 | 6396 | Generation Constraint in GWh | FALSE | L | Annual | Allowances Purchased | GWh | 0 | 0 | 0 | 0 | 0 | 0 | 0
Wind Generation Cap 20% - CNNB v5.14 | 1416 | 6396 | Generation Constraint in GWh | FALSE | L | Annual | Allowances Sold | GWh | 0 | 0 | 0 | 0 | 0 | 0 | 0
Wind Generation Cap 20% - CNNB v5.14 | 1416 | 6396 | Generation Constraint in GWh | FALSE | L | Annual | Allowances Banked | GWh | 0 | 0 | 0 | 0 | 0 | 0 | 0
Wind Generation Cap 20% - CNNB v5.14 | 1416 | 6396 | Generation Constraint in GWh | FALSE | L | Annual | Allowances Withdrawn (1:1) | GWh | 0 | 0 | 0 | 0 | 0 | 0 | 0
Wind Generation Cap 20% - CNNB v5.14 | 1416 | 6396 | Generation Constraint in GWh | FALSE | L | Annual | Allowances Withdrawn (n:1) | GWh | 0 | 0 | 0 | 0 | 0 | 0 | 0
Wind Generation Cap 20% - CNNB v5.14 | 1416 | 6396 | Generation Constraint in GWh | FALSE | L | Annual | Net Emissions Allowance Position | GWh | 620.0278 | 620.0278 | 620.0278 | 620.0278 | 620.0278 | 620.0278 | 620.0278
Wind Generation Cap 20% - CNNB v5.14 | 1416 | 6396 | Generation Constraint in GWh | FALSE | L | Annual | Fuel Consumed | TBtu | 0 | 0 | 0 | 0 | 0 | 0 | 0
Wind Generation Cap 20% - CNNB v5.14 | 1416 | 6396 | Generation Constraint in GWh | FALSE | L | Annual | Heat Rate | MMBtu/MWh | 0 | 0 | 0 | 0 | 0 | 0 | 0
Wind Generation Cap 20% - CNNB v5.14 | 1416 | 6396 | Generation Constraint in GWh | FALSE | L | Annual | Generation | TWh | 0.62003 | 0.62003 | 0.62003 | 0.62003 | 0.62003 | 0.62003 | 0.62003
Wind Generation Cap 20% - CNNB v5.14 | 1416 | 6396 | Generation Constraint in GWh | FALSE | L | Annual | Qualifying Generation | TWh | 0.62003 | 0.62003 | 0.62003 | 0.62003 | 0.62003 | 0.62003 | 0.62003
Wind Generation Cap 20% - CNNB v5.14 | 1416 | 6396 | Generation Constraint in GWh | FALSE | L | Annual | Rate | lb/MWh | 0 | 0 | 0 | 0 | 0 | 0 | 0
Wind Generation Cap 20% - CNNB v5.14 | 1416 | 6396 | Generation Constraint in GWh | FALSE | L | Annual | Constraint Shadow Price | US2011$/MWh | 0 | 0 | 0 | 0 | 0 | 0 | 0
Wind Generation Cap 20% - CNNF v5.14 | 1417 | 6397 | Generation Constraint in GWh | FALSE | L | Annual | Seasons Included | Seasons | Winter, Summer | Winter, Summer | Winter, Summer | Winter, Summer | Winter, Summer | Winter, Summer | Winter, Summer
Wind Generation Cap 20% - CNNF v5.14 | 1417 | 6397 | Generation Constraint in GWh | FALSE | L | Annual | Standard GWh | GWh | 783 | 801 | 786 | 801 | 786 | 807 | 829
Wind Generation Cap 20% - CNNF v5.14 | 1417 | 6397 | Generation Constraint in GWh | FALSE | L | Annual | Emissions at Affected Plants | GWh | 178.6667 | 178.6667 | 178.6667 | 178.6667 | 178.6667 | 178.6667 | 178.6667
Wind Generation Cap 20% - CNNF v5.14 | 1417 | 6397 | Generation Constraint in GWh | FALSE | L | Annual | Allowances Purchased | GWh | 0 | 0 | 0 | 0 | 0 | 0 | 0
Wind Generation Cap 20% - CNNF v5.14 | 1417 | 6397 | Generation Constraint in GWh | FALSE | L | Annual | Allowances Sold | GWh | 0 | 0 | 0 | 0 | 0 | 0 | 0
Wind Generation Cap 20% - CNNF v5.14 | 1417 | 6397 | Generation Constraint in GWh | FALSE | L | Annual | Allowances Banked | GWh | 0 | 0 | 0 | 0 | 0 | 0 | 0
Wind Generation Cap 20% - CNNF v5.14 | 1417 | 6397 | Generation Constraint in GWh | FALSE | L | Annual | Allowances Withdrawn (1:1) | GWh | 0 | 0 | 0 | 0 | 0 | 0 | 0
Wind Generation Cap 20% - CNNF v5.14 | 1417 | 6397 | Generation Constraint in GWh | FALSE | L | Annual | Allowances Withdrawn (n:1) | GWh | 0 | 0 | 0 | 0 | 0 | 0 | 0
Wind Generation Cap 20% - CNNF v5.14 | 1417 | 6397 | Generation Constraint in GWh | FALSE | L | Annual | Net Emissions Allowance Position | GWh | 178.6667 | 178.6667 | 178.6667 | 178.6667 | 178.6667 | 178.6667 | 178.6667
Wind Generation Cap 20% - CNNF v5.14 | 1417 | 6397 | Generation Constraint in GWh | FALSE | L | Annual | Fuel Consumed | TBtu | 0 | 0 | 0 | 0 | 0 | 0 | 0
Wind Generation Cap 20% - CNNF v5.14 | 1417 | 6397 | Generation Constraint in GWh | FALSE | L | Annual | Heat Rate | MMBtu/MWh | 0 | 0 | 0 | 0 | 0 | 0 | 0
Wind Generation Cap 20% - CNNF v5.14 | 1417 | 6397 | Generation Constraint in GWh | FALSE | L | Annual | Generation | TWh | 0.17867 | 0.17867 | 0.17867 | 0.17867 | 0.17867 | 0.17867 | 0.17867
Wind Generation Cap 20% - CNNF v5.14 | 1417 | 6397 | Generation Constraint in GWh | FALSE | L | Annual | Qualifying Generation | TWh | 0.17867 | 0.17867 | 0.17867 | 0.17867 | 0.17867 | 0.17867 | 0.17867
Wind Generation Cap 20% - CNNF v5.14 | 1417 | 6397 | Generation Constraint in GWh | FALSE | L | Annual | Rate | lb/MWh | 0 | 0 | 0 | 0 | 0 | 0 | 0
Wind Generation Cap 20% - CNNF v5.14 | 1417 | 6397 | Generation Constraint in GWh | FALSE | L | Annual | Constraint Shadow Price | US2011$/MWh | 0 | 0 | 0 | 0 | 0 | 0 | 0
Wind Generation Cap 20% - CNNL v5.14 | 1418 | 6398 | Generation Constraint in GWh | FALSE | L | Annual | Seasons Included | Seasons | Winter, Summer | Winter, Summer | Winter, Summer | Winter, Summer | Winter, Summer | Winter, Summer | Winter, Summer
Wind Generation Cap 20% - CNNL v5.14 | 1418 | 6398 | Generation Constraint in GWh | FALSE | L | Annual | Standard GWh | GWh | 1475 | 1507 | 1479 | 1507 | 1479 | 1519 | 1561
Wind Generation Cap 20% - CNNL v5.14 | 1418 | 6398 | Generation Constraint in GWh | FALSE | L | Annual | Emissions at Affected Plants | GWh | 89.3333 | 89.3333 | 89.3333 | 89.3333 | 89.3333 | 89.3333 | 89.3333
Wind Generation Cap 20% - CNNL v5.14 | 1418 | 6398 | Generation Constraint in GWh | FALSE | L | Annual | Allowances Purchased | GWh | 0 | 0 | 0 | 0 | 0 | 0 | 0
Wind Generation Cap 20% - CNNL v5.14 | 1418 | 6398 | Generation Constraint in GWh | FALSE | L | Annual | Allowances Sold | GWh | 0 | 0 | 0 | 0 | 0 | 0 | 0
Wind Generation Cap 20% - CNNL v5.14 | 1418 | 6398 | Generation Constraint in GWh | FALSE | L | Annual | Allowances Banked | GWh | 0 | 0 | 0 | 0 | 0 | 0 | 0
Wind Generation Cap 20% - CNNL v5.14 | 1418 | 6398 | Generation Constraint in GWh | FALSE | L | Annual | Allowances Withdrawn (1:1) | GWh | 0 | 0 | 0 | 0 | 0 | 0 | 0
Wind Generation Cap 20% - CNNL v5.14 | 1418 | 6398 | Generation Constraint in GWh | FALSE | L | Annual | Allowances Withdrawn (n:1) | GWh | 0 | 0 | 0 | 0 | 0 | 0 | 0
Wind Generation Cap 20% - CNNL v5.14 | 1418 | 6398 | Generation Constraint in GWh | FALSE | L | Annual | Net Emissions Allowance Position | GWh | 89.3333 | 89.3333 | 89.3333 | 89.3333 | 89.3333 | 89.3333 | 89.3333
Wind Generation Cap 20% - CNNL v5.14 | 1418 | 6398 | Generation Constraint in GWh | FALSE | L | Annual | Fuel Consumed | TBtu | 0 | 0 | 0 | 0 | 0 | 0 | 0
Wind Generation Cap 20% - CNNL v5.14 | 1418 | 6398 | Generation Constraint in GWh | FALSE | L | Annual | Heat Rate | MMBtu/MWh | 0 | 0 | 0 | 0 | 0 | 0 | 0
Wind Generation Cap 20% - CNNL v5.14 | 1418 | 6398 | Generation Constraint in GWh | FALSE | L | Annual | Generation | TWh | 0.089333 | 0.089333 | 0.089333 | 0.089333 | 0.089333 | 0.089333 | 0.089333
Wind Generation Cap 20% - CNNL v5.14 | 1418 | 6398 | Generation Constraint in GWh | FALSE | L | Annual | Qualifying Generation | TWh | 0.089333 | 0.089333 | 0.089333 | 0.089333 | 0.089333 | 0.089333 | 0.089333
Wind Generation Cap 20% - CNNL v5.14 | 1418 | 6398 | Generation Constraint in GWh | FALSE | L | Annual | Rate | lb/MWh | 0 | 0 | 0 | 0 | 0 | 0 | 0
Wind Generation Cap 20% - CNNL v5.14 | 1418 | 6398 | Generation Constraint in GWh | FALSE | L | Annual | Constraint Shadow Price | US2011$/MWh | 0 | 0 | 0 | 0 | 0 | 0 | 0
Wind Generation Cap 20% - CNNS v5.14 | 1419 | 6399 | Generation Constraint in GWh | FALSE | L | Annual | Seasons Included | Seasons | Winter, Summer | Winter, Summer | Winter, Summer | Winter, Summer | Winter, Summer | Winter, Summer | Winter, Summer
Wind Generation Cap 20% - CNNS v5.14 | 1419 | 6399 | Generation Constraint in GWh | FALSE | L | Annual | Standard GWh | GWh | 2432 | 2444 | 2462 | 2509 | 2562 | 2657 | 2755
Wind Generation Cap 20% - CNNS v5.14 | 1419 | 6399 | Generation Constraint in GWh | FALSE | L | Annual | Emissions at Affected Plants | GWh | 1138.6472 | 2147.8178 | 2147.8178 | 2147.8178 | 2147.8178 | 2147.8178 | 2147.8178
Wind Generation Cap 20% - CNNS v5.14 | 1419 | 6399 | Generation Constraint in GWh | FALSE | L | Annual | Allowances Purchased | GWh | 0 | 0 | 0 | 0 | 0 | 0 | 0
Wind Generation Cap 20% - CNNS v5.14 | 1419 | 6399 | Generation Constraint in GWh | FALSE | L | Annual | Allowances Sold | GWh | 0 | 0 | 0 | 0 | 0 | 0 | 0
Wind Generation Cap 20% - CNNS v5.14 | 1419 | 6399 | Generation Constraint in GWh | FALSE | L | Annual | Allowances Banked | GWh | 0 | 0 | 0 | 0 | 0 | 0 | 0
Wind Generation Cap 20% - CNNS v5.14 | 1419 | 6399 | Generation Constraint in GWh | FALSE | L | Annual | Allowances Withdrawn (1:1) | GWh | 0 | 0 | 0 | 0 | 0 | 0 | 0
Wind Generation Cap 20% - CNNS v5.14 | 1419 | 6399 | Generation Constraint in GWh | FALSE | L | Annual | Allowances Withdrawn (n:1) | GWh | 0 | 0 | 0 | 0 | 0 | 0 | 0
Wind Generation Cap 20% - CNNS v5.14 | 1419 | 6399 | Generation Constraint in GWh | FALSE | L | Annual | Net Emissions Allowance Position | GWh | 1138.6472 | 2147.8178 | 2147.8178 | 2147.8178 | 2147.8178 | 2147.8178 | 2147.8178
Wind Generation Cap 20% - CNNS v5.14 | 1419 | 6399 | Generation Constraint in GWh | FALSE | L | Annual | Fuel Consumed | TBtu | 0 | 0 | 0 | 0 | 0 | 0 | 0
Wind Generation Cap 20% - CNNS v5.14 | 1419 | 6399 | Generation Constraint in GWh | FALSE | L | Annual | Heat Rate | MMBtu/MWh | 0 | 0 | 0 | 0 | 0 | 0 | 0
Wind Generation Cap 20% - CNNS v5.14 | 1419 | 6399 | Generation Constraint in GWh | FALSE | L | Annual | Generation | TWh | 1.1386 | 2.1478 | 2.1478 | 2.1478 | 2.1478 | 2.1478 | 2.1478
Wind Generation Cap 20% - CNNS v5.14 | 1419 | 6399 | Generation Constraint in GWh | FALSE | L | Annual | Qualifying Generation | TWh | 1.1386 | 2.1478 | 2.1478 | 2.1478 | 2.1478 | 2.1478 | 2.1478
Wind Generation Cap 20% - CNNS v5.14 | 1419 | 6399 | Generation Constraint in GWh | FALSE | L | Annual | Rate | lb/MWh | 0 | 0 | 0 | 0 | 0 | 0 | 0
Wind Generation Cap 20% - CNNS v5.14 | 1419 | 6399 | Generation Constraint in GWh | FALSE | L | Annual | Constraint Shadow Price | US2011$/MWh | 0 | 0 | 0 | 0 | 0 | 0 | 0
Wind Generation Cap 20% - CNON v5.14 | 1420 | 6400 | Generation Constraint in GWh | FALSE | L | Annual | Seasons Included | Seasons | Winter, Summer | Winter, Summer | Winter, Summer | Winter, Summer | Winter, Summer | Winter, Summer | Winter, Summer
Wind Generation Cap 20% - CNON v5.14 | 1420 | 6400 | Generation Constraint in GWh | FALSE | L | Annual | Standard GWh | GWh | 30543 | 30944 | 31394 | 32329 | 33137 | 35134 | 37251
Wind Generation Cap 20% - CNON v5.14 | 1420 | 6400 | Generation Constraint in GWh | FALSE | L | Annual | Emissions at Affected Plants | GWh | 11556.1442 | 11556.1442 | 11556.1442 | 11556.1442 | 11556.1442 | 11556.1442 | 33330.657
Wind Generation Cap 20% - CNON v5.14 | 1420 | 6400 | Generation Constraint in GWh | FALSE | L | Annual | Allowances Purchased | GWh | 0 | 0 | 0 | 0 | 0 | 0 | 0
Wind Generation Cap 20% - CNON v5.14 | 1420 | 6400 | Generation Constraint in GWh | FALSE | L | Annual | Allowances Sold | GWh | 0 | 0 | 0 | 0 | 0 | 0 | 0
Wind Generation Cap 20% - CNON v5.14 | 1420 | 6400 | Generation Constraint in GWh | FALSE | L | Annual | Allowances Banked | GWh | 0 | 0 | 0 | 0 | 0 | 0 | 0
Wind Generation Cap 20% - CNON v5.14 | 1420 | 6400 | Generation Constraint in GWh | FALSE | L | Annual | Allowances Withdrawn (1:1) | GWh | 0 | 0 | 0 | 0 | 0 | 0 | 0
Wind Generation Cap 20% - CNON v5.14 | 1420 | 6400 | Generation Constraint in GWh | FALSE | L | Annual | Allowances Withdrawn (n:1) | GWh | 0 | 0 | 0 | 0 | 0 | 0 | 0
Wind Generation Cap 20% - CNON v5.14 | 1420 | 6400 | Generation Constraint in GWh | FALSE | L | Annual | Net Emissions Allowance Position | GWh | 11556.1442 | 11556.1442 | 11556.1442 | 11556.1442 | 11556.1442 | 11556.1442 | 33330.657
Wind Generation Cap 20% - CNON v5.14 | 1420 | 6400 | Generation Constraint in GWh | FALSE | L | Annual | Fuel Consumed | TBtu | 0 | 0 | 0 | 0 | 0 | 0 | 0
Wind Generation Cap 20% - CNON v5.14 | 1420 | 6400 | Generation Constraint in GWh | FALSE | L | Annual | Heat Rate | MMBtu/MWh | 0 | 0 | 0 | 0 | 0 | 0 | 0
Wind Generation Cap 20% - CNON v5.14 | 1420 | 6400 | Generation Constraint in GWh | FALSE | L | Annual | Generation | TWh | 11.5561 | 11.5561 | 11.5561 | 11.5561 | 11.5561 | 11.5561 | 33.3307
Wind Generation Cap 20% - CNON v5.14 | 1420 | 6400 | Generation Constraint in GWh | FALSE | L | Annual | Qualifying Generation | TWh | 11.5561 | 11.5561 | 11.5561 | 11.5561 | 11.5561 | 11.5561 | 33.3307
Wind Generation Cap 20% - CNON v5.14 | 1420 | 6400 | Generation Constraint in GWh | FALSE | L | Annual | Rate | lb/MWh | 0 | 0 | 0 | 0 | 0 | 0 | 0
Wind Generation Cap 20% - CNON v5.14 | 1420 | 6400 | Generation Constraint in GWh | FALSE | L | Annual | Constraint Shadow Price | US2011$/MWh | 0 | 0 | 0 | 0 | 0 | 0 | 0
Wind Generation Cap 20% - CNPQ v5.14 | 1422 | 6402 | Generation Constraint in GWh | FALSE | L | Annual | Seasons Included | Seasons | Winter, Summer | Winter, Summer | Winter, Summer | Winter, Summer | Winter, Summer | Winter, Summer | Winter, Summer
Wind Generation Cap 20% - CNPQ v5.14 | 1422 | 6402 | Generation Constraint in GWh | FALSE | L | Annual | Standard GWh | GWh | 39878 | 40289 | 40831 | 41744 | 43621 | 47951 | 52711
Wind Generation Cap 20% - CNPQ v5.14 | 1422 | 6402 | Generation Constraint in GWh | FALSE | L | Annual | Emissions at Affected Plants | GWh | 6934.2734 | 7727.3169 | 7727.3169 | 25107.9758 | 34256.2701 | 34256.2701 | 50711.185
Wind Generation Cap 20% - CNPQ v5.14 | 1422 | 6402 | Generation Constraint in GWh | FALSE | L | Annual | Allowances Purchased | GWh | 0 | 0 | 0 | 0 | 0 | 0 | 0
Wind Generation Cap 20% - CNPQ v5.14 | 1422 | 6402 | Generation Constraint in GWh | FALSE | L | Annual | Allowances Sold | GWh | 0 | 0 | 0 | 0 | 0 | 0 | 0
Wind Generation Cap 20% - CNPQ v5.14 | 1422 | 6402 | Generation Constraint in GWh | FALSE | L | Annual | Allowances Banked | GWh | 0 | 0 | 0 | 0 | 0 | 0 | 0
Wind Generation Cap 20% - CNPQ v5.14 | 1422 | 6402 | Generation Constraint in GWh | FALSE | L | Annual | Allowances Withdrawn (1:1) | GWh | 0 | 0 | 0 | 0 | 0 | 0 | 0
Wind Generation Cap 20% - CNPQ v5.14 | 1422 | 6402 | Generation Constraint in GWh | FALSE | L | Annual | Allowances Withdrawn (n:1) | GWh | 0 | 0 | 0 | 0 | 0 | 0 | 0
Wind Generation Cap 20% - CNPQ v5.14 | 1422 | 6402 | Generation Constraint in GWh | FALSE | L | Annual | Net Emissions Allowance Position | GWh | 6934.2734 | 7727.3169 | 7727.3169 | 25107.9758 | 34256.2701 | 34256.2701 | 50711.185
Wind Generation Cap 20% - CNPQ v5.14 | 1422 | 6402 | Generation Constraint in GWh | FALSE | L | Annual | Fuel Consumed | TBtu | 0 | 0 | 0 | 0 | 0 | 0 | 0
Wind Generation Cap 20% - CNPQ v5.14 | 1422 | 6402 | Generation Constraint in GWh | FALSE | L | Annual | Heat Rate | MMBtu/MWh | 0 | 0 | 0 | 0 | 0 | 0 | 0
Wind Generation Cap 20% - CNPQ v5.14 | 1422 | 6402 | Generation Constraint in GWh | FALSE | L | Annual | Generation | TWh | 6.9343 | 7.7273 | 7.7273 | 25.108 | 34.2563 | 34.2563 | 50.7112
Wind Generation Cap 20% - CNPQ v5.14 | 1422 | 6402 | Generation Constraint in GWh | FALSE | L | Annual | Qualifying Generation | TWh | 6.9343 | 7.7273 | 7.7273 | 25.108 | 34.2563 | 34.2563 | 50.7112
Wind Generation Cap 20% - CNPQ v5.14 | 1422 | 6402 | Generation Constraint in GWh | FALSE | L | Annual | Rate | lb/MWh | 0 | 0 | 0 | 0 | 0 | 0 | 0
Wind Generation Cap 20% - CNPQ v5.14 | 1422 | 6402 | Generation Constraint in GWh | FALSE | L | Annual | Constraint Shadow Price | US2011$/MWh | 0 | 0 | 0 | 0 | 0 | 0 | 0
Wind Generation Cap 20% - CNSK v5.14 | 1423 | 6403 | Generation Constraint in GWh | FALSE | L | Annual | Seasons Included | Seasons | Winter, Summer | Winter, Summer | Winter, Summer | Winter, Summer | Winter, Summer | Winter, Summer | Winter, Summer
Wind Generation Cap 20% - CNSK v5.14 | 1423 | 6403 | Generation Constraint in GWh | FALSE | L | Annual | Standard GWh | GWh | 4558 | 4594 | 4667 | 4868 | 5093 | 5592 | 6139
Wind Generation Cap 20% - CNSK v5.14 | 1423 | 6403 | Generation Constraint in GWh | FALSE | L | Annual | Emissions at Affected Plants | GWh | 523.8402 | 3099.5319 | 3099.5319 | 3099.5319 | 4438.9227 | 4438.9227 | 4438.9227
Wind Generation Cap 20% - CNSK v5.14 | 1423 | 6403 | Generation Constraint in GWh | FALSE | L | Annual | Allowances Purchased | GWh | 0 | 0 | 0 | 0 | 0 | 0 | 0
Wind Generation Cap 20% - CNSK v5.14 | 1423 | 6403 | Generation Constraint in GWh | FALSE | L | Annual | Allowances Sold | GWh | 0 | 0 | 0 | 0 | 0 | 0 | 0
Wind Generation Cap 20% - CNSK v5.14 | 1423 | 6403 | Generation Constraint in GWh | FALSE | L | Annual | Allowances Banked | GWh | 0 | 0 | 0 | 0 | 0 | 0 | 0
Wind Generation Cap 20% - CNSK v5.14 | 1423 | 6403 | Generation Constraint in GWh | FALSE | L | Annual | Allowances Withdrawn (1:1) | GWh | 0 | 0 | 0 | 0 | 0 | 0 | 0
Wind Generation Cap 20% - CNSK v5.14 | 1423 | 6403 | Generation Constraint in GWh | FALSE | L | Annual | Allowances Withdrawn (n:1) | GWh | 0 | 0 | 0 | 0 | 0 | 0 | 0
Wind Generation Cap 20% - CNSK v5.14 | 1423 | 6403 | Generation Constraint in GWh | FALSE | L | Annual | Net Emissions Allowance Position | GWh | 523.8402 | 3099.5319 | 3099.5319 | 3099.5319 | 4438.9227 | 4438.9227 | 4438.9227
Wind Generation Cap 20% - CNSK v5.14 | 1423 | 6403 | Generation Constraint in GWh | FALSE | L | Annual | Fuel Consumed | TBtu | 0 | 0 | 0 | 0 | 0 | 0 | 0
Wind Generation Cap 20% - CNSK v5.14 | 1423 | 6403 | Generation Constraint in GWh | FALSE | L | Annual | Heat Rate | MMBtu/MWh | 0 | 0 | 0 | 0 | 0 | 0 | 0
Wind Generation Cap 20% - CNSK v5.14 | 1423 | 6403 | Generation Constraint in GWh | FALSE | L | Annual | Generation | TWh | 0.52384 | 3.0995 | 3.0995 | 3.0995 | 4.4389 | 4.4389 | 4.4389
Wind Generation Cap 20% - CNSK v5.14 | 1423 | 6403 | Generation Constraint in GWh | FALSE | L | Annual | Qualifying Generation | TWh | 0.52384 | 3.0995 | 3.0995 | 3.0995 | 4.4389 | 4.4389 | 4.4389
Wind Generation Cap 20% - CNSK v5.14 | 1423 | 6403 | Generation Constraint in GWh | FALSE | L | Annual | Rate | lb/MWh | 0 | 0 | 0 | 0 | 0 | 0 | 0
Wind Generation Cap 20% - CNSK v5.14 | 1423 | 6403 | Generation Constraint in GWh | FALSE | L | Annual | Constraint Shadow Price | US2011$/MWh | 0 | 0 | 0 | 0 | 0 | 0 | 0
Wind Generation Cap 20% - ERC_REST v5.14 | 1424 | 6404 | Generation Constraint in GWh | FALSE | L | Annual | Seasons Included | Seasons | Winter, Summer | Winter, Summer | Winter, Summer | Winter, Summer | Winter, Summer | Winter, Summer | Winter, Summer
Wind Generation Cap 20% - ERC_REST v5.14 | 1424 | 6404 | Generation Constraint in GWh | FALSE | L | Annual | Standard GWh | GWh | 63317 | 64289 | 65864 | 69089 | 72485 | 79144 | 86417
Wind Generation Cap 20% - ERC_REST v5.14 | 1424 | 6404 | Generation Constraint in GWh | FALSE | L | Annual | Emissions at Affected Plants | GWh | 12717.1769 | 13987.8621 | 13987.8621 | 13987.8621 | 13987.8621 | 13987.8621 | 13987.8621
Wind Generation Cap 20% - ERC_REST v5.14 | 1424 | 6404 | Generation Constraint in GWh | FALSE | L | Annual | Allowances Purchased | GWh | 0 | 0 | 0 | 0 | 0 | 0 | 0
Wind Generation Cap 20% - ERC_REST v5.14 | 1424 | 6404 | Generation Constraint in GWh | FALSE | L | Annual | Allowances Sold | GWh | 0 | 0 | 0 | 0 | 0 | 0 | 0
Wind Generation Cap 20% - ERC_REST v5.14 | 1424 | 6404 | Generation Constraint in GWh | FALSE | L | Annual | Allowances Banked | GWh | 0 | 0 | 0 | 0 | 0 | 0 | 0
Wind Generation Cap 20% - ERC_REST v5.14 | 1424 | 6404 | Generation Constraint in GWh | FALSE | L | Annual | Allowances Withdrawn (1:1) | GWh | 0 | 0 | 0 | 0 | 0 | 0 | 0
Wind Generation Cap 20% - ERC_REST v5.14 | 1424 | 6404 | Generation Constraint in GWh | FALSE | L | Annual | Allowances Withdrawn (n:1) | GWh | 0 | 0 | 0 | 0 | 0 | 0 | 0
Wind Generation Cap 20% - ERC_REST v5.14 | 1424 | 6404 | Generation Constraint in GWh | FALSE | L | Annual | Net Emissions Allowance Position | GWh | 12717.1769 | 13987.8621 | 13987.8621 | 13987.8621 | 13987.8621 | 13987.8621 | 13987.8621
Wind Generation Cap 20% - ERC_REST v5.14 | 1424 | 6404 | Generation Constraint in GWh | FALSE | L | Annual | Fuel Consumed | TBtu | 0 | 0 | 0 | 0 | 0 | 0 | 0
Wind Generation Cap 20% - ERC_REST v5.14 | 1424 | 6404 | Generation Constraint in GWh | FALSE | L | Annual | Heat Rate | MMBtu/MWh | 0 | 0 | 0 | 0 | 0 | 0 | 0
Wind Generation Cap 20% - ERC_REST v5.14 | 1424 | 6404 | Generation Constraint in GWh | FALSE | L | Annual | Generation | TWh | 12.7172 | 13.9879 | 13.9879 | 13.9879 | 13.9879 | 13.9879 | 13.9879
Wind Generation Cap 20% - ERC_REST v5.14 | 1424 | 6404 | Generation Constraint in GWh | FALSE | L | Annual | Qualifying Generation | TWh | 12.7172 | 13.9879 | 13.9879 | 13.9879 | 13.9879 | 13.9879 | 13.9879
Wind Generation Cap 20% - ERC_REST v5.14 | 1424 | 6404 | Generation Constraint in GWh | FALSE | L | Annual | Rate | lb/MWh | 0 | 0 | 0 | 0 | 0 | 0 | 0
Wind Generation Cap 20% - ERC_REST v5.14 | 1424 | 6404 | Generation Constraint in GWh | FALSE | L | Annual | Constraint Shadow Price | US2011$/MWh | 0 | 0 | 0 | 0 | 0 | 0 | 0
Wind Generation Cap 20% - ERC_WEST v5.14 | 1425 | 6405 | Generation Constraint in GWh | FALSE | L | Annual | Seasons Included | Seasons | Winter, Summer | Winter, Summer | Winter, Summer | Winter, Summer | Winter, Summer | Winter, Summer | Winter, Summer
Wind Generation Cap 20% - ERC_WEST v5.14 | 1425 | 6405 | Generation Constraint in GWh | FALSE | L | Annual | Standard GWh | GWh | 33852 | 36218 | 36218 | 36218 | 36218 | 36218 | 36218
Wind Generation Cap 20% - ERC_WEST v5.14 | 1425 | 6405 | Generation Constraint in GWh | FALSE | L | Annual | Emissions at Affected Plants | GWh | 33852 | 36217.462 | 36217.462 | 36217.462 | 36217.462 | 36217.462 | 36217.462
Wind Generation Cap 20% - ERC_WEST v5.14 | 1425 | 6405 | Generation Constraint in GWh | FALSE | L | Annual | Allowances Purchased | GWh | 0 | 0 | 0 | 0 | 0 | 0 | 0
Wind Generation Cap 20% - ERC_WEST v5.14 | 1425 | 6405 | Generation Constraint in GWh | FALSE | L | Annual | Allowances Sold | GWh | 0 | 0 | 0 | 0 | 0 | 0 | 0
Wind Generation Cap 20% - ERC_WEST v5.14 | 1425 | 6405 | Generation Constraint in GWh | FALSE | L | Annual | Allowances Banked | GWh | 0 | 0 | 0 | 0 | 0 | 0 | 0
Wind Generation Cap 20% - ERC_WEST v5.14 | 1425 | 6405 | Generation Constraint in GWh | FALSE | L | Annual | Allowances Withdrawn (1:1) | GWh | 0 | 0 | 0 | 0 | 0 | 0 | 0
Wind Generation Cap 20% - ERC_WEST v5.14 | 1425 | 6405 | Generation Constraint in GWh | FALSE | L | Annual | Allowances Withdrawn (n:1) | GWh | 0 | 0 | 0 | 0 | 0 | 0 | 0
Wind Generation Cap 20% - ERC_WEST v5.14 | 1425 | 6405 | Generation Constraint in GWh | FALSE | L | Annual | Net Emissions Allowance Position | GWh | 33852 | 36217.462 | 36217.462 | 36217.462 | 36217.462 | 36217.462 | 36217.462
Wind Generation Cap 20% - ERC_WEST v5.14 | 1425 | 6405 | Generation Constraint in GWh | FALSE | L | Annual | Fuel Consumed | TBtu | 0 | 0 | 0 | 0 | 0 | 0 | 0
Wind Generation Cap 20% - ERC_WEST v5.14 | 1425 | 6405 | Generation Constraint in GWh | FALSE | L | Annual | Heat Rate | MMBtu/MWh | 0 | 0 | 0 | 0 | 0 | 0 | 0
Wind Generation Cap 20% - ERC_WEST v5.14 | 1425 | 6405 | Generation Constraint in GWh | FALSE | L | Annual | Generation | TWh | 33.852 | 36.2175 | 36.2175 | 36.2175 | 36.2175 | 36.2175 | 36.2175
Wind Generation Cap 20% - ERC_WEST v5.14 | 1425 | 6405 | Generation Constraint in GWh | FALSE | L | Annual | Qualifying Generation | TWh | 33.852 | 36.2175 | 36.2175 | 36.2175 | 36.2175 | 36.2175 | 36.2175
Wind Generation Cap 20% - ERC_WEST v5.14 | 1425 | 6405 | Generation Constraint in GWh | FALSE | L | Annual | Rate | lb/MWh | 0 | 0 | 0 | 0 | 0 | 0 | 0
Wind Generation Cap 20% - ERC_WEST v5.14 | 1425 | 6405 | Generation Constraint in GWh | FALSE | L | Annual | Constraint Shadow Price | US2011$/MWh | 2.769 | 0 | 0 | 0 | 0 | 0 | 0
Wind Generation Cap 20% - FRCC v5.14 | 1426 | 6406 | Generation Constraint in GWh | FALSE | L | Annual | Seasons Included | Seasons | Winter, Summer | Winter, Summer | Winter, Summer | Winter, Summer | Winter, Summer | Winter, Summer | Winter, Summer
Wind Generation Cap 20% - FRCC v5.14 | 1426 | 6406 | Generation Constraint in GWh | FALSE | L | Annual | Standard GWh | GWh | 46759 | 47574 | 48100 | 49768 | 52060 | 56740 | 61840
Wind Generation Cap 20% - FRCC v5.14 | 1426 | 6406 | Generation Constraint in GWh | FALSE | L | Annual | Emissions at Affected Plants | GWh | 0 | 0 | 0 | 0 | 0 | 0 | 0
Wind Generation Cap 20% - FRCC v5.14 | 1426 | 6406 | Generation Constraint in GWh | FALSE | L | Annual | Allowances Purchased | GWh | 0 | 0 | 0 | 0 | 0 | 0 | 0
Wind Generation Cap 20% - FRCC v5.14 | 1426 | 6406 | Generation Constraint in GWh | FALSE | L | Annual | Allowances Sold | GWh | 0 | 0 | 0 | 0 | 0 | 0 | 0
Wind Generation Cap 20% - FRCC v5.14 | 1426 | 6406 | Generation Constraint in GWh | FALSE | L | Annual | Allowances Banked | GWh | 0 | 0 | 0 | 0 | 0 | 0 | 0
Wind Generation Cap 20% - FRCC v5.14 | 1426 | 6406 | Generation Constraint in GWh | FALSE | L | Annual | Allowances Withdrawn (1:1) | GWh | 0 | 0 | 0 | 0 | 0 | 0 | 0
Wind Generation Cap 20% - FRCC v5.14 | 1426 | 6406 | Generation Constraint in GWh | FALSE | L | Annual | Allowances Withdrawn (n:1) | GWh | 0 | 0 | 0 | 0 | 0 | 0 | 0
Wind Generation Cap 20% - FRCC v5.14 | 1426 | 6406 | Generation Constraint in GWh | FALSE | L | Annual | Net Emissions Allowance Position | GWh | 0 | 0 | 0 | 0 | 0 | 0 | 0
Wind Generation Cap 20% - FRCC v5.14 | 1426 | 6406 | Generation Constraint in GWh | FALSE | L | Annual | Fuel Consumed | TBtu | 0 | 0 | 0 | 0 | 0 | 0 | 0
Wind Generation Cap 20% - FRCC v5.14 | 1426 | 6406 | Generation Constraint in GWh | FALSE | L | Annual | Heat Rate | MMBtu/MWh | 0 | 0 | 0 | 0 | 0 | 0 | 0
Wind Generation Cap 20% - FRCC v5.14 | 1426 | 6406 | Generation Constraint in GWh | FALSE | L | Annual | Generation | TWh | 0 | 0 | 0 | 0 | 0 | 0 | 0
Wind Generation Cap 20% - FRCC v5.14 | 1426 | 6406 | Generation Constraint in GWh | FALSE | L | Annual | Qualifying Generation | TWh | 0 | 0 | 0 | 0 | 0 | 0 | 0
Wind Generation Cap 20% - FRCC v5.14 | 1426 | 6406 | Generation Constraint in GWh | FALSE | L | Annual | Rate | lb/MWh | 0 | 0 | 0 | 0 | 0 | 0 | 0
Wind Generation Cap 20% - FRCC v5.14 | 1426 | 6406 | Generation Constraint in GWh | FALSE | L | Annual | Constraint Shadow Price | US2011$/MWh | 0 | 0 | 0 | 0 | 0 | 0 | 0
Wind Generation Cap 20% - MAP_WAUE v5.14 | 1427 | 6407 | Generation Constraint in GWh | FALSE | L | Annual | Seasons Included | Seasons | Winter, Summer | Winter, Summer | Winter, Summer | Winter, Summer | Winter, Summer | Winter, Summer | Winter, Summer
Wind Generation Cap 20% - MAP_WAUE v5.14 | 1427 | 6407 | Generation Constraint in GWh | FALSE | L | Annual | Standard GWh | GWh | 4483 | 4605 | 4664 | 4825 | 4921 | 5128 | 5345
Wind Generation Cap 20% - MAP_WAUE v5.14 | 1427 | 6407 | Generation Constraint in GWh | FALSE | L | Annual | Emissions at Affected Plants | GWh | 954.9772 | 1026.6651 | 1026.6651 | 1327.7545 | 1617.3568 | 1617.3568 | 1617.3568
Wind Generation Cap 20% - MAP_WAUE v5.14 | 1427 | 6407 | Generation Constraint in GWh | FALSE | L | Annual | Allowances Purchased | GWh | 0 | 0 | 0 | 0 | 0 | 0 | 0
Wind Generation Cap 20% - MAP_WAUE v5.14 | 1427 | 6407 | Generation Constraint in GWh | FALSE | L | Annual | Allowances Sold | GWh | 0 | 0 | 0 | 0 | 0 | 0 | 0
Wind Generation Cap 20% - MAP_WAUE v5.14 | 1427 | 6407 | Generation Constraint in GWh | FALSE | L | Annual | Allowances Banked | GWh | 0 | 0 | 0 | 0 | 0 | 0 | 0
Wind Generation Cap 20% - MAP_WAUE v5.14 | 1427 | 6407 | Generation Constraint in GWh | FALSE | L | Annual | Allowances Withdrawn (1:1) | GWh | 0 | 0 | 0 | 0 | 0 | 0 | 0
Wind Generation Cap 20% - MAP_WAUE v5.14 | 1427 | 6407 | Generation Constraint in GWh | FALSE | L | Annual | Allowances Withdrawn (n:1) | GWh | 0 | 0 | 0 | 0 | 0 | 0 | 0
Wind Generation Cap 20% - MAP_WAUE v5.14 | 1427 | 6407 | Generation Constraint in GWh | FALSE | L | Annual | Net Emissions Allowance Position | GWh | 954.9772 | 1026.6651 | 1026.6651 | 1327.7545 | 1617.3568 | 1617.3568 | 1617.3568
Wind Generation Cap 20% - MAP_WAUE v5.14 | 1427 | 6407 | Generation Constraint in GWh | FALSE | L | Annual | Fuel Consumed | TBtu | 0 | 0 | 0 | 0 | 0 | 0 | 0
Wind Generation Cap 20% - MAP_WAUE v5.14 | 1427 | 6407 | Generation Constraint in GWh | FALSE | L | Annual | Heat Rate | MMBtu/MWh | 0 | 0 | 0 | 0 | 0 | 0 | 0
Wind Generation Cap 20% - MAP_WAUE v5.14 | 1427 | 6407 | Generation Constraint in GWh | FALSE | L | Annual | Generation | TWh | 0.95498 | 1.0267 | 1.0267 | 1.3278 | 1.6174 | 1.6174 | 1.6174
Wind Generation Cap 20% - MAP_WAUE v5.14 | 1427 | 6407 | Generation Constraint in GWh | FALSE | L | Annual | Qualifying Generation | TWh | 0.95498 | 1.0267 | 1.0267 | 1.3278 | 1.6174 | 1.6174 | 1.6174
Wind Generation Cap 20% - MAP_WAUE v5.14 | 1427 | 6407 | Generation Constraint in GWh | FALSE | L | Annual | Rate | lb/MWh | 0 | 0 | 0 | 0 | 0 | 0 | 0
Wind Generation Cap 20% - MAP_WAUE v5.14 | 1427 | 6407 | Generation Constraint in GWh | FALSE | L | Annual | Constraint Shadow Price | US2011$/MWh | 0 | 0 | 0 | 0 | 0 | 0 | 0
Wind Generation Cap 20% - MIS_IA v5.14 | 1428 | 6408 | Generation Constraint in GWh | FALSE | L | Annual | Seasons Included | Seasons | Winter, Summer | Winter, Summer | Winter, Summer | Winter, Summer | Winter, Summer | Winter, Summer | Winter, Summer
Wind Generation Cap 20% - MIS_IA v5.14 | 1428 | 6408 | Generation Constraint in GWh | FALSE | L | Annual | Standard GWh | GWh | 11879 | 11872 | 11872 | 11872 | 11872 | 11872 | 11872
Wind Generation Cap 20% - MIS_IA v5.14 | 1428 | 6408 | Generation Constraint in GWh | FALSE | L | Annual | Emissions at Affected Plants | GWh | 11872 | 11872 | 11872 | 11872 | 11872 | 11872 | 11872
Wind Generation Cap 20% - MIS_IA v5.14 | 1428 | 6408 | Generation Constraint in GWh | FALSE | L | Annual | Allowances Purchased | GWh | 0 | 0 | 0 | 0 | 0 | 0 | 0
Wind Generation Cap 20% - MIS_IA v5.14 | 1428 | 6408 | Generation Constraint in GWh | FALSE | L | Annual | Allowances Sold | GWh | 0 | 0 | 0 | 0 | 0 | 0 | 0
Wind Generation Cap 20% - MIS_IA v5.14 | 1428 | 6408 | Generation Constraint in GWh | FALSE | L | Annual | Allowances Banked | GWh | 0 | 0 | 0 | 0 | 0 | 0 | 0
Wind Generation Cap 20% - MIS_IA v5.14 | 1428 | 6408 | Generation Constraint in GWh | FALSE | L | Annual | Allowances Withdrawn (1:1) | GWh | 0 | 0 | 0 | 0 | 0 | 0 | 0
Wind Generation Cap 20% - MIS_IA v5.14 | 1428 | 6408 | Generation Constraint in GWh | FALSE | L | Annual | Allowances Withdrawn (n:1) | GWh | 0 | 0 | 0 | 0 | 0 | 0 | 0
Wind Generation Cap 20% - MIS_IA v5.14 | 1428 | 6408 | Generation Constraint in GWh | FALSE | L | Annual | Net Emissions Allowance Position | GWh | 11872 | 11872 | 11872 | 11872 | 11872 | 11872 | 11872
Wind Generation Cap 20% - MIS_IA v5.14 | 1428 | 6408 | Generation Constraint in GWh | FALSE | L | Annual | Fuel Consumed | TBtu | 0 | 0 | 0 | 0 | 0 | 0 | 0
Wind Generation Cap 20% - MIS_IA v5.14 | 1428 | 6408 | Generation Constraint in GWh | FALSE | L | Annual | Heat Rate | MMBtu/MWh | 0 | 0 | 0 | 0 | 0 | 0 | 0
Wind Generation Cap 20% - MIS_IA v5.14 | 1428 | 6408 | Generation Constraint in GWh | FALSE | L | Annual | Generation | TWh | 11.872 | 11.872 | 11.872 | 11.872 | 11.872 | 11.872 | 11.872
Wind Generation Cap 20% - MIS_IA v5.14 | 1428 | 6408 | Generation Constraint in GWh | FALSE | L | Annual | Qualifying Generation | TWh | 11.872 | 11.872 | 11.872 | 11.872 | 11.872 | 11.872 | 11.872
Wind Generation Cap 20% - MIS_IA v5.14 | 1428 | 6408 | Generation Constraint in GWh | FALSE | L | Annual | Rate | lb/MWh | 0 | 0 | 0 | 0 | 0 | 0 | 0
Wind Generation Cap 20% - MIS_IA v5.14 | 1428 | 6408 | Generation Constraint in GWh | FALSE | L | Annual | Constraint Shadow Price | US2011$/MWh | 0 | 757.0853 | 0 | 0 | 0 | 0 | 0
Wind Generation Cap 20% - MIS_IL v5.14 | 1429 | 6409 | Generation Constraint in GWh | FALSE | L | Annual | Seasons Included | Seasons | Winter, Summer | Winter, Summer | Winter, Summer | Winter, Summer | Winter, Summer | Winter, Summer | Winter, Summer
Wind Generation Cap 20% - MIS_IL v5.14 | 1429 | 6409 | Generation Constraint in GWh | FALSE | L | Annual | Standard GWh | GWh | 11523 | 11749 | 11842 | 12148 | 12387 | 12893 | 13420
Wind Generation Cap 20% - MIS_IL v5.14 | 1429 | 6409 | Generation Constraint in GWh | FALSE | L | Annual | Emissions at Affected Plants | GWh | 2783.4934 | 4002.2101 | 4002.2101 | 5613.3017 | 6090.2939 | 6090.2939 | 6090.2939
Wind Generation Cap 20% - MIS_IL v5.14 | 1429 | 6409 | Generation Constraint in GWh | FALSE | L | Annual | Allowances Purchased | GWh | 0 | 0 | 0 | 0 | 0 | 0 | 0
Wind Generation Cap 20% - MIS_IL v5.14 | 1429 | 6409 | Generation Constraint in GWh | FALSE | L | Annual | Allowances Sold | GWh | 0 | 0 | 0 | 0 | 0 | 0 | 0
Wind Generation Cap 20% - MIS_IL v5.14 | 1429 | 6409 | Generation Constraint in GWh | FALSE | L | Annual | Allowances Banked | GWh | 0 | 0 | 0 | 0 | 0 | 0 | 0
Wind Generation Cap 20% - MIS_IL v5.14 | 1429 | 6409 | Generation Constraint in GWh | FALSE | L | Annual | Allowances Withdrawn (1:1) | GWh | 0 | 0 | 0 | 0 | 0 | 0 | 0
Wind Generation Cap 20% - MIS_IL v5.14 | 1429 | 6409 | Generation Constraint in GWh | FALSE | L | Annual | Allowances Withdrawn (n:1) | GWh | 0 | 0 | 0 | 0 | 0 | 0 | 0
Wind Generation Cap 20% - MIS_IL v5.14 | 1429 | 6409 | Generation Constraint in GWh | FALSE | L | Annual | Net Emissions Allowance Position | GWh | 2783.4934 | 4002.2101 | 4002.2101 | 5613.3017 | 6090.2939 | 6090.2939 | 6090.2939
Wind Generation Cap 20% - MIS_IL v5.14 | 1429 | 6409 | Generation Constraint in GWh | FALSE | L | Annual | Fuel Consumed | TBtu | 0 | 0 | 0 | 0 | 0 | 0 | 0
Wind Generation Cap 20% - MIS_IL v5.14 | 1429 | 6409 | Generation Constraint in GWh | FALSE | L | Annual | Heat Rate | MMBtu/MWh | 0 | 0 | 0 | 0 | 0 | 0 | 0
Wind Generation Cap 20% - MIS_IL v5.14 | 1429 | 6409 | Generation Constraint in GWh | FALSE | L | Annual | Generation | TWh | 2.7835 | 4.0022 | 4.0022 | 5.6133 | 6.0903 | 6.0903 | 6.0903
Wind Generation Cap 20% - MIS_IL v5.14 | 1429 | 6409 | Generation Constraint in GWh | FALSE | L | Annual | Qualifying Generation | TWh | 2.7835 | 4.0022 | 4.0022 | 5.6133 | 6.0903 | 6.0903 | 6.0903
Wind Generation Cap 20% - MIS_IL v5.14 | 1429 | 6409 | Generation Constraint in GWh | FALSE | L | Annual | Rate | lb/MWh | 0 | 0 | 0 | 0 | 0 | 0 | 0
Wind Generation Cap 20% - MIS_IL v5.14 | 1429 | 6409 | Generation Constraint in GWh | FALSE | L | Annual | Constraint Shadow Price | US2011$/MWh | 0 | 0 | 0 | 0 | 0 | 0 | 0
Wind Generation Cap 20% - MIS_INKY v5.14 | 1430 | 6410 | Generation Constraint in GWh | FALSE | L | Annual | Seasons Included | Seasons | Winter, Summer | Winter, Summer | Winter, Summer | Winter, Summer | Winter, Summer | Winter, Summer | Winter, Summer
Wind Generation Cap 20% - MIS_INKY v5.14 | 1430 | 6410 | Generation Constraint in GWh | FALSE | L | Annual | Standard GWh | GWh | 19515 | 20015 | 20210 | 20749 | 21119 | 21823 | 22551
Wind Generation Cap 20% - MIS_INKY v5.14 | 1430 | 6410 | Generation Constraint in GWh | FALSE | L | Annual | Emissions at Affected Plants | GWh | 1712.9058 | 6834.1832 | 6834.1832 | 6834.1832 | 6834.1832 | 6834.1832 | 6834.1832
Wind Generation Cap 20% - MIS_INKY v5.14 | 1430 | 6410 | Generation Constraint in GWh | FALSE | L | Annual | Allowances Purchased | GWh | 0 | 0 | 0 | 0 | 0 | 0 | 0
Wind Generation Cap 20% - MIS_INKY v5.14 | 1430 | 6410 | Generation Constraint in GWh | FALSE | L | Annual | Allowances Sold | GWh | 0 | 0 | 0 | 0 | 0 | 0 | 0
Wind Generation Cap 20% - MIS_INKY v5.14 | 1430 | 6410 | Generation Constraint in GWh | FALSE | L | Annual | Allowances Banked | GWh | 0 | 0 | 0 | 0 | 0 | 0 | 0
Wind Generation Cap 20% - MIS_INKY v5.14 | 1430 | 6410 | Generation Constraint in GWh | FALSE | L | Annual | Allowances Withdrawn (1:1) | GWh | 0 | 0 | 0 | 0 | 0 | 0 | 0
Wind Generation Cap 20% - MIS_INKY v5.14 | 1430 | 6410 | Generation Constraint in GWh | FALSE | L | Annual | Allowances Withdrawn (n:1) | GWh | 0 | 0 | 0 | 0 | 0 | 0 | 0
Wind Generation Cap 20% - MIS_INKY v5.14 | 1430 | 6410 | Generation Constraint in GWh | FALSE | L | Annual | Net Emissions Allowance Position | GWh | 1712.9058 | 6834.1832 | 6834.1832 | 6834.1832 | 6834.1832 | 6834.1832 | 6834.1832
Wind Generation Cap 20% - MIS_INKY v5.14 | 1430 | 6410 | Generation Constraint in GWh | FALSE | L | Annual | Fuel Consumed | TBtu | 0 | 0 | 0 | 0 | 0 | 0 | 0
Wind Generation Cap 20% - MIS_INKY v5.14 | 1430 | 6410 | Generation Constraint in GWh | FALSE | L | Annual | Heat Rate | MMBtu/MWh | 0 | 0 | 0 | 0 | 0 | 0 | 0
Wind Generation Cap 20% - MIS_INKY v5.14 | 1430 | 6410 | Generation Constraint in GWh | FALSE | L | Annual | Generation | TWh | 1.7129 | 6.8342 | 6.8342 | 6.8342 | 6.8342 | 6.8342 | 6.8342
Wind Generation Cap 20% - MIS_INKY v5.14 | 1430 | 6410 | Generation Constraint in GWh | FALSE | L | Annual | Qualifying Generation | TWh | 1.7129 | 6.8342 | 6.8342 | 6.8342 | 6.8342 | 6.8342 | 6.8342
Wind Generation Cap 20% - MIS_INKY v5.14 | 1430 | 6410 | Generation Constraint in GWh | FALSE | L | Annual | Rate | lb/MWh | 0 | 0 | 0 | 0 | 0 | 0 | 0
Wind Generation Cap 20% - MIS_INKY v5.14 | 1430 | 6410 | Generation Constraint in GWh | FALSE | L | Annual | Constraint Shadow Price | US2011$/MWh | 0 | 0 | 0 | 0 | 0 | 0 | 0
Wind Generation Cap 20% - MIS_LMI v5.14 | 1431 | 6411 | Generation Constraint in GWh | FALSE | L | Annual | Seasons Included | Seasons | Winter, Summer | Winter, Summer | Winter, Summer | Winter, Summer | Winter, Summer | Winter, Summer | Winter, Summer
Wind Generation Cap 20% - MIS_LMI v5.14 | 1431 | 6411 | Generation Constraint in GWh | FALSE | L | Annual | Standard GWh | GWh | 20670 | 21027 | 21115 | 21509 | 21829 | 22495 | 23182
Wind Generation Cap 20% - MIS_LMI v5.14 | 1431 | 6411 | Generation Constraint in GWh | FALSE | L | Annual | Emissions at Affected Plants | GWh | 3958.8353 | 8101.3347 | 8101.3347 | 8101.3347 | 8173.4018 | 8173.4018 | 8173.4018
Wind Generation Cap 20% - MIS_LMI v5.14 | 1431 | 6411 | Generation Constraint in GWh | FALSE | L | Annual | Allowances Purchased | GWh | 0 | 0 | 0 | 0 | 0 | 0 | 0
Wind Generation Cap 20% - MIS_LMI v5.14 | 1431 | 6411 | Generation Constraint in GWh | FALSE | L | Annual | Allowances Sold | GWh | 0 | 0 | 0 | 0 | 0 | 0 | 0
Wind Generation Cap 20% - MIS_LMI v5.14 | 1431 | 6411 | Generation Constraint in GWh | FALSE | L | Annual | Allowances Banked | GWh | 0 | 0 | 0 | 0 | 0 | 0 | 0
Wind Generation Cap 20% - MIS_LMI v5.14 | 1431 | 6411 | Generation Constraint in GWh | FALSE | L | Annual | Allowances Withdrawn (1:1) | GWh | 0 | 0 | 0 | 0 | 0 | 0 | 0
Wind Generation Cap 20% - MIS_LMI v5.14 | 1431 | 6411 | Generation Constraint in GWh | FALSE | L | Annual | Allowances Withdrawn (n:1) | GWh | 0 | 0 | 0 | 0 | 0 | 0 | 0
Wind Generation Cap 20% - MIS_LMI v5.14 | 1431 | 6411 | Generation Constraint in GWh | FALSE | L | Annual | Net Emissions Allowance Position | GWh | 3958.8353 | 8101.3347 | 8101.3347 | 8101.3347 | 8173.4018 | 8173.4018 | 8173.4018
Wind Generation Cap 20% - MIS_LMI v5.14 | 1431 | 6411 | Generation Constraint in GWh | FALSE | L | Annual | Fuel Consumed | TBtu | 0 | 0 | 0 | 0 | 0 | 0 | 0
Wind Generation Cap 20% - MIS_LMI v5.14 | 1431 | 6411 | Generation Constraint in GWh | FALSE | L | Annual | Heat Rate | MMBtu/MWh | 0 | 0 | 0 | 0 | 0 | 0 | 0
Wind Generation Cap 20% - MIS_LMI v5.14 | 1431 | 6411 | Generation Constraint in GWh | FALSE | L | Annual | Generation | TWh | 3.9588 | 8.1013 | 8.1013 | 8.1013 | 8.1734 | 8.1734 | 8.1734
Wind Generation Cap 20% - MIS_LMI v5.14 | 1431 | 6411 | Generation Constraint in GWh | FALSE | L | Annual | Qualifying Generation | TWh | 3.9588 | 8.1013 | 8.1013 | 8.1013 | 8.1734 | 8.1734 | 8.1734
Wind Generation Cap 20% - MIS_LMI v5.14 | 1431 | 6411 | Generation Constraint in GWh | FALSE | L | Annual | Rate | lb/MWh | 0 | 0 | 0 | 0 | 0 | 0 | 0
Wind Generation Cap 20% - MIS_LMI v5.14 | 1431 | 6411 | Generation Constraint in GWh | FALSE | L | Annual | Constraint Shadow Price | US2011$/MWh | 0 | 0 | 0 | 0 | 0 | 0 | 0
Wind Generation Cap 20% - MIS_MAPP v5.14 | 1432 | 6412 | Generation Constraint in GWh | FALSE | L | Annual | Seasons Included | Seasons | Winter, Summer | Winter, Summer | Winter, Summer | Winter, Summer | Winter, Summer | Winter, Summer | Winter, Summer
Wind Generation Cap 20% - MIS_MAPP v5.14 | 1432 | 6412 | Generation Constraint in GWh | FALSE | L | Annual | Standard GWh | GWh | 10189 | 10189 | 10189 | 10189 | 10189 | 10189 | 10189
Wind Generation Cap 20% - MIS_MAPP v5.14 | 1432 | 6412 | Generation Constraint in GWh | FALSE | L | Annual | Emissions at Affected Plants | GWh | 10187.5036 | 10189 | 10189 | 10189 | 10189 | 10189 | 10189
Wind Generation Cap 20% - MIS_MAPP v5.14 | 1432 | 6412 | Generation Constraint in GWh | FALSE | L | Annual | Allowances Purchased | GWh | 0 | 0 | 0 | 0 | 0 | 0 | 0
Wind Generation Cap 20% - MIS_MAPP v5.14 | 1432 | 6412 | Generation Constraint in GWh | FALSE | L | Annual | Allowances Sold | GWh | 0 | 0 | 0 | 0 | 0 | 0 | 0
Wind Generation Cap 20% - MIS_MAPP v5.14 | 1432 | 6412 | Generation Constraint in GWh | FALSE | L | Annual | Allowances Banked | GWh | 0 | 0 | 0 | 0 | 0 | 0 | 0
Wind Generation Cap 20% - MIS_MAPP v5.14 | 1432 | 6412 | Generation Constraint in GWh | FALSE | L | Annual | Allowances Withdrawn (1:1) | GWh | 0 | 0 | 0 | 0 | 0 | 0 | 0
Wind Generation Cap 20% - MIS_MAPP v5.14 | 1432 | 6412 | Generation Constraint in GWh | FALSE | L | Annual | Allowances Withdrawn (n:1) | GWh | 0 | 0 | 0 | 0 | 0 | 0 | 0
Wind Generation Cap 20% - MIS_MAPP v5.14 | 1432 | 6412 | Generation Constraint in GWh | FALSE | L | Annual | Net Emissions Allowance Position | GWh | 10187.5036 | 10189 | 10189 | 10189 | 10189 | 10189 | 10189
Wind Generation Cap 20% - MIS_MAPP v5.14 | 1432 | 6412 | Generation Constraint in GWh | FALSE | L | Annual | Fuel Consumed | TBtu | 0 | 0 | 0 | 0 | 0 | 0 | 0
Wind Generation Cap 20% - MIS_MAPP v5.14 | 1432 | 6412 | Generation Constraint in GWh | FALSE | L | Annual | Heat Rate | MMBtu/MWh | 0 | 0 | 0 | 0 | 0 | 0 | 0
Wind Generation Cap 20% - MIS_MAPP v5.14 | 1432 | 6412 | Generation Constraint in GWh | FALSE | L | Annual | Generation | TWh | 10.1875 | 10.189 | 10.189 | 10.189 | 10.189 | 10.189 | 10.189
Wind Generation Cap 20% - MIS_MAPP v5.14 | 1432 | 6412 | Generation Constraint in GWh | FALSE | L | Annual | Qualifying Generation | TWh | 10.1875 | 10.189 | 10.189 | 10.189 | 10.189 | 10.189 | 10.189
Wind Generation Cap 20% - MIS_MAPP v5.14 | 1432 | 6412 | Generation Constraint in GWh | FALSE | L | Annual | Rate | lb/MWh | 0 | 0 | 0 | 0 | 0 | 0 | 0
Wind Generation Cap 20% - MIS_MAPP v5.14 | 1432 | 6412 | Generation Constraint in GWh | FALSE | L | Annual | Constraint Shadow Price | US2011$/MWh | 0 | 0 | 0.86275 | 0 | 0 | 0 | 0
Wind Generation Cap 20% - MIS_MIDA v5.14 | 1433 | 6413 | Generation Constraint in GWh | FALSE | L | Annual | Seasons Included | Seasons | Winter, Summer | Winter, Summer | Winter, Summer | Winter, Summer | Winter, Summer | Winter, Summer | Winter, Summer
Wind Generation Cap 20% - MIS_MIDA v5.14 | 1433 | 6413 | Generation Constraint in GWh | FALSE | L | Annual | Standard GWh | GWh | 12309 | 12309 | 12309 | 12309 | 12309 | 12309 | 12309
Wind Generation Cap 20% - MIS_MIDA v5.14 | 1433 | 6413 | Generation Constraint in GWh | FALSE | L | Annual | Emissions at Affected Plants | GWh | 12308.203 | 12309 | 12309 | 12309 | 12309 | 12309 | 12309
Wind Generation Cap 20% - MIS_MIDA v5.14 | 1433 | 6413 | Generation Constraint in GWh | FALSE | L | Annual | Allowances Purchased | GWh | 0 | 0 | 0 | 0 | 0 | 0 | 0
Wind Generation Cap 20% - MIS_MIDA v5.14 | 1433 | 6413 | Generation Constraint in GWh | FALSE | L | Annual | Allowances Sold | GWh | 0 | 0 | 0 | 0 | 0 | 0 | 0
Wind Generation Cap 20% - MIS_MIDA v5.14 | 1433 | 6413 | Generation Constraint in GWh | FALSE | L | Annual | Allowances Banked | GWh | 0 | 0 | 0 | 0 | 0 | 0 | 0
Wind Generation Cap 20% - MIS_MIDA v5.14 | 1433 | 6413 | Generation Constraint in GWh | FALSE | L | Annual | Allowances Withdrawn (1:1) | GWh | 0 | 0 | 0 | 0 | 0 | 0 | 0
Wind Generation Cap 20% - MIS_MIDA v5.14 | 1433 | 6413 | Generation Constraint in GWh | FALSE | L | Annual | Allowances Withdrawn (n:1) | GWh | 0 | 0 | 0 | 0 | 0 | 0 | 0
Wind Generation Cap 20% - MIS_MIDA v5.14 | 1433 | 6413 | Generation Constraint in GWh | FALSE | L | Annual | Net Emissions Allowance Position | GWh | 12308.203 | 12309 | 12309 | 12309 | 12309 | 12309 | 12309
Wind Generation Cap 20% - MIS_MIDA v5.14 | 1433 | 6413 | Generation Constraint in GWh | FALSE | L | Annual | Fuel Consumed | TBtu | 0 | 0 | 0 | 0 | 0 | 0 | 0
Wind Generation Cap 20% - MIS_MIDA v5.14 | 1433 | 6413 | Generation Constraint in GWh | FALSE | L | Annual | Heat Rate | MMBtu/MWh | 0 | 0 | 0 | 0 | 0 | 0 | 0
Wind Generation Cap 20% - MIS_MIDA v5.14 | 1433 | 6413 | Generation Constraint in GWh | FALSE | L | Annual | Generation | TWh | 12.3082 | 12.309 | 12.309 | 12.309 | 12.309 | 12.309 | 12.309
Wind Generation Cap 20% - MIS_MIDA v5.14 | 1433 | 6413 | Generation Constraint in GWh | FALSE | L | Annual | Qualifying Generation | TWh | 12.3082 | 12.309 | 12.309 | 12.309 | 12.309 | 12.309 | 12.309
Wind Generation Cap 20% - MIS_MIDA v5.14 | 1433 | 6413 | Generation Constraint in GWh | FALSE | L | Annual | Rate | lb/MWh | 0 | 0 | 0 | 0 | 0 | 0 | 0
Wind Generation Cap 20% - MIS_MIDA v5.14 | 1433 | 6413 | Generation Constraint in GWh | FALSE | L | Annual | Constraint Shadow Price | US2011$/MWh | 0 | 0 | 0 | 0 | 0 | 0 | 58.0434
Wind Generation Cap 20% - MIS_MNWI v5.14 | 1434 | 6414 | Generation Constraint in GWh | FALSE | L | Annual | Seasons Included | Seasons | Winter, Summer | Winter, Summer | Winter, Summer | Winter, Summer | Winter, Summer | Winter, Summer | Winter, Summer
Wind Generation Cap 20% - MIS_MNWI v5.14 | 1434 | 6414 | Generation Constraint in GWh | FALSE | L | Annual | Standard GWh | GWh | 17569 | 18046 | 18276 | 18906 | 19282 | 20097 | 20946
Wind Generation Cap 20% - MIS_MNWI v5.14 | 1434 | 6414 | Generation Constraint in GWh | FALSE | L | Annual | Emissions at Affected Plants | GWh | 10557.1666 | 17023.5536 | 17023.5536 | 17023.5536 | 17023.5536 | 17023.5536 | 17023.5536
Wind Generation Cap 20% - MIS_MNWI v5.14 | 1434 | 6414 | Generation Constraint in GWh | FALSE | L | Annual | Allowances Purchased | GWh | 0 | 0 | 0 | 0 | 0 | 0 | 0
Wind Generation Cap 20% - MIS_MNWI v5.14 | 1434 | 6414 | Generation Constraint in GWh | FALSE | L | Annual | Allowances Sold | GWh | 0 | 0 | 0 | 0 | 0 | 0 | 0
Wind Generation Cap 20% - MIS_MNWI v5.14 | 1434 | 6414 | Generation Constraint in GWh | FALSE | L | Annual | Allowances Banked | GWh | 0 | 0 | 0 | 0 | 0 | 0 | 0
Wind Generation Cap 20% - MIS_MNWI v5.14 | 1434 | 6414 | Generation Constraint in GWh | FALSE | L | Annual | Allowances Withdrawn (1:1) | GWh | 0 | 0 | 0 | 0 | 0 | 0 | 0
Wind Generation Cap 20% - MIS_MNWI v5.14 | 1434 | 6414 | Generation Constraint in GWh | FALSE | L | Annual | Allowances Withdrawn (n:1) | GWh | 0 | 0 | 0 | 0 | 0 | 0 | 0
Wind Generation Cap 20% - MIS_MNWI v5.14 | 1434 | 6414 | Generation Constraint in GWh | FALSE | L | Annual | Net Emissions Allowance Position | GWh | 10557.1666 | 17023.5536 | 17023.5536 | 17023.5536 | 17023.5536 | 17023.5536 | 17023.5536
Wind Generation Cap 20% - MIS_MNWI v5.14 | 1434 | 6414 | Generation Constraint in GWh | FALSE | L | Annual | Fuel Consumed | TBtu | 0 | 0 | 0 | 0 | 0 | 0 | 0
Wind Generation Cap 20% - MIS_MNWI v5.14 | 1434 | 6414 | Generation Constraint in GWh | FALSE | L | Annual | Heat Rate | MMBtu/MWh | 0 | 0 | 0 | 0 | 0 | 0 | 0
Wind Generation Cap 20% - MIS_MNWI v5.14 | 1434 | 6414 | Generation Constraint in GWh | FALSE | L | Annual | Generation | TWh | 10.5572 | 17.0236 | 17.0236 | 17.0236 | 17.0236 | 17.0236 | 17.0236
Wind Generation Cap 20% - MIS_MNWI v5.14 | 1434 | 6414 | Generation Constraint in GWh | FALSE | L | Annual | Qualifying Generation | TWh | 10.5572 | 17.0236 | 17.0236 | 17.0236 | 17.0236 | 17.0236 | 17.0236
Wind Generation Cap 20% - MIS_MNWI v5.14 | 1434 | 6414 | Generation Constraint in GWh | FALSE | L | Annual | Rate | lb/MWh | 0 | 0 | 0 | 0 | 0 | 0 | 0
Wind Generation Cap 20% - MIS_MNWI v5.14 | 1434 | 6414 | Generation Constraint in GWh | FALSE | L | Annual | Constraint Shadow Price | US2011$/MWh | 0 | 0 | 0 | 0 | 0 | 0 | 0
Wind Generation Cap 20% - MIS_MO v5.14 | 1435 | 6415 | Generation Constraint in GWh | FALSE | L | Annual | Seasons Included | Seasons | Winter, Summer | Winter, Summer | Winter, Summer | Winter, Summer | Winter, Summer | Winter, Summer | Winter, Summer
Wind Generation Cap 20% - MIS_MO v5.14 | 1435 | 6415 | Generation Constraint in GWh | FALSE | L | Annual | Standard GWh | GWh | 9792 | 9984 | 10063 | 10323 | 10526 | 10956 | 11404
Wind Generation Cap 20% - MIS_MO v5.14 | 1435 | 6415 | Generation Constraint in GWh | FALSE | L | Annual | Emissions at Affected Plants | GWh | 777.6971 | 5196.109 | 5196.109 | 6222.9399 | 6222.9399 | 6222.9399 | 6222.9399
Wind Generation Cap 20% - MIS_MO v5.14 | 1435 | 6415 | Generation Constraint in GWh | FALSE | L | Annual | Allowances Purchased | GWh | 0 | 0 | 0 | 0 | 0 | 0 | 0
Wind Generation Cap 20% - MIS_MO v5.14 | 1435 | 6415 | Generation Constraint in GWh | FALSE | L | Annual | Allowances Sold | GWh | 0 | 0 | 0 | 0 | 0 | 0 | 0
Wind Generation Cap 20% - MIS_MO v5.14 | 1435 | 6415 | Generation Constraint in GWh | FALSE | L | Annual | Allowances Banked | GWh | 0 | 0 | 0 | 0 | 0 | 0 | 0
Wind Generation Cap 20% - MIS_MO v5.14 | 1435 | 6415 | Generation Constraint in GWh | FALSE | L | Annual | Allowances Withdrawn (1:1) | GWh | 0 | 0 | 0 | 0 | 0 | 0 | 0
Wind Generation Cap 20% - MIS_MO v5.14 | 1435 | 6415 | Generation Constraint in GWh | FALSE | L | Annual | Allowances Withdrawn (n:1) | GWh | 0 | 0 | 0 | 0 | 0 | 0 | 0
Wind Generation Cap 20% - MIS_MO v5.14 | 1435 | 6415 | Generation Constraint in GWh | FALSE | L | Annual | Net Emissions Allowance Position | GWh | 777.6971 | 5196.109 | 5196.109 | 6222.9399 | 6222.9399 | 6222.9399 | 6222.9399
Wind Generation Cap 20% - MIS_MO v5.14 | 1435 | 6415 | Generation Constraint in GWh | FALSE | L | Annual | Fuel Consumed | TBtu | 0 | 0 | 0 | 0 | 0 | 0 | 0
Wind Generation Cap 20% - MIS_MO v5.14 | 1435 | 6415 | Generation Constraint in GWh | FALSE | L | Annual | Heat Rate | MMBtu/MWh | 0 | 0 | 0 | 0 | 0 | 0 | 0
Wind Generation Cap 20% - MIS_MO v5.14 | 1435 | 6415 | Generation Constraint in GWh | FALSE | L | Annual | Generation | TWh | 0.7777 | 5.1961 | 5.1961 | 6.2229 | 6.2229 | 6.2229 | 6.2229
Wind Generation Cap 20% - MIS_MO v5.14 | 1435 | 6415 | Generation Constraint in GWh | FALSE | L | Annual | Qualifying Generation | TWh | 0.7777 | 5.1961 | 5.1961 | 6.2229 | 6.2229 | 6.2229 | 6.2229
Wind Generation Cap 20% - MIS_MO v5.14 | 1435 | 6415 | Generation Constraint in GWh | FALSE | L | Annual | Rate | lb/MWh | 0 | 0 | 0 | 0 | 0 | 0 | 0
Wind Generation Cap 20% - MIS_MO v5.14 | 1435 | 6415 | Generation Constraint in GWh | FALSE | L | Annual | Constraint Shadow Price | US2011$/MWh | 0 | 0 | 0 | 0 | 0 | 0 | 0
Wind Generation Cap 20% - MIS_WUMS v5.14 | 1436 | 6416 | Generation Constraint in GWh | FALSE | L | Annual | Seasons Included | Seasons | Winter, Summer | Winter, Summer | Winter, Summer | Winter, Summer | Winter, Summer | Winter, Summer | Winter, Summer
Wind Generation Cap 20% - MIS_WUMS v5.14 | 1436 | 6416 | Generation Constraint in GWh | FALSE | L | Annual | Standard GWh | GWh | 10976 | 11245 | 11337 | 11611 | 11790 | 12144 | 12508
Wind Generation Cap 20% - MIS_WUMS v5.14 | 1436 | 6416 | Generation Constraint in GWh | FALSE | L | Annual | Emissions at Affected Plants | GWh | 1662.1228 | 3352.5436 | 3352.5436 | 3352.5436 | 3352.5436 | 3352.5436 | 3352.5436
Wind Generation Cap 20% - MIS_WUMS v5.14 | 1436 | 6416 | Generation Constraint in GWh | FALSE | L | Annual | Allowances Purchased | GWh | 0 | 0 | 0 | 0 | 0 | 0 | 0
Wind Generation Cap 20% - MIS_WUMS v5.14 | 1436 | 6416 | Generation Constraint in GWh | FALSE | L | Annual | Allowances Sold | GWh | 0 | 0 | 0 | 0 | 0 | 0 | 0
Wind Generation Cap 20% - MIS_WUMS v5.14 | 1436 | 6416 | Generation Constraint in GWh | FALSE | L | Annual | Allowances Banked | GWh | 0 | 0 | 0 | 0 | 0 | 0 | 0
Wind Generation Cap 20% - MIS_WUMS v5.14 | 1436 | 6416 | Generation Constraint in GWh | FALSE | L | Annual | Allowances Withdrawn (1:1) | GWh | 0 | 0 | 0 | 0 | 0 | 0 | 0
Wind Generation Cap 20% - MIS_WUMS v5.14 | 1436 | 6416 | Generation Constraint in GWh | FALSE | L | Annual | Allowances Withdrawn (n:1) | GWh | 0 | 0 | 0 | 0 | 0 | 0 | 0
Wind Generation Cap 20% - MIS_WUMS v5.14 | 1436 | 6416 | Generation Constraint in GWh | FALSE | L | Annual | Net Emissions Allowance Position | GWh | 1662.1228 | 3352.5436 | 3352.5436 | 3352.5436 | 3352.5436 | 3352.5436 | 3352.5436
Wind Generation Cap 20% - MIS_WUMS v5.14 | 1436 | 6416 | Generation Constraint in GWh | FALSE | L | Annual | Fuel Consumed | TBtu | 0 | 0 | 0 | 0 | 0 | 0 | 0
Wind Generation Cap 20% - MIS_WUMS v5.14 | 1436 | 6416 | Generation Constraint in GWh | FALSE | L | Annual | Heat Rate | MMBtu/MWh | 0 | 0 | 0 | 0 | 0 | 0 | 0
Wind Generation Cap 20% - MIS_WUMS v5.14 | 1436 | 6416 | Generation Constraint in GWh | FALSE | L | Annual | Generation | TWh | 1.6621 | 3.3525 | 3.3525 | 3.3525 | 3.3525 | 3.3525 | 3.3525
Wind Generation Cap 20% - MIS_WUMS v5.14 | 1436 | 6416 | Generation Constraint in GWh | FALSE | L | Annual | Qualifying Generation | TWh | 1.6621 | 3.3525 | 3.3525 | 3.3525 | 3.3525 | 3.3525 | 3.3525
Wind Generation Cap 20% - MIS_WUMS v5.14 | 1436 | 6416 | Generation Constraint in GWh | FALSE | L | Annual | Rate | lb/MWh | 0 | 0 | 0 | 0 | 0 | 0 | 0
Wind Generation Cap 20% - MIS_WUMS v5.14 | 1436 | 6416 | Generation Constraint in GWh | FALSE | L | Annual | Constraint Shadow Price | US2011$/MWh | 0 | 0 | 0 | 0 | 0 | 0 | 0
Wind Generation Cap 20% - NENG_CT v5.14 | 1437 | 6417 | Generation Constraint in GWh | FALSE | L | Annual | Seasons Included | Seasons | Winter, Summer | Winter, Summer | Winter, Summer | Winter, Summer | Winter, Summer | Winter, Summer | Winter, Summer
Wind Generation Cap 20% - NENG_CT v5.14 | 1437 | 6417 | Generation Constraint in GWh | FALSE | L | Annual | Standard GWh | GWh | 6960 | 7125 | 7039 | 6967 | 7002 | 7070 | 7138
Wind Generation Cap 20% - NENG_CT v5.14 | 1437 | 6417 | Generation Constraint in GWh | FALSE | L | Annual | Emissions at Affected Plants | GWh | 0 | 21.1832 | 21.1832 | 21.1832 | 21.1832 | 21.1832 | 21.1832
Wind Generation Cap 20% - NENG_CT v5.14 | 1437 | 6417 | Generation Constraint in GWh | FALSE | L | Annual | Allowances Purchased | GWh | 0 | 0 | 0 | 0 | 0 | 0 | 0
Wind Generation Cap 20% - NENG_CT v5.14 | 1437 | 6417 | Generation Constraint in GWh | FALSE | L | Annual | Allowances Sold | GWh | 0 | 0 | 0 | 0 | 0 | 0 | 0
Wind Generation Cap 20% - NENG_CT v5.14 | 1437 | 6417 | Generation Constraint in GWh | FALSE | L | Annual | Allowances Banked | GWh | 0 | 0 | 0 | 0 | 0 | 0 | 0
Wind Generation Cap 20% - NENG_CT v5.14 | 1437 | 6417 | Generation Constraint in GWh | FALSE | L | Annual | Allowances Withdrawn (1:1) | GWh | 0 | 0 | 0 | 0 | 0 | 0 | 0
Wind Generation Cap 20% - NENG_CT v5.14 | 1437 | 6417 | Generation Constraint in GWh | FALSE | L | Annual | Allowances Withdrawn (n:1) | GWh | 0 | 0 | 0 | 0 | 0 | 0 | 0
Wind Generation Cap 20% - NENG_CT v5.14 | 1437 | 6417 | Generation Constraint in GWh | FALSE | L | Annual | Net Emissions Allowance Position | GWh | 0 | 21.1832 | 21.1832 | 21.1832 | 21.1832 | 21.1832 | 21.1832
Wind Generation Cap 20% - NENG_CT v5.14 | 1437 | 6417 | Generation Constraint in GWh | FALSE | L | Annual | Fuel Consumed | TBtu | 0 | 0 | 0 | 0 | 0 | 0 | 0
Wind Generation Cap 20% - NENG_CT v5.14 | 1437 | 6417 | Generation Constraint in GWh | FALSE | L | Annual | Heat Rate | MMBtu/MWh | 0 | 0 | 0 | 0 | 0 | 0 | 0
Wind Generation Cap 20% - NENG_CT v5.14 | 1437 | 6417 | Generation Constraint in GWh | FALSE | L | Annual | Generation | TWh | 0 | 0.021183 | 0.021183 | 0.021183 | 0.021183 | 0.021183 | 0.021183
Wind Generation Cap 20% - NENG_CT v5.14 | 1437 | 6417 | Generation Constraint in GWh | FALSE | L | Annual | Qualifying Generation | TWh | 0 | 0.021183 | 0.021183 | 0.021183 | 0.021183 | 0.021183 | 0.021183
Wind Generation Cap 20% - NENG_CT v5.14 | 1437 | 6417 | Generation Constraint in GWh | FALSE | L | Annual | Rate | lb/MWh | 0 | 0 | 0 | 0 | 0 | 0 | 0
Wind Generation Cap 20% - NENG_CT v5.14 | 1437 | 6417 | Generation Constraint in GWh | FALSE | L | Annual | Constraint Shadow Price | US2011$/MWh | 0 | 0 | 0 | 0 | 0 | 0 | 0
Wind Generation Cap 20% - NENG_ME v5.14 | 1438 | 6418 | Generation Constraint in GWh | FALSE | L | Annual | Seasons Included | Seasons | Winter, Summer | Winter, Summer | Winter, Summer | Winter, Summer | Winter, Summer | Winter, Summer | Winter, Summer
Wind Generation Cap 20% - NENG_ME v5.14 | 1438 | 6418 | Generation Constraint in GWh | FALSE | L | Annual | Standard GWh | GWh | 2446 | 2504 | 2474 | 2448 | 2461 | 2484 | 2508
Wind Generation Cap 20% - NENG_ME v5.14 | 1438 | 6418 | Generation Constraint in GWh | FALSE | L | Annual | Emissions at Affected Plants | GWh | 1551.7533 | 2448 | 2448 | 2448 | 2461 | 2484 | 2508
Wind Generation Cap 20% - NENG_ME v5.14 | 1438 | 6418 | Generation Constraint in GWh | FALSE | L | Annual | Allowances Purchased | GWh | 0 | 0 | 0 | 0 | 0 | 0 | 0
Wind Generation Cap 20% - NENG_ME v5.14 | 1438 | 6418 | Generation Constraint in GWh | FALSE | L | Annual | Allowances Sold | GWh | 0 | 0 | 0 | 0 | 0 | 0 | 0
Wind Generation Cap 20% - NENG_ME v5.14 | 1438 | 6418 | Generation Constraint in GWh | FALSE | L | Annual | Allowances Banked | GWh | 0 | 0 | 0 | 0 | 0 | 0 | 0
Wind Generation Cap 20% - NENG_ME v5.14 | 1438 | 6418 | Generation Constraint in GWh | FALSE | L | Annual | Allowances Withdrawn (1:1) | GWh | 0 | 0 | 0 | 0 | 0 | 0 | 0
Wind Generation Cap 20% - NENG_ME v5.14 | 1438 | 6418 | Generation Constraint in GWh | FALSE | L | Annual | Allowances Withdrawn (n:1) | GWh | 0 | 0 | 0 | 0 | 0 | 0 | 0
Wind Generation Cap 20% - NENG_ME v5.14 | 1438 | 6418 | Generation Constraint in GWh | FALSE | L | Annual | Net Emissions Allowance Position | GWh | 1551.7533 | 2448 | 2448 | 2448 | 2461 | 2484 | 2508
Wind Generation Cap 20% - NENG_ME v5.14 | 1438 | 6418 | Generation Constraint in GWh | FALSE | L | Annual | Fuel Consumed | TBtu | 0 | 0 | 0 | 0 | 0 | 0 | 0
Wind Generation Cap 20% - NENG_ME v5.14 | 1438 | 6418 | Generation Constraint in GWh | FALSE | L | Annual | Heat Rate | MMBtu/MWh | 0 | 0 | 0 | 0 | 0 | 0 | 0
Wind Generation Cap 20% - NENG_ME v5.14 | 1438 | 6418 | Generation Constraint in GWh | FALSE | L | Annual | Generation | TWh | 1.5518 | 2.448 | 2.448 | 2.448 | 2.461 | 2.484 | 2.508
Wind Generation Cap 20% - NENG_ME v5.14 | 1438 | 6418 | Generation Constraint in GWh | FALSE | L | Annual | Qualifying Generation | TWh | 1.5518 | 2.448 | 2.448 | 2.448 | 2.461 | 2.484 | 2.508
Wind Generation Cap 20% - NENG_ME v5.14 | 1438 | 6418 | Generation Constraint in GWh | FALSE | L | Annual | Rate | lb/MWh | 0 | 0 | 0 | 0 | 0 | 0 | 0
Wind Generation Cap 20% - NENG_ME v5.14 | 1438 | 6418 | Generation Constraint in GWh | FALSE | L | Annual | Constraint Shadow Price | US2011$/MWh | 0 | 0 | 0 | 261.2827 | 41.312 | 11.116 | 11.3167
Wind Generation Cap 20% - NENGREST v5.14 | 1439 | 6419 | Generation Constraint in GWh | FALSE | L | Annual | Seasons Included | Seasons | Winter, Summer | Winter, Summer | Winter, Summer | Winter, Summer | Winter, Summer | Winter, Summer | Winter, Summer
Wind Generation Cap 20% - NENGREST v5.14 | 1439 | 6419 | Generation Constraint in GWh | FALSE | L | Annual | Standard GWh | GWh | 18106 | 18536 | 18312 | 18126 | 18217 | 18392 | 18570
Wind Generation Cap 20% - NENGREST v5.14 | 1439 | 6419 | Generation Constraint in GWh | FALSE | L | Annual | Emissions at Affected Plants | GWh | 1185.4293 | 9313.7274 | 9313.7274 | 9313.7274 | 9313.7274 | 9313.7274 | 9313.7274
Wind Generation Cap 20% - NENGREST v5.14 | 1439 | 6419 | Generation Constraint in GWh | FALSE | L | Annual | Allowances Purchased | GWh | 0 | 0 | 0 | 0 | 0 | 0 | 0
Wind Generation Cap 20% - NENGREST v5.14 | 1439 | 6419 | Generation Constraint in GWh | FALSE | L | Annual | Allowances Sold | GWh | 0 | 0 | 0 | 0 | 0 | 0 | 0
Wind Generation Cap 20% - NENGREST v5.14 | 1439 | 6419 | Generation Constraint in GWh | FALSE | L | Annual | Allowances Banked | GWh | 0 | 0 | 0 | 0 | 0 | 0 | 0
Wind Generation Cap 20% - NENGREST v5.14 | 1439 | 6419 | Generation Constraint in GWh | FALSE | L | Annual | Allowances Withdrawn (1:1) | GWh | 0 | 0 | 0 | 0 | 0 | 0 | 0
Wind Generation Cap 20% - NENGREST v5.14 | 1439 | 6419 | Generation Constraint in GWh | FALSE | L | Annual | Allowances Withdrawn (n:1) | GWh | 0 | 0 | 0 | 0 | 0 | 0 | 0
Wind Generation Cap 20% - NENGREST v5.14 | 1439 | 6419 | Generation Constraint in GWh | FALSE | L | Annual | Net Emissions Allowance Position | GWh | 1185.4293 | 9313.7274 | 9313.7274 | 9313.7274 | 9313.7274 | 9313.7274 | 9313.7274
Wind Generation Cap 20% - NENGREST v5.14 | 1439 | 6419 | Generation Constraint in GWh | FALSE | L | Annual | Fuel Consumed | TBtu | 0 | 0 | 0 | 0 | 0 | 0 | 0
Wind Generation Cap 20% - NENGREST v5.14 | 1439 | 6419 | Generation Constraint in GWh | FALSE | L | Annual | Heat Rate | MMBtu/MWh | 0 | 0 | 0 | 0 | 0 | 0 | 0
Wind Generation Cap 20% - NENGREST v5.14 | 1439 | 6419 | Generation Constraint in GWh | FALSE | L | Annual | Generation | TWh | 1.1854 | 9.3137 | 9.3137 | 9.3137 | 9.3137 | 9.3137 | 9.3137
Wind Generation Cap 20% - NENGREST v5.14 | 1439 | 6419 | Generation Constraint in GWh | FALSE | L | Annual | Qualifying Generation | TWh | 1.1854 | 9.3137 | 9.3137 | 9.3137 | 9.3137 | 9.3137 | 9.3137
Wind Generation Cap 20% - NENGREST v5.14 | 1439 | 6419 | Generation Constraint in GWh | FALSE | L | Annual | Rate | lb/MWh | 0 | 0 | 0 | 0 | 0 | 0 | 0
Wind Generation Cap 20% - NENGREST v5.14 | 1439 | 6419 | Generation Constraint in GWh | FALSE | L | Annual | Constraint Shadow Price | US2011$/MWh | 0 | 0 | 0 | 0 | 0 | 0 | 0
Wind Generation Cap 20% - NY_Z_A&B v5.14 | 1440 | 6420 | Generation Constraint in GWh | FALSE | L | Annual | Seasons Included | Seasons | Winter, Summer | Winter, Summer | Winter, Summer | Winter, Summer | Winter, Summer | Winter, Summer | Winter, Summer
Wind Generation Cap 20% - NY_Z_A&B v5.14 | 1440 | 6420 | Generation Constraint in GWh | FALSE | L | Annual | Standard GWh | GWh | 4864 | 4872 | 4825 | 4766 | 4779 | 4824 | 4870
Wind Generation Cap 20% - NY_Z_A&B v5.14 | 1440 | 6420 | Generation Constraint in GWh | FALSE | L | Annual | Emissions at Affected Plants | GWh | 994.9512 | 1025.5109 | 1025.5109 | 1025.5109 | 1025.5109 | 1025.5109 | 1025.5109
Wind Generation Cap 20% - NY_Z_A&B v5.14 | 1440 | 6420 | Generation Constraint in GWh | FALSE | L | Annual | Allowances Purchased | GWh | 0 | 0 | 0 | 0 | 0 | 0 | 0
Wind Generation Cap 20% - NY_Z_A&B v5.14 | 1440 | 6420 | Generation Constraint in GWh | FALSE | L | Annual | Allowances Sold | GWh | 0 | 0 | 0 | 0 | 0 | 0 | 0
Wind Generation Cap 20% - NY_Z_A&B v5.14 | 1440 | 6420 | Generation Constraint in GWh | FALSE | L | Annual | Allowances Banked | GWh | 0 | 0 | 0 | 0 | 0 | 0 | 0
Wind Generation Cap 20% - NY_Z_A&B v5.14 | 1440 | 6420 | Generation Constraint in GWh | FALSE | L | Annual | Allowances Withdrawn (1:1) | GWh | 0 | 0 | 0 | 0 | 0 | 0 | 0
Wind Generation Cap 20% - NY_Z_A&B v5.14 | 1440 | 6420 | Generation Constraint in GWh | FALSE | L | Annual | Allowances Withdrawn (n:1) | GWh | 0 | 0 | 0 | 0 | 0 | 0 | 0
Wind Generation Cap 20% - NY_Z_A&B v5.14 | 1440 | 6420 | Generation Constraint in GWh | FALSE | L | Annual | Net Emissions Allowance Position | GWh | 994.9512 | 1025.5109 | 1025.5109 | 1025.5109 | 1025.5109 | 1025.5109 | 1025.5109
Wind Generation Cap 20% - NY_Z_A&B v5.14 | 1440 | 6420 | Generation Constraint in GWh | FALSE | L | Annual | Fuel Consumed | TBtu | 0 | 0 | 0 | 0 | 0 | 0 | 0
Wind Generation Cap 20% - NY_Z_A&B v5.14 | 1440 | 6420 | Generation Constraint in GWh | FALSE | L | Annual | Heat Rate | MMBtu/MWh | 0 | 0 | 0 | 0 | 0 | 0 | 0
Wind Generation Cap 20% - NY_Z_A&B v5.14 | 1440 | 6420 | Generation Constraint in GWh | FALSE | L | Annual | Generation | TWh | 0.99495 | 1.0255 | 1.0255 | 1.0255 | 1.0255 | 1.0255 | 1.0255
Wind Generation Cap 20% - NY_Z_A&B v5.14 | 1440 | 6420 | Generation Constraint in GWh | FALSE | L | Annual | Qualifying Generation | TWh | 0.99495 | 1.0255 | 1.0255 | 1.0255 | 1.0255 | 1.0255 | 1.0255
Wind Generation Cap 20% - NY_Z_A&B v5.14 | 1440 | 6420 | Generation Constraint in GWh | FALSE | L | Annual | Rate | lb/MWh | 0 | 0 | 0 | 0 | 0 | 0 | 0
Wind Generation Cap 20% - NY_Z_A&B v5.14 | 1440 | 6420 | Generation Constraint in GWh | FALSE | L | Annual | Constraint Shadow Price | US2011$/MWh | 0 | 0 | 0 | 0 | 0 | 0 | 0
Wind Generation Cap 20% - NY_Z_C&E v5.14 | 1441 | 6421 | Generation Constraint in GWh | FALSE | L | Annual | Seasons Included | Seasons | Winter, Summer | Winter, Summer | Winter, Summer | Winter, Summer | Winter, Summer | Winter, Summer | Winter, Summer
Wind Generation Cap 20% - NY_Z_C&E v5.14 | 1441 | 6421 | Generation Constraint in GWh | FALSE | L | Annual | Standard GWh | GWh | 4570 | 4578 | 4533 | 4478 | 4490 | 4532 | 4575
Wind Generation Cap 20% - NY_Z_C&E v5.14 | 1441 | 6421 | Generation Constraint in GWh | FALSE | L | Annual | Emissions at Affected Plants | GWh | 1518.652 | 1779.5274 | 1779.5274 | 1779.5274 | 1779.5274 | 1779.5274 | 1779.5274
Wind Generation Cap 20% - NY_Z_C&E v5.14 | 1441 | 6421 | Generation Constraint in GWh | FALSE | L | Annual | Allowances Purchased | GWh | 0 | 0 | 0 | 0 | 0 | 0 | 0
Wind Generation Cap 20% - NY_Z_C&E v5.14 | 1441 | 6421 | Generation Constraint in GWh | FALSE | L | Annual | Allowances Sold | GWh | 0 | 0 | 0 | 0 | 0 | 0 | 0
Wind Generation Cap 20% - NY_Z_C&E v5.14 | 1441 | 6421 | Generation Constraint in GWh | FALSE | L | Annual | Allowances Banked | GWh | 0 | 0 | 0 | 0 | 0 | 0 | 0
Wind Generation Cap 20% - NY_Z_C&E v5.14 | 1441 | 6421 | Generation Constraint in GWh | FALSE | L | Annual | Allowances Withdrawn (1:1) | GWh | 0 | 0 | 0 | 0 | 0 | 0 | 0
Wind Generation Cap 20% - NY_Z_C&E v5.14 | 1441 | 6421 | Generation Constraint in GWh | FALSE | L | Annual | Allowances Withdrawn (n:1) | GWh | 0 | 0 | 0 | 0 | 0 | 0 | 0
Wind Generation Cap 20% - NY_Z_C&E v5.14 | 1441 | 6421 | Generation Constraint in GWh | FALSE | L | Annual | Net Emissions Allowance Position | GWh | 1518.652 | 1779.5274 | 1779.5274 | 1779.5274 | 1779.5274 | 1779.5274 | 1779.5274
Wind Generation Cap 20% - NY_Z_C&E v5.14 | 1441 | 6421 | Generation Constraint in GWh | FALSE | L | Annual | Fuel Consumed | TBtu | 0 | 0 | 0 | 0 | 0 | 0 | 0
Wind Generation Cap 20% - NY_Z_C&E v5.14 | 1441 | 6421 | Generation Constraint in GWh | FALSE | L | Annual | Heat Rate | MMBtu/MWh | 0 | 0 | 0 | 0 | 0 | 0 | 0
Wind Generation Cap 20% - NY_Z_C&E v5.14 | 1441 | 6421 | Generation Constraint in GWh | FALSE | L | Annual | Generation | TWh | 1.5187 | 1.7795 | 1.7795 | 1.7795 | 1.7795 | 1.7795 | 1.7795
Wind Generation Cap 20% - NY_Z_C&E v5.14 | 1441 | 6421 | Generation Constraint in GWh | FALSE | L | Annual | Qualifying Generation | TWh | 1.5187 | 1.7795 | 1.7795 | 1.7795 | 1.7795 | 1.7795 | 1.7795
Wind Generation Cap 20% - NY_Z_C&E v5.14 | 1441 | 6421 | Generation Constraint in GWh | FALSE | L | Annual | Rate | lb/MWh | 0 | 0 | 0 | 0 | 0 | 0 | 0
Wind Generation Cap 20% - NY_Z_C&E v5.14 | 1441 | 6421 | Generation Constraint in GWh | FALSE | L | Annual | Constraint Shadow Price | US2011$/MWh | 0 | 0 | 0 | 0 | 0 | 0 | 0
Wind Generation Cap 20% - NY_Z_D v5.14 | 1442 | 6422 | Generation Constraint in GWh | FALSE | L | Annual | Seasons Included | Seasons | Winter, Summer | Winter, Summer | Winter, Summer | Winter, Summer | Winter, Summer | Winter, Summer | Winter, Summer
Wind Generation Cap 20% - NY_Z_D v5.14 | 1442 | 6422 | Generation Constraint in GWh | FALSE | L | Annual | Standard GWh | GWh | 1221 | 1223 | 1212 | 1197 | 1200 | 1211 | 1223
Wind Generation Cap 20% - NY_Z_D v5.14 | 1442 | 6422 | Generation Constraint in GWh | FALSE | L | Annual | Emissions at Affected Plants | GWh | 1176.1477 | 1197 | 1197 | 1197 | 1200 | 1211 | 1223
Wind Generation Cap 20% - NY_Z_D v5.14 | 1442 | 6422 | Generation Constraint in GWh | FALSE | L | Annual | Allowances Purchased | GWh | 0 | 0 | 0 | 0 | 0 | 0 | 0
Wind Generation Cap 20% - NY_Z_D v5.14 | 1442 | 6422 | Generation Constraint in GWh | FALSE | L | Annual | Allowances Sold | GWh | 0 | 0 | 0 | 0 | 0 | 0 | 0
Wind Generation Cap 20% - NY_Z_D v5.14 | 1442 | 6422 | Generation Constraint in GWh | FALSE | L | Annual | Allowances Banked | GWh | 0 | 0 | 0 | 0 | 0 | 0 | 0
Wind Generation Cap 20% - NY_Z_D v5.14 | 1442 | 6422 | Generation Constraint in GWh | FALSE | L | Annual | Allowances Withdrawn (1:1) | GWh | 0 | 0 | 0 | 0 | 0 | 0 | 0
Wind Generation Cap 20% - NY_Z_D v5.14 | 1442 | 6422 | Generation Constraint in GWh | FALSE | L | Annual | Allowances Withdrawn (n:1) | GWh | 0 | 0 | 0 | 0 | 0 | 0 | 0
Wind Generation Cap 20% - NY_Z_D v5.14 | 1442 | 6422 | Generation Constraint in GWh | FALSE | L | Annual | Net Emissions Allowance Position | GWh | 1176.1477 | 1197 | 1197 | 1197 | 1200 | 1211 | 1223
Wind Generation Cap 20% - NY_Z_D v5.14 | 1442 | 6422 | Generation Constraint in GWh | FALSE | L | Annual | Fuel Consumed | TBtu | 0 | 0 | 0 | 0 | 0 | 0 | 0
Wind Generation Cap 20% - NY_Z_D v5.14 | 1442 | 6422 | Generation Constraint in GWh | FALSE | L | Annual | Heat Rate | MMBtu/MWh | 0 | 0 | 0 | 0 | 0 | 0 | 0
Wind Generation Cap 20% - NY_Z_D v5.14 | 1442 | 6422 | Generation Constraint in GWh | FALSE | L | Annual | Generation | TWh | 1.1761 | 1.197 | 1.197 | 1.197 | 1.2 | 1.211 | 1.223
Wind Generation Cap 20% - NY_Z_D v5.14 | 1442 | 6422 | Generation Constraint in GWh | FALSE | L | Annual | Qualifying Generation | TWh | 1.1761 | 1.197 | 1.197 | 1.197 | 1.2 | 1.211 | 1.223
Wind Generation Cap 20% - NY_Z_D v5.14 | 1442 | 6422 | Generation Constraint in GWh | FALSE | L | Annual | Rate | lb/MWh | 0 | 0 | 0 | 0 | 0 | 0 | 0
Wind Generation Cap 20% - NY_Z_D v5.14 | 1442 | 6422 | Generation Constraint in GWh | FALSE | L | Annual | Constraint Shadow Price | US2011$/MWh | 0 | 0 | 0 | 43.5147 | 25.0392 | 14.5313 | 14.3105
Wind Generation Cap 20% - NY_Z_F v5.14 | 1443 | 6423 | Generation Constraint in GWh | FALSE | L | Annual | Seasons Included | Seasons | Winter, Summer | Winter, Summer | Winter, Summer | Winter, Summer | Winter, Summer | Winter, Summer | Winter, Summer
Wind Generation Cap 20% - NY_Z_F v5.14 | 1443 | 6423 | Generation Constraint in GWh | FALSE | L | Annual | Standard GWh | GWh | 2191 | 2195 | 2173 | 2147 | 2153 | 2173 | 2193
Wind Generation Cap 20% - NY_Z_F v5.14 | 1443 | 6423 | Generation Constraint in GWh | FALSE | L | Annual | Emissions at Affected Plants | GWh | 0 | 303.2718 | 303.2718 | 303.2718 | 303.2718 | 303.2718 | 303.2718
Wind Generation Cap 20% - NY_Z_F v5.14 | 1443 | 6423 | Generation Constraint in GWh | FALSE | L | Annual | Allowances Purchased | GWh | 0 | 0 | 0 | 0 | 0 | 0 | 0
Wind Generation Cap 20% - NY_Z_F v5.14 | 1443 | 6423 | Generation Constraint in GWh | FALSE | L | Annual | Allowances Sold | GWh | 0 | 0 | 0 | 0 | 0 | 0 | 0
Wind Generation Cap 20% - NY_Z_F v5.14 | 1443 | 6423 | Generation Constraint in GWh | FALSE | L | Annual | Allowances Banked | GWh | 0 | 0 | 0 | 0 | 0 | 0 | 0
Wind Generation Cap 20% - NY_Z_F v5.14 | 1443 | 6423 | Generation Constraint in GWh | FALSE | L | Annual | Allowances Withdrawn (1:1) | GWh | 0 | 0 | 0 | 0 | 0 | 0 | 0
Wind Generation Cap 20% - NY_Z_F v5.14 | 1443 | 6423 | Generation Constraint in GWh | FALSE | L | Annual | Allowances Withdrawn (n:1) | GWh | 0 | 0 | 0 | 0 | 0 | 0 | 0
Wind Generation Cap 20% - NY_Z_F v5.14 | 1443 | 6423 | Generation Constraint in GWh | FALSE | L | Annual | Net Emissions Allowance Position | GWh | 0 | 303.2718 | 303.2718 | 303.2718 | 303.2718 | 303.2718 | 303.2718
Wind Generation Cap 20% - NY_Z_F v5.14 | 1443 | 6423 | Generation Constraint in GWh | FALSE | L | Annual | Fuel Consumed | TBtu | 0 | 0 | 0 | 0 | 0 | 0 | 0
Wind Generation Cap 20% - NY_Z_F v5.14 | 1443 | 6423 | Generation Constraint in GWh | FALSE | L | Annual | Heat Rate | MMBtu/MWh | 0 | 0 | 0 | 0 | 0 | 0 | 0
Wind Generation Cap 20% - NY_Z_F v5.14 | 1443 | 6423 | Generation Constraint in GWh | FALSE | L | Annual | Generation | TWh | 0 | 0.30327 | 0.30327 | 0.30327 | 0.30327 | 0.30327 | 0.30327
Wind Generation Cap 20% - NY_Z_F v5.14 | 1443 | 6423 | Generation Constraint in GWh | FALSE | L | Annual | Qualifying Generation | TWh | 0 | 0.30327 | 0.30327 | 0.30327 | 0.30327 | 0.30327 | 0.30327
Wind Generation Cap 20% - NY_Z_F v5.14 | 1443 | 6423 | Generation Constraint in GWh | FALSE | L | Annual | Rate | lb/MWh | 0 | 0 | 0 | 0 | 0 | 0 | 0
Wind Generation Cap 20% - NY_Z_F v5.14 | 1443 | 6423 | Generation Constraint in GWh | FALSE | L | Annual | Constraint Shadow Price | US2011$/MWh | 0 | 0 | 0 | 0 | 0 | 0 | 0
Wind Generation Cap 20% - NY_Z_G-I v5.14 | 1444 | 6424 | Generation Constraint in GWh | FALSE | L | Annual | Seasons Included | Seasons | Winter, Summer | Winter, Summer | Winter, Summer | Winter, Summer | Winter, Summer | Winter, Summer | Winter, Summer
Wind Generation Cap 20% - NY_Z_G-I v5.14 | 1444 | 6424 | Generation Constraint in GWh | FALSE | L | Annual | Standard GWh | GWh | 3697 | 3696 | 3653 | 3596 | 3604 | 3626 | 3649
Wind Generation Cap 20% - NY_Z_G-I v5.14 | 1444 | 6424 | Generation Constraint in GWh | FALSE | L | Annual | Emissions at Affected Plants | GWh | 0 | 241.5738 | 241.5738 | 241.5738 | 241.5738 | 241.5738 | 241.5738
Wind Generation Cap 20% - NY_Z_G-I v5.14 | 1444 | 6424 | Generation Constraint in GWh | FALSE | L | Annual | Allowances Purchased | GWh | 0 | 0 | 0 | 0 | 0 | 0 | 0
Wind Generation Cap 20% - NY_Z_G-I v5.14 | 1444 | 6424 | Generation Constraint in GWh | FALSE | L | Annual | Allowances Sold | GWh | 0 | 0 | 0 | 0 | 0 | 0 | 0
Wind Generation Cap 20% - NY_Z_G-I v5.14 | 1444 | 6424 | Generation Constraint in GWh | FALSE | L | Annual | Allowances Banked | GWh | 0 | 0 | 0 | 0 | 0 | 0 | 0
Wind Generation Cap 20% - NY_Z_G-I v5.14 | 1444 | 6424 | Generation Constraint in GWh | FALSE | L | Annual | Allowances Withdrawn (1:1) | GWh | 0 | 0 | 0 | 0 | 0 | 0 | 0
Wind Generation Cap 20% - NY_Z_G-I v5.14 | 1444 | 6424 | Generation Constraint in GWh | FALSE | L | Annual | Allowances Withdrawn (n:1) | GWh | 0 | 0 | 0 | 0 | 0 | 0 | 0
Wind Generation Cap 20% - NY_Z_G-I v5.14 | 1444 | 6424 | Generation Constraint in GWh | FALSE | L | Annual | Net Emissions Allowance Position | GWh | 0 | 241.5738 | 241.5738 | 241.5738 | 241.5738 | 241.5738 | 241.5738
Wind Generation Cap 20% - NY_Z_G-I v5.14 | 1444 | 6424 | Generation Constraint in GWh | FALSE | L | Annual | Fuel Consumed | TBtu | 0 | 0 | 0 | 0 | 0 | 0 | 0
Wind Generation Cap 20% - NY_Z_G-I v5.14 | 1444 | 6424 | Generation Constraint in GWh | FALSE | L | Annual | Heat Rate | MMBtu/MWh | 0 | 0 | 0 | 0 | 0 | 0 | 0
Wind Generation Cap 20% - NY_Z_G-I v5.14 | 1444 | 6424 | Generation Constraint in GWh | FALSE | L | Annual | Generation | TWh | 0 | 0.24157 | 0.24157 | 0.24157 | 0.24157 | 0.24157 | 0.24157
Wind Generation Cap 20% - NY_Z_G-I v5.14 | 1444 | 6424 | Generation Constraint in GWh | FALSE | L | Annual | Qualifying Generation | TWh | 0 | 0.24157 | 0.24157 | 0.24157 | 0.24157 | 0.24157 | 0.24157
Wind Generation Cap 20% - NY_Z_G-I v5.14 | 1444 | 6424 | Generation Constraint in GWh | FALSE | L | Annual | Rate | lb/MWh | 0 | 0 | 0 | 0 | 0 | 0 | 0
Wind Generation Cap 20% - NY_Z_G-I v5.14 | 1444 | 6424 | Generation Constraint in GWh | FALSE | L | Annual | Constraint Shadow Price | US2011$/MWh | 0 | 0 | 0 | 0 | 0 | 0 | 0
Wind Generation Cap 20% - NY_Z_J v5.14 | 1445 | 6425 | Generation Constraint in GWh | FALSE | L | Annual | Seasons Included | Seasons | Winter, Summer | Winter, Summer | Winter, Summer | Winter, Summer | Winter, Summer | Winter, Summer | Winter, Summer
Wind Generation Cap 20% - NY_Z_J v5.14 | 1445 | 6425 | Generation Constraint in GWh | FALSE | L | Annual | Standard GWh | GWh | 10240 | 10212 | 10067 | 9873 | 9888 | 9910 | 9933
Wind Generation Cap 20% - NY_Z_J v5.14 | 1445 | 6425 | Generation Constraint in GWh | FALSE | L | Annual | Emissions at Affected Plants | GWh | 0 | 0 | 0 | 0 | 0 | 0 | 0
Wind Generation Cap 20% - NY_Z_J v5.14 | 1445 | 6425 | Generation Constraint in GWh | FALSE | L | Annual | Allowances Purchased | GWh | 0 | 0 | 0 | 0 | 0 | 0 | 0
Wind Generation Cap 20% - NY_Z_J v5.14 | 1445 | 6425 | Generation Constraint in GWh | FALSE | L | Annual | Allowances Sold | GWh | 0 | 0 | 0 | 0 | 0 | 0 | 0
Wind Generation Cap 20% - NY_Z_J v5.14 | 1445 | 6425 | Generation Constraint in GWh | FALSE | L | Annual | Allowances Banked | GWh | 0 | 0 | 0 | 0 | 0 | 0 | 0
Wind Generation Cap 20% - NY_Z_J v5.14 | 1445 | 6425 | Generation Constraint in GWh | FALSE | L | Annual | Allowances Withdrawn (1:1) | GWh | 0 | 0 | 0 | 0 | 0 | 0 | 0
Wind Generation Cap 20% - NY_Z_J v5.14 | 1445 | 6425 | Generation Constraint in GWh | FALSE | L | Annual | Allowances Withdrawn (n:1) | GWh | 0 | 0 | 0 | 0 | 0 | 0 | 0
Wind Generation Cap 20% - NY_Z_J v5.14 | 1445 | 6425 | Generation Constraint in GWh | FALSE | L | Annual | Net Emissions Allowance Position | GWh | 0 | 0 | 0 | 0 | 0 | 0 | 0
Wind Generation Cap 20% - NY_Z_J v5.14 | 1445 | 6425 | Generation Constraint in GWh | FALSE | L | Annual | Fuel Consumed | TBtu | 0 | 0 | 0 | 0 | 0 | 0 | 0
Wind Generation Cap 20% - NY_Z_J v5.14 | 1445 | 6425 | Generation Constraint in GWh | FALSE | L | Annual | Heat Rate | MMBtu/MWh | 0 | 0 | 0 | 0 | 0 | 0 | 0
Wind Generation Cap 20% - NY_Z_J v5.14 | 1445 | 6425 | Generation Constraint in GWh | FALSE | L | Annual | Generation | TWh | 0 | 0 | 0 | 0 | 0 | 0 | 0
Wind Generation Cap 20% - NY_Z_J v5.14 | 1445 | 6425 | Generation Constraint in GWh | FALSE | L | Annual | Qualifying Generation | TWh | 0 | 0 | 0 | 0 | 0 | 0 | 0
Wind Generation Cap 20% - NY_Z_J v5.14 | 1445 | 6425 | Generation Constraint in GWh | FALSE | L | Annual | Rate | lb/MWh | 0 | 0 | 0 | 0 | 0 | 0 | 0
Wind Generation Cap 20% - NY_Z_J v5.14 | 1445 | 6425 | Generation Constraint in GWh | FALSE | L | Annual | Constraint Shadow Price | US2011$/MWh | 0 | 0 | 0 | 0 | 0 | 0 | 0
Wind Generation Cap 20% - NY_Z_K v5.14 | 1446 | 6426 | Generation Constraint in GWh | FALSE | L | Annual | Seasons Included | Seasons | Winter, Summer | Winter, Summer | Winter, Summer | Winter, Summer | Winter, Summer | Winter, Summer | Winter, Summer
Wind Generation Cap 20% - NY_Z_K v5.14 | 1446 | 6426 | Generation Constraint in GWh | FALSE | L | Annual | Standard GWh | GWh | 4605 | 4580 | 4496 | 4387 | 4389 | 4411 | 4433
Wind Generation Cap 20% - NY_Z_K v5.14 | 1446 | 6426 | Generation Constraint in GWh | FALSE | L | Annual | Emissions at Affected Plants | GWh | 0 | 117.791 | 117.791 | 117.791 | 117.791 | 117.791 | 117.791
Wind Generation Cap 20% - NY_Z_K v5.14 | 1446 | 6426 | Generation Constraint in GWh | FALSE | L | Annual | Allowances Purchased | GWh | 0 | 0 | 0 | 0 | 0 | 0 | 0
Wind Generation Cap 20% - NY_Z_K v5.14 | 1446 | 6426 | Generation Constraint in GWh | FALSE | L | Annual | Allowances Sold | GWh | 0 | 0 | 0 | 0 | 0 | 0 | 0
Wind Generation Cap 20% - NY_Z_K v5.14 | 1446 | 6426 | Generation Constraint in GWh | FALSE | L | Annual | Allowances Banked | GWh | 0 | 0 | 0 | 0 | 0 | 0 | 0
Wind Generation Cap 20% - NY_Z_K v5.14 | 1446 | 6426 | Generation Constraint in GWh | FALSE | L | Annual | Allowances Withdrawn (1:1) | GWh | 0 | 0 | 0 | 0 | 0 | 0 | 0
Wind Generation Cap 20% - NY_Z_K v5.14 | 1446 | 6426 | Generation Constraint in GWh | FALSE | L | Annual | Allowances Withdrawn (n:1) | GWh | 0 | 0 | 0 | 0 | 0 | 0 | 0
Wind Generation Cap 20% - NY_Z_K v5.14 | 1446 | 6426 | Generation Constraint in GWh | FALSE | L | Annual | Net Emissions Allowance Position | GWh | 0 | 117.791 | 117.791 | 117.791 | 117.791 | 117.791 | 117.791
Wind Generation Cap 20% - NY_Z_K v5.14 | 1446 | 6426 | Generation Constraint in GWh | FALSE | L | Annual | Fuel Consumed | TBtu | 0 | 0 | 0 | 0 | 0 | 0 | 0
Wind Generation Cap 20% - NY_Z_K v5.14 | 1446 | 6426 | Generation Constraint in GWh | FALSE | L | Annual | Heat Rate | MMBtu/MWh | 0 | 0 | 0 | 0 | 0 | 0 | 0
Wind Generation Cap 20% - NY_Z_K v5.14 | 1446 | 6426 | Generation Constraint in GWh | FALSE | L | Annual | Generation | TWh | 0 | 0.11779 | 0.11779 | 0.11779 | 0.11779 | 0.11779 | 0.11779
Wind Generation Cap 20% - NY_Z_K v5.14 | 1446 | 6426 | Generation Constraint in GWh | FALSE | L | Annual | Qualifying Generation | TWh | 0 | 0.11779 | 0.11779 | 0.11779 | 0.11779 | 0.11779 | 0.11779
Wind Generation Cap 20% - NY_Z_K v5.14 | 1446 | 6426 | Generation Constraint in GWh | FALSE | L | Annual | Rate | lb/MWh | 0 | 0 | 0 | 0 | 0 | 0 | 0
Wind Generation Cap 20% - NY_Z_K v5.14 | 1446 | 6426 | Generation Constraint in GWh | FALSE | L | Annual | Constraint Shadow Price | US2011$/MWh | 0 | 0 | 0 | 0 | 0 | 0 | 0
Wind Generation Cap 20% - PJM_AP v5.14 | 1447 | 6427 | Generation Constraint in GWh | FALSE | L | Annual | Seasons Included | Seasons | Winter, Summer | Winter, Summer | Winter, Summer | Winter, Summer | Winter, Summer | Winter, Summer | Winter, Summer
Wind Generation Cap 20% - PJM_AP v5.14 | 1447 | 6427 | Generation Constraint in GWh | FALSE | L | Annual | Standard GWh | GWh | 9611 | 9847 | 9927 | 10165 | 10327 | 10641 | 10966
Wind Generation Cap 20% - PJM_AP v5.14 | 1447 | 6427 | Generation Constraint in GWh | FALSE | L | Annual | Emissions at Affected Plants | GWh | 2235.2135 | 3463.689 | 3463.689 | 3463.689 | 3463.689 | 3463.689 | 3463.689
Wind Generation Cap 20% - PJM_AP v5.14 | 1447 | 6427 | Generation Constraint in GWh | FALSE | L | Annual | Allowances Purchased | GWh | 0 | 0 | 0 | 0 | 0 | 0 | 0
Wind Generation Cap 20% - PJM_AP v5.14 | 1447 | 6427 | Generation Constraint in GWh | FALSE | L | Annual | Allowances Sold | GWh | 0 | 0 | 0 | 0 | 0 | 0 | 0
Wind Generation Cap 20% - PJM_AP v5.14 | 1447 | 6427 | Generation Constraint in GWh | FALSE | L | Annual | Allowances Banked | GWh | 0 | 0 | 0 | 0 | 0 | 0 | 0
Wind Generation Cap 20% - PJM_AP v5.14 | 1447 | 6427 | Generation Constraint in GWh | FALSE | L | Annual | Allowances Withdrawn (1:1) | GWh | 0 | 0 | 0 | 0 | 0 | 0 | 0
Wind Generation Cap 20% - PJM_AP v5.14 | 1447 | 6427 | Generation Constraint in GWh | FALSE | L | Annual | Allowances Withdrawn (n:1) | GWh | 0 | 0 | 0 | 0 | 0 | 0 | 0
Wind Generation Cap 20% - PJM_AP v5.14 | 1447 | 6427 | Generation Constraint in GWh | FALSE | L | Annual | Net Emissions Allowance Position | GWh | 2235.2135 | 3463.689 | 3463.689 | 3463.689 | 3463.689 | 3463.689 | 3463.689
Wind Generation Cap 20% - PJM_AP v5.14 | 1447 | 6427 | Generation Constraint in GWh | FALSE | L | Annual | Fuel Consumed | TBtu | 0 | 0 | 0 | 0 | 0 | 0 | 0
Wind Generation Cap 20% - PJM_AP v5.14 | 1447 | 6427 | Generation Constraint in GWh | FALSE | L | Annual | Heat Rate | MMBtu/MWh | 0 | 0 | 0 | 0 | 0 | 0 | 0
Wind Generation Cap 20% - PJM_AP v5.14 | 1447 | 6427 | Generation Constraint in GWh | FALSE | L | Annual | Generation | TWh | 2.2352 | 3.4637 | 3.4637 | 3.4637 | 3.4637 | 3.4637 | 3.4637
Wind Generation Cap 20% - PJM_AP v5.14 | 1447 | 6427 | Generation Constraint in GWh | FALSE | L | Annual | Qualifying Generation | TWh | 2.2352 | 3.4637 | 3.4637 | 3.4637 | 3.4637 | 3.4637 | 3.4637
Wind Generation Cap 20% - PJM_AP v5.14 | 1447 | 6427 | Generation Constraint in GWh | FALSE | L | Annual | Rate | lb/MWh | 0 | 0 | 0 | 0 | 0 | 0 | 0
Wind Generation Cap 20% - PJM_AP v5.14 | 1447 | 6427 | Generation Constraint in GWh | FALSE | L | Annual | Constraint Shadow Price | US2011$/MWh | 0 | 0 | 0 | 0 | 0 | 0 | 0
Wind Generation Cap 20% - PJM_ATSI v5.14 | 1448 | 6428 | Generation Constraint in GWh | FALSE | L | Annual | Seasons Included | Seasons | Winter, Summer | Winter, Summer | Winter, Summer | Winter, Summer | Winter, Summer | Winter, Summer | Winter, Summer
Wind Generation Cap 20% - PJM_ATSI v5.14 | 1448 | 6428 | Generation Constraint in GWh | FALSE | L | Annual | Standard GWh | GWh | 14147 | 14494 | 14612 | 14962 | 15200 | 15664 | 16141
Wind Generation Cap 20% - PJM_ATSI v5.14 | 1448 | 6428 | Generation Constraint in GWh | FALSE | L | Annual | Emissions at Affected Plants | GWh | 28.0541 | 1047.2603 | 1047.2603 | 1047.2603 | 1047.2603 | 1047.2603 | 1047.2603
Wind Generation Cap 20% - PJM_ATSI v5.14 | 1448 | 6428 | Generation Constraint in GWh | FALSE | L | Annual | Allowances Purchased | GWh | 0 | 0 | 0 | 0 | 0 | 0 | 0
Wind Generation Cap 20% - PJM_ATSI v5.14 | 1448 | 6428 | Generation Constraint in GWh | FALSE | L | Annual | Allowances Sold | GWh | 0 | 0 | 0 | 0 | 0 | 0 | 0
Wind Generation Cap 20% - PJM_ATSI v5.14 | 1448 | 6428 | Generation Constraint in GWh | FALSE | L | Annual | Allowances Banked | GWh | 0 | 0 | 0 | 0 | 0 | 0 | 0
Wind Generation Cap 20% - PJM_ATSI v5.14 | 1448 | 6428 | Generation Constraint in GWh | FALSE | L | Annual | Allowances Withdrawn (1:1) | GWh | 0 | 0 | 0 | 0 | 0 | 0 | 0
Wind Generation Cap 20% - PJM_ATSI v5.14 | 1448 | 6428 | Generation Constraint in GWh | FALSE | L | Annual | Allowances Withdrawn (n:1) | GWh | 0 | 0 | 0 | 0 | 0 | 0 | 0
Wind Generation Cap 20% - PJM_ATSI v5.14 | 1448 | 6428 | Generation Constraint in GWh | FALSE | L | Annual | Net Emissions Allowance Position | GWh | 28.0541 | 1047.2603 | 1047.2603 | 1047.2603 | 1047.2603 | 1047.2603 | 1047.2603
Wind Generation Cap 20% - PJM_ATSI v5.14 | 1448 | 6428 | Generation Constraint in GWh | FALSE | L | Annual | Fuel Consumed | TBtu | 0 | 0 | 0 | 0 | 0 | 0 | 0
Wind Generation Cap 20% - PJM_ATSI v5.14 | 1448 | 6428 | Generation Constraint in GWh | FALSE | L | Annual | Heat Rate | MMBtu/MWh | 0 | 0 | 0 | 0 | 0 | 0 | 0
Wind Generation Cap 20% - PJM_ATSI v5.14 | 1448 | 6428 | Generation Constraint in GWh | FALSE | L | Annual | Generation | TWh | 0.028054 | 1.0473 | 1.0473 | 1.0473 | 1.0473 | 1.0473 | 1.0473
Wind Generation Cap 20% - PJM_ATSI v5.14 | 1448 | 6428 | Generation Constraint in GWh | FALSE | L | Annual | Qualifying Generation | TWh | 0.028054 | 1.0473 | 1.0473 | 1.0473 | 1.0473 | 1.0473 | 1.0473
Wind Generation Cap 20% - PJM_ATSI v5.14 | 1448 | 6428 | Generation Constraint in GWh | FALSE | L | Annual | Rate | lb/MWh | 0 | 0 | 0 | 0 | 0 | 0 | 0
Wind Generation Cap 20% - PJM_ATSI v5.14 | 1448 | 6428 | Generation Constraint in GWh | FALSE | L | Annual | Constraint Shadow Price | US2011$/MWh | 0 | 0 | 0 | 0 | 0 | 0 | 0
Wind Generation Cap 20% - PJM_COMD v5.14 | 1449 | 6429 | Generation Constraint in GWh | FALSE | L | Annual | Seasons Included | Seasons | Winter, Summer | Winter, Summer | Winter, Summer | Winter, Summer | Winter, Summer | Winter, Summer | Winter, Summer
Wind Generation Cap 20% - PJM_COMD v5.14 | 1449 | 6429 | Generation Constraint in GWh | FALSE | L | Annual | Standard GWh | GWh | 20616 | 21121 | 21293 | 21804 | 22151 | 22826 | 23522
Wind Generation Cap 20% - PJM_COMD v5.14 | 1449 | 6429 | Generation Constraint in GWh | FALSE | L | Annual | Emissions at Affected Plants | GWh | 7222.8908 | 8430.0522 | 8430.0522 | 11570.3722 | 12571.4929 | 12571.4929 | 12571.4929
Wind Generation Cap 20% - PJM_COMD v5.14 | 1449 | 6429 | Generation Constraint in GWh | FALSE | L | Annual | Allowances Purchased | GWh | 0 | 0 | 0 | 0 | 0 | 0 | 0
Wind Generation Cap 20% - PJM_COMD v5.14 | 1449 | 6429 | Generation Constraint in GWh | FALSE | L | Annual | Allowances Sold | GWh | 0 | 0 | 0 | 0 | 0 | 0 | 0
Wind Generation Cap 20% - PJM_COMD v5.14 | 1449 | 6429 | Generation Constraint in GWh | FALSE | L | Annual | Allowances Banked | GWh | 0 | 0 | 0 | 0 | 0 | 0 | 0
Wind Generation Cap 20% - PJM_COMD v5.14 | 1449 | 6429 | Generation Constraint in GWh | FALSE | L | Annual | Allowances Withdrawn (1:1) | GWh | 0 | 0 | 0 | 0 | 0 | 0 | 0
Wind Generation Cap 20% - PJM_COMD v5.14 | 1449 | 6429 | Generation Constraint in GWh | FALSE | L | Annual | Allowances Withdrawn (n:1) | GWh | 0 | 0 | 0 | 0 | 0 | 0 | 0
Wind Generation Cap 20% - PJM_COMD v5.14 | 1449 | 6429 | Generation Constraint in GWh | FALSE | L | Annual | Net Emissions Allowance Position | GWh | 7222.8908 | 8430.0522 | 8430.0522 | 11570.3722 | 12571.4929 | 12571.4929 | 12571.4929
Wind Generation Cap 20% - PJM_COMD v5.14 | 1449 | 6429 | Generation Constraint in GWh | FALSE | L | Annual | Fuel Consumed | TBtu | 0 | 0 | 0 | 0 | 0 | 0 | 0
Wind Generation Cap 20% - PJM_COMD v5.14 | 1449 | 6429 | Generation Constraint in GWh | FALSE | L | Annual | Heat Rate | MMBtu/MWh | 0 | 0 | 0 | 0 | 0 | 0 | 0
Wind Generation Cap 20% - PJM_COMD v5.14 | 1449 | 6429 | Generation Constraint in GWh | FALSE | L | Annual | Generation | TWh | 7.2229 | 8.4301 | 8.4301 | 11.5704 | 12.5715 | 12.5715 | 12.5715
Wind Generation Cap 20% - PJM_COMD v5.14 | 1449 | 6429 | Generation Constraint in GWh | FALSE | L | Annual | Qualifying Generation | TWh | 7.2229 | 8.4301 | 8.4301 | 11.5704 | 12.5715 | 12.5715 | 12.5715
Wind Generation Cap 20% - PJM_COMD v5.14 | 1449 | 6429 | Generation Constraint in GWh | FALSE | L | Annual | Rate | lb/MWh | 0 | 0 | 0 | 0 | 0 | 0 | 0
Wind Generation Cap 20% - PJM_COMD v5.14 | 1449 | 6429 | Generation Constraint in GWh | FALSE | L | Annual | Constraint Shadow Price | US2011$/MWh | 0 | 0 | 0 | 0 | 0 | 0 | 0
Wind Generation Cap 20% - PJM_Dom v5.14 | 1450 | 6430 | Generation Constraint in GWh | FALSE | L | Annual | Seasons Included | Seasons | Winter, Summer | Winter, Summer | Winter, Summer | Winter, Summer | Winter, Summer | Winter, Summer | Winter, Summer
Wind Generation Cap 20% - PJM_Dom v5.14 | 1450 | 6430 | Generation Constraint in GWh | FALSE | L | Annual | Standard GWh | GWh | 19197 | 19760 | 20115 | 20983 | 21869 | 23585 | 25435
Wind Generation Cap 20% - PJM_Dom v5.14 | 1450 | 6430 | Generation Constraint in GWh | FALSE | L | Annual | Emissions at Affected Plants | GWh | 1.1678 | 1260.127 | 1260.127 | 1260.127 | 1260.127 | 1260.127 | 1260.127
Wind Generation Cap 20% - PJM_Dom v5.14 | 1450 | 6430 | Generation Constraint in GWh | FALSE | L | Annual | Allowances Purchased | GWh | 0 | 0 | 0 | 0 | 0 | 0 | 0
Wind Generation Cap 20% - PJM_Dom v5.14 | 1450 | 6430 | Generation Constraint in GWh | FALSE | L | Annual | Allowances Sold | GWh | 0 | 0 | 0 | 0 | 0 | 0 | 0
Wind Generation Cap 20% - PJM_Dom v5.14 | 1450 | 6430 | Generation Constraint in GWh | FALSE | L | Annual | Allowances Banked | GWh | 0 | 0 | 0 | 0 | 0 | 0 | 0
Wind Generation Cap 20% - PJM_Dom v5.14 | 1450 | 6430 | Generation Constraint in GWh | FALSE | L | Annual | Allowances Withdrawn (1:1) | GWh | 0 | 0 | 0 | 0 | 0 | 0 | 0
Wind Generation Cap 20% - PJM_Dom v5.14 | 1450 | 6430 | Generation Constraint in GWh | FALSE | L | Annual | Allowances Withdrawn (n:1) | GWh | 0 | 0 | 0 | 0 | 0 | 0 | 0
Wind Generation Cap 20% - PJM_Dom v5.14 | 1450 | 6430 | Generation Constraint in GWh | FALSE | L | Annual | Net Emissions Allowance Position | GWh | 1.1678 | 1260.127 | 1260.127 | 1260.127 | 1260.127 | 1260.127 | 1260.127
Wind Generation Cap 20% - PJM_Dom v5.14 | 1450 | 6430 | Generation Constraint in GWh | FALSE | L | Annual | Fuel Consumed | TBtu | 0 | 0 | 0 | 0 | 0 | 0 | 0
Wind Generation Cap 20% - PJM_Dom v5.14 | 1450 | 6430 | Generation Constraint in GWh | FALSE | L | Annual | Heat Rate | MMBtu/MWh | 0 | 0 | 0 | 0 | 0 | 0 | 0
Wind Generation Cap 20% - PJM_Dom v5.14 | 1450 | 6430 | Generation Constraint in GWh | FALSE | L | Annual | Generation | TWh | 0.0011678 | 1.2601 | 1.2601 | 1.2601 | 1.2601 | 1.2601 | 1.2601
Wind Generation Cap 20% - PJM_Dom v5.14 | 1450 | 6430 | Generation Constraint in GWh | FALSE | L | Annual | Qualifying Generation | TWh | 0.0011678 | 1.2601 | 1.2601 | 1.2601 | 1.2601 | 1.2601 | 1.2601
Wind Generation Cap 20% - PJM_Dom v5.14 | 1450 | 6430 | Generation Constraint in GWh | FALSE | L | Annual | Rate | lb/MWh | 0 | 0 | 0 | 0 | 0 | 0 | 0
Wind Generation Cap 20% - PJM_Dom v5.14 | 1450 | 6430 | Generation Constraint in GWh | FALSE | L | Annual | Constraint Shadow Price | US2011$/MWh | 0 | 0 | 0 | 0 | 0 | 0 | 0
Wind Generation Cap 20% - PJM_EMAC v5.14 | 1451 | 6431 | Generation Constraint in GWh | FALSE | L | Annual | Seasons Included | Seasons | Winter, Summer | Winter, Summer | Winter, Summer | Winter, Summer | Winter, Summer | Winter, Summer | Winter, Summer
Wind Generation Cap 20% - PJM_EMAC v5.14 | 1451 | 6431 | Generation Constraint in GWh | FALSE | L | Annual | Standard GWh | GWh | 28434 | 28624 | 28593 | 28755 | 29257 | 30338 | 31459
Wind Generation Cap 20% - PJM_EMAC v5.14 | 1451 | 6431 | Generation Constraint in GWh | FALSE | L | Annual | Emissions at Affected Plants | GWh | 27.3156 | 7018.1119 | 7018.1119 | 7018.1119 | 7018.1119 | 7018.1119 | 7018.1119
Wind Generation Cap 20% - PJM_EMAC v5.14 | 1451 | 6431 | Generation Constraint in GWh | FALSE | L | Annual | Allowances Purchased | GWh | 0 | 0 | 0 | 0 | 0 | 0 | 0
Wind Generation Cap 20% - PJM_EMAC v5.14 | 1451 | 6431 | Generation Constraint in GWh | FALSE | L | Annual | Allowances Sold | GWh | 0 | 0 | 0 | 0 | 0 | 0 | 0
Wind Generation Cap 20% - PJM_EMAC v5.14 | 1451 | 6431 | Generation Constraint in GWh | FALSE | L | Annual | Allowances Banked | GWh | 0 | 0 | 0 | 0 | 0 | 0 | 0
Wind Generation Cap 20% - PJM_EMAC v5.14 | 1451 | 6431 | Generation Constraint in GWh | FALSE | L | Annual | Allowances Withdrawn (1:1) | GWh | 0 | 0 | 0 | 0 | 0 | 0 | 0
Wind Generation Cap 20% - PJM_EMAC v5.14 | 1451 | 6431 | Generation Constraint in GWh | FALSE | L | Annual | Allowances Withdrawn (n:1) | GWh | 0 | 0 | 0 | 0 | 0 | 0 | 0
Wind Generation Cap 20% - PJM_EMAC v5.14 | 1451 | 6431 | Generation Constraint in GWh | FALSE | L | Annual | Net Emissions Allowance Position | GWh | 27.3156 | 7018.1119 | 7018.1119 | 7018.1119 | 7018.1119 | 7018.1119 | 7018.1119
Wind Generation Cap 20% - PJM_EMAC v5.14 | 1451 | 6431 | Generation Constraint in GWh | FALSE | L | Annual | Fuel Consumed | TBtu | 0 | 0 | 0 | 0 | 0 | 0 | 0
Wind Generation Cap 20% - PJM_EMAC v5.14 | 1451 | 6431 | Generation Constraint in GWh | FALSE | L | Annual | Heat Rate | MMBtu/MWh | 0 | 0 | 0 | 0 | 0 | 0 | 0
Wind Generation Cap 20% - PJM_EMAC v5.14 | 1451 | 6431 | Generation Constraint in GWh | FALSE | L | Annual | Generation | TWh | 0.027316 | 7.0181 | 7.0181 | 7.0181 | 7.0181 | 7.0181 | 7.0181
Wind Generation Cap 20% - PJM_EMAC v5.14 | 1451 | 6431 | Generation Constraint in GWh | FALSE | L | Annual | Qualifying Generation | TWh | 0.027316 | 7.0181 | 7.0181 | 7.0181 | 7.0181 | 7.0181 | 7.0181
Wind Generation Cap 20% - PJM_EMAC v5.14 | 1451 | 6431 | Generation Constraint in GWh | FALSE | L | Annual | Rate | lb/MWh | 0 | 0 | 0 | 0 | 0 | 0 | 0
Wind Generation Cap 20% - PJM_EMAC v5.14 | 1451 | 6431 | Generation Constraint in GWh | FALSE | L | Annual | Constraint Shadow Price | US2011$/MWh | 0 | 0 | 0 | 0 | 0 | 0 | 0
Wind Generation Cap 20% - PJM_PENE v5.14 | 1452 | 6432 | Generation Constraint in GWh | FALSE | L | Annual | Seasons Included | Seasons | Winter, Summer | Winter, Summer | Winter, Summer | Winter, Summer | Winter, Summer | Winter, Summer | Winter, Summer
Wind Generation Cap 20% - PJM_PENE v5.14 | 1452 | 6432 | Generation Constraint in GWh | FALSE | L | Annual | Standard GWh | GWh | 3465 | 3488 | 3485 | 3504 | 3565 | 3697 | 3834
Wind Generation Cap 20% - PJM_PENE v5.14 | 1452 | 6432 | Generation Constraint in GWh | FALSE | L | Annual | Emissions at Affected Plants | GWh | 2469.7433 | 3485 | 3485 | 3504 | 3504 | 3504 | 3504
Wind Generation Cap 20% - PJM_PENE v5.14 | 1452 | 6432 | Generation Constraint in GWh | FALSE | L | Annual | Allowances Purchased | GWh | 0 | 0 | 0 | 0 | 0 | 0 | 0
Wind Generation Cap 20% - PJM_PENE v5.14 | 1452 | 6432 | Generation Constraint in GWh | FALSE | L | Annual | Allowances Sold | GWh | 0 | 0 | 0 | 0 | 0 | 0 | 0
Wind Generation Cap 20% - PJM_PENE v5.14 | 1452 | 6432 | Generation Constraint in GWh | FALSE | L | Annual | Allowances Banked | GWh | 0 | 0 | 0 | 0 | 0 | 0 | 0
Wind Generation Cap 20% - PJM_PENE v5.14 | 1452 | 6432 | Generation Constraint in GWh | FALSE | L | Annual | Allowances Withdrawn (1:1) | GWh | 0 | 0 | 0 | 0 | 0 | 0 | 0
Wind Generation Cap 20% - PJM_PENE v5.14 | 1452 | 6432 | Generation Constraint in GWh | FALSE | L | Annual | Allowances Withdrawn (n:1) | GWh | 0 | 0 | 0 | 0 | 0 | 0 | 0
Wind Generation Cap 20% - PJM_PENE v5.14 | 1452 | 6432 | Generation Constraint in GWh | FALSE | L | Annual | Net Emissions Allowance Position | GWh | 2469.7433 | 3485 | 3485 | 3504 | 3504 | 3504 | 3504
Wind Generation Cap 20% - PJM_PENE v5.14 | 1452 | 6432 | Generation Constraint in GWh | FALSE | L | Annual | Fuel Consumed | TBtu | 0 | 0 | 0 | 0 | 0 | 0 | 0
Wind Generation Cap 20% - PJM_PENE v5.14 | 1452 | 6432 | Generation Constraint in GWh | FALSE | L | Annual | Heat Rate | MMBtu/MWh | 0 | 0 | 0 | 0 | 0 | 0 | 0
Wind Generation Cap 20% - PJM_PENE v5.14 | 1452 | 6432 | Generation Constraint in GWh | FALSE | L | Annual | Generation | TWh | 2.4697 | 3.485 | 3.485 | 3.504 | 3.504 | 3.504 | 3.504
Wind Generation Cap 20% - PJM_PENE v5.14 | 1452 | 6432 | Generation Constraint in GWh | FALSE | L | Annual | Qualifying Generation | TWh | 2.4697 | 3.485 | 3.485 | 3.504 | 3.504 | 3.504 | 3.504
Wind Generation Cap 20% - PJM_PENE v5.14 | 1452 | 6432 | Generation Constraint in GWh | FALSE | L | Annual | Rate | lb/MWh | 0 | 0 | 0 | 0 | 0 | 0 | 0
Wind Generation Cap 20% - PJM_PENE v5.14 | 1452 | 6432 | Generation Constraint in GWh | FALSE | L | Annual | Constraint Shadow Price | US2011$/MWh | 0 | 0 | 41.642 | 20.141 | 0 | 0 | 0
Wind Generation Cap 20% - PJM_SMAC v5.14 | 1453 | 6433 | Generation Constraint in GWh | FALSE | L | Annual | Seasons Included | Seasons | Winter, Summer | Winter, Summer | Winter, Summer | Winter, Summer | Winter, Summer | Winter, Summer | Winter, Summer
Wind Generation Cap 20% - PJM_SMAC v5.14 | 1453 | 6433 | Generation Constraint in GWh | FALSE | L | Annual | Standard GWh | GWh | 13008 | 13095 | 13080 | 13155 | 13384 | 13879 | 14392
Wind Generation Cap 20% - PJM_SMAC v5.14 | 1453 | 6433 | Generation Constraint in GWh | FALSE | L | Annual | Emissions at Affected Plants | GWh | 0 | 9.0101 | 9.0101 | 9.0101 | 9.0101 | 9.0101 | 9.0101
Wind Generation Cap 20% - PJM_SMAC v5.14 | 1453 | 6433 | Generation Constraint in GWh | FALSE | L | Annual | Allowances Purchased | GWh | 0 | 0 | 0 | 0 | 0 | 0 | 0
Wind Generation Cap 20% - PJM_SMAC v5.14 | 1453 | 6433 | Generation Constraint in GWh | FALSE | L | Annual | Allowances Sold | GWh | 0 | 0 | 0 | 0 | 0 | 0 | 0
Wind Generation Cap 20% - PJM_SMAC v5.14 | 1453 | 6433 | Generation Constraint in GWh | FALSE | L | Annual | Allowances Banked | GWh | 0 | 0 | 0 | 0 | 0 | 0 | 0
Wind Generation Cap 20% - PJM_SMAC v5.14 | 1453 | 6433 | Generation Constraint in GWh | FALSE | L | Annual | Allowances Withdrawn (1:1) | GWh | 0 | 0 | 0 | 0 | 0 | 0 | 0
Wind Generation Cap 20% - PJM_SMAC v5.14 | 1453 | 6433 | Generation Constraint in GWh | FALSE | L | Annual | Allowances Withdrawn (n:1) | GWh | 0 | 0 | 0 | 0 | 0 | 0 | 0
Wind Generation Cap 20% - PJM_SMAC v5.14 | 1453 | 6433 | Generation Constraint in GWh | FALSE | L | Annual | Net Emissions Allowance Position | GWh | 0 | 9.0101 | 9.0101 | 9.0101 | 9.0101 | 9.0101 | 9.0101
Wind Generation Cap 20% - PJM_SMAC v5.14 | 1453 | 6433 | Generation Constraint in GWh | FALSE | L | Annual | Fuel Consumed | TBtu | 0 | 0 | 0 | 0 | 0 | 0 | 0
Wind Generation Cap 20% - PJM_SMAC v5.14 | 1453 | 6433 | Generation Constraint in GWh | FALSE | L | Annual | Heat Rate | MMBtu/MWh | 0 | 0 | 0 | 0 | 0 | 0 | 0
Wind Generation Cap 20% - PJM_SMAC v5.14 | 1453 | 6433 | Generation Constraint in GWh | FALSE | L | Annual | Generation | TWh | 0 | 0.0090101 | 0.0090101 | 0.0090101 | 0.0090101 | 0.0090101 | 0.0090101
Wind Generation Cap 20% - PJM_SMAC v5.14 | 1453 | 6433 | Generation Constraint in GWh | FALSE | L | Annual | Qualifying Generation | TWh | 0 | 0.0090101 | 0.0090101 | 0.0090101 | 0.0090101 | 0.0090101 | 0.0090101
Wind Generation Cap 20% - PJM_SMAC v5.14 | 1453 | 6433 | Generation Constraint in GWh | FALSE | L | Annual | Rate | lb/MWh | 0 | 0 | 0 | 0 | 0 | 0 | 0
Wind Generation Cap 20% - PJM_SMAC v5.14 | 1453 | 6433 | Generation Constraint in GWh | FALSE | L | Annual | Constraint Shadow Price | US2011$/MWh | 0 | 0 | 0 | 0 | 0 | 0 | 0
Wind Generation Cap 20% - PJM_West v5.14 | 1454 | 6434 | Generation Constraint in GWh | FALSE | L | Annual | Seasons Included | Seasons | Winter, Summer | Winter, Summer | Winter, Summer | Winter, Summer | Winter, Summer | Winter, Summer | Winter, Summer
Wind Generation Cap 20% - PJM_West v5.14 | 1454 | 6434 | Generation Constraint in GWh | FALSE | L | Annual | Standard GWh | GWh | 40729 | 41726 | 42065 | 43075 | 43760 | 45094 | 46469
Wind Generation Cap 20% - PJM_West v5.14 | 1454 | 6434 | Generation Constraint in GWh | FALSE | L | Annual | Emissions at Affected Plants | GWh | 4586.2193 | 11303.7043 | 11303.7043 | 15723.4021 | 15723.4021 | 15723.4021 | 15723.4021
Wind Generation Cap 20% - PJM_West v5.14 | 1454 | 6434 | Generation Constraint in GWh | FALSE | L | Annual | Allowances Purchased | GWh | 0 | 0 | 0 | 0 | 0 | 0 | 0
Wind Generation Cap 20% - PJM_West v5.14 | 1454 | 6434 | Generation Constraint in GWh | FALSE | L | Annual | Allowances Sold | GWh | 0 | 0 | 0 | 0 | 0 | 0 | 0
Wind Generation Cap 20% - PJM_West v5.14 | 1454 | 6434 | Generation Constraint in GWh | FALSE | L | Annual | Allowances Banked | GWh | 0 | 0 | 0 | 0 | 0 | 0 | 0
Wind Generation Cap 20% - PJM_West v5.14 | 1454 | 6434 | Generation Constraint in GWh | FALSE | L | Annual | Allowances Withdrawn (1:1) | GWh | 0 | 0 | 0 | 0 | 0 | 0 | 0
Wind Generation Cap 20% - PJM_West v5.14 | 1454 | 6434 | Generation Constraint in GWh | FALSE | L | Annual | Allowances Withdrawn (n:1) | GWh | 0 | 0 | 0 | 0 | 0 | 0 | 0
Wind Generation Cap 20% - PJM_West v5.14 | 1454 | 6434 | Generation Constraint in GWh | FALSE | L | Annual | Net Emissions Allowance Position | GWh | 4586.2193 | 11303.7043 | 11303.7043 | 15723.4021 | 15723.4021 | 15723.4021 | 15723.4021
Wind Generation Cap 20% - PJM_West v5.14 | 1454 | 6434 | Generation Constraint in GWh | FALSE | L | Annual | Fuel Consumed | TBtu | 0 | 0 | 0 | 0 | 0 | 0 | 0
Wind Generation Cap 20% - PJM_West v5.14 | 1454 | 6434 | Generation Constraint in GWh | FALSE | L | Annual | Heat Rate | MMBtu/MWh | 0 | 0 | 0 | 0 | 0 | 0 | 0
Wind Generation Cap 20% - PJM_West v5.14 | 1454 | 6434 | Generation Constraint in GWh | FALSE | L | Annual | Generation | TWh | 4.5862 | 11.3037 | 11.3037 | 15.7234 | 15.7234 | 15.7234 | 15.7234
Wind Generation Cap 20% - PJM_West v5.14 | 1454 | 6434 | Generation Constraint in GWh | FALSE | L | Annual | Qualifying Generation | TWh | 4.5862 | 11.3037 | 11.3037 | 15.7234 | 15.7234 | 15.7234 | 15.7234
Wind Generation Cap 20% - PJM_West v5.14 | 1454 | 6434 | Generation Constraint in GWh | FALSE | L | Annual | Rate | lb/MWh | 0 | 0 | 0 | 0 | 0 | 0 | 0
Wind Generation Cap 20% - PJM_West v5.14 | 1454 | 6434 | Generation Constraint in GWh | FALSE | L | Annual | Constraint Shadow Price | US2011$/MWh | 0 | 0 | 0 | 0 | 0 | 0 | 0
Wind Generation Cap 20% - PJM_WMAC v5.14 | 1455 | 6435 | Generation Constraint in GWh | FALSE | L | Annual | Seasons Included | Seasons | Winter, Summer | Winter, Summer | Winter, Summer | Winter, Summer | Winter, Summer | Winter, Summer | Winter, Summer
Wind Generation Cap 20% - PJM_WMAC v5.14 | 1455 | 6435 | Generation Constraint in GWh | FALSE | L | Annual | Standard GWh | GWh | 11334 | 11410 | 11397 | 11462 | 11662 | 12093 | 12540
Wind Generation Cap 20% - PJM_WMAC v5.14 | 1455 | 6435 | Generation Constraint in GWh | FALSE | L | Annual | Emissions at Affected Plants | GWh | 658.6091 | 1698.1952 | 1698.1952 | 1698.1952 | 1698.1952 | 1698.1952 | 1698.1952
Wind Generation Cap 20% - PJM_WMAC v5.14 | 1455 | 6435 | Generation Constraint in GWh | FALSE | L | Annual | Allowances Purchased | GWh | 0 | 0 | 0 | 0 | 0 | 0 | 0
Wind Generation Cap 20% - PJM_WMAC v5.14 | 1455 | 6435 | Generation Constraint in GWh | FALSE | L | Annual | Allowances Sold | GWh | 0 | 0 | 0 | 0 | 0 | 0 | 0
Wind Generation Cap 20% - PJM_WMAC v5.14 | 1455 | 6435 | Generation Constraint in GWh | FALSE | L | Annual | Allowances Banked | GWh | 0 | 0 | 0 | 0 | 0 | 0 | 0
Wind Generation Cap 20% - PJM_WMAC v5.14 | 1455 | 6435 | Generation Constraint in GWh | FALSE | L | Annual | Allowances Withdrawn (1:1) | GWh | 0 | 0 | 0 | 0 | 0 | 0 | 0
Wind Generation Cap 20% - PJM_WMAC v5.14 | 1455 | 6435 | Generation Constraint in GWh | FALSE | L | Annual | Allowances Withdrawn (n:1) | GWh | 0 | 0 | 0 | 0 | 0 | 0 | 0
Wind Generation Cap 20% - PJM_WMAC v5.14 | 1455 | 6435 | Generation Constraint in GWh | FALSE | L | Annual | Net Emissions Allowance Position | GWh | 658.6091 | 1698.1952 | 1698.1952 | 1698.1952 | 1698.1952 | 1698.1952 | 1698.1952
Wind Generation Cap 20% - PJM_WMAC v5.14 | 1455 | 6435 | Generation Constraint in GWh | FALSE | L | Annual | Fuel Consumed | TBtu | 0 | 0 | 0 | 0 | 0 | 0 | 0
Wind Generation Cap 20% - PJM_WMAC v5.14 | 1455 | 6435 | Generation Constraint in GWh | FALSE | L | Annual | Heat Rate | MMBtu/MWh | 0 | 0 | 0 | 0 | 0 | 0 | 0
Wind Generation Cap 20% - PJM_WMAC v5.14 | 1455 | 6435 | Generation Constraint in GWh | FALSE | L | Annual | Generation | TWh | 0.65861 | 1.6982 | 1.6982 | 1.6982 | 1.6982 | 1.6982 | 1.6982
Wind Generation Cap 20% - PJM_WMAC v5.14 | 1455 | 6435 | Generation Constraint in GWh | FALSE | L | Annual | Qualifying Generation | TWh | 0.65861 | 1.6982 | 1.6982 | 1.6982 | 1.6982 | 1.6982 | 1.6982
Wind Generation Cap 20% - PJM_WMAC v5.14 | 1455 | 6435 | Generation Constraint in GWh | FALSE | L | Annual | Rate | lb/MWh | 0 | 0 | 0 | 0 | 0 | 0 | 0
Wind Generation Cap 20% - PJM_WMAC v5.14 | 1455 | 6435 | Generation Constraint in GWh | FALSE | L | Annual | Constraint Shadow Price | US2011$/MWh | 0 | 0 | 0 | 0 | 0 | 0 | 0
Wind Generation Cap 20% - S_C_KY v5.14 | 1456 | 6436 | Generation Constraint in GWh | FALSE | L | Annual | Seasons Included | Seasons | Winter, Summer | Winter, Summer | Winter, Summer | Winter, Summer | Winter, Summer | Winter, Summer | Winter, Summer
Wind Generation Cap 20% - S_C_KY v5.14 | 1456 | 6436 | Generation Constraint in GWh | FALSE | L | Annual | Standard GWh | GWh | 8438 | 8744 | 8959 | 9417 | 9749 | 10316 | 10917
Wind Generation Cap 20% - S_C_KY v5.14 | 1456 | 6436 | Generation Constraint in GWh | FALSE | L | Annual | Emissions at Affected Plants | GWh | 0 | 0 | 0 | 0 | 0 | 0 | 0
Wind Generation Cap 20% - S_C_KY v5.14 | 1456 | 6436 | Generation Constraint in GWh | FALSE | L | Annual | Allowances Purchased | GWh | 0 | 0 | 0 | 0 | 0 | 0 | 0
Wind Generation Cap 20% - S_C_KY v5.14 | 1456 | 6436 | Generation Constraint in GWh | FALSE | L | Annual | Allowances Sold | GWh | 0 | 0 | 0 | 0 | 0 | 0 | 0
Wind Generation Cap 20% - S_C_KY v5.14 | 1456 | 6436 | Generation Constraint in GWh | FALSE | L | Annual | Allowances Banked | GWh | 0 | 0 | 0 | 0 | 0 | 0 | 0
Wind Generation Cap 20% - S_C_KY v5.14 | 1456 | 6436 | Generation Constraint in GWh | FALSE | L | Annual | Allowances Withdrawn (1:1) | GWh | 0 | 0 | 0 | 0 | 0 | 0 | 0
Wind Generation Cap 20% - S_C_KY v5.14 | 1456 | 6436 | Generation Constraint in GWh | FALSE | L | Annual | Allowances Withdrawn (n:1) | GWh | 0 | 0 | 0 | 0 | 0 | 0 | 0
Wind Generation Cap 20% - S_C_KY v5.14 | 1456 | 6436 | Generation Constraint in GWh | FALSE | L | Annual | Net Emissions Allowance Position | GWh | 0 | 0 | 0 | 0 | 0 | 0 | 0
Wind Generation Cap 20% - S_C_KY v5.14 | 1456 | 6436 | Generation Constraint in GWh | FALSE | L | Annual | Fuel Consumed | TBtu | 0 | 0 | 0 | 0 | 0 | 0 | 0
Wind Generation Cap 20% - S_C_KY v5.14 | 1456 | 6436 | Generation Constraint in GWh | FALSE | L | Annual | Heat Rate | MMBtu/MWh | 0 | 0 | 0 | 0 | 0 | 0 | 0
Wind Generation Cap 20% - S_C_KY v5.14 | 1456 | 6436 | Generation Constraint in GWh | FALSE | L | Annual | Generation | TWh | 0 | 0 | 0 | 0 | 0 | 0 | 0
Wind Generation Cap 20% - S_C_KY v5.14 | 1456 | 6436 | Generation Constraint in GWh | FALSE | L | Annual | Qualifying Generation | TWh | 0 | 0 | 0 | 0 | 0 | 0 | 0
Wind Generation Cap 20% - S_C_KY v5.14 | 1456 | 6436 | Generation Constraint in GWh | FALSE | L | Annual | Rate | lb/MWh | 0 | 0 | 0 | 0 | 0 | 0 | 0
Wind Generation Cap 20% - S_C_KY v5.14 | 1456 | 6436 | Generation Constraint in GWh | FALSE | L | Annual | Constraint Shadow Price | US2011$/MWh | 0 | 0 | 0 | 0 | 0 | 0 | 0
Wind Generation Cap 20% - S_C_TVA v5.14 | 1457 | 6437 | Generation Constraint in GWh | FALSE | L | Annual | Seasons Included | Seasons | Winter, Summer | Winter, Summer | Winter, Summer | Winter, Summer | Winter, Summer | Winter, Summer | Winter, Summer
Wind Generation Cap 20% - S_C_TVA v5.14 | 1457 | 6437 | Generation Constraint in GWh | FALSE | L | Annual | Standard GWh | GWh | 34597 | 35851 | 36732 | 38609 | 39970 | 42297 | 44760
Wind Generation Cap 20% - S_C_TVA v5.14 | 1457 | 6437 | Generation Constraint in GWh | FALSE | L | Annual | Emissions at Affected Plants | GWh | 47.9394 | 128.6871 | 128.6871 | 128.6871 | 128.6871 | 128.6871 | 128.6871
Wind Generation Cap 20% - S_C_TVA v5.14 | 1457 | 6437 | Generation Constraint in GWh | FALSE | L | Annual | Allowances Purchased | GWh | 0 | 0 | 0 | 0 | 0 | 0 | 0
Wind Generation Cap 20% - S_C_TVA v5.14 | 1457 | 6437 | Generation Constraint in GWh | FALSE | L | Annual | Allowances Sold | GWh | 0 | 0 | 0 | 0 | 0 | 0 | 0
Wind Generation Cap 20% - S_C_TVA v5.14 | 1457 | 6437 | Generation Constraint in GWh | FALSE | L | Annual | Allowances Banked | GWh | 0 | 0 | 0 | 0 | 0 | 0 | 0
Wind Generation Cap 20% - S_C_TVA v5.14 | 1457 | 6437 | Generation Constraint in GWh | FALSE | L | Annual | Allowances Withdrawn (1:1) | GWh | 0 | 0 | 0 | 0 | 0 | 0 | 0
Wind Generation Cap 20% - S_C_TVA v5.14 | 1457 | 6437 | Generation Constraint in GWh | FALSE | L | Annual | Allowances Withdrawn (n:1) | GWh | 0 | 0 | 0 | 0 | 0 | 0 | 0
Wind Generation Cap 20% - S_C_TVA v5.14 | 1457 | 6437 | Generation Constraint in GWh | FALSE | L | Annual | Net Emissions Allowance Position | GWh | 47.9394 | 128.6871 | 128.6871 | 128.6871 | 128.6871 | 128.6871 | 128.6871
Wind Generation Cap 20% - S_C_TVA v5.14 | 1457 | 6437 | Generation Constraint in GWh | FALSE | L | Annual | Fuel Consumed | TBtu | 0 | 0 | 0 | 0 | 0 | 0 | 0
Wind Generation Cap 20% - S_C_TVA v5.14 | 1457 | 6437 | Generation Constraint in GWh | FALSE | L | Annual | Heat Rate | MMBtu/MWh | 0 | 0 | 0 | 0 | 0 | 0 | 0
Wind Generation Cap 20% - S_C_TVA v5.14 | 1457 | 6437 | Generation Constraint in GWh | FALSE | L | Annual | Generation | TWh | 0.047939 | 0.12869 | 0.12869 | 0.12869 | 0.12869 | 0.12869 | 0.12869
Wind Generation Cap 20% - S_C_TVA v5.14 | 1457 | 6437 | Generation Constraint in GWh | FALSE | L | Annual | Qualifying Generation | TWh | 0.047939 | 0.12869 | 0.12869 | 0.12869 | 0.12869 | 0.12869 | 0.12869
Wind Generation Cap 20% - S_C_TVA v5.14 | 1457 | 6437 | Generation Constraint in GWh | FALSE | L | Annual | Rate | lb/MWh | 0 | 0 | 0 | 0 | 0 | 0 | 0
Wind Generation Cap 20% - S_C_TVA v5.14 | 1457 | 6437 | Generation Constraint in GWh | FALSE | L | Annual | Constraint Shadow Price | US2011$/MWh | 0 | 0 | 0 | 0 | 0 | 0 | 0
Wind Generation Cap 20% - S_D_AMSO v5.14 | 1458 | 6438 | Generation Constraint in GWh | FALSE | L | Annual | Seasons Included | Seasons | Winter, Summer | Winter, Summer | Winter, Summer | Winter, Summer | Winter, Summer | Winter, Summer | Winter, Summer
Wind Generation Cap 20% - S_D_AMSO v5.14 | 1458 | 6438 | Generation Constraint in GWh | FALSE | L | Annual | Standard GWh | GWh | 6363 | 6440 | 6613 | 6950 | 7256 | 7834 | 8457
Wind Generation Cap 20% - S_D_AMSO v5.14 | 1458 | 6438 | Generation Constraint in GWh | FALSE | L | Annual | Emissions at Affected Plants | GWh | 0 | 0 | 0 | 0 | 0 | 0 | 0
Wind Generation Cap 20% - S_D_AMSO v5.14 | 1458 | 6438 | Generation Constraint in GWh | FALSE | L | Annual | Allowances Purchased | GWh | 0 | 0 | 0 | 0 | 0 | 0 | 0
Wind Generation Cap 20% - S_D_AMSO v5.14 | 1458 | 6438 | Generation Constraint in GWh | FALSE | L | Annual | Allowances Sold | GWh | 0 | 0 | 0 | 0 | 0 | 0 | 0
Wind Generation Cap 20% - S_D_AMSO v5.14 | 1458 | 6438 | Generation Constraint in GWh | FALSE | L | Annual | Allowances Banked | GWh | 0 | 0 | 0 | 0 | 0 | 0 | 0
Wind Generation Cap 20% - S_D_AMSO v5.14 | 1458 | 6438 | Generation Constraint in GWh | FALSE | L | Annual | Allowances Withdrawn (1:1) | GWh | 0 | 0 | 0 | 0 | 0 | 0 | 0
Wind Generation Cap 20% - S_D_AMSO v5.14 | 1458 | 6438 | Generation Constraint in GWh | FALSE | L | Annual | Allowances Withdrawn (n:1) | GWh | 0 | 0 | 0 | 0 | 0 | 0 | 0
Wind Generation Cap 20% - S_D_AMSO v5.14 | 1458 | 6438 | Generation Constraint in GWh | FALSE | L | Annual | Net Emissions Allowance Position | GWh | 0 | 0 | 0 | 0 | 0 | 0 | 0
Wind Generation Cap 20% - S_D_AMSO v5.14 | 1458 | 6438 | Generation Constraint in GWh | FALSE | L | Annual | Fuel Consumed | TBtu | 0 | 0 | 0 | 0 | 0 | 0 | 0
Wind Generation Cap 20% - S_D_AMSO v5.14 | 1458 | 6438 | Generation Constraint in GWh | FALSE | L | Annual | Heat Rate | MMBtu/MWh | 0 | 0 | 0 | 0 | 0 | 0 | 0
Wind Generation Cap 20% - S_D_AMSO v5.14 | 1458 | 6438 | Generation Constraint in GWh | FALSE | L | Annual | Generation | TWh | 0 | 0 | 0 | 0 | 0 | 0 | 0
Wind Generation Cap 20% - S_D_AMSO v5.14 | 1458 | 6438 | Generation Constraint in GWh | FALSE | L | Annual | Qualifying Generation | TWh | 0 | 0 | 0 | 0 | 0 | 0 | 0
Wind Generation Cap 20% - S_D_AMSO v5.14 | 1458 | 6438 | Generation Constraint in GWh | FALSE | L | Annual | Rate | lb/MWh | 0 | 0 | 0 | 0 | 0 | 0 | 0
Wind Generation Cap 20% - S_D_AMSO v5.14 | 1458 | 6438 | Generation Constraint in GWh | FALSE | L | Annual | Constraint Shadow Price | US2011$/MWh | 0 | 0 | 0 | 0 | 0 | 0 | 0
Wind Generation Cap 20% - S_D_N_AR v5.14 | 1459 | 6439 | Generation Constraint in GWh | FALSE | L | Annual | Seasons Included | Seasons | Winter, Summer | Winter, Summer | Winter, Summer | Winter, Summer | Winter, Summer | Winter, Summer | Winter, Summer
Wind Generation Cap 20% - S_D_N_AR v5.14 | 1459 | 6439 | Generation Constraint in GWh | FALSE | L | Annual | Standard GWh | GWh | 7761 | 7936 | 8141 | 8556 | 8901 | 9526 | 10196
Wind Generation Cap 20% - S_D_N_AR v5.14 | 1459 | 6439 | Generation Constraint in GWh | FALSE | L | Annual | Emissions at Affected Plants | GWh | 0 | 0.21292 | 0.21292 | 0.21292 | 0.21292 | 0.21292 | 0.21292
Wind Generation Cap 20% - S_D_N_AR v5.14 | 1459 | 6439 | Generation Constraint in GWh | FALSE | L | Annual | Allowances Purchased | GWh | 0 | 0 | 0 | 0 | 0 | 0 | 0
Wind Generation Cap 20% - S_D_N_AR v5.14 | 1459 | 6439 | Generation Constraint in GWh | FALSE | L | Annual | Allowances Sold | GWh | 0 | 0 | 0 | 0 | 0 | 0 | 0
Wind Generation Cap 20% - S_D_N_AR v5.14 | 1459 | 6439 | Generation Constraint in GWh | FALSE | L | Annual | Allowances Banked | GWh | 0 | 0 | 0 | 0 | 0 | 0 | 0
Wind Generation Cap 20% - S_D_N_AR v5.14 | 1459 | 6439 | Generation Constraint in GWh | FALSE | L | Annual | Allowances Withdrawn (1:1) | GWh | 0 | 0 | 0 | 0 | 0 | 0 | 0
Wind Generation Cap 20% - S_D_N_AR v5.14 | 1459 | 6439 | Generation Constraint in GWh | FALSE | L | Annual | Allowances Withdrawn (n:1) | GWh | 0 | 0 | 0 | 0 | 0 | 0 | 0
Wind Generation Cap 20% - S_D_N_AR v5.14 | 1459 | 6439 | Generation Constraint in GWh | FALSE | L | Annual | Net Emissions Allowance Position | GWh | 0 | 0.21292 | 0.21292 | 0.21292 | 0.21292 | 0.21292 | 0.21292
Wind Generation Cap 20% - S_D_N_AR v5.14 | 1459 | 6439 | Generation Constraint in GWh | FALSE | L | Annual | Fuel Consumed | TBtu | 0 | 0 | 0 | 0 | 0 | 0 | 0
Wind Generation Cap 20% - S_D_N_AR v5.14 | 1459 | 6439 | Generation Constraint in GWh | FALSE | L | Annual | Heat Rate | MMBtu/MWh | 0 | 0 | 0 | 0 | 0 | 0 | 0
Wind Generation Cap 20% - S_D_N_AR v5.14 | 1459 | 6439 | Generation Constraint in GWh | FALSE | L | Annual | Generation | TWh | 0 | 0.00021292 | 0.00021292 | 0.00021292 | 0.00021292 | 0.00021292 | 0.00021292
Wind Generation Cap 20% - S_D_N_AR v5.14 | 1459 | 6439 | Generation Constraint in GWh | FALSE | L | Annual | Qualifying Generation | TWh | 0 | 0.00021292 | 0.00021292 | 0.00021292 | 0.00021292 | 0.00021292 | 0.00021292
Wind Generation Cap 20% - S_D_N_AR v5.14 | 1459 | 6439 | Generation Constraint in GWh | FALSE | L | Annual | Rate | lb/MWh | 0 | 0 | 0 | 0 | 0 | 0 | 0
Wind Generation Cap 20% - S_D_N_AR v5.14 | 1459 | 6439 | Generation Constraint in GWh | FALSE | L | Annual | Constraint Shadow Price | US2011$/MWh | 0 | 0 | 0 | 0 | 0 | 0 | 0
Wind Generation Cap 20% - S_D_REST v5.14 | 1460 | 6440 | Generation Constraint in GWh | FALSE | L | Annual | Seasons Included | Seasons | Winter, Summer | Winter, Summer | Winter, Summer | Winter, Summer | Winter, Summer | Winter, Summer | Winter, Summer
Wind Generation Cap 20% - S_D_REST v5.14 | 1460 | 6440 | Generation Constraint in GWh | FALSE | L | Annual | Standard GWh | GWh | 10498 | 10625 | 10910 | 11466 | 11972 | 12925 | 13953
Wind Generation Cap 20% - S_D_REST v5.14 | 1460 | 6440 | Generation Constraint in GWh | FALSE | L | Annual | Emissions at Affected Plants | GWh | 0 | 0 | 0 | 0 | 0 | 0 | 0
Wind Generation Cap 20% - S_D_REST v5.14 | 1460 | 6440 | Generation Constraint in GWh | FALSE | L | Annual | Allowances Purchased | GWh | 0 | 0 | 0 | 0 | 0 | 0 | 0
Wind Generation Cap 20% - S_D_REST v5.14 | 1460 | 6440 | Generation Constraint in GWh | FALSE | L | Annual | Allowances Sold | GWh | 0 | 0 | 0 | 0 | 0 | 0 | 0
Wind Generation Cap 20% - S_D_REST v5.14 | 1460 | 6440 | Generation Constraint in GWh | FALSE | L | Annual | Allowances Banked | GWh | 0 | 0 | 0 | 0 | 0 | 0 | 0
Wind Generation Cap 20% - S_D_REST v5.14 | 1460 | 6440 | Generation Constraint in GWh | FALSE | L | Annual | Allowances Withdrawn (1:1) | GWh | 0 | 0 | 0 | 0 | 0 | 0 | 0
Wind Generation Cap 20% - S_D_REST v5.14 | 1460 | 6440 | Generation Constraint in GWh | FALSE | L | Annual | Allowances Withdrawn (n:1) | GWh | 0 | 0 | 0 | 0 | 0 | 0 | 0
Wind Generation Cap 20% - S_D_REST v5.14 | 1460 | 6440 | Generation Constraint in GWh | FALSE | L | Annual | Net Emissions Allowance Position | GWh | 0 | 0 | 0 | 0 | 0 | 0 | 0
Wind Generation Cap 20% - S_D_REST v5.14 | 1460 | 6440 | Generation Constraint in GWh | FALSE | L | Annual | Fuel Consumed | TBtu | 0 | 0 | 0 | 0 | 0 | 0 | 0
Wind Generation Cap 20% - S_D_REST v5.14 | 1460 | 6440 | Generation Constraint in GWh | FALSE | L | Annual | Heat Rate | MMBtu/MWh | 0 | 0 | 0 | 0 | 0 | 0 | 0
Wind Generation Cap 20% - S_D_REST v5.14 | 1460 | 6440 | Generation Constraint in GWh | FALSE | L | Annual | Generation | TWh | 0 | 0 | 0 | 0 | 0 | 0 | 0
Wind Generation Cap 20% - S_D_REST v5.14 | 1460 | 6440 | Generation Constraint in GWh | FALSE | L | Annual | Qualifying Generation | TWh | 0 | 0 | 0 | 0 | 0 | 0 | 0
Wind Generation Cap 20% - S_D_REST v5.14 | 1460 | 6440 | Generation Constraint in GWh | FALSE | L | Annual | Rate | lb/MWh | 0 | 0 | 0 | 0 | 0 | 0 | 0
Wind Generation Cap 20% - S_D_REST v5.14 | 1460 | 6440 | Generation Constraint in GWh | FALSE | L | Annual | Constraint Shadow Price | US2011$/MWh | 0 | 0 | 0 | 0 | 0 | 0 | 0
Wind Generation Cap 20% - S_D_WOTA v5.14 | 1461 | 6441 | Generation Constraint in GWh | FALSE | L | Annual | Seasons Included | Seasons | Winter, Summer | Winter, Summer | Winter, Summer | Winter, Summer | Winter, Summer | Winter, Summer | Winter, Summer
Wind Generation Cap 20% - S_D_WOTA v5.14 | 1461 | 6441 | Generation Constraint in GWh | FALSE | L | Annual | Standard GWh | GWh | 6363 | 6440 | 6613 | 6950 | 7256 | 7834 | 8457
Wind Generation Cap 20% - S_D_WOTA v5.14 | 1461 | 6441 | Generation Constraint in GWh | FALSE | L | Annual | Emissions at Affected Plants | GWh | 0 | 0 | 0 | 0 | 0 | 0 | 0
Wind Generation Cap 20% - S_D_WOTA v5.14 | 1461 | 6441 | Generation Constraint in GWh | FALSE | L | Annual | Allowances Purchased | GWh | 0 | 0 | 0 | 0 | 0 | 0 | 0
Wind Generation Cap 20% - S_D_WOTA v5.14 | 1461 | 6441 | Generation Constraint in GWh | FALSE | L | Annual | Allowances Sold | GWh | 0 | 0 | 0 | 0 | 0 | 0 | 0
Wind Generation Cap 20% - S_D_WOTA v5.14 | 1461 | 6441 | Generation Constraint in GWh | FALSE | L | Annual | Allowances Banked | GWh | 0 | 0 | 0 | 0 | 0 | 0 | 0
Wind Generation Cap 20% - S_D_WOTA v5.14 | 1461 | 6441 | Generation Constraint in GWh | FALSE | L | Annual | Allowances Withdrawn (1:1) | GWh | 0 | 0 | 0 | 0 | 0 | 0 | 0
Wind Generation Cap 20% - S_D_WOTA v5.14 | 1461 | 6441 | Generation Constraint in GWh | FALSE | L | Annual | Allowances Withdrawn (n:1) | GWh | 0 | 0 | 0 | 0 | 0 | 0 | 0
Wind Generation Cap 20% - S_D_WOTA v5.14 | 1461 | 6441 | Generation Constraint in GWh | FALSE | L | Annual | Net Emissions Allowance Position | GWh | 0 | 0 | 0 | 0 | 0 | 0 | 0
Wind Generation Cap 20% - S_D_WOTA v5.14 | 1461 | 6441 | Generation Constraint in GWh | FALSE | L | Annual | Fuel Consumed | TBtu | 0 | 0 | 0 | 0 | 0 | 0 | 0
Wind Generation Cap 20% - S_D_WOTA v5.14 | 1461 | 6441 | Generation Constraint in GWh | FALSE | L | Annual | Heat Rate | MMBtu/MWh | 0 | 0 | 0 | 0 | 0 | 0 | 0
Wind Generation Cap 20% - S_D_WOTA v5.14 | 1461 | 6441 | Generation Constraint in GWh | FALSE | L | Annual | Generation | TWh | 0 | 0 | 0 | 0 | 0 | 0 | 0
Wind Generation Cap 20% - S_D_WOTA v5.14 | 1461 | 6441 | Generation Constraint in GWh | FALSE | L | Annual | Qualifying Generation | TWh | 0 | 0 | 0 | 0 | 0 | 0 | 0
Wind Generation Cap 20% - S_D_WOTA v5.14 | 1461 | 6441 | Generation Constraint in GWh | FALSE | L | Annual | Rate | lb/MWh | 0 | 0 | 0 | 0 | 0 | 0 | 0
Wind Generation Cap 20% - S_D_WOTA v5.14 | 1461 | 6441 | Generation Constraint in GWh | FALSE | L | Annual | Constraint Shadow Price | US2011$/MWh | 0 | 0 | 0 | 0 | 0 | 0 | 0
Wind Generation Cap 20% - S_SOU v5.14 | 1462 | 6442 | Generation Constraint in GWh | FALSE | L | Annual | Seasons Included | Seasons | Winter, Summer | Winter, Summer | Winter, Summer | Winter, Summer | Winter, Summer | Winter, Summer | Winter, Summer
Wind Generation Cap 20% - S_SOU v5.14 | 1462 | 6442 | Generation Constraint in GWh | FALSE | L | Annual | Standard GWh | GWh | 49716 | 51249 | 52274 | 54656 | 56816 | 60832 | 65132
Wind Generation Cap 20% - S_SOU v5.14 | 1462 | 6442 | Generation Constraint in GWh | FALSE | L | Annual | Emissions at Affected Plants | GWh | 0 | 2.8744 | 2.8744 | 2.8744 | 2.8744 | 2.8744 | 2.8744
Wind Generation Cap 20% - S_SOU v5.14 | 1462 | 6442 | Generation Constraint in GWh | FALSE | L | Annual | Allowances Purchased | GWh | 0 | 0 | 0 | 0 | 0 | 0 | 0
Wind Generation Cap 20% - S_SOU v5.14 | 1462 | 6442 | Generation Constraint in GWh | FALSE | L | Annual | Allowances Sold | GWh | 0 | 0 | 0 | 0 | 0 | 0 | 0
Wind Generation Cap 20% - S_SOU v5.14 | 1462 | 6442 | Generation Constraint in GWh | FALSE | L | Annual | Allowances Banked | GWh | 0 | 0 | 0 | 0 | 0 | 0 | 0
Wind Generation Cap 20% - S_SOU v5.14 | 1462 | 6442 | Generation Constraint in GWh | FALSE | L | Annual | Allowances Withdrawn (1:1) | GWh | 0 | 0 | 0 | 0 | 0 | 0 | 0
Wind Generation Cap 20% - S_SOU v5.14 | 1462 | 6442 | Generation Constraint in GWh | FALSE | L | Annual | Allowances Withdrawn (n:1) | GWh | 0 | 0 | 0 | 0 | 0 | 0 | 0
Wind Generation Cap 20% - S_SOU v5.14 | 1462 | 6442 | Generation Constraint in GWh | FALSE | L | Annual | Net Emissions Allowance Position | GWh | 0 | 2.8744 | 2.8744 | 2.8744 | 2.8744 | 2.8744 | 2.8744
Wind Generation Cap 20% - S_SOU v5.14 | 1462 | 6442 | Generation Constraint in GWh | FALSE | L | Annual | Fuel Consumed | TBtu | 0 | 0 | 0 | 0 | 0 | 0 | 0
Wind Generation Cap 20% - S_SOU v5.14 | 1462 | 6442 | Generation Constraint in GWh | FALSE | L | Annual | Heat Rate | MMBtu/MWh | 0 | 0 | 0 | 0 | 0 | 0 | 0
Wind Generation Cap 20% - S_SOU v5.14 | 1462 | 6442 | Generation Constraint in GWh | FALSE | L | Annual | Generation | TWh | 0 | 0.0028744 | 0.0028744 | 0.0028744 | 0.0028744 | 0.0028744 | 0.0028744
Wind Generation Cap 20% - S_SOU v5.14 | 1462 | 6442 | Generation Constraint in GWh | FALSE | L | Annual | Qualifying Generation | TWh | 0 | 0.0028744 | 0.0028744 | 0.0028744 | 0.0028744 | 0.0028744 | 0.0028744
Wind Generation Cap 20% - S_SOU v5.14 | 1462 | 6442 | Generation Constraint in GWh | FALSE | L | Annual | Rate | lb/MWh | 0 | 0 | 0 | 0 | 0 | 0 | 0
Wind Generation Cap 20% - S_SOU v5.14 | 1462 | 6442 | Generation Constraint in GWh | FALSE | L | Annual | Constraint Shadow Price | US2011$/MWh | 0 | 0 | 0 | 0 | 0 | 0 | 0
Wind Generation Cap 20% - S_VACA v5.14 | 1463 | 6443 | Generation Constraint in GWh | FALSE | L | Annual | Seasons Included | Seasons | Winter, Summer | Winter, Summer | Winter, Summer | Winter, Summer | Winter, Summer | Winter, Summer | Winter, Summer
Wind Generation Cap 20% - S_VACA v5.14 | 1463 | 6443 | Generation Constraint in GWh | FALSE | L | Annual | Standard GWh | GWh | 44313 | 45612 | 46432 | 48437 | 50481 | 54442 | 58715
Wind Generation Cap 20% - S_VACA v5.14 | 1463 | 6443 | Generation Constraint in GWh | FALSE | L | Annual | Emissions at Affected Plants | GWh | 3.7955 | 1703.2014 | 1703.2014 | 1703.2014 | 1703.2014 | 1703.2014 | 1703.2014
Wind Generation Cap 20% - S_VACA v5.14 | 1463 | 6443 | Generation Constraint in GWh | FALSE | L | Annual | Allowances Purchased | GWh | 0 | 0 | 0 | 0 | 0 | 0 | 0
Wind Generation Cap 20% - S_VACA v5.14 | 1463 | 6443 | Generation Constraint in GWh | FALSE | L | Annual | Allowances Sold | GWh | 0 | 0 | 0 | 0 | 0 | 0 | 0
Wind Generation Cap 20% - S_VACA v5.14 | 1463 | 6443 | Generation Constraint in GWh | FALSE | L | Annual | Allowances Banked | GWh | 0 | 0 | 0 | 0 | 0 | 0 | 0
Wind Generation Cap 20% - S_VACA v5.14 | 1463 | 6443 | Generation Constraint in GWh | FALSE | L | Annual | Allowances Withdrawn (1:1) | GWh | 0 | 0 | 0 | 0 | 0 | 0 | 0
Wind Generation Cap 20% - S_VACA v5.14 | 1463 | 6443 | Generation Constraint in GWh | FALSE | L | Annual | Allowances Withdrawn (n:1) | GWh | 0 | 0 | 0 | 0 | 0 | 0 | 0
Wind Generation Cap 20% - S_VACA v5.14 | 1463 | 6443 | Generation Constraint in GWh | FALSE | L | Annual | Net Emissions Allowance Position | GWh | 3.7955 | 1703.2014 | 1703.2014 | 1703.2014 | 1703.2014 | 1703.2014 | 1703.2014
Wind Generation Cap 20% - S_VACA v5.14 | 1463 | 6443 | Generation Constraint in GWh | FALSE | L | Annual | Fuel Consumed | TBtu | 0 | 0 | 0 | 0 | 0 | 0 | 0
Wind Generation Cap 20% - S_VACA v5.14 | 1463 | 6443 | Generation Constraint in GWh | FALSE | L | Annual | Heat Rate | MMBtu/MWh | 0 | 0 | 0 | 0 | 0 | 0 | 0
Wind Generation Cap 20% - S_VACA v5.14 | 1463 | 6443 | Generation Constraint in GWh | FALSE | L | Annual | Generation | TWh | 0.0037955 | 1.7032 | 1.7032 | 1.7032 | 1.7032 | 1.7032 | 1.7032
Wind Generation Cap 20% - S_VACA v5.14 | 1463 | 6443 | Generation Constraint in GWh | FALSE | L | Annual | Qualifying Generation | TWh | 0.0037955 | 1.7032 | 1.7032 | 1.7032 | 1.7032 | 1.7032 | 1.7032
Wind Generation Cap 20% - S_VACA v5.14 | 1463 | 6443 | Generation Constraint in GWh | FALSE | L | Annual | Rate | lb/MWh | 0 | 0 | 0 | 0 | 0 | 0 | 0
Wind Generation Cap 20% - S_VACA v5.14 | 1463 | 6443 | Generation Constraint in GWh | FALSE | L | Annual | Constraint Shadow Price | US2011$/MWh | 0 | 0 | 0 | 0 | 0 | 0 | 0
Wind Generation Cap 20% - SPP_N v5.14 | 1464 | 6444 | Generation Constraint in GWh | FALSE | L | Annual | Seasons Included | Seasons | Winter, Summer | Winter, Summer | Winter, Summer | Winter, Summer | Winter, Summer | Winter, Summer | Winter, Summer
Wind Generation Cap 20% - SPP_N v5.14 | 1464 | 6444 | Generation Constraint in GWh | FALSE | L | Annual | Standard GWh | GWh | 14395 | 14656 | 15559 | 15559 | 15663 | 16476 | 17331
Wind Generation Cap 20% - SPP_N v5.14 | 1464 | 6444 | Generation Constraint in GWh | FALSE | L | Annual | Emissions at Affected Plants | GWh | 13361.7923 | 14252.1845 | 15559 | 15559 | 15663 | 16476 | 17331
Wind Generation Cap 20% - SPP_N v5.14 | 1464 | 6444 | Generation Constraint in GWh | FALSE | L | Annual | Allowances Purchased | GWh | 0 | 0 | 0 | 0 | 0 | 0 | 0
Wind Generation Cap 20% - SPP_N v5.14 | 1464 | 6444 | Generation Constraint in GWh | FALSE | L | Annual | Allowances Sold | GWh | 0 | 0 | 0 | 0 | 0 | 0 | 0
Wind Generation Cap 20% - SPP_N v5.14 | 1464 | 6444 | Generation Constraint in GWh | FALSE | L | Annual | Allowances Banked | GWh | 0 | 0 | 0 | 0 | 0 | 0 | 0
Wind Generation Cap 20% - SPP_N v5.14 | 1464 | 6444 | Generation Constraint in GWh | FALSE | L | Annual | Allowances Withdrawn (1:1) | GWh | 0 | 0 | 0 | 0 | 0 | 0 | 0
Wind Generation Cap 20% - SPP_N v5.14 | 1464 | 6444 | Generation Constraint in GWh | FALSE | L | Annual | Allowances Withdrawn (n:1) | GWh | 0 | 0 | 0 | 0 | 0 | 0 | 0
Wind Generation Cap 20% - SPP_N v5.14 | 1464 | 6444 | Generation Constraint in GWh | FALSE | L | Annual | Net Emissions Allowance Position | GWh | 13361.7923 | 14252.1845 | 15559 | 15559 | 15663 | 16476 | 17331
Wind Generation Cap 20% - SPP_N v5.14 | 1464 | 6444 | Generation Constraint in GWh | FALSE | L | Annual | Fuel Consumed | TBtu | 0 | 0 | 0 | 0 | 0 | 0 | 0
Wind Generation Cap 20% - SPP_N v5.14 | 1464 | 6444 | Generation Constraint in GWh | FALSE | L | Annual | Heat Rate | MMBtu/MWh | 0 | 0 | 0 | 0 | 0 | 0 | 0
Wind Generation Cap 20% - SPP_N v5.14 | 1464 | 6444 | Generation Constraint in GWh | FALSE | L | Annual | Generation | TWh | 13.3618 | 14.2522 | 15.559 | 15.559 | 15.663 | 16.476 | 17.331
Wind Generation Cap 20% - SPP_N v5.14 | 1464 | 6444 | Generation Constraint in GWh | FALSE | L | Annual | Qualifying Generation | TWh | 13.3618 | 14.2522 | 15.559 | 15.559 | 15.663 | 16.476 | 17.331
Wind Generation Cap 20% - SPP_N v5.14 | 1464 | 6444 | Generation Constraint in GWh | FALSE | L | Annual | Rate | lb/MWh | 0 | 0 | 0 | 0 | 0 | 0 | 0
Wind Generation Cap 20% - SPP_N v5.14 | 1464 | 6444 | Generation Constraint in GWh | FALSE | L | Annual | Constraint Shadow Price | US2011$/MWh | 0 | 0 | 220.4669 | 8.4555 | 18.1686 | 5.3794 | 0.99236
Wind Generation Cap 20% - SPP_NEBR v5.14 | 1465 | 6445 | Generation Constraint in GWh | FALSE | L | Annual | Seasons Included | Seasons | Winter, Summer | Winter, Summer | Winter, Summer | Winter, Summer | Winter, Summer | Winter, Summer | Winter, Summer
Wind Generation Cap 20% - SPP_NEBR v5.14 | 1465 | 6445 | Generation Constraint in GWh | FALSE | L | Annual | Standard GWh | GWh | 6585 | 6764 | 6850 | 7086 | 7227 | 7532 | 7850
Wind Generation Cap 20% - SPP_NEBR v5.14 | 1465 | 6445 | Generation Constraint in GWh | FALSE | L | Annual | Emissions at Affected Plants | GWh | 4585.1602 | 6764 | 6850 | 7086 | 7227 | 7532 | 7850
Wind Generation Cap 20% - SPP_NEBR v5.14 | 1465 | 6445 | Generation Constraint in GWh | FALSE | L | Annual | Allowances Purchased | GWh | 0 | 0 | 0 | 0 | 0 | 0 | 0
Wind Generation Cap 20% - SPP_NEBR v5.14 | 1465 | 6445 | Generation Constraint in GWh | FALSE | L | Annual | Allowances Sold | GWh | 0 | 0 | 0 | 0 | 0 | 0 | 0
Wind Generation Cap 20% - SPP_NEBR v5.14 | 1465 | 6445 | Generation Constraint in GWh | FALSE | L | Annual | Allowances Banked | GWh | 0 | 0 | 0 | 0 | 0 | 0 | 0
Wind Generation Cap 20% - SPP_NEBR v5.14 | 1465 | 6445 | Generation Constraint in GWh | FALSE | L | Annual | Allowances Withdrawn (1:1) | GWh | 0 | 0 | 0 | 0 | 0 | 0 | 0
Wind Generation Cap 20% - SPP_NEBR v5.14 | 1465 | 6445 | Generation Constraint in GWh | FALSE | L | Annual | Allowances Withdrawn (n:1) | GWh | 0 | 0 | 0 | 0 | 0 | 0 | 0
Wind Generation Cap 20% - SPP_NEBR v5.14 | 1465 | 6445 | Generation Constraint in GWh | FALSE | L | Annual | Net Emissions Allowance Position | GWh | 4585.1602 | 6764 | 6850 | 7086 | 7227 | 7532 | 7850
Wind Generation Cap 20% - SPP_NEBR v5.14 | 1465 | 6445 | Generation Constraint in GWh | FALSE | L | Annual | Fuel Consumed | TBtu | 0 | 0 | 0 | 0 | 0 | 0 | 0
Wind Generation Cap 20% - SPP_NEBR v5.14 | 1465 | 6445 | Generation Constraint in GWh | FALSE | L | Annual | Heat Rate | MMBtu/MWh | 0 | 0 | 0 | 0 | 0 | 0 | 0
Wind Generation Cap 20% - SPP_NEBR v5.14 | 1465 | 6445 | Generation Constraint in GWh | FALSE | L | Annual | Generation | TWh | 4.5852 | 6.764 | 6.85 | 7.086 | 7.227 | 7.532 | 7.85
Wind Generation Cap 20% - SPP_NEBR v5.14 | 1465 | 6445 | Generation Constraint in GWh | FALSE | L | Annual | Qualifying Generation | TWh | 4.5852 | 6.764 | 6.85 | 7.086 | 7.227 | 7.532 | 7.85
Wind Generation Cap 20% - SPP_NEBR v5.14 | 1465 | 6445 | Generation Constraint in GWh | FALSE | L | Annual | Rate | lb/MWh | 0 | 0 | 0 | 0 | 0 | 0 | 0
Wind Generation Cap 20% - SPP_NEBR v5.14 | 1465 | 6445 | Generation Constraint in GWh | FALSE | L | Annual | Constraint Shadow Price | US2011$/MWh | 0 | 5.0757 | 2.0082 | 4.3789 | 13.0066 | 1.5416 | 1.8099
Wind Generation Cap 20% - SPP_SE v5.14 | 1466 | 6446 | Generation Constraint in GWh | FALSE | L | Annual | Seasons Included | Seasons | Winter, Summer | Winter, Summer | Winter, Summer | Winter, Summer | Winter, Summer | Winter, Summer | Winter, Summer
Wind Generation Cap 20% - SPP_SE v5.14 | 1466 | 6446 | Generation Constraint in GWh | FALSE | L | Annual | Standard GWh | GWh | 2703 | 2740 | 2808 | 2946 | 3083 | 3346 | 3632
Wind Generation Cap 20% - SPP_SE v5.14 | 1466 | 6446 | Generation Constraint in GWh | FALSE | L | Annual | Emissions at Affected Plants | GWh | 0 | 0 | 0 | 0 | 0 | 0 | 0
Wind Generation Cap 20% - SPP_SE v5.14 | 1466 | 6446 | Generation Constraint in GWh | FALSE | L | Annual | Allowances Purchased | GWh | 0 | 0 | 0 | 0 | 0 | 0 | 0
Wind Generation Cap 20% - SPP_SE v5.14 | 1466 | 6446 | Generation Constraint in GWh | FALSE | L | Annual | Allowances Sold | GWh | 0 | 0 | 0 | 0 | 0 | 0 | 0
Wind Generation Cap 20% - SPP_SE v5.14 | 1466 | 6446 | Generation Constraint in GWh | FALSE | L | Annual | Allowances Banked | GWh | 0 | 0 | 0 | 0 | 0 | 0 | 0
Wind Generation Cap 20% - SPP_SE v5.14 | 1466 | 6446 | Generation Constraint in GWh | FALSE | L | Annual | Allowances Withdrawn (1:1) | GWh | 0 | 0 | 0 | 0 | 0 | 0 | 0
Wind Generation Cap 20% - SPP_SE v5.14 | 1466 | 6446 | Generation Constraint in GWh | FALSE | L | Annual | Allowances Withdrawn (n:1) | GWh | 0 | 0 | 0 | 0 | 0 | 0 | 0
Wind Generation Cap 20% - SPP_SE v5.14 | 1466 | 6446 | Generation Constraint in GWh | FALSE | L | Annual | Net Emissions Allowance Position | GWh | 0 | 0 | 0 | 0 | 0 | 0 | 0
Wind Generation Cap 20% - SPP_SE v5.14 | 1466 | 6446 | Generation Constraint in GWh | FALSE | L | Annual | Fuel Consumed | TBtu | 0 | 0 | 0 | 0 | 0 | 0 | 0
Wind Generation Cap 20% - SPP_SE v5.14 | 1466 | 6446 | Generation Constraint in GWh | FALSE | L | Annual | Heat Rate | MMBtu/MWh | 0 | 0 | 0 | 0 | 0 | 0 | 0
Wind Generation Cap 20% - SPP_SE v5.14 | 1466 | 6446 | Generation Constraint in GWh | FALSE | L | Annual | Generation | TWh | 0 | 0 | 0 | 0 | 0 | 0 | 0
Wind Generation Cap 20% - SPP_SE v5.14 | 1466 | 6446 | Generation Constraint in GWh | FALSE | L | Annual | Qualifying Generation | TWh | 0 | 0 | 0 | 0 | 0 | 0 | 0
Wind Generation Cap 20% - SPP_SE v5.14 | 1466 | 6446 | Generation Constraint in GWh | FALSE | L | Annual | Rate | lb/MWh | 0 | 0 | 0 | 0 | 0 | 0 | 0
Wind Generation Cap 20% - SPP_SE v5.14 | 1466 | 6446 | Generation Constraint in GWh | FALSE | L | Annual | Constraint Shadow Price | US2011$/MWh | 0 | 0 | 0 | 0 | 0 | 0 | 0
Wind Generation Cap 20% - SPP_SPS v5.14 | 1467 | 6447 | Generation Constraint in GWh | FALSE | L | Annual | Seasons Included | Seasons | Winter, Summer | Winter, Summer | Winter, Summer | Winter, Summer | Winter, Summer | Winter, Summer | Winter, Summer
Wind Generation Cap 20% - SPP_SPS v5.14 | 1467 | 6447 | Generation Constraint in GWh | FALSE | L | Annual | Standard GWh | GWh | 20418 | 24904 | 24904 | 24904 | 24904 | 24904 | 24904
Wind Generation Cap 20% - SPP_SPS v5.14 | 1467 | 6447 | Generation Constraint in GWh | FALSE | L | Annual | Emissions at Affected Plants | GWh | 20418 | 24904 | 24904 | 24904 | 24904 | 24904 | 24904
Wind Generation Cap 20% - SPP_SPS v5.14 | 1467 | 6447 | Generation Constraint in GWh | FALSE | L | Annual | Allowances Purchased | GWh | 0 | 0 | 0 | 0 | 0 | 0 | 0
Wind Generation Cap 20% - SPP_SPS v5.14 | 1467 | 6447 | Generation Constraint in GWh | FALSE | L | Annual | Allowances Sold | GWh | 0 | 0 | 0 | 0 | 0 | 0 | 0
Wind Generation Cap 20% - SPP_SPS v5.14 | 1467 | 6447 | Generation Constraint in GWh | FALSE | L | Annual | Allowances Banked | GWh | 0 | 0 | 0 | 0 | 0 | 0 | 0
Wind Generation Cap 20% - SPP_SPS v5.14 | 1467 | 6447 | Generation Constraint in GWh | FALSE | L | Annual | Allowances Withdrawn (1:1) | GWh | 0 | 0 | 0 | 0 | 0 | 0 | 0
Wind Generation Cap 20% - SPP_SPS v5.14 | 1467 | 6447 | Generation Constraint in GWh | FALSE | L | Annual | Allowances Withdrawn (n:1) | GWh | 0 | 0 | 0 | 0 | 0 | 0 | 0
Wind Generation Cap 20% - SPP_SPS v5.14 | 1467 | 6447 | Generation Constraint in GWh | FALSE | L | Annual | Net Emissions Allowance Position | GWh | 20418 | 24904 | 24904 | 24904 | 24904 | 24904 | 24904
Wind Generation Cap 20% - SPP_SPS v5.14 | 1467 | 6447 | Generation Constraint in GWh | FALSE | L | Annual | Fuel Consumed | TBtu | 0 | 0 | 0 | 0 | 0 | 0 | 0
Wind Generation Cap 20% - SPP_SPS v5.14 | 1467 | 6447 | Generation Constraint in GWh | FALSE | L | Annual | Heat Rate | MMBtu/MWh | 0 | 0 | 0 | 0 | 0 | 0 | 0
Wind Generation Cap 20% - SPP_SPS v5.14 | 1467 | 6447 | Generation Constraint in GWh | FALSE | L | Annual | Generation | TWh | 20.418 | 24.904 | 24.904 | 24.904 | 24.904 | 24.904 | 24.904
Wind Generation Cap 20% - SPP_SPS v5.14 | 1467 | 6447 | Generation Constraint in GWh | FALSE | L | Annual | Qualifying Generation | TWh | 20.418 | 24.904 | 24.904 | 24.904 | 24.904 | 24.904 | 24.904
Wind Generation Cap 20% - SPP_SPS v5.14 | 1467 | 6447 | Generation Constraint in GWh | FALSE | L | Annual | Rate | lb/MWh | 0 | 0 | 0 | 0 | 0 | 0 | 0
Wind Generation Cap 20% - SPP_SPS v5.14 | 1467 | 6447 | Generation Constraint in GWh | FALSE | L | Annual | Constraint Shadow Price | US2011$/MWh | 343.2933 | 0 | 0 | 0 | 0 | 0 | 39.0362
Wind Generation Cap 20% - SPP_WEST v5.14 | 1468 | 6448 | Generation Constraint in GWh | FALSE | L | Annual | Seasons Included | Seasons | Winter, Summer | Winter, Summer | Winter, Summer | Winter, Summer | Winter, Summer | Winter, Summer | Winter, Summer
Wind Generation Cap 20% - SPP_WEST v5.14 | 1468 | 6448 | Generation Constraint in GWh | FALSE | L | Annual | Standard GWh | GWh | 24654 | 24985 | 25613 | 26881 | 28120 | 30507 | 33096
Wind Generation Cap 20% - SPP_WEST v5.14 | 1468 | 6448 | Generation Constraint in GWh | FALSE | L | Annual | Emissions at Affected Plants | GWh | 20435.0869 | 23419.4729 | 23419.4729 | 23419.4729 | 23419.4729 | 23419.4729 | 23419.4729
Wind Generation Cap 20% - SPP_WEST v5.14 | 1468 | 6448 | Generation Constraint in GWh | FALSE | L | Annual | Allowances Purchased | GWh | 0 | 0 | 0 | 0 | 0 | 0 | 0
Wind Generation Cap 20% - SPP_WEST v5.14 | 1468 | 6448 | Generation Constraint in GWh | FALSE | L | Annual | Allowances Sold | GWh | 0 | 0 | 0 | 0 | 0 | 0 | 0
Wind Generation Cap 20% - SPP_WEST v5.14 | 1468 | 6448 | Generation Constraint in GWh | FALSE | L | Annual | Allowances Banked | GWh | 0 | 0 | 0 | 0 | 0 | 0 | 0
Wind Generation Cap 20% - SPP_WEST v5.14 | 1468 | 6448 | Generation Constraint in GWh | FALSE | L | Annual | Allowances Withdrawn (1:1) | GWh | 0 | 0 | 0 | 0 | 0 | 0 | 0
Wind Generation Cap 20% - SPP_WEST v5.14 | 1468 | 6448 | Generation Constraint in GWh | FALSE | L | Annual | Allowances Withdrawn (n:1) | GWh | 0 | 0 | 0 | 0 | 0 | 0 | 0
Wind Generation Cap 20% - SPP_WEST v5.14 | 1468 | 6448 | Generation Constraint in GWh | FALSE | L | Annual | Net Emissions Allowance Position | GWh | 20435.0869 | 23419.4729 | 23419.4729 | 23419.4729 | 23419.4729 | 23419.4729 | 23419.4729
Wind Generation Cap 20% - SPP_WEST v5.14 | 1468 | 6448 | Generation Constraint in GWh | FALSE | L | Annual | Fuel Consumed | TBtu | 0 | 0 | 0 | 0 | 0 | 0 | 0
Wind Generation Cap 20% - SPP_WEST v5.14 | 1468 | 6448 | Generation Constraint in GWh | FALSE | L | Annual | Heat Rate | MMBtu/MWh | 0 | 0 | 0 | 0 | 0 | 0 | 0
Wind Generation Cap 20% - SPP_WEST v5.14 | 1468 | 6448 | Generation Constraint in GWh | FALSE | L | Annual | Generation | TWh | 20.4351 | 23.4195 | 23.4195 | 23.4195 | 23.4195 | 23.4195 | 23.4195
Wind Generation Cap 20% - SPP_WEST v5.14 | 1468 | 6448 | Generation Constraint in GWh | FALSE | L | Annual | Qualifying Generation | TWh | 20.4351 | 23.4195 | 23.4195 | 23.4195 | 23.4195 | 23.4195 | 23.4195
Wind Generation Cap 20% - SPP_WEST v5.14 | 1468 | 6448 | Generation Constraint in GWh | FALSE | L | Annual | Rate | lb/MWh | 0 | 0 | 0 | 0 | 0 | 0 | 0
Wind Generation Cap 20% - SPP_WEST v5.14 | 1468 | 6448 | Generation Constraint in GWh | FALSE | L | Annual | Constraint Shadow Price | US2011$/MWh | 0 | 0 | 0 | 0 | 0 | 0 | 0
Wind Generation Cap 20% - WEC_CALN v5.14 | 1469 | 6449 | Generation Constraint in GWh | FALSE | L | Annual | Seasons Included | Seasons | Winter, Summer | Winter, Summer | Winter, Summer | Winter, Summer | Winter, Summer | Winter, Summer | Winter, Summer
Wind Generation Cap 20% - WEC_CALN v5.14 | 1469 | 6449 | Generation Constraint in GWh | FALSE | L | Annual | Standard GWh | GWh | 22803 | 23071 | 23370 | 24288 | 25159 | 27300 | 29623
Wind Generation Cap 20% - WEC_CALN v5.14 | 1469 | 6449 | Generation Constraint in GWh | FALSE | L | Annual | Emissions at Affected Plants | GWh | 3515.9634 | 3540.5023 | 3540.5023 | 3540.5023 | 3540.5023 | 3540.5023 | 4161.0929
Wind Generation Cap 20% - WEC_CALN v5.14 | 1469 | 6449 | Generation Constraint in GWh | FALSE | L | Annual | Allowances Purchased | GWh | 0 | 0 | 0 | 0 | 0 | 0 | 0
Wind Generation Cap 20% - WEC_CALN v5.14 | 1469 | 6449 | Generation Constraint in GWh | FALSE | L | Annual | Allowances Sold | GWh | 0 | 0 | 0 | 0 | 0 | 0 | 0
Wind Generation Cap 20% - WEC_CALN v5.14 | 1469 | 6449 | Generation Constraint in GWh | FALSE | L | Annual | Allowances Banked | GWh | 0 | 0 | 0 | 0 | 0 | 0 | 0
Wind Generation Cap 20% - WEC_CALN v5.14 | 1469 | 6449 | Generation Constraint in GWh | FALSE | L | Annual | Allowances Withdrawn (1:1) | GWh | 0 | 0 | 0 | 0 | 0 | 0 | 0
Wind Generation Cap 20% - WEC_CALN v5.14 | 1469 | 6449 | Generation Constraint in GWh | FALSE | L | Annual | Allowances Withdrawn (n:1) | GWh | 0 | 0 | 0 | 0 | 0 | 0 | 0
Wind Generation Cap 20% - WEC_CALN v5.14 | 1469 | 6449 | Generation Constraint in GWh | FALSE | L | Annual | Net Emissions Allowance Position | GWh | 3515.9634 | 3540.5023 | 3540.5023 | 3540.5023 | 3540.5023 | 3540.5023 | 4161.0929
Wind Generation Cap 20% - WEC_CALN v5.14 | 1469 | 6449 | Generation Constraint in GWh | FALSE | L | Annual | Fuel Consumed | TBtu | 0 | 0 | 0 | 0 | 0 | 0 | 0
Wind Generation Cap 20% - WEC_CALN v5.14 | 1469 | 6449 | Generation Constraint in GWh | FALSE | L | Annual | Heat Rate | MMBtu/MWh | 0 | 0 | 0 | 0 | 0 | 0 | 0
Wind Generation Cap 20% - WEC_CALN v5.14 | 1469 | 6449 | Generation Constraint in GWh | FALSE | L | Annual | Generation | TWh | 3.516 | 3.5405 | 3.5405 | 3.5405 | 3.5405 | 3.5405 | 4.1611
Wind Generation Cap 20% - WEC_CALN v5.14 | 1469 | 6449 | Generation Constraint in GWh | FALSE | L | Annual | Qualifying Generation | TWh | 3.516 | 3.5405 | 3.5405 | 3.5405 | 3.5405 | 3.5405 | 4.1611
Wind Generation Cap 20% - WEC_CALN v5.14 | 1469 | 6449 | Generation Constraint in GWh | FALSE | L | Annual | Rate | lb/MWh | 0 | 0 | 0 | 0 | 0 | 0 | 0
Wind Generation Cap 20% - WEC_CALN v5.14 | 1469 | 6449 | Generation Constraint in GWh | FALSE | L | Annual | Constraint Shadow Price | US2011$/MWh | 0 | 0 | 0 | 0 | 0 | 0 | 0
Wind Generation Cap 20% - WEC_LADW v5.14 | 1470 | 6450 | Generation Constraint in GWh | FALSE | L | Annual | Seasons Included | Seasons | Winter, Summer | Winter, Summer | Winter, Summer | Winter, Summer | Winter, Summer | Winter, Summer | Winter, Summer
Wind Generation Cap 20% - WEC_LADW v5.14 | 1470 | 6450 | Generation Constraint in GWh | FALSE | L | Annual | Standard GWh | GWh | 5249 | 5311 | 5380 | 5591 | 5792 | 6285 | 6819
Wind Generation Cap 20% - WEC_LADW v5.14 | 1470 | 6450 | Generation Constraint in GWh | FALSE | L | Annual | Emissions at Affected Plants | GWh | 287.1868 | 1340.4484 | 1340.4484 | 1340.4484 | 1340.4484 | 1340.4484 | 1875.3838
Wind Generation Cap 20% - WEC_LADW v5.14 | 1470 | 6450 | Generation Constraint in GWh | FALSE | L | Annual | Allowances Purchased | GWh | 0 | 0 | 0 | 0 | 0 | 0 | 0
Wind Generation Cap 20% - WEC_LADW v5.14 | 1470 | 6450 | Generation Constraint in GWh | FALSE | L | Annual | Allowances Sold | GWh | 0 | 0 | 0 | 0 | 0 | 0 | 0
Wind Generation Cap 20% - WEC_LADW v5.14 | 1470 | 6450 | Generation Constraint in GWh | FALSE | L | Annual | Allowances Banked | GWh | 0 | 0 | 0 | 0 | 0 | 0 | 0
Wind Generation Cap 20% - WEC_LADW v5.14 | 1470 | 6450 | Generation Constraint in GWh | FALSE | L | Annual | Allowances Withdrawn (1:1) | GWh | 0 | 0 | 0 | 0 | 0 | 0 | 0
Wind Generation Cap 20% - WEC_LADW v5.14 | 1470 | 6450 | Generation Constraint in GWh | FALSE | L | Annual | Allowances Withdrawn (n:1) | GWh | 0 | 0 | 0 | 0 | 0 | 0 | 0
Wind Generation Cap 20% - WEC_LADW v5.14 | 1470 | 6450 | Generation Constraint in GWh | FALSE | L | Annual | Net Emissions Allowance Position | GWh | 287.1868 | 1340.4484 | 1340.4484 | 1340.4484 | 1340.4484 | 1340.4484 | 1875.3838
Wind Generation Cap 20% - WEC_LADW v5.14 | 1470 | 6450 | Generation Constraint in GWh | FALSE | L | Annual | Fuel Consumed | TBtu | 0 | 0 | 0 | 0 | 0 | 0 | 0
Wind Generation Cap 20% - WEC_LADW v5.14 | 1470 | 6450 | Generation Constraint in GWh | FALSE | L | Annual | Heat Rate | MMBtu/MWh | 0 | 0 | 0 | 0 | 0 | 0 | 0
Wind Generation Cap 20% - WEC_LADW v5.14 | 1470 | 6450 | Generation Constraint in GWh | FALSE | L | Annual | Generation | TWh | 0.28719 | 1.3404 | 1.3404 | 1.3404 | 1.3404 | 1.3404 | 1.8754
Wind Generation Cap 20% - WEC_LADW v5.14 | 1470 | 6450 | Generation Constraint in GWh | FALSE | L | Annual | Qualifying Generation | TWh | 0.28719 | 1.3404 | 1.3404 | 1.3404 | 1.3404 | 1.3404 | 1.8754
Wind Generation Cap 20% - WEC_LADW v5.14 | 1470 | 6450 | Generation Constraint in GWh | FALSE | L | Annual | Rate | lb/MWh | 0 | 0 | 0 | 0 | 0 | 0 | 0
Wind Generation Cap 20% - WEC_LADW v5.14 | 1470 | 6450 | Generation Constraint in GWh | FALSE | L | Annual | Constraint Shadow Price | US2011$/MWh | 0 | 0 | 0 | 0 | 0 | 0 | 0
Wind Generation Cap 20% - WEC_SDGE v5.14 | 1471 | 6451 | Generation Constraint in GWh | FALSE | L | Annual | Seasons Included | Seasons | Winter, Summer | Winter, Summer | Winter, Summer | Winter, Summer | Winter, Summer | Winter, Summer | Winter, Summer
Wind Generation Cap 20% - WEC_SDGE v5.14 | 1471 | 6451 | Generation Constraint in GWh | FALSE | L | Annual | Standard GWh | GWh | 4114 | 4162 | 4216 | 4382 | 4570 | 4956 | 5375
Wind Generation Cap 20% - WEC_SDGE v5.14 | 1471 | 6451 | Generation Constraint in GWh | FALSE | L | Annual | Emissions at Affected Plants | GWh | 149.6002 | 738.9868 | 738.9868 | 738.9868 | 738.9868 | 738.9868 | 1002.5791
Wind Generation Cap 20% - WEC_SDGE v5.14 | 1471 | 6451 | Generation Constraint in GWh | FALSE | L | Annual | Allowances Purchased | GWh | 0 | 0 | 0 | 0 | 0 | 0 | 0
Wind Generation Cap 20% - WEC_SDGE v5.14 | 1471 | 6451 | Generation Constraint in GWh | FALSE | L | Annual | Allowances Sold | GWh | 0 | 0 | 0 | 0 | 0 | 0 | 0
Wind Generation Cap 20% - WEC_SDGE v5.14 | 1471 | 6451 | Generation Constraint in GWh | FALSE | L | Annual | Allowances Banked | GWh | 0 | 0 | 0 | 0 | 0 | 0 | 0
Wind Generation Cap 20% - WEC_SDGE v5.14 | 1471 | 6451 | Generation Constraint in GWh | FALSE | L | Annual | Allowances Withdrawn (1:1) | GWh | 0 | 0 | 0 | 0 | 0 | 0 | 0
Wind Generation Cap 20% - WEC_SDGE v5.14 | 1471 | 6451 | Generation Constraint in GWh | FALSE | L | Annual | Allowances Withdrawn (n:1) | GWh | 0 | 0 | 0 | 0 | 0 | 0 | 0
Wind Generation Cap 20% - WEC_SDGE v5.14 | 1471 | 6451 | Generation Constraint in GWh | FALSE | L | Annual | Net Emissions Allowance Position | GWh | 149.6002 | 738.9868 | 738.9868 | 738.9868 | 738.9868 | 738.9868 | 1002.5791
Wind Generation Cap 20% - WEC_SDGE v5.14 | 1471 | 6451 | Generation Constraint in GWh | FALSE | L | Annual | Fuel Consumed | TBtu | 0 | 0 | 0 | 0 | 0 | 0 | 0
Wind Generation Cap 20% - WEC_SDGE v5.14 | 1471 | 6451 | Generation Constraint in GWh | FALSE | L | Annual | Heat Rate | MMBtu/MWh | 0 | 0 | 0 | 0 | 0 | 0 | 0
Wind Generation Cap 20% - WEC_SDGE v5.14 | 1471 | 6451 | Generation Constraint in GWh | FALSE | L | Annual | Generation | TWh | 0.1496 | 0.73899 | 0.73899 | 0.73899 | 0.73899 | 0.73899 | 1.0026
Wind Generation Cap 20% - WEC_SDGE v5.14 | 1471 | 6451 | Generation Constraint in GWh | FALSE | L | Annual | Qualifying Generation | TWh | 0.1496 | 0.73899 | 0.73899 | 0.73899 | 0.73899 | 0.73899 | 1.0026
Wind Generation Cap 20% - WEC_SDGE v5.14 | 1471 | 6451 | Generation Constraint in GWh | FALSE | L | Annual | Rate | lb/MWh | 0 | 0 | 0 | 0 | 0 | 0 | 0
Wind Generation Cap 20% - WEC_SDGE v5.14 | 1471 | 6451 | Generation Constraint in GWh | FALSE | L | Annual | Constraint Shadow Price | US2011$/MWh | 0 | 0 | 0 | 0 | 0 | 0 | 0
Wind Generation Cap 20% - WECC_AZ v5.14 | 1472 | 6452 | Generation Constraint in GWh | FALSE | L | Annual | Seasons Included | Seasons | Winter, Summer | Winter, Summer | Winter, Summer | Winter, Summer | Winter, Summer | Winter, Summer | Winter, Summer
Wind Generation Cap 20% - WECC_AZ v5.14 | 1472 | 6452 | Generation Constraint in GWh | FALSE | L | Annual | Standard GWh | GWh | 18332 | 18775 | 19116 | 20062 | 21089 | 23191 | 25503
Wind Generation Cap 20% - WECC_AZ v5.14 | 1472 | 6452 | Generation Constraint in GWh | FALSE | L | Annual | Emissions at Affected Plants | GWh | 578.8271 | 578.8884 | 578.8884 | 578.8884 | 578.8884 | 578.8884 | 579.1337
Wind Generation Cap 20% - WECC_AZ v5.14 | 1472 | 6452 | Generation Constraint in GWh | FALSE | L | Annual | Allowances Purchased | GWh | 0 | 0 | 0 | 0 | 0 | 0 | 0
Wind Generation Cap 20% - WECC_AZ v5.14 | 1472 | 6452 | Generation Constraint in GWh | FALSE | L | Annual | Allowances Sold | GWh | 0 | 0 | 0 | 0 | 0 | 0 | 0
Wind Generation Cap 20% - WECC_AZ v5.14 | 1472 | 6452 | Generation Constraint in GWh | FALSE | L | Annual | Allowances Banked | GWh | 0 | 0 | 0 | 0 | 0 | 0 | 0
Wind Generation Cap 20% - WECC_AZ v5.14 | 1472 | 6452 | Generation Constraint in GWh | FALSE | L | Annual | Allowances Withdrawn (1:1) | GWh | 0 | 0 | 0 | 0 | 0 | 0 | 0
Wind Generation Cap 20% - WECC_AZ v5.14 | 1472 | 6452 | Generation Constraint in GWh | FALSE | L | Annual | Allowances Withdrawn (n:1) | GWh | 0 | 0 | 0 | 0 | 0 | 0 | 0
Wind Generation Cap 20% - WECC_AZ v5.14 | 1472 | 6452 | Generation Constraint in GWh | FALSE | L | Annual | Net Emissions Allowance Position | GWh | 578.8271 | 578.8884 | 578.8884 | 578.8884 | 578.8884 | 578.8884 | 579.1337
Wind Generation Cap 20% - WECC_AZ v5.14 | 1472 | 6452 | Generation Constraint in GWh | FALSE | L | Annual | Fuel Consumed | TBtu | 0 | 0 | 0 | 0 | 0 | 0 | 0
Wind Generation Cap 20% - WECC_AZ v5.14 | 1472 | 6452 | Generation Constraint in GWh | FALSE | L | Annual | Heat Rate | MMBtu/MWh | 0 | 0 | 0 | 0 | 0 | 0 | 0
Wind Generation Cap 20% - WECC_AZ v5.14 | 1472 | 6452 | Generation Constraint in GWh | FALSE | L | Annual | Generation | TWh | 0.57883 | 0.57889 | 0.57889 | 0.57889 | 0.57889 | 0.57889 | 0.57913
Wind Generation Cap 20% - WECC_AZ v5.14 | 1472 | 6452 | Generation Constraint in GWh | FALSE | L | Annual | Qualifying Generation | TWh | 0.57883 | 0.57889 | 0.57889 | 0.57889 | 0.57889 | 0.57889 | 0.57913
Wind Generation Cap 20% - WECC_AZ v5.14 | 1472 | 6452 | Generation Constraint in GWh | FALSE | L | Annual | Rate | lb/MWh | 0 | 0 | 0 | 0 | 0 | 0 | 0
Wind Generation Cap 20% - WECC_AZ v5.14 | 1472 | 6452 | Generation Constraint in GWh | FALSE | L | Annual | Constraint Shadow Price | US2011$/MWh | 0 | 0 | 0 | 0 | 0 | 0 | 0
Wind Generation Cap 20% - WECC_CO v5.14 | 1473 | 6453 | Generation Constraint in GWh | FALSE | L | Annual | Seasons Included | Seasons | Winter, Summer | Winter, Summer | Winter, Summer | Winter, Summer | Winter, Summer | Winter, Summer | Winter, Summer
Wind Generation Cap 20% - WECC_CO v5.14 | 1473 | 6453 | Generation Constraint in GWh | FALSE | L | Annual | Standard GWh | GWh | 12587 | 12972 | 13246 | 13946 | 14624 | 15945 | 17385
Wind Generation Cap 20% - WECC_CO v5.14 | 1473 | 6453 | Generation Constraint in GWh | FALSE | L | Annual | Emissions at Affected Plants | GWh | 10293.1904 | 11450.1565 | 12228.8141 | 12228.8141 | 12228.8141 | 12228.8141 | 12228.8141
Wind Generation Cap 20% - WECC_CO v5.14 | 1473 | 6453 | Generation Constraint in GWh | FALSE | L | Annual | Allowances Purchased | GWh | 0 | 0 | 0 | 0 | 0 | 0 | 0
Wind Generation Cap 20% - WECC_CO v5.14 | 1473 | 6453 | Generation Constraint in GWh | FALSE | L | Annual | Allowances Sold | GWh | 0 | 0 | 0 | 0 | 0 | 0 | 0
Wind Generation Cap 20% - WECC_CO v5.14 | 1473 | 6453 | Generation Constraint in GWh | FALSE | L | Annual | Allowances Banked | GWh | 0 | 0 | 0 | 0 | 0 | 0 | 0
Wind Generation Cap 20% - WECC_CO v5.14 | 1473 | 6453 | Generation Constraint in GWh | FALSE | L | Annual | Allowances Withdrawn (1:1) | GWh | 0 | 0 | 0 | 0 | 0 | 0 | 0
Wind Generation Cap 20% - WECC_CO v5.14 | 1473 | 6453 | Generation Constraint in GWh | FALSE | L | Annual | Allowances Withdrawn (n:1) | GWh | 0 | 0 | 0 | 0 | 0 | 0 | 0
Wind Generation Cap 20% - WECC_CO v5.14 | 1473 | 6453 | Generation Constraint in GWh | FALSE | L | Annual | Net Emissions Allowance Position | GWh | 10293.1904 | 11450.1565 | 12228.8141 | 12228.8141 | 12228.8141 | 12228.8141 | 12228.8141
Wind Generation Cap 20% - WECC_CO v5.14 | 1473 | 6453 | Generation Constraint in GWh | FALSE | L | Annual | Fuel Consumed | TBtu | 0 | 0 | 0 | 0 | 0 | 0 | 0
Wind Generation Cap 20% - WECC_CO v5.14 | 1473 | 6453 | Generation Constraint in GWh | FALSE | L | Annual | Heat Rate | MMBtu/MWh | 0 | 0 | 0 | 0 | 0 | 0 | 0
Wind Generation Cap 20% - WECC_CO v5.14 | 1473 | 6453 | Generation Constraint in GWh | FALSE | L | Annual | Generation | TWh | 10.2932 | 11.4502 | 12.2288 | 12.2288 | 12.2288 | 12.2288 | 12.2288
Wind Generation Cap 20% - WECC_CO v5.14 | 1473 | 6453 | Generation Constraint in GWh | FALSE | L | Annual | Qualifying Generation | TWh | 10.2932 | 11.4502 | 12.2288 | 12.2288 | 12.2288 | 12.2288 | 12.2288
Wind Generation Cap 20% - WECC_CO v5.14 | 1473 | 6453 | Generation Constraint in GWh | FALSE | L | Annual | Rate | lb/MWh | 0 | 0 | 0 | 0 | 0 | 0 | 0
Wind Generation Cap 20% - WECC_CO v5.14 | 1473 | 6453 | Generation Constraint in GWh | FALSE | L | Annual | Constraint Shadow Price | US2011$/MWh | 0 | 0 | 0 | 0 | 0 | 0 | 0
Wind Generation Cap 20% - WECC_ID v5.14 | 1474 | 6454 | Generation Constraint in GWh | FALSE | L | Annual | Seasons Included | Seasons | Winter, Summer | Winter, Summer | Winter, Summer | Winter, Summer | Winter, Summer | Winter, Summer | Winter, Summer
Wind Generation Cap 20% - WECC_ID v5.14 | 1474 | 6454 | Generation Constraint in GWh | FALSE | L | Annual | Standard GWh | GWh | 4363 | 4465 | 4536 | 4725 | 4902 | 5258 | 5641
Wind Generation Cap 20% - WECC_ID v5.14 | 1474 | 6454 | Generation Constraint in GWh | FALSE | L | Annual | Emissions at Affected Plants | GWh | 3673.3632 | 3675.6966 | 3675.6966 | 3675.6966 | 3683.7469 | 3683.7469 | 3683.7469
Wind Generation Cap 20% - WECC_ID v5.14 | 1474 | 6454 | Generation Constraint in GWh | FALSE | L | Annual | Allowances Purchased | GWh | 0 | 0 | 0 | 0 | 0 | 0 | 0
Wind Generation Cap 20% - WECC_ID v5.14 | 1474 | 6454 | Generation Constraint in GWh | FALSE | L | Annual | Allowances Sold | GWh | 0 | 0 | 0 | 0 | 0 | 0 | 0
Wind Generation Cap 20% - WECC_ID v5.14 | 1474 | 6454 | Generation Constraint in GWh | FALSE | L | Annual | Allowances Banked | GWh | 0 | 0 | 0 | 0 | 0 | 0 | 0
Wind Generation Cap 20% - WECC_ID v5.14 | 1474 | 6454 | Generation Constraint in GWh | FALSE | L | Annual | Allowances Withdrawn (1:1) | GWh | 0 | 0 | 0 | 0 | 0 | 0 | 0
Wind Generation Cap 20% - WECC_ID v5.14 | 1474 | 6454 | Generation Constraint in GWh | FALSE | L | Annual | Allowances Withdrawn (n:1) | GWh | 0 | 0 | 0 | 0 | 0 | 0 | 0
Wind Generation Cap 20% - WECC_ID v5.14 | 1474 | 6454 | Generation Constraint in GWh | FALSE | L | Annual | Net Emissions Allowance Position | GWh | 3673.3632 | 3675.6966 | 3675.6966 | 3675.6966 | 3683.7469 | 3683.7469 | 3683.7469
Wind Generation Cap 20% - WECC_ID v5.14 | 1474 | 6454 | Generation Constraint in GWh | FALSE | L | Annual | Fuel Consumed | TBtu | 0 | 0 | 0 | 0 | 0 | 0 | 0
Wind Generation Cap 20% - WECC_ID v5.14 | 1474 | 6454 | Generation Constraint in GWh | FALSE | L | Annual | Heat Rate | MMBtu/MWh | 0 | 0 | 0 | 0 | 0 | 0 | 0
Wind Generation Cap 20% - WECC_ID v5.14 | 1474 | 6454 | Generation Constraint in GWh | FALSE | L | Annual | Generation | TWh | 3.6734 | 3.6757 | 3.6757 | 3.6757 | 3.6837 | 3.6837 | 3.6837
Wind Generation Cap 20% - WECC_ID v5.14 | 1474 | 6454 | Generation Constraint in GWh | FALSE | L | Annual | Qualifying Generation | TWh | 3.6734 | 3.6757 | 3.6757 | 3.6757 | 3.6837 | 3.6837 | 3.6837
Wind Generation Cap 20% - WECC_ID v5.14 | 1474 | 6454 | Generation Constraint in GWh | FALSE | L | Annual | Rate | lb/MWh | 0 | 0 | 0 | 0 | 0 | 0 | 0
Wind Generation Cap 20% - WECC_ID v5.14 | 1474 | 6454 | Generation Constraint in GWh | FALSE | L | Annual | Constraint Shadow Price | US2011$/MWh | 0 | 0 | 0 | 0 | 0 | 0 | 0
Wind Generation Cap 20% - WECC_IID v5.14 | 1475 | 6455 | Generation Constraint in GWh | FALSE | L | Annual | Seasons Included | Seasons | Winter, Summer | Winter, Summer | Winter, Summer | Winter, Summer | Winter, Summer | Winter, Summer | Winter, Summer
Wind Generation Cap 20% - WECC_IID v5.14 | 1475 | 6455 | Generation Constraint in GWh | FALSE | L | Annual | Standard GWh | GWh | 428 | 438 | 446 | 468 | 492 | 541 | 595
Wind Generation Cap 20% - WECC_IID v5.14 | 1475 | 6455 | Generation Constraint in GWh | FALSE | L | Annual | Emissions at Affected Plants | GWh | 334.452 | 334.452 | 334.452 | 334.452 | 334.452 | 334.452 | 334.452
Wind Generation Cap 20% - WECC_IID v5.14 | 1475 | 6455 | Generation Constraint in GWh | FALSE | L | Annual | Allowances Purchased | GWh | 0 | 0 | 0 | 0 | 0 | 0 | 0
Wind Generation Cap 20% - WECC_IID v5.14 | 1475 | 6455 | Generation Constraint in GWh | FALSE | L | Annual | Allowances Sold | GWh | 0 | 0 | 0 | 0 | 0 | 0 | 0
Wind Generation Cap 20% - WECC_IID v5.14 | 1475 | 6455 | Generation Constraint in GWh | FALSE | L | Annual | Allowances Banked | GWh | 0 | 0 | 0 | 0 | 0 | 0 | 0
Wind Generation Cap 20% - WECC_IID v5.14 | 1475 | 6455 | Generation Constraint in GWh | FALSE | L | Annual | Allowances Withdrawn (1:1) | GWh | 0 | 0 | 0 | 0 | 0 | 0 | 0
Wind Generation Cap 20% - WECC_IID v5.14 | 1475 | 6455 | Generation Constraint in GWh | FALSE | L | Annual | Allowances Withdrawn (n:1) | GWh | 0 | 0 | 0 | 0 | 0 | 0 | 0
Wind Generation Cap 20% - WECC_IID v5.14 | 1475 | 6455 | Generation Constraint in GWh | FALSE | L | Annual | Net Emissions Allowance Position | GWh | 334.452 | 334.452 | 334.452 | 334.452 | 334.452 | 334.452 | 334.452
Wind Generation Cap 20% - WECC_IID v5.14 | 1475 | 6455 | Generation Constraint in GWh | FALSE | L | Annual | Fuel Consumed | TBtu | 0 | 0 | 0 | 0 | 0 | 0 | 0
Wind Generation Cap 20% - WECC_IID v5.14 | 1475 | 6455 | Generation Constraint in GWh | FALSE | L | Annual | Heat Rate | MMBtu/MWh | 0 | 0 | 0 | 0 | 0 | 0 | 0
Wind Generation Cap 20% - WECC_IID v5.14 | 1475 | 6455 | Generation Constraint in GWh | FALSE | L | Annual | Generation | TWh | 0.33445 | 0.33445 | 0.33445 | 0.33445 | 0.33445 | 0.33445 | 0.33445
Wind Generation Cap 20% - WECC_IID v5.14 | 1475 | 6455 | Generation Constraint in GWh | FALSE | L | Annual | Qualifying Generation | TWh | 0.33445 | 0.33445 | 0.33445 | 0.33445 | 0.33445 | 0.33445 | 0.33445
Wind Generation Cap 20% - WECC_IID v5.14 | 1475 | 6455 | Generation Constraint in GWh | FALSE | L | Annual | Rate | lb/MWh | 0 | 0 | 0 | 0 | 0 | 0 | 0
Wind Generation Cap 20% - WECC_IID v5.14 | 1475 | 6455 | Generation Constraint in GWh | FALSE | L | Annual | Constraint Shadow Price | US2011$/MWh | 0 | 0 | 0 | 0 | 0 | 0 | 0
Wind Generation Cap 20% - WECC_MT v5.14 | 1476 | 6456 | Generation Constraint in GWh | FALSE | L | Annual | Seasons Included | Seasons | Winter, Summer | Winter, Summer | Winter, Summer | Winter, Summer | Winter, Summer | Winter, Summer | Winter, Summer
Wind Generation Cap 20% - WECC_MT v5.14 | 1476 | 6456 | Generation Constraint in GWh | FALSE | L | Annual | Standard GWh | GWh | 2190 | 2827 | 2827 | 2827 | 2827 | 2827 | 2831
Wind Generation Cap 20% - WECC_MT v5.14 | 1476 | 6456 | Generation Constraint in GWh | FALSE | L | Annual | Emissions at Affected Plants | GWh | 1722.3448 | 2825.9253 | 2825.9253 | 2825.9253 | 2825.9253 | 2825.9253 | 2825.9253
Wind Generation Cap 20% - WECC_MT v5.14 | 1476 | 6456 | Generation Constraint in GWh | FALSE | L | Annual | Allowances Purchased | GWh | 0 | 0 | 0 | 0 | 0 | 0 | 0
Wind Generation Cap 20% - WECC_MT v5.14 | 1476 | 6456 | Generation Constraint in GWh | FALSE | L | Annual | Allowances Sold | GWh | 0 | 0 | 0 | 0 | 0 | 0 | 0
Wind Generation Cap 20% - WECC_MT v5.14 | 1476 | 6456 | Generation Constraint in GWh | FALSE | L | Annual | Allowances Banked | GWh | 0 | 0 | 0 | 0 | 0 | 0 | 0
Wind Generation Cap 20% - WECC_MT v5.14 | 1476 | 6456 | Generation Constraint in GWh | FALSE | L | Annual | Allowances Withdrawn (1:1) | GWh | 0 | 0 | 0 | 0 | 0 | 0 | 0
Wind Generation Cap 20% - WECC_MT v5.14 | 1476 | 6456 | Generation Constraint in GWh | FALSE | L | Annual | Allowances Withdrawn (n:1) | GWh | 0 | 0 | 0 | 0 | 0 | 0 | 0
Wind Generation Cap 20% - WECC_MT v5.14 | 1476 | 6456 | Generation Constraint in GWh | FALSE | L | Annual | Net Emissions Allowance Position | GWh | 1722.3448 | 2825.9253 | 2825.9253 | 2825.9253 | 2825.9253 | 2825.9253 | 2825.9253
Wind Generation Cap 20% - WECC_MT v5.14 | 1476 | 6456 | Generation Constraint in GWh | FALSE | L | Annual | Fuel Consumed | TBtu | 0 | 0 | 0 | 0 | 0 | 0 | 0
Wind Generation Cap 20% - WECC_MT v5.14 | 1476 | 6456 | Generation Constraint in GWh | FALSE | L | Annual | Heat Rate | MMBtu/MWh | 0 | 0 | 0 | 0 | 0 | 0 | 0
Wind Generation Cap 20% - WECC_MT v5.14 | 1476 | 6456 | Generation Constraint in GWh | FALSE | L | Annual | Generation | TWh | 1.7223 | 2.8259 | 2.8259 | 2.8259 | 2.8259 | 2.8259 | 2.8259
Wind Generation Cap 20% - WECC_MT v5.14 | 1476 | 6456 | Generation Constraint in GWh | FALSE | L | Annual | Qualifying Generation | TWh | 1.7223 | 2.8259 | 2.8259 | 2.8259 | 2.8259 | 2.8259 | 2.8259
Wind Generation Cap 20% - WECC_MT v5.14 | 1476 | 6456 | Generation Constraint in GWh | FALSE | L | Annual | Rate | lb/MWh | 0 | 0 | 0 | 0 | 0 | 0 | 0
Wind Generation Cap 20% - WECC_MT v5.14 | 1476 | 6456 | Generation Constraint in GWh | FALSE | L | Annual | Constraint Shadow Price | US2011$/MWh | 0 | 0 | 0 | 0 | 0 | 0 | 0
Wind Generation Cap 20% - WECC_NM v5.14 | 1477 | 6457 | Generation Constraint in GWh | FALSE | L | Annual | Seasons Included | Seasons | Winter, Summer | Winter, Summer | Winter, Summer | Winter, Summer | Winter, Summer | Winter, Summer | Winter, Summer
Wind Generation Cap 20% - WECC_NM v5.14 | 1477 | 6457 | Generation Constraint in GWh | FALSE | L | Annual | Standard GWh | GWh | 4424 | 4531 | 4613 | 4841 | 5089 | 5596 | 6154
Wind Generation Cap 20% - WECC_NM v5.14 | 1477 | 6457 | Generation Constraint in GWh | FALSE | L | Annual | Emissions at Affected Plants | GWh | 2949.8038 | 4249.5234 | 4249.5234 | 4249.5234 | 4249.5234 | 4249.5234 | 4249.5234
Wind Generation Cap 20% - WECC_NM v5.14 | 1477 | 6457 | Generation Constraint in GWh | FALSE | L | Annual | Allowances Purchased | GWh | 0 | 0 | 0 | 0 | 0 | 0 | 0
Wind Generation Cap 20% - WECC_NM v5.14 | 1477 | 6457 | Generation Constraint in GWh | FALSE | L | Annual | Allowances Sold | GWh | 0 | 0 | 0 | 0 | 0 | 0 | 0
Wind Generation Cap 20% - WECC_NM v5.14 | 1477 | 6457 | Generation Constraint in GWh | FALSE | L | Annual | Allowances Banked | GWh | 0 | 0 | 0 | 0 | 0 | 0 | 0
Wind Generation Cap 20% - WECC_NM v5.14 | 1477 | 6457 | Generation Constraint in GWh | FALSE | L | Annual | Allowances Withdrawn (1:1) | GWh | 0 | 0 | 0 | 0 | 0 | 0 | 0
Wind Generation Cap 20% - WECC_NM v5.14 | 1477 | 6457 | Generation Constraint in GWh | FALSE | L | Annual | Allowances Withdrawn (n:1) | GWh | 0 | 0 | 0 | 0 | 0 | 0 | 0
Wind Generation Cap 20% - WECC_NM v5.14 | 1477 | 6457 | Generation Constraint in GWh | FALSE | L | Annual | Net Emissions Allowance Position | GWh | 2949.8038 | 4249.5234 | 4249.5234 | 4249.5234 | 4249.5234 | 4249.5234 | 4249.5234
Wind Generation Cap 20% - WECC_NM v5.14 | 1477 | 6457 | Generation Constraint in GWh | FALSE | L | Annual | Fuel Consumed | TBtu | 0 | 0 | 0 | 0 | 0 | 0 | 0
Wind Generation Cap 20% - WECC_NM v5.14 | 1477 | 6457 | Generation Constraint in GWh | FALSE | L | Annual | Heat Rate | MMBtu/MWh | 0 | 0 | 0 | 0 | 0 | 0 | 0
Wind Generation Cap 20% - WECC_NM v5.14 | 1477 | 6457 | Generation Constraint in GWh | FALSE | L | Annual | Generation | TWh | 2.9498 | 4.2495 | 4.2495 | 4.2495 | 4.2495 | 4.2495 | 4.2495
Wind Generation Cap 20% - WECC_NM v5.14 | 1477 | 6457 | Generation Constraint in GWh | FALSE | L | Annual | Qualifying Generation | TWh | 2.9498 | 4.2495 | 4.2495 | 4.2495 | 4.2495 | 4.2495 | 4.2495
Wind Generation Cap 20% - WECC_NM v5.14 | 1477 | 6457 | Generation Constraint in GWh | FALSE | L | Annual | Rate | lb/MWh | 0 | 0 | 0 | 0 | 0 | 0 | 0
Wind Generation Cap 20% - WECC_NM v5.14 | 1477 | 6457 | Generation Constraint in GWh | FALSE | L | Annual | Constraint Shadow Price | US2011$/MWh | 0 | 0 | 0 | 0 | 0 | 0 | 0
Wind Generation Cap 20% - WECC_NNV v5.14 | 1478 | 6458 | Generation Constraint in GWh | FALSE | L | Annual | Seasons Included | Seasons | Winter, Summer | Winter, Summer | Winter, Summer | Winter, Summer | Winter, Summer | Winter, Summer | Winter, Summer
Wind Generation Cap 20% - WECC_NNV v5.14 | 1478 | 6458 | Generation Constraint in GWh | FALSE | L | Annual | Standard GWh | GWh | 2495 | 2554 | 2594 | 2702 | 2803 | 3007 | 3226
Wind Generation Cap 20% - WECC_NNV v5.14 | 1478 | 6458 | Generation Constraint in GWh | FALSE | L | Annual | Emissions at Affected Plants | GWh | 250.549 | 250.8952 | 250.8952 | 251.4241 | 251.4241 | 251.4241 | 251.4241
Wind Generation Cap 20% - WECC_NNV v5.14 | 1478 | 6458 | Generation Constraint in GWh | FALSE | L | Annual | Allowances Purchased | GWh | 0 | 0 | 0 | 0 | 0 | 0 | 0
Wind Generation Cap 20% - WECC_NNV v5.14 | 1478 | 6458 | Generation Constraint in GWh | FALSE | L | Annual | Allowances Sold | GWh | 0 | 0 | 0 | 0 | 0 | 0 | 0
Wind Generation Cap 20% - WECC_NNV v5.14 | 1478 | 6458 | Generation Constraint in GWh | FALSE | L | Annual | Allowances Banked | GWh | 0 | 0 | 0 | 0 | 0 | 0 | 0
Wind Generation Cap 20% - WECC_NNV v5.14 | 1478 | 6458 | Generation Constraint in GWh | FALSE | L | Annual | Allowances Withdrawn (1:1) | GWh | 0 | 0 | 0 | 0 | 0 | 0 | 0
Wind Generation Cap 20% - WECC_NNV v5.14 | 1478 | 6458 | Generation Constraint in GWh | FALSE | L | Annual | Allowances Withdrawn (n:1) | GWh | 0 | 0 | 0 | 0 | 0 | 0 | 0
Wind Generation Cap 20% - WECC_NNV v5.14 | 1478 | 6458 | Generation Constraint in GWh | FALSE | L | Annual | Net Emissions Allowance Position | GWh | 250.549 | 250.8952 | 250.8952 | 251.4241 | 251.4241 | 251.4241 | 251.4241
Wind Generation Cap 20% - WECC_NNV v5.14 | 1478 | 6458 | Generation Constraint in GWh | FALSE | L | Annual | Fuel Consumed | TBtu | 0 | 0 | 0 | 0 | 0 | 0 | 0
Wind Generation Cap 20% - WECC_NNV v5.14 | 1478 | 6458 | Generation Constraint in GWh | FALSE | L | Annual | Heat Rate | MMBtu/MWh | 0 | 0 | 0 | 0 | 0 | 0 | 0
Wind Generation Cap 20% - WECC_NNV v5.14 | 1478 | 6458 | Generation Constraint in GWh | FALSE | L | Annual | Generation | TWh | 0.25055 | 0.2509 | 0.2509 | 0.25142 | 0.25142 | 0.25142 | 0.25142
Wind Generation Cap 20% - WECC_NNV v5.14 | 1478 | 6458 | Generation Constraint in GWh | FALSE | L | Annual | Qualifying Generation | TWh | 0.25055 | 0.2509 | 0.2509 | 0.25142 | 0.25142 | 0.25142 | 0.25142
Wind Generation Cap 20% - WECC_NNV v5.14 | 1478 | 6458 | Generation Constraint in GWh | FALSE | L | Annual | Rate | lb/MWh | 0 | 0 | 0 | 0 | 0 | 0 | 0
Wind Generation Cap 20% - WECC_NNV v5.14 | 1478 | 6458 | Generation Constraint in GWh | FALSE | L | Annual | Constraint Shadow Price | US2011$/MWh | 0 | 0 | 0 | 0 | 0 | 0 | 0
Wind Generation Cap 20% - WECC_PNW v5.14 | 1479 | 6459 | Generation Constraint in GWh | FALSE | L | Annual | Seasons Included | Seasons | Winter, Summer | Winter, Summer | Winter, Summer | Winter, Summer | Winter, Summer | Winter, Summer | Winter, Summer
Wind Generation Cap 20% - WECC_PNW v5.14 | 1479 | 6459 | Generation Constraint in GWh | FALSE | L | Annual | Standard GWh | GWh | 33496 | 34281 | 34831 | 36278 | 37635 | 40372 | 43310
Wind Generation Cap 20% - WECC_PNW v5.14 | 1479 | 6459 | Generation Constraint in GWh | FALSE | L | Annual | Emissions at Affected Plants | GWh | 17438.4368 | 17675.1951 | 17675.1951 | 17675.1951 | 17718.8412 | 17718.8412 | 17718.8412
Wind Generation Cap 20% - WECC_PNW v5.14 | 1479 | 6459 | Generation Constraint in GWh | FALSE | L | Annual | Allowances Purchased | GWh | 0 | 0 | 0 | 0 | 0 | 0 | 0
Wind Generation Cap 20% - WECC_PNW v5.14 | 1479 | 6459 | Generation Constraint in GWh | FALSE | L | Annual | Allowances Sold | GWh | 0 | 0 | 0 | 0 | 0 | 0 | 0
Wind Generation Cap 20% - WECC_PNW v5.14 | 1479 | 6459 | Generation Constraint in GWh | FALSE | L | Annual | Allowances Banked | GWh | 0 | 0 | 0 | 0 | 0 | 0 | 0
Wind Generation Cap 20% - WECC_PNW v5.14 | 1479 | 6459 | Generation Constraint in GWh | FALSE | L | Annual | Allowances Withdrawn (1:1) | GWh | 0 | 0 | 0 | 0 | 0 | 0 | 0
Wind Generation Cap 20% - WECC_PNW v5.14 | 1479 | 6459 | Generation Constraint in GWh | FALSE | L | Annual | Allowances Withdrawn (n:1) | GWh | 0 | 0 | 0 | 0 | 0 | 0 | 0
Wind Generation Cap 20% - WECC_PNW v5.14 | 1479 | 6459 | Generation Constraint in GWh | FALSE | L | Annual | Net Emissions Allowance Position | GWh | 17438.4368 | 17675.1951 | 17675.1951 | 17675.1951 | 17718.8412 | 17718.8412 | 17718.8412
Wind Generation Cap 20% - WECC_PNW v5.14 | 1479 | 6459 | Generation Constraint in GWh | FALSE | L | Annual | Fuel Consumed | TBtu | 0 | 0 | 0 | 0 | 0 | 0 | 0
Wind Generation Cap 20% - WECC_PNW v5.14 | 1479 | 6459 | Generation Constraint in GWh | FALSE | L | Annual | Heat Rate | MMBtu/MWh | 0 | 0 | 0 | 0 | 0 | 0 | 0
Wind Generation Cap 20% - WECC_PNW v5.14 | 1479 | 6459 | Generation Constraint in GWh | FALSE | L | Annual | Generation | TWh | 17.4384 | 17.6752 | 17.6752 | 17.6752 | 17.7188 | 17.7188 | 17.7188
Wind Generation Cap 20% - WECC_PNW v5.14 | 1479 | 6459 | Generation Constraint in GWh | FALSE | L | Annual | Qualifying Generation | TWh | 17.4384 | 17.6752 | 17.6752 | 17.6752 | 17.7188 | 17.7188 | 17.7188
Wind Generation Cap 20% - WECC_PNW v5.14 | 1479 | 6459 | Generation Constraint in GWh | FALSE | L | Annual | Rate | lb/MWh | 0 | 0 | 0 | 0 | 0 | 0 | 0
Wind Generation Cap 20% - WECC_PNW v5.14 | 1479 | 6459 | Generation Constraint in GWh | FALSE | L | Annual | Constraint Shadow Price | US2011$/MWh | 0 | 0 | 0 | 0 | 0 | 0 | 0
Wind Generation Cap 20% - WECC_SCE v5.14 | 1480 | 6460 | Generation Constraint in GWh | FALSE | L | Annual | Seasons Included | Seasons | Winter, Summer | Winter, Summer | Winter, Summer | Winter, Summer | Winter, Summer | Winter, Summer | Winter, Summer
Wind Generation Cap 20% - WECC_SCE v5.14 | 1480 | 6460 | Generation Constraint in GWh | FALSE | L | Annual | Standard GWh | GWh | 21748 | 22004 | 22289 | 23165 | 23995 | 26037 | 28253
Wind Generation Cap 20% - WECC_SCE v5.14 | 1480 | 6460 | Generation Constraint in GWh | FALSE | L | Annual | Emissions at Affected Plants | GWh | 9855.8163 | 13019 | 13019 | 13019 | 13019 | 13019 | 14126
Wind Generation Cap 20% - WECC_SCE v5.14 | 1480 | 6460 | Generation Constraint in GWh | FALSE | L | Annual | Allowances Purchased | GWh | 0 | 0 | 0 | 0 | 0 | 0 | 0
Wind Generation Cap 20% - WECC_SCE v5.14 | 1480 | 6460 | Generation Constraint in GWh | FALSE | L | Annual | Allowances Sold | GWh | 0 | 0 | 0 | 0 | 0 | 0 | 0
Wind Generation Cap 20% - WECC_SCE v5.14 | 1480 | 6460 | Generation Constraint in GWh | FALSE | L | Annual | Allowances Banked | GWh | 0 | 0 | 0 | 0 | 0 | 0 | 0
Wind Generation Cap 20% - WECC_SCE v5.14 | 1480 | 6460 | Generation Constraint in GWh | FALSE | L | Annual | Allowances Withdrawn (1:1) | GWh | 0 | 0 | 0 | 0 | 0 | 0 | 0
Wind Generation Cap 20% - WECC_SCE v5.14 | 1480 | 6460 | Generation Constraint in GWh | FALSE | L | Annual | Allowances Withdrawn (n:1) | GWh | 0 | 0 | 0 | 0 | 0 | 0 | 0
Wind Generation Cap 20% - WECC_SCE v5.14 | 1480 | 6460 | Generation Constraint in GWh | FALSE | L | Annual | Net Emissions Allowance Position | GWh | 9855.8163 | 13019 | 13019 | 13019 | 13019 | 13019 | 14126
Wind Generation Cap 20% - WECC_SCE v5.14 | 1480 | 6460 | Generation Constraint in GWh | FALSE | L | Annual | Fuel Consumed | TBtu | 0 | 0 | 0 | 0 | 0 | 0 | 0
Wind Generation Cap 20% - WECC_SCE v5.14 | 1480 | 6460 | Generation Constraint in GWh | FALSE | L | Annual | Heat Rate | MMBtu/MWh | 0 | 0 | 0 | 0 | 0 | 0 | 0
Wind Generation Cap 20% - WECC_SCE v5.14 | 1480 | 6460 | Generation Constraint in GWh | FALSE | L | Annual | Generation | TWh | 9.8558 | 13.019 | 13.019 | 13.019 | 13.019 | 13.019 | 14.126
Wind Generation Cap 20% - WECC_SCE v5.14 | 1480 | 6460 | Generation Constraint in GWh | FALSE | L | Annual | Qualifying Generation | TWh | 9.8558 | 13.019 | 13.019 | 13.019 | 13.019 | 13.019 | 14.126
Wind Generation Cap 20% - WECC_SCE v5.14 | 1480 | 6460 | Generation Constraint in GWh | FALSE | L | Annual | Rate | lb/MWh | 0 | 0 | 0 | 0 | 0 | 0 | 0
Wind Generation Cap 20% - WECC_SCE v5.14 | 1480 | 6460 | Generation Constraint in GWh | FALSE | L | Annual | Constraint Shadow Price | US2011$/MWh | 0 | 0 | 0 | 0 | 0 | 0 | 0
Wind Generation Cap 20% - WECC_SF v5.14 | 1481 | 6461 | Generation Constraint in GWh | FALSE | L | Annual | Seasons Included | Seasons | Winter, Summer | Winter, Summer | Winter, Summer | Winter, Summer | Winter, Summer | Winter, Summer | Winter, Summer
Wind Generation Cap 20% - WECC_SF v5.14 | 1481 | 6461 | Generation Constraint in GWh | FALSE | L | Annual | Standard GWh | GWh | 1151 | 1164 | 1179 | 1226 | 1270 | 1378 | 1495
Wind Generation Cap 20% - WECC_SF v5.14 | 1481 | 6461 | Generation Constraint in GWh | FALSE | L | Annual | Emissions at Affected Plants | GWh | 439.8692 | 1164 | 1164 | 1164 | 1164 | 1164 | 1164
Wind Generation Cap 20% - WECC_SF v5.14 | 1481 | 6461 | Generation Constraint in GWh | FALSE | L | Annual | Allowances Purchased | GWh | 0 | 0 | 0 | 0 | 0 | 0 | 0
Wind Generation Cap 20% - WECC_SF v5.14 | 1481 | 6461 | Generation Constraint in GWh | FALSE | L | Annual | Allowances Sold | GWh | 0 | 0 | 0 | 0 | 0 | 0 | 0
Wind Generation Cap 20% - WECC_SF v5.14 | 1481 | 6461 | Generation Constraint in GWh | FALSE | L | Annual | Allowances Banked | GWh | 0 | 0 | 0 | 0 | 0 | 0 | 0
Wind Generation Cap 20% - WECC_SF v5.14 | 1481 | 6461 | Generation Constraint in GWh | FALSE | L | Annual | Allowances Withdrawn (1:1) | GWh | 0 | 0 | 0 | 0 | 0 | 0 | 0
Wind Generation Cap 20% - WECC_SF v5.14 | 1481 | 6461 | Generation Constraint in GWh | FALSE | L | Annual | Allowances Withdrawn (n:1) | GWh | 0 | 0 | 0 | 0 | 0 | 0 | 0
Wind Generation Cap 20% - WECC_SF v5.14 | 1481 | 6461 | Generation Constraint in GWh | FALSE | L | Annual | Net Emissions Allowance Position | GWh | 439.8692 | 1164 | 1164 | 1164 | 1164 | 1164 | 1164
Wind Generation Cap 20% - WECC_SF v5.14 | 1481 | 6461 | Generation Constraint in GWh | FALSE | L | Annual | Fuel Consumed | TBtu | 0 | 0 | 0 | 0 | 0 | 0 | 0
Wind Generation Cap 20% - WECC_SF v5.14 | 1481 | 6461 | Generation Constraint in GWh | FALSE | L | Annual | Heat Rate | MMBtu/MWh | 0 | 0 | 0 | 0 | 0 | 0 | 0
Wind Generation Cap 20% - WECC_SF v5.14 | 1481 | 6461 | Generation Constraint in GWh | FALSE | L | Annual | Generation | TWh | 0.43987 | 1.164 | 1.164 | 1.164 | 1.164 | 1.164 | 1.164
Wind Generation Cap 20% - WECC_SF v5.14 | 1481 | 6461 | Generation Constraint in GWh | FALSE | L | Annual | Qualifying Generation | TWh | 0.43987 | 1.164 | 1.164 | 1.164 | 1.164 | 1.164 | 1.164
Wind Generation Cap 20% - WECC_SF v5.14 | 1481 | 6461 | Generation Constraint in GWh | FALSE | L | Annual | Rate | lb/MWh | 0 | 0 | 0 | 0 | 0 | 0 | 0
Wind Generation Cap 20% - WECC_SF v5.14 | 1481 | 6461 | Generation Constraint in GWh | FALSE | L | Annual | Constraint Shadow Price | US2011$/MWh | 0 | 1.4006 | 0 | 0 | 0 | 0 | 0
Wind Generation Cap 20% - WECC_SNV v5.14 | 1482 | 6462 | Generation Constraint in GWh | FALSE | L | Annual | Seasons Included | Seasons | Winter, Summer | Winter, Summer | Winter, Summer | Winter, Summer | Winter, Summer | Winter, Summer | Winter, Summer
Wind Generation Cap 20% - WECC_SNV v5.14 | 1482 | 6462 | Generation Constraint in GWh | FALSE | L | Annual | Standard GWh | GWh | 4306 | 4410 | 4490 | 4713 | 4954 | 5447 | 5990
Wind Generation Cap 20% - WECC_SNV v5.14 | 1482 | 6462 | Generation Constraint in GWh | FALSE | L | Annual | Emissions at Affected Plants | GWh | 0 | 0 | 0 | 0 | 0 | 0 | 0
Wind Generation Cap 20% - WECC_SNV v5.14 | 1482 | 6462 | Generation Constraint in GWh | FALSE | L | Annual | Allowances Purchased | GWh | 0 | 0 | 0 | 0 | 0 | 0 | 0
Wind Generation Cap 20% - WECC_SNV v5.14 | 1482 | 6462 | Generation Constraint in GWh | FALSE | L | Annual | Allowances Sold | GWh | 0 | 0 | 0 | 0 | 0 | 0 | 0
Wind Generation Cap 20% - WECC_SNV v5.14 | 1482 | 6462 | Generation Constraint in GWh | FALSE | L | Annual | Allowances Banked | GWh | 0 | 0 | 0 | 0 | 0 | 0 | 0
Wind Generation Cap 20% - WECC_SNV v5.14 | 1482 | 6462 | Generation Constraint in GWh | FALSE | L | Annual | Allowances Withdrawn (1:1) | GWh | 0 | 0 | 0 | 0 | 0 | 0 | 0
Wind Generation Cap 20% - WECC_SNV v5.14 | 1482 | 6462 | Generation Constraint in GWh | FALSE | L | Annual | Allowances Withdrawn (n:1) | GWh | 0 | 0 | 0 | 0 | 0 | 0 | 0
Wind Generation Cap 20% - WECC_SNV v5.14 | 1482 | 6462 | Generation Constraint in GWh | FALSE | L | Annual | Net Emissions Allowance Position | GWh | 0 | 0 | 0 | 0 | 0 | 0 | 0
Wind Generation Cap 20% - WECC_SNV v5.14 | 1482 | 6462 | Generation Constraint in GWh | FALSE | L | Annual | Fuel Consumed | TBtu | 0 | 0 | 0 | 0 | 0 | 0 | 0
Wind Generation Cap 20% - WECC_SNV v5.14 | 1482 | 6462 | Generation Constraint in GWh | FALSE | L | Annual | Heat Rate | MMBtu/MWh | 0 | 0 | 0 | 0 | 0 | 0 | 0
Wind Generation Cap 20% - WECC_SNV v5.14 | 1482 | 6462 | Generation Constraint in GWh | FALSE | L | Annual | Generation | TWh | 0 | 0 | 0 | 0 | 0 | 0 | 0
Wind Generation Cap 20% - WECC_SNV v5.14 | 1482 | 6462 | Generation Constraint in GWh | FALSE | L | Annual | Qualifying Generation | TWh | 0 | 0 | 0 | 0 | 0 | 0 | 0
Wind Generation Cap 20% - WECC_SNV v5.14 | 1482 | 6462 | Generation Constraint in GWh | FALSE | L | Annual | Rate | lb/MWh | 0 | 0 | 0 | 0 | 0 | 0 | 0
Wind Generation Cap 20% - WECC_SNV v5.14 | 1482 | 6462 | Generation Constraint in GWh | FALSE | L | Annual | Constraint Shadow Price | US2011$/MWh | 0 | 0 | 0 | 0 | 0 | 0 | 0
Wind Generation Cap 20% - WECC_UT v5.14 | 1483 | 6463 | Generation Constraint in GWh | FALSE | L | Annual | Seasons Included | Seasons | Winter, Summer | Winter, Summer | Winter, Summer | Winter, Summer | Winter, Summer | Winter, Summer | Winter, Summer
Wind Generation Cap 20% - WECC_UT v5.14 | 1483 | 6463 | Generation Constraint in GWh | FALSE | L | Annual | Standard GWh | GWh | 7377 | 7550 | 7671 | 7990 | 8289 | 8891 | 9538
Wind Generation Cap 20% - WECC_UT v5.14 | 1483 | 6463 | Generation Constraint in GWh | FALSE | L | Annual | Emissions at Affected Plants | GWh | 798.8453 | 798.9913 | 798.9913 | 798.9913 | 799.018 | 799.018 | 799.018
Wind Generation Cap 20% - WECC_UT v5.14 | 1483 | 6463 | Generation Constraint in GWh | FALSE | L | Annual | Allowances Purchased | GWh | 0 | 0 | 0 | 0 | 0 | 0 | 0
Wind Generation Cap 20% - WECC_UT v5.14 | 1483 | 6463 | Generation Constraint in GWh | FALSE | L | Annual | Allowances Sold | GWh | 0 | 0 | 0 | 0 | 0 | 0 | 0
Wind Generation Cap 20% - WECC_UT v5.14 | 1483 | 6463 | Generation Constraint in GWh | FALSE | L | Annual | Allowances Banked | GWh | 0 | 0 | 0 | 0 | 0 | 0 | 0
Wind Generation Cap 20% - WECC_UT v5.14 | 1483 | 6463 | Generation Constraint in GWh | FALSE | L | Annual | Allowances Withdrawn (1:1) | GWh | 0 | 0 | 0 | 0 | 0 | 0 | 0
Wind Generation Cap 20% - WECC_UT v5.14 | 1483 | 6463 | Generation Constraint in GWh | FALSE | L | Annual | Allowances Withdrawn (n:1) | GWh | 0 | 0 | 0 | 0 | 0 | 0 | 0
Wind Generation Cap 20% - WECC_UT v5.14 | 1483 | 6463 | Generation Constraint in GWh | FALSE | L | Annual | Net Emissions Allowance Position | GWh | 798.8453 | 798.9913 | 798.9913 | 798.9913 | 799.018 | 799.018 | 799.018
Wind Generation Cap 20% - WECC_UT v5.14 | 1483 | 6463 | Generation Constraint in GWh | FALSE | L | Annual | Fuel Consumed | TBtu | 0 | 0 | 0 | 0 | 0 | 0 | 0
Wind Generation Cap 20% - WECC_UT v5.14 | 1483 | 6463 | Generation Constraint in GWh | FALSE | L | Annual | Heat Rate | MMBtu/MWh | 0 | 0 | 0 | 0 | 0 | 0 | 0
Wind Generation Cap 20% - WECC_UT v5.14 | 1483 | 6463 | Generation Constraint in GWh | FALSE | L | Annual | Generation | TWh | 0.79885 | 0.79899 | 0.79899 | 0.79899 | 0.79902 | 0.79902 | 0.79902
Wind Generation Cap 20% - WECC_UT v5.14 | 1483 | 6463 | Generation Constraint in GWh | FALSE | L | Annual | Qualifying Generation | TWh | 0.79885 | 0.79899 | 0.79899 | 0.79899 | 0.79902 | 0.79902 | 0.79902
Wind Generation Cap 20% - WECC_UT v5.14 | 1483 | 6463 | Generation Constraint in GWh | FALSE | L | Annual | Rate | lb/MWh | 0 | 0 | 0 | 0 | 0 | 0 | 0
Wind Generation Cap 20% - WECC_UT v5.14 | 1483 | 6463 | Generation Constraint in GWh | FALSE | L | Annual | Constraint Shadow Price | US2011$/MWh | 0 | 0 | 0 | 0 | 0 | 0 | 0
Wind Generation Cap 20% - WECC_WY v5.14 | 1484 | 6464 | Generation Constraint in GWh | FALSE | L | Annual | Seasons Included | Seasons | Winter, Summer | Winter, Summer | Winter, Summer | Winter, Summer | Winter, Summer | Winter, Summer | Winter, Summer
Wind Generation Cap 20% - WECC_WY v5.14 | 1484 | 6464 | Generation Constraint in GWh | FALSE | L | Annual | Standard GWh | GWh | 4306 | 4306 | 4306 | 4306 | 4306 | 4306 | 4306
Wind Generation Cap 20% - WECC_WY v5.14 | 1484 | 6464 | Generation Constraint in GWh | FALSE | L | Annual | Emissions at Affected Plants | GWh | 4304.8624 | 4304.8624 | 4306 | 4306 | 4306 | 4306 | 4306
Wind Generation Cap 20% - WECC_WY v5.14 | 1484 | 6464 | Generation Constraint in GWh | FALSE | L | Annual | Allowances Purchased | GWh | 0 | 0 | 0 | 0 | 0 | 0 | 0
Wind Generation Cap 20% - WECC_WY v5.14 | 1484 | 6464 | Generation Constraint in GWh | FALSE | L | Annual | Allowances Sold | GWh | 0 | 0 | 0 | 0 | 0 | 0 | 0
Wind Generation Cap 20% - WECC_WY v5.14 | 1484 | 6464 | Generation Constraint in GWh | FALSE | L | Annual | Allowances Banked | GWh | 0 | 0 | 0 | 0 | 0 | 0 | 0
Wind Generation Cap 20% - WECC_WY v5.14 | 1484 | 6464 | Generation Constraint in GWh | FALSE | L | Annual | Allowances Withdrawn (1:1) | GWh | 0 | 0 | 0 | 0 | 0 | 0 | 0
Wind Generation Cap 20% - WECC_WY v5.14 | 1484 | 6464 | Generation Constraint in GWh | FALSE | L | Annual | Allowances Withdrawn (n:1) | GWh | 0 | 0 | 0 | 0 | 0 | 0 | 0
Wind Generation Cap 20% - WECC_WY v5.14 | 1484 | 6464 | Generation Constraint in GWh | FALSE | L | Annual | Net Emissions Allowance Position | GWh | 4304.8624 | 4304.8624 | 4306 | 4306 | 4306 | 4306 | 4306
Wind Generation Cap 20% - WECC_WY v5.14 | 1484 | 6464 | Generation Constraint in GWh | FALSE | L | Annual | Fuel Consumed | TBtu | 0 | 0 | 0 | 0 | 0 | 0 | 0
Wind Generation Cap 20% - WECC_WY v5.14 | 1484 | 6464 | Generation Constraint in GWh | FALSE | L | Annual | Heat Rate | MMBtu/MWh | 0 | 0 | 0 | 0 | 0 | 0 | 0
Wind Generation Cap 20% - WECC_WY v5.14 | 1484 | 6464 | Generation Constraint in GWh | FALSE | L | Annual | Generation | TWh | 4.3049 | 4.3049 | 4.306 | 4.306 | 4.306 | 4.306 | 4.306
Wind Generation Cap 20% - WECC_WY v5.14 | 1484 | 6464 | Generation Constraint in GWh | FALSE | L | Annual | Qualifying Generation | TWh | 4.3049 | 4.3049 | 4.306 | 4.306 | 4.306 | 4.306 | 4.306
Wind Generation Cap 20% - WECC_WY v5.14 | 1484 | 6464 | Generation Constraint in GWh | FALSE | L | Annual | Rate | lb/MWh | 0 | 0 | 0 | 0 | 0 | 0 | 0
Wind Generation Cap 20% - WECC_WY v5.14 | 1484 | 6464 | Generation Constraint in GWh | FALSE | L | Annual | Constraint Shadow Price | US2011$/MWh | 0 | 0 | 0 | 0 | 0 | 0 | 16.5921
Zero Reserve Margin Type 3 Constraints | 1485 | 5803 | MACT Fuel Choice Floor in lbs/MMBtu | FALSE | L | Annual | Seasons Included | Seasons | Winter, Summer | Winter, Summer | Winter, Summer | Winter, Summer | Winter, Summer | Winter, Summer | Winter, Summer
Zero Reserve Margin Type 3 Constraints | 1485 | 5803 | MACT Fuel Choice Floor in lbs/MMBtu | FALSE | L | Annual | Emission Floor | lb/MMBtu | 0 | 0 | 0 | 0 | 0 | 0 | 0
Zero Reserve Margin Type 3 Constraints | 1485 | 5803 | MACT Fuel Choice Floor in lbs/MMBtu | FALSE | L | Annual | Emissions at Affected Plants NOX | Thousand Tons | 0.1509 | 0.062018 | 0.062018 | 0.062018 | 0.062018 | 0.062018 | 0.062018
Zero Reserve Margin Type 3 Constraints | 1485 | 5803 | MACT Fuel Choice Floor in lbs/MMBtu | FALSE | L | Annual | Allowances Purchased NOX | Thousand Tons | 0 | 0 | 0 | 0 | 0 | 0 | 0
Zero Reserve Margin Type 3 Constraints | 1485 | 5803 | MACT Fuel Choice Floor in lbs/MMBtu | FALSE | L | Annual | Allowances Sold NOX | Thousand Tons | 0 | 0 | 0 | 0 | 0 | 0 | 0
Zero Reserve Margin Type 3 Constraints | 1485 | 5803 | MACT Fuel Choice Floor in lbs/MMBtu | FALSE | L | Annual | Allowances Banked | Thousand Tons | 0 | 0 | 0 | 0 | 0 | 0 | 0
Zero Reserve Margin Type 3 Constraints | 1485 | 5803 | MACT Fuel Choice Floor in lbs/MMBtu | FALSE | L | Annual | Allowances Withdrawn (1:1) | Thousand Tons | 0 | 0 | 0 | 0 | 0 | 0 | 0
Zero Reserve Margin Type 3 Constraints | 1485 | 5803 | MACT Fuel Choice Floor in lbs/MMBtu | FALSE | L | Annual | Allowances Withdrawn (n:1) | Thousand Tons | 0 | 0 | 0 | 0 | 0 | 0 | 0
Zero Reserve Margin Type 3 Constraints | 1485 | 5803 | MACT Fuel Choice Floor in lbs/MMBtu | FALSE | L | Annual | Net Emissions Allowance Position | Thousand Tons | 0.1509 | 0.062018 | 0.062018 | 0.062018 | 0.062018 | 0.062018 | 0.062018
Zero Reserve Margin Type 3 Constraints | 1485 | 5803 | MACT Fuel Choice Floor in lbs/MMBtu | FALSE | L | Annual | Fuel Consumed | TBtu | 2.2927 | 0.94225 | 0.94225 | 0.94225 | 0.94225 | 0.94225 | 0.94225
Zero Reserve Margin Type 3 Constraints | 1485 | 5803 | MACT Fuel Choice Floor in lbs/MMBtu | FALSE | L | Annual | Rate | lb/MMBtu | 0.13164 | 0.13164 | 0.13164 | 0.13164 | 0.13164 | 0.13164 | 0.13164
Zero Reserve Margin Type 3 Constraints | 1485 | 5803 | MACT Fuel Choice Floor in lbs/MMBtu | FALSE | L | Annual | Generation | TWh | 0.27622 | 0.11352 | 0.11352 | 0.11352 | 0.11352 | 0.11352 | 0.11352
Zero Reserve Margin Type 3 Constraints | 1485 | 5803 | MACT Fuel Choice Floor in lbs/MMBtu | FALSE | L | Annual | Qualifying Generation | TWh | 0.27622 | 0.11352 | 0.11352 | 0.11352 | 0.11352 | 0.11352 | 0.11352
Zero Reserve Margin Type 3 Constraints | 1485 | 5803 | MACT Fuel Choice Floor in lbs/MMBtu | FALSE | L | Annual | Constraint Shadow Price | US2011$/Ton | 0 | 0 | 0 | 0 | 0 | 0 | 0

## FuelReport
Fuel Consumption by Fuel and Fuel Type [Tbtu] | [7 empty] | Fuel | 2016 | 2018 | 2020 | 2025 | 2030 | 2040 | 2050
[8 empty] | Oil | 6.9337 | 3.7788 | 0.3216 | 0.68846 | 0 | 0 | 0
Fuel Type | 2016 | 2018 | 2020 | 2025 | 2030 | 2040 | 2050 | Pet. Coke | 55.3171 | 32.4598 | 46.6549 | 81.1053 | 101.8595 | 99.7371 | 106.7552
Biomass | 490.7015 | 386.2908 | 463.3949 | 510.7877 | 599.6116 | 580.0353 | 638.8839 | Waste Coal | 73.1609 | 73.1609 | 73.1609 | 73.1609 | 73.1609 | 69.3116 | 69.3116
EPA v5.15 Biomass | 490.7015 | 386.2908 | 463.3949 | 510.7877 | 599.6116 | 580.0353 | 638.8839 | Biomass | 490.7015 | 386.2908 | 463.3949 | 510.7877 | 599.6116 | 580.0353 | 638.8839
Coal | 13562.9736 | 13940.0169 | 14384.9765 | 14009.5694 | 14406.1587 | 12868.389 | 12466.3848 | NaturalGas | 9509.8566 | 9106.4114 | 8729.1123 | 9549.0635 | 9957.3158 | 11829.6384 | 15495.5087
EPA v5.15 Coal BA | 139.7663 | 140.5803 | 140.5803 | 136.2636 | 175.5236 | 259.784 | 155.8476 | Nuclear | 8231.4359 | 8238.4004 | 8402.1002 | 8410.4855 | 8247.1688 | 4986.8624 | 649.6801
EPA v5.15 Coal BB | 1173.2951 | 1069.7759 | 989.7045 | 910.7439 | 921.8692 | 811.9465 | 954.7232 | Coal | 13562.9736 | 13940.0169 | 14384.9765 | 14009.5694 | 14406.1587 | 12868.389 | 12466.3848
EPA v5.15 Coal BD | 23.0095 | 35.0502 | 18.96 | 18.96 | 18.96 | 18.96 | 18.96
EPA v5.15 Coal BE | 1632.7746 | 1505.4665 | 1329.6957 | 1222.2813 | 1256.7192 | 1002.6801 | 792.5348
EPA v5.15 Coal BG | 1755.476 | 2133.8184 | 2220.5146 | 2471.522 | 2131.4143 | 2024.2686 | 2177.6788
EPA v5.15 Coal BH | 2785.3311 | 2816.6869 | 2984.6975 | 2646.925 | 3156.4353 | 2687.6344 | 2487.3763
EPA v5.15 Coal LA | 0 | 0 | 0 | 0 | 0 | 0 | 0
EPA v5.15 Coal LD | 0 | 0 | 0 | 0 | 0 | 0 | 0
EPA v5.15 Coal LE | 848.1848 | 833.5422 | 911.7351 | 911.806 | 931.1356 | 920.2466 | 844.5894
EPA v5.15 Coal LG | 110.8815 | 110.8815 | 110.8815 | 110.8815 | 110.8815 | 110.8815 | 91.245
EPA v5.15 Coal LH | 0 | 0 | 0 | 0 | 0 | 0 | 0
EPA v5.15 Coal SA | 3775.0531 | 4049.0515 | 4513.1352 | 4285.3083 | 4384.8554 | 3542.1332 | 2807.1759
EPA v5.15 Coal SB | 678.3507 | 612.2189 | 596.4385 | 642.0073 | 665.4943 | 815.1778 | 1384.1645
EPA v5.15 Coal SD | 303.8361 | 313.682 | 249.6148 | 333.5095 | 333.5095 | 354.6465 | 432.2473
EPA v5.15 Coal SE | 337.0147 | 319.2626 | 319.0187 | 319.3609 | 319.3609 | 320.0299 | 319.842
Fwaste | 12.1431 | 12.1431 | 12.1431 | 12.1431 | 12.1431 | 12.1431 | 12.1431
EPA v5.15 Fossil Waste | 12.1431 | 12.1431 | 12.1431 | 12.1431 | 12.1431 | 12.1431 | 12.1431
Geothermal | 174.8357 | 174.8357 | 318.6021 | 400.035 | 455.8727 | 457.3691 | 535.7022
EPA v5.15 Geo | 174.8357 | 174.8357 | 318.6021 | 400.035 | 455.8727 | 457.3691 | 535.7022
Hydro | 0 | 0 | 0 | 0 | 0 | 0 | 0
EPA v5.15 Hydro | 0 | 0 | 0 | 0 | 0 | 0 | 0
LF Gas | 165.3505 | 166.0716 | 166.0716 | 166.0716 | 166.0716 | 166.0716 | 166.0716
EPA v5.15 LFG | 165.3505 | 166.0716 | 166.0716 | 166.0716 | 166.0716 | 166.0716 | 166.0716
MSW | 138.365 | 137.6282 | 137.6282 | 137.6282 | 137.6282 | 137.6282 | 137.6282
EPA v5.15 MSW | 138.365 | 137.6282 | 137.6282 | 137.6282 | 137.6282 | 137.6282 | 137.6282
NaturalGas | 9509.8566 | 9106.4114 | 8729.1123 | 9549.0635 | 9957.3158 | 11829.6384 | 15495.5087
EPA v5.15 Gas | 9509.8566 | 9106.4114 | 8729.1123 | 9549.0635 | 9957.3158 | 11829.6384 | 15495.5087
None | 0 | 0 | 0 | 0 | 0 | 0 | 0
EPA v5.15 None | 0 | 0 | 0 | 0 | 0 | 0 | 0
Non-Fossil | 87.5753 | 87.5753 | 87.5753 | 87.5753 | 87.5753 | 87.5753 | 87.5753
EPA v5.15 Non-Fossil waste | 87.5753 | 87.5753 | 87.5753 | 87.5753 | 87.5753 | 87.5753 | 87.5753
Nuclear | 8231.4359 | 8238.4004 | 8402.1002 | 8410.4855 | 8247.1688 | 4986.8624 | 649.6801
EPA v5.15 Nuclear | 8231.4359 | 8238.4004 | 8402.1002 | 8410.4855 | 8247.1688 | 4986.8624 | 649.6801
Oil | 6.9337 | 3.7788 | 0.3216 | 0.68846 | 0 | 0 | 0
EPA v5.15 DFO | 3.9482 | 2.9376 | 0.3216 | 0.68846 | 0 | 0 | 0
EPA v5.15 RFO | 2.9856 | 0.84116 | 0 | 0 | 0 | 0 | 0
Pet. Coke | 55.3171 | 32.4598 | 46.6549 | 81.1053 | 101.8595 | 99.7371 | 106.7552
EPA v5.15 Pet Coke | 55.3171 | 32.4598 | 46.6549 | 81.1053 | 101.8595 | 99.7371 | 106.7552
Pumps | 0 | 0 | 0 | 0 | 0 | 0 | 0
EPA v5.15 Pump Storage | 0 | 0 | 0 | 0 | 0 | 0 | 0
Solar | 0 | 0 | 0 | 0 | 0 | 0 | 0
EPA v5.15 Solar | 0 | 0 | 0 | 0 | 0 | 0 | 0
Tires | 3.3351 | 3.3351 | 3.3351 | 3.3351 | 3.3351 | 3.3351 | 3.3351
EPA v5.15 Tires | 3.3351 | 3.3351 | 3.3351 | 3.3351 | 3.3351 | 3.3351 | 3.3351
Waste Coal | 73.1609 | 73.1609 | 73.1609 | 73.1609 | 73.1609 | 69.3116 | 69.3116
EPA v5.15 Waste Coal | 73.1609 | 73.1609 | 73.1609 | 73.1609 | 73.1609 | 69.3116 | 69.3116
Wind | 0 | 0 | 0 | 0 | 0 | 0 | 0
EPA v5.15 Wind | 0 | 0 | 0 | 0 | 0 | 0 | 0
Grand Total | 32511.9839 | 32362.108 | 32825.0766 | 33441.6491 | 34247.9013 | 31298.0962 | 30368.9797
Fuel Costs by Fuel and Fuel Type[MMUS$]
Fuel Type | 2016 | 2018 | 2020 | 2025 | 2030 | 2040 | 2050
Biomass | 1570.6968 | 1093.5956 | 1330.8114 | 1523.771 | 1862.7685 | 1693.1971 | 1926.3029
EPA v5.15 Biomass | 1570.6968 | 1093.5956 | 1330.8114 | 1523.771 | 1862.7685 | 1693.1971 | 1926.3029
Coal | 30882.0002 | 32179.4733 | 34306.3868 | 35338.897 | 38861.4133 | 38099.8968 | 43016.7421
EPA v5.15 Coal BA | 215.0957 | 223.9096 | 233.5106 | 246.06 | 367.8153 | 689.508 | 502.8358
EPA v5.15 Coal BB | 2751.9517 | 2572.0162 | 2411.513 | 2308.962 | 2582.0642 | 2467.2945 | 3340.4758
EPA v5.15 Coal BD | 82.1672 | 114.8086 | 54.3401 | 58.1082 | 63.182 | 66.1319 | 75.4631
EPA v5.15 Coal BE | 4398.4179 | 4106.0372 | 3656.295 | 3409.0007 | 3722.257 | 3278.6527 | 2944.6114
EPA v5.15 Coal BG | 4503.3614 | 5835.461 | 6309.1067 | 7382.7369 | 6784.0167 | 6867.3462 | 8394.4251
EPA v5.15 Coal BH | 7015.561 | 6668.183 | 7235.6969 | 6910.9643 | 8832.7063 | 8143.5128 | 8935.0825
EPA v5.15 Coal LA | 0 | 0 | 0 | 0 | 0 | 0 | 0
EPA v5.15 Coal LD | 0 | 0 | 0 | 0 | 0 | 0 | 0
EPA v5.15 Coal LE | 1561.7908 | 1631.6992 | 1987.8294 | 2082.2141 | 2234.3465 | 2431.9201 | 2632.3953
EPA v5.15 Coal LG | 202.9476 | 216.2755 | 250.1637 | 262.203 | 275.4666 | 303.4169 | 304.5109
EPA v5.15 Coal LH | 0 | 0 | 0 | 0 | 0 | 0 | 0
EPA v5.15 Coal SA | 8053.9501 | 8893.8793 | 10346.3736 | 10508.8189 | 11540.253 | 10568.2455 | 9865.1981
EPA v5.15 Coal SB | 1317.618 | 1138.528 | 1092.1125 | 1274.2838 | 1470.6697 | 2062.3937 | 4330.6675
EPA v5.15 Coal SD | 269.5791 | 292.3556 | 231.2083 | 364.6402 | 405.3172 | 545.4698 | 897.4914
EPA v5.15 Coal SE | 509.5597 | 486.3201 | 498.2368 | 530.905 | 583.3186 | 676.0048 | 793.5852
Fwaste | 0 | 0 | 0 | 0 | 0 | 0 | 0
EPA v5.15 Fossil Waste | 0 | 0 | 0 | 0 | 0 | 0 | 0
Geothermal | 0 | 0 | 0 | 0 | 0 | 0 | 0
EPA v5.15 Geo | 0 | 0 | 0 | 0 | 0 | 0 | 0
Hydro | 0 | 0 | 0 | 0 | 0 | 0 | 0
EPA v5.15 Hydro | 0 | 0 | 0 | 0 | 0 | 0 | 0
LF Gas | 0 | 0 | 0 | 0 | 0 | 0 | 0
EPA v5.15 LFG | 0 | 0 | 0 | 0 | 0 | 0 | 0
MSW | 0 | 0 | 0 | 0 | 0 | 0 | 0
EPA v5.15 MSW | 0 | 0 | 0 | 0 | 0 | 0 | 0
NaturalGas | 40264.4911 | 41243.1985 | 45247.6421 | 49289.8588 | 59573.0371 | 66093.649 | 97435.9778
EPA v5.15 Gas | 40264.4911 | 41243.1985 | 45247.6421 | 49289.8588 | 59573.0371 | 66093.649 | 97435.9778
None | 0 | 0 | 0 | 0 | 0 | 0 | 0
EPA v5.15 None | 0 | 0 | 0 | 0 | 0 | 0 | 0
Non-Fossil | 0 | 0 | 0 | 0 | 0 | 0 | 0
EPA v5.15 Non-Fossil waste | 0 | 0 | 0 | 0 | 0 | 0 | 0
Nuclear | 6181.8084 | 6252.9459 | 6419.2045 | 6787.2618 | 6886.386 | 4164.0301 | 542.4829
EPA v5.15 Nuclear | 6181.8084 | 6252.9459 | 6419.2045 | 6787.2618 | 6886.386 | 4164.0301 | 542.4829
Oil | 122.7965 | 77.942 | 7.4401 | 17.4146 | 0 | 0 | 0
EPA v5.15 DFO | 82.9532 | 63.8573 | 7.4401 | 17.4146 | 0 | 0 | 0
EPA v5.15 RFO | 39.8433 | 14.0848 | 0 | 0 | 0 | 0 | 0
Pet. Coke | 172.3189 | 96.3682 | 138.5212 | 240.9393 | 302.7129 | 296.6492 | 317.7946
EPA v5.15 Pet Coke | 172.3189 | 96.3682 | 138.5212 | 240.9393 | 302.7129 | 296.6492 | 317.7946
Pumps | 0 | 0 | 0 | 0 | 0 | 0 | 0
EPA v5.15 Pump Storage | 0 | 0 | 0 | 0 | 0 | 0 | 0
Solar | 0 | 0 | 0 | 0 | 0 | 0 | 0
EPA v5.15 Solar | 0 | 0 | 0 | 0 | 0 | 0 | 0
Tires | 0 | 0 | 0 | 0 | 0 | 0 | 0
EPA v5.15 Tires | 0 | 0 | 0 | 0 | 0 | 0 | 0
Waste Coal | 143.0543 | 146.8568 | 151.7618 | 158.3147 | 160.7784 | 164.1433 | 166.0482
EPA v5.15 Waste Coal | 143.0543 | 146.8568 | 151.7618 | 158.3147 | 160.7784 | 164.1433 | 166.0482
Wind | 0 | 0 | 0 | 0 | 0 | 0 | 0
EPA v5.15 Wind | 0 | 0 | 0 | 0 | 0 | 0 | 0
Grand Total | 79337.166 | 81090.3803 | 87601.7679 | 93356.4572 | 107647.0961 | 110511.5655 | 143405.3485
Fuel Costs by Fuel and Fuel Type[US$/MMBtu]
Fuel Type | 2016 | 2018 | 2020 | 2025 | 2030 | 2040 | 2050
Biomass | 3.2009 | 2.831 | 2.8719 | 2.9832 | 3.1066 | 2.9191 | 3.0151
EPA v5.15 Biomass | 3.2009 | 2.831 | 2.8719 | 2.9832 | 3.1066 | 2.9191 | 3.0151
Coal | 2.2769 | 2.3084 | 2.3849 | 2.5225 | 2.6976 | 2.9607 | 3.4506
EPA v5.15 Coal BA | 1.539 | 1.5928 | 1.661 | 1.8058 | 2.0955 | 2.6542 | 3.2265
EPA v5.15 Coal BB | 2.3455 | 2.4043 | 2.4366 | 2.5352 | 2.8009 | 3.0387 | 3.4989
EPA v5.15 Coal BD | 3.571 | 3.2755 | 2.866 | 3.0648 | 3.3324 | 3.488 | 3.9801
EPA v5.15 Coal BE | 2.6938 | 2.7274 | 2.7497 | 2.789 | 2.9619 | 3.2699 | 3.7154
EPA v5.15 Coal BG | 2.5653 | 2.7348 | 2.8413 | 2.9871 | 3.1829 | 3.3925 | 3.8548
EPA v5.15 Coal BH | 2.5188 | 2.3674 | 2.4243 | 2.6109 | 2.7983 | 3.03 | 3.5922
EPA v5.15 Coal LA | 0 | 0 | 0 | 0 | 0 | 0 | 0
EPA v5.15 Coal LD | 0 | 0 | 0 | 0 | 0 | 0 | 0
EPA v5.15 Coal LE | 1.8413 | 1.9575 | 2.1803 | 2.2836 | 2.3996 | 2.6427 | 3.1168
EPA v5.15 Coal LG | 1.8303 | 1.9505 | 2.2561 | 2.3647 | 2.4843 | 2.7364 | 3.3373
EPA v5.15 Coal LH | 0 | 0 | 0 | 0 | 0 | 0 | 0
EPA v5.15 Coal SA | 2.1335 | 2.1965 | 2.2925 | 2.4523 | 2.6318 | 2.9836 | 3.5143
EPA v5.15 Coal SB | 1.9424 | 1.8597 | 1.8311 | 1.9848 | 2.2099 | 2.53 | 3.1287
EPA v5.15 Coal SD | 0.88725 | 0.93201 | 0.92626 | 1.0933 | 1.2153 | 1.5381 | 2.0763
EPA v5.15 Coal SE | 1.512 | 1.5233 | 1.5618 | 1.6624 | 1.8265 | 2.1123 | 2.4812
Fwaste | 0 | 0 | 0 | 0 | 0 | 0 | 0
EPA v5.15 Fossil Waste | 0 | 0 | 0 | 0 | 0 | 0 | 0
Geothermal | 0 | 0 | 0 | 0 | 0 | 0 | 0
EPA v5.15 Geo | 0 | 0 | 0 | 0 | 0 | 0 | 0
Hydro | 0 | 0 | 0 | 0 | 0 | 0 | 0
EPA v5.15 Hydro | 0 | 0 | 0 | 0 | 0 | 0 | 0
LF Gas | 0 | 0 | 0 | 0 | 0 | 0 | 0
EPA v5.15 LFG | 0 | 0 | 0 | 0 | 0 | 0 | 0
MSW | 0 | 0 | 0 | 0 | 0 | 0 | 0
EPA v5.15 MSW | 0 | 0 | 0 | 0 | 0 | 0 | 0
NaturalGas | 4.234 | 4.529 | 5.1835 | 5.1617 | 5.9828 | 5.5871 | 6.288
EPA v5.15 Gas | 4.234 | 4.529 | 5.1835 | 5.1617 | 5.9828 | 5.5871 | 6.288
None | 0 | 0 | 0 | 0 | 0 | 0 | 0
EPA v5.15 None | 0 | 0 | 0 | 0 | 0 | 0 | 0
Non-Fossil | 0 | 0 | 0 | 0 | 0 | 0 | 0
EPA v5.15 Non-Fossil waste | 0 | 0 | 0 | 0 | 0 | 0 | 0
Nuclear | 0.751 | 0.759 | 0.764 | 0.807 | 0.835 | 0.835 | 0.835
EPA v5.15 Nuclear | 0.751 | 0.759 | 0.764 | 0.807 | 0.835 | 0.835 | 0.835
Oil | 17.71 | 20.6261 | 23.1345 | 25.295 | 0 | 0 | 0
EPA v5.15 DFO | 21.0105 | 21.7376 | 23.1345 | 25.295 | 0 | 0 | 0
EPA v5.15 RFO | 13.3453 | 16.7443 | 0 | 0 | 0 | 0 | 0
Pet. Coke | 3.1151 | 2.9688 | 2.9691 | 2.9707 | 2.9719 | 2.9743 | 2.9769
EPA v5.15 Pet Coke | 3.1151 | 2.9688 | 2.9691 | 2.9707 | 2.9719 | 2.9743 | 2.9769
Pumps | 0 | 0 | 0 | 0 | 0 | 0 | 0
EPA v5.15 Pump Storage | 0 | 0 | 0 | 0 | 0 | 0 | 0
Solar | 0 | 0 | 0 | 0 | 0 | 0 | 0
EPA v5.15 Solar | 0 | 0 | 0 | 0 | 0 | 0 | 0
Tires | 0 | 0 | 0 | 0 | 0 | 0 | 0
EPA v5.15 Tires | 0 | 0 | 0 | 0 | 0 | 0 | 0
Waste Coal | 1.9553 | 2.0073 | 2.0744 | 2.1639 | 2.1976 | 2.3682 | 2.3957
EPA v5.15 Waste Coal | 1.9553 | 2.0073 | 2.0744 | 2.1639 | 2.1976 | 2.3682 | 2.3957
Wind | 0 | 0 | 0 | 0 | 0 | 0 | 0
EPA v5.15 Wind | 0 | 0 | 0 | 0 | 0 | 0 | 0
Grand Total | 2.4402 | 2.5057 | 2.6687 | 2.7916 | 3.1432 | 3.5309 | 4.7221

## Table 1-16_US
5.15_OS_NOx_Final_Base_Case
| 2016 | 2018 | 2020 | 2025 | 2030 | 2040 | 2050
1. Reserve Margin Capacity Winter [MW] | 946660.7603 | 960753.2825 | 915925.4797 | 920293.5874 | 951134.6297 | 1037484.8364 | 1107938.511
Plus Firm Contract Purchases Winter [MW] | 0 | 0 | 0 | 0 | 0 | 0 | 0
Plus Transmission In Winter [MW] | 5672.2086 | 4824.6113 | 6484.3996 | 7467.8764 | 11711.5159 | 15684.0723 | 13747.2815
Less Firm Contract Sales Winter [MW] | 0 | 0 | 0 | 0 | 0 | 0 | 0
Less Transmission Out Winter [MW] | 8321.3124 | 7350.1369 | 9918.6833 | 11143.0004 | 16479.9395 | 21467.7857 | 19833.2937
Total Reserve Margin Capacity Winter [MW] | 944011.6565 | 958227.7569 | 912491.196 | 916618.4634 | 946366.206 | 1031701.123 | 1101852.4988
2. Peak Load Winter [MW] | 650626.9023 | 662702.9614 | 673412.1475 | 699661.9288 | 729848.701 | 792791.449 | 845042.8539
Less DSM [MW] | 0 | 0 | 0 | 0 | 0 | 0 | 0
Net Demand Winter [MW] | 650626.9023 | 662702.9614 | 673412.1475 | 699661.9288 | 729848.701 | 792791.449 | 845042.8539
3. Reserve Margin Winter [%] | 45.0926 | 44.5939 | 35.5026 | 31.0088 | 29.6661 | 30.1352 | 30.3901
1. Reserve Margin Capacity Summer [MW] | 946660.7603 | 960753.2825 | 915925.4797 | 920293.5874 | 951134.6297 | 1037484.8364 | 1107938.511
Plus Firm Contract Purchases Summer [MW] | 0 | 0 | 0 | 0 | 0 | 0 | 0
Plus Transmission In Summer [MW] | 28090.4376 | 26162.0012 | 44010.5209 | 70371.4792 | 83421.6233 | 80988.6046 | 78618.8502
Less Firm Contract Sales Summer [MW] | 0 | 0 | 0 | 0 | 0 | 0 | 0
Less Transmission Out Summer [MW] | 28329.6271 | 24778.1391 | 41983.7396 | 69045.5697 | 79374.7154 | 74771.6097 | 72769.4156
Total Reserve Margin Capacity Summer [MW] | 946421.5708 | 962137.1446 | 917952.261 | 921619.4968 | 955181.5376 | 1043701.8313 | 1113787.9456
2. Peak Load Summer [MW] | 735618.5671 | 748996.8392 | 761844.8435 | 792624.4805 | 829420.9632 | 906823.0265 | 966691.045
Less DSM [MW] | 0 | 0 | 0 | 0 | 0 | 0 | 0
Net Demand Summer [MW] | 735618.5671 | 748996.8392 | 761844.8435 | 792624.4805 | 829420.9632 | 906823.0265 | 966691.045
3. Reserve Margin Summer [%] | 28.6566 | 28.4568 | 20.4907 | 16.2744 | 15.1625 | 15.0943 | 15.2165
1. Reserve Margin Capacity Annual [MW] | 946660.7603 | 960753.2825 | 915925.4797 | 920293.5874 | 951134.6297 | 1037484.8364 | 1107938.511
Plus Firm Contract Purchases Annual [MW] | 0 | 0 | 0 | 0 | 0 | 0 | 0
Plus Transmission In Annual [MW] | 29878.9678 | 27853.9946 | 45785.7009 | 71793.0635 | 82969.0055 | 83967.9868 | 81226.1899
Less Firm Contract Sales Annual [MW] | 0 | 0 | 0 | 0 | 0 | 0 | 0
Less Transmission Out Annual [MW] | 28521.5217 | 26644.8588 | 40717.2969 | 62136.4434 | 65186.5181 | 62694.5755 | 58787.6015
Total Reserve Margin Capacity Annual [MW] | 948018.2065 | 961962.4183 | 920993.8837 | 929950.2076 | 968917.1171 | 1058758.2478 | 1130377.0994
(for seasonal/annual regions combined)
2. Peak Load Annual [MW] | 743132.0767 | 756619.53 | 769593.3786 | 800738.0741 | 838029.126 | 916557.7995 | 977140.274
Less DSM [MW] | 0 | 0 | 0 | 0 | 0 | 0 | 0
Net Demand Annual [MW] | 743132.0767 | 756619.53 | 769593.3786 | 800738.0741 | 838029.126 | 916557.7995 | 977140.274
(for seasonal/annual regions combined)
3. Reserve Margin Annual [%] | 27.5706 | 27.1395 | 19.6728 | 16.1366 | 15.6185 | 15.5146 | 15.6822
(for seasonal/annual regions combined)
4. Total Generation [GWh] | 4055694.5768 | 4130252.5426 | 4188953.4837 | 4327834.6057 | 4467472.8893 | 4745123.2635 | 5047459.2139
Inter-Region Transmission [GWh] | 5407.9638 | 12557.0723 | 8822.9288 | 10388.7076 | 9866.1067 | 2305.3367 | -4189.5266
Pumping & Storage Losses [GWh] | 10159.5181 | 8672.9178 | 10090.7215 | 10445.724 | 11984.6735 | 6873.1232 | 7284.2799
Plus Purchases [GWh] | 0 | 0 | 0 | 0 | 0 | 0 | 0
Less Sales [GWh] | 0 | 0 | 0 | 0 | 0 | 0 | 0
5. Total Supply for Demand [GWh] | 4050943.0224 | 4134136.6972 | 4187685.6911 | 4327777.5893 | 4465354.3225 | 4740555.477 | 5035985.4074
6. Projected Demand [GWh] | 4050930.392 | 4134081.624 | 4187636.706 | 4327710.399 | 4465284.252 | 4740546.761 | 5035975.4629
Energy Not Served [GWh] | 0 | 0 | 0 | 0 | 0 | 0 | 0
Less DSM [GWh] | 0 | 0 | 0 | 0 | 0 | 0 | 0
Energy Demand Response [GWh] | 0 | 0 | 0 | 0 | 0 | 0 | 0
Net Demand [GWh] | 4050930.392 | 4134081.624 | 4187636.706 | 4327710.399 | 4465284.252 | 4740546.761 | 5035975.4629
7. Dumped Energy [GWh] | 12.6304 | 55.0732 | 48.9851 | 67.1903 | 70.0705 | 8.716 | 9.9445
8. Total Generation [GWh] | 4055694.5768 | 4130252.5426 | 4188953.4837 | 4327834.6057 | 4467472.8893 | 4745123.2635 | 5047459.2139
Less T&D Losses [GWh] | 274715.175 | 268933.8384 | 267703.8598 | 270494.3837 | 279070.6693 | 296704.7488 | 316514.8342
9. Total Sales [GWh] | 3780979.4018 | 3861318.7042 | 3921249.6239 | 4057340.222 | 4188402.22 | 4448418.5146 | 4730944.3797
Capacity Avoided Costs [US$/kW]
ANNUAL | 2.2678 | 1.7924 | 3.163 | 24.0849 | 47.244 | 72.6546 | 73.1256
WINTER | 0.27103 | 0.27103 | 0.3162 | 0.44744 | 0.86215 | 0.62805 | 0.6616
SUMMER | 1.9968 | 1.5214 | 2.8468 | 23.6374 | 46.3819 | 72.0265 | 72.464
10. Capacity by Capacity Reporting Type [MW]
00 New Combined Cycle | 71 | 10245.6 | 13205.6208 | 17265.2125 | 42627.2239 | 97944.6663 | 182017.6143
00 New Combined Cycle - Uncontrolled | 0 | 0 | 0 | 0 | 0 | 0 | 0
00 New Combined Cycle with Carbon Capture | 0 | 0 | 0 | 0 | 0 | 0 | 0
00 New Combustion Turbine | 2476.4939 | 4057.8358 | 5003.2439 | 5300.4234 | 10957.1857 | 29579.1703 | 46194.3324
00 New Energy Efficiency | 0 | 0 | 0 | 0 | 0 | 0 | 0
00 New Hydro | 51.08 | 52.9 | 4888.9 | 10689.4838 | 10726.9424 | 10726.9424 | 10726.9424
00 New Nuclear | 0 | 0 | 0 | 0 | 0 | 0 | 0
00 New Biomass | 101.8 | 311.8 | 311.8 | 311.8 | 311.8 | 311.8 | 311.8
00 New Geothermal | 49 | 49 | 677.8 | 1033.9685 | 1278.1895 | 1284.7343 | 1627.3449
00 New Landfill Gas | 153.6 | 159.9 | 159.9 | 159.9 | 159.9 | 159.9 | 159.9
00 New Offshore Wind | 0 | 12 | 12 | 12 | 12 | 12 | 12
00 New Onshore Wind | 6339.42 | 27393.3091 | 27594.0682 | 30902.2945 | 31517.3728 | 31754.1189 | 32781.803
00 New Solar PV | 2760.08 | 4376.2103 | 8368.3401 | 11944.5572 | 20784.2876 | 242600.1619 | 328094.4101
00 New Solar Thermal | 0 | 500 | 500 | 500 | 500 | 500 | 500
00 New Fuel Cell | 19.4 | 19.4 | 19.4 | 19.4 | 19.4 | 19.4 | 19.4
00 New IGCC | 0 | 0 | 0 | 0 | 0 | 0 | 0
00 New Advanced Coal with CCS | 0 | 0 | 0 | 0 | 0 | 0 | 0
00 New SPC - Uncontrolled | 0 | 0 | 0 | 0 | 0 | 0 | 0
00 New SPC-WetFGD_SCR | 0 | 0 | 0 | 0 | 0 | 0 | 0
00 New Future Technology | 0 | 0 | 0 | 0 | 0 | 0 | 0
00 Exist Combined Cycle | 237346.6 | 238814.6 | 234687.6196 | 234687.6196 | 234687.6196 | 234687.6196 | 234687.6196
00 Exist Combustion Turbine | 143919.92 | 143672.72 | 138345.6234 | 138345.6234 | 138023.6234 | 138023.6234 | 138023.6234
00 Exist Coal Steam_Uncontrolled | 8933.9787 | 6117.9787 | 1345.2631 | 994.2631 | 994.2631 | 908.2 | 860.2
00 Exist Coal Steam_ACI | 3495.9 | 2755.9 | 244.5 | 10.5 | 10.5 | 10.5 | 10.5
00 Exist Coal Steam_ACI_DSI | 4289.6543 | 4240.0402 | 3337.5007 | 3337.5007 | 2907.0082 | 2907.0082 | 2907.0082
00 Exist Coal Steam_DryFGD | 2658.1596 | 1618.4201 | 1482.4201 | 1216.4201 | 1216.4201 | 1216.4201 | 1216.4201
00 Exist Coal Steam_DryFGD_ACI | 7559.6279 | 7311.3383 | 6052.3383 | 6052.3383 | 6052.3383 | 6052.3383 | 6052.3383
00 Exist Coal Steam_DryFGD_SCR | 3752.4252 | 3752.099 | 1764.0287 | 1764.0287 | 1764.0287 | 1434.0287 | 1434.0287
00 Exist Coal Steam_DryFGD_SCR_ACI | 14165.9 | 13273.9 | 10972 | 10972 | 10972 | 10972 | 10972
00 Exist Coal Steam_DryFGD_SCR_ACI_DSI | 1530 | 1530 | 1530 | 1530 | 1530 | 1530 | 1530
00 Exist Coal Steam_DryFGD_SNCR | 348.8 | 348.8 | 283.8 | 283.8 | 283.8 | 283.8 | 283.8
00 Exist Coal Steam_DryFGD_SNCR_ACI | 3280 | 2967.6441 | 2815.6441 | 2815.6441 | 2815.6441 | 2815.6441 | 2815.6441
00 Exist Coal Steam_DSI | 339 | 339 | 4.0047e-07 | 4.0047e-07 | 4.0047e-07 | 4.0047e-07 | 4.0047e-07
00 Exist Coal Steam_SCR | 741 | 741 | 1.3675e-06 | 1.3675e-06 | 1.3675e-06 | 1.3675e-06 | 1.3675e-06
00 Exist Coal Steam_SCR_ACI | 438 | 438 | 3.872e-07 | 3.872e-07 | 3.872e-07 | 3.872e-07 | 3.872e-07
00 Exist Coal Steam_SCR_DSI | 351 | 351 | 0 | 0 | 0 | 0 | 0
00 Exist Coal Steam_SNCR | 2633.8746 | 1733.8746 | 82.9085 | 82.9085 | 82.9085 | 82.9085 | 82.9085
00 Exist Coal Steam_SNCR_ACI | 825 | 1.7717e-06 | 1.7717e-06 | 1.7717e-06 | 1.7717e-06 | 1.7717e-06 | 1.7717e-06
00 Exist Coal Steam_SNCR_ACI_DSI | 520 | 0 | 0 | 0 | 0 | 0 | 0
00 Exist Coal Steam_SNCR_DSI | 593 | 593 | 0 | 0 | 0 | 0 | 0
00 Exist Coal Steam_WetFGD | 12784.9756 | 10857.7793 | 5840.3185 | 5072.5671 | 5072.5671 | 5072.5671 | 5072.5671
00 Exist Coal Steam_WetFGD_ACI | 12922 | 11690.1977 | 10551.8467 | 10551.8467 | 10551.8467 | 10551.8467 | 10551.8467
00 Exist Coal Steam_WetFGD_ACI_DSI | 1659 | 1659 | 1659 | 1659 | 1659 | 1659 | 1659
00 Exist Coal Steam_WetFGD_SCR | 76171.3257 | 74610.3257 | 63819.298 | 63819.298 | 63819.298 | 62709.298 | 62709.298
00 Exist Coal Steam_WetFGD_SCR_ACI | 25847 | 25847 | 21432 | 21432 | 21432 | 21432 | 20832
00 Exist Coal Steam_WetFGD_SCR_ACI_DSI | 1454 | 1454 | 1454 | 1454 | 1454 | 1454 | 1454
00 Exist Coal Steam_WetFGD_SCR_DSI | 1005 | 1005 | 1005 | 1005 | 1005 | 1005 | 1005
00 Exist Coal Steam_WetFGD_SNCR | 4178.901 | 4019.901 | 1637 | 1637 | 1637 | 1637 | 1637
00 Exist Coal Steam_WetFGD_SNCR_ACI | 2592 | 2592 | 2201 | 2201 | 2201 | 2201 | 2201
00 Exist Coal Steam_WetFGD_SNCR_ACI_DSI | 638 | 638 | 638 | 638 | 638 | 638 | 638
00 Exist FBC_Uncontrolled | 1445 | 1445 | 937 | 937 | 937 | 937 | 937
00 Exist FBC_ACI | 340 | 340 | 305 | 305 | 305 | 305 | 305
00 Exist FBC_DryFGD | 43 | 43 | 43 | 43 | 43 | 0 | 0
00 Exist FBC_DryFGD_SNCR | 2651 | 2402 | 1853.0243 | 1853.0243 | 1853.0243 | 1853.0243 | 1853.0243
00 Exist FBC_DryFGD_SNCR_ACI | 1254 | 1254 | 1155 | 1155 | 1155 | 1155 | 1155
00 Exist FBC_SNCR | 875 | 875 | 501 | 501 | 501 | 501 | 501
00 Exist FBC_SNCR_ACI | 10.6 | 10.6 | 10.6 | 10.6 | 10.6 | 10.6 | 10.6
00 Exist FBC_WetFGD_SNCR_ACI | 286 | 286 | 286 | 286 | 286 | 286 | 286
00 Exist IGCC | 1646.7 | 1646.7 | 1601.7 | 1601.7 | 1601.7 | 1601.7 | 1601.7
00 Exist Fossil_Other | 435.8 | 435.8 | 435.8 | 435.8 | 435.8 | 435.8 | 435.8
00 Exist Fuel Cell | 119.1 | 119.1 | 119.1 | 119.1 | 119.1 | 119.1 | 119.1
00 Exist Hydro | 79294.93 | 79294.93 | 79294.93 | 79294.93 | 79294.93 | 79294.93 | 79294.93
00 Exist Non Fossil_Other | 4273.2 | 4255.2 | 4255.2 | 4255.2 | 4255.2 | 4255.2 | 4255.2
00 Exist Nuclear | 99130 | 99203.6332 | 101183.073 | 101183.073 | 99281.073 | 59565 | 7846
00 Exist Oil/Gas Steam | 69242.8603 | 67450.5603 | 60970.2238 | 59618.3025 | 59618.3025 | 59618.3025 | 59618.3025
00 Exist Oil/Gas Steam_SCR | 15556.9 | 14606.9 | 13626.9 | 12117.9 | 12117.9 | 12117.9 | 12117.9
00 Exist Oil/Gas Steam_SNCR | 4175 | 4097 | 3405 | 3405 | 3405 | 3405 | 3405
00 Exist Biomass | 4340.6 | 4340.6 | 4340.6 | 4340.6 | 4340.6 | 4340.6 | 4340.6
00 Exist Landfill Gas | 2053.2 | 2053 | 2053 | 2053 | 2053 | 2053 | 2053
00 Exist Geothermal | 2592.7 | 2592.7 | 2592.7 | 2592.7 | 2592.7 | 2592.7 | 2592.7
00 Exist Pump Storage | 22351.9 | 22351.9 | 22351.9 | 22351.9 | 22351.9 | 22351.9 | 22351.9
00 Exist Solar PV | 12336.9 | 12596.9 | 12595.9 | 12595.9 | 12595.9 | 12592 | 12592
00 Exist Solar Thermal | 2453 | 2453 | 2453 | 2453 | 2453 | 2453 | 2453
00 Exist Wind | 76345.606 | 76289.206 | 76689.206 | 76689.206 | 76689.206 | 76689.206 | 76689.206
00 International Imports | 200 | 200 | 200 | 200 | 200 | 200 | 200
00 Ret.ACI | 2699.0105 | 1630.0647 | 659.7107 | 659.7107 | 485.3225 | 485.3225 | 485.3225
00 Ret.ACI & DryFGD | 1233.287 | 366.0158 | 366.0158 | 366.0158 | 366.0158 | 366.0158 | 366.0158
00 Ret.ACI & DryFGD & HRI | 0 | 0 | 0 | 0 | 0 | 0 | 0
00 Ret.ACI & DSI | 10449.9543 | 10449.9543 | 10449.9543 | 10449.9543 | 10449.9543 | 8798.2689 | 8798.2689
00 Ret.ACI & DSI & DryFGD | 0 | 0 | 0 | 0 | 0 | 0 | 0
00 Ret.ACI & DSI & DryFGD & HRI | 0 | 0 | 0 | 0 | 0 | 0 | 0
00 Ret.ACI & DSI & HRI | 0 | 0 | 0 | 0 | 0 | 0 | 0
00 Ret.ACI & DSI & WetFGD & HRI | 0 | 0 | 0 | 0 | 0 | 0 | 0
00 Ret.ACI & HRI | 0 | 0 | 0 | 0 | 0 | 0 | 0
00 Ret.ACI & SCR | 0 | 0 | 0 | 0 | 0 | 0 | 0
00 Ret.ACI & SCR & DryFGD & CCS | 0 | 0 | 0 | 0 | 0 | 0 | 0
00 Ret.ACI & SCR & DryFGD & HRI | 0 | 0 | 0 | 0 | 0 | 0 | 0
00 Ret.ACI & SCR & DryFGD & HRI & CCS | 0 | 0 | 0 | 0 | 0 | 0 | 0
00 Ret.ACI & SCR & DSI | 0 | 0 | 0 | 0 | 0 | 0 | 0
00 Ret.ACI & SCR & DSI & DryFGD | 0 | 0 | 0 | 0 | 0 | 0 | 0
00 Ret.ACI & SCR & DSI & DryFGD & HRI | 0 | 0 | 0 | 0 | 0 | 0 | 0
00 Ret.ACI & SCR & DSI & HRI | 0 | 0 | 0 | 0 | 0 | 0 | 0
00 Ret.ACI & SCR & DSI & WetFGD | 0 | 0 | 0 | 0 | 0 | 0 | 0
00 Ret.ACI & SCR & DSI & WetFGD & HRI | 0 | 0 | 0 | 0 | 0 | 0 | 0
00 Ret.ACI & SCR & HRI | 0 | 0 | 0 | 0 | 0 | 0 | 0
00 Ret.ACI & SCR & WetFGD & CCS | 0 | 0 | 0 | 0 | 0 | 0 | 0
00 Ret.ACI & SCR & WetFGD & HRI | 0 | 0 | 0 | 0 | 0 | 0 | 0
00 Ret.ACI & SCR & WetFGD & HRI & CCS | 0 | 0 | 0 | 0 | 0 | 0 | 0
00 Ret.ACI & SNCR | 0 | 0 | 0 | 0 | 0 | 0 | 0
00 Ret.ACI & SNCR & DSI | 0 | 0 | 0 | 0 | 0 | 0 | 0
00 Ret.ACI & SNCR & DSI & DryFGD | 0 | 0 | 0 | 0 | 0 | 0 | 0
00 Ret.ACI & SNCR & DSI & DryFGD & HRI | 0 | 0 | 0 | 0 | 0 | 0 | 0
00 Ret.ACI & SNCR & DSI & HRI | 0 | 0 | 0 | 0 | 0 | 0 | 0
00 Ret.ACI & SNCR & DSI & WetFGD | 0 | 0 | 0 | 0 | 0 | 0 | 0
00 Ret.ACI & SNCR & DSI & WetFGD & HRI | 0 | 0 | 0 | 0 | 0 | 0 | 0
00 Ret.ACI & SNCR & HRI | 0 | 0 | 0 | 0 | 0 | 0 | 0
00 Ret.ACI & WetFGD | 71.091 | 1032.8297 | 1032.8297 | 1032.8297 | 1032.8297 | 1032.8297 | 1032.8297
00 Ret.ACI & WetFGD & DSI | 0 | 0 | 0 | 0 | 0 | 0 | 0
00 Ret.ACI & WetFGD & HRI | 0 | 0 | 0 | 0 | 0 | 0 | 0
00 Ret.C2G | 7569 | 11194.5601 | 5048.5807 | 2925.8579 | 2925.8579 | 2925.8579 | 2925.8579
00 Ret.C2G & SCR | 0 | 226.5535 | 260.5328 | 265.6468 | 265.6468 | 265.6468 | 265.6468
00 Ret.CCG | 0 | 0 | 0 | 0 | 0 | 0 | 0
00 Ret.DryFGD | 0 | 583.6572 | 583.6572 | 583.6572 | 583.6572 | 583.6572 | 583.6572
00 Ret.DryFGD & ACI & CCS | 0 | 0 | 0 | 0 | 0 | 0 | 0
00 Ret.DryFGD & ACI & HRI & CCS | 0 | 0 | 0 | 0 | 0 | 0 | 0
00 Ret.DryFGD & CCS | 0 | 0 | 0 | 0 | 0 | 0 | 0
00 Ret.DryFGD & HRI | 0 | 0 | 0 | 0 | 0 | 0 | 0
00 Ret.DryFGD & HRI & CCS | 0 | 0 | 0 | 0 | 0 | 0 | 0
00 Ret.DSI | 56.5685 | 56.5685 | 56.5685 | 0 | 0 | 0 | 0
00 Ret.DSI & DryFGD | 0 | 0 | 0 | 0 | 0 | 0 | 0
00 Ret.DSI & DryFGD & HRI | 0 | 0 | 0 | 0 | 0 | 0 | 0
00 Ret.DSI & HRI | 0 | 0 | 0 | 0 | 0 | 0 | 0
00 Ret.DSI & WetFGD | 0 | 0 | 0 | 0 | 0 | 0 | 0
00 Ret.DSI & WetFGD & HRI | 0 | 0 | 0 | 0 | 0 | 0 | 0
00 Ret.Exist FBC_DryFGD_SNCR_ACI & CCS | 0 | 0 | 0 | 0 | 0 | 0 | 0
00 Ret.ExistACI & DryFGD | 320.5577 | 320.5577 | 320.5577 | 320.5577 | 320.5577 | 320.5577 | 320.5577
00 Ret.ExistACI & DryFGD & CCS | 0 | 0 | 0 | 0 | 0 | 0 | 0
00 Ret.ExistACI & DryFGD & HRI | 0 | 0 | 0 | 0 | 0 | 0 | 0
00 Ret.ExistACI & DryFGD & HRI & CCS | 0 | 0 | 0 | 0 | 0 | 0 | 0
00 Ret.ExistACI & DSI | 1601.2849 | 1601.2849 | 1601.2849 | 1601.2849 | 1601.2849 | 1601.2849 | 1601.2849
00 Ret.ExistACI & DSI & DryFGD | 0 | 0 | 0 | 0 | 0 | 0 | 0
00 Ret.ExistACI & DSI & DryFGD & HRI | 0 | 0 | 0 | 0 | 0 | 0 | 0
00 Ret.ExistACI & DSI & HRI | 0 | 0 | 0 | 0 | 0 | 0 | 0
00 Ret.ExistACI & DSI & WetFGD | 0 | 0 | 0 | 0 | 0 | 0 | 0
00 Ret.ExistACI & DSI & WetFGD & HRI | 0 | 0 | 0 | 0 | 0 | 0 | 0
00 Ret.ExistACI & HRI | 0 | 0 | 0 | 0 | 0 | 0 | 0
00 Ret.ExistACI & HRI & WetFGD | 0 | 0 | 0 | 0 | 0 | 0 | 0
00 Ret.ExistACI & SCR | 0 | 0 | 0 | 0 | 0 | 0 | 0
00 Ret.ExistACI & SCR & DryFGD | 0 | 0 | 0 | 0 | 0 | 0 | 0
00 Ret.ExistACI & SCR & DryFGD & CCS | 0 | 0 | 0 | 0 | 0 | 0 | 0
00 Ret.ExistACI & SCR & DryFGD & HRI | 0 | 0 | 0 | 0 | 0 | 0 | 0
00 Ret.ExistACI & SCR & DryFGD & HRI & CCS | 0 | 0 | 0 | 0 | 0 | 0 | 0
00 Ret.ExistACI & SCR & DSI | 0 | 0 | 0 | 0 | 0 | 0 | 0
00 Ret.ExistACI & SCR & DSI & DryFGD | 0 | 0 | 0 | 0 | 0 | 0 | 0
00 Ret.ExistACI & SCR & DSI & DryFGD & HRI | 0 | 0 | 0 | 0 | 0 | 0 | 0
00 Ret.ExistACI & SCR & DSI & HRI | 0 | 0 | 0 | 0 | 0 | 0 | 0
00 Ret.ExistACI & SCR & HRI | 0 | 0 | 0 | 0 | 0 | 0 | 0
00 Ret.ExistACI & SCR & WetFGD | 0 | 0 | 0 | 0 | 0 | 0 | 0
00 Ret.ExistACI & SCR & WetFGD & CCS | 0 | 0 | 0 | 0 | 0 | 0 | 0
00 Ret.ExistACI & SCR & WetFGD & HRI | 0 | 0 | 0 | 0 | 0 | 0 | 0
00 Ret.ExistACI & SCR & WetFGD & HRI & CCS | 0 | 0 | 0 | 0 | 0 | 0 | 0
00 Ret.ExistACI & SNCR | 0 | 0 | 0 | 0 | 0 | 0 | 0
00 Ret.ExistACI & SNCR & DryFGD | 0 | 0 | 0 | 0 | 0 | 0 | 0
00 Ret.ExistACI & SNCR & DryFGD & HRI | 0 | 0 | 0 | 0 | 0 | 0 | 0
00 Ret.ExistACI & SNCR & DSI | 0 | 0 | 0 | 0 | 0 | 0 | 0
00 Ret.ExistACI & SNCR & DSI & HRI | 0 | 0 | 0 | 0 | 0 | 0 | 0
00 Ret.ExistACI & SNCR & HRI | 0 | 0 | 0 | 0 | 0 | 0 | 0
00 Ret.ExistACI & SNCR & WetFGD | 0 | 0 | 0 | 0 | 0 | 0 | 0
00 Ret.ExistACI & SNCR & WetFGD & HRI | 0 | 0 | 0 | 0 | 0 | 0 | 0
00 Ret.ExistACI & WetFGD | 1182.0448 | 1182.0448 | 1182.0448 | 1182.0448 | 1182.0448 | 1182.0448 | 1182.0448
00 Ret.ExistACI & WetFGD & CCS | 0 | 0 | 0 | 0 | 0 | 0 | 0
00 Ret.ExistACI & WetFGD & HRI & CCS | 0 | 0 | 0 | 0 | 0 | 0 | 0
00 Ret.ExistACI_DSI & DryFGD | 249.6908 | 271.0246 | 271.0246 | 271.0246 | 271.0246 | 271.0246 | 271.0246
00 Ret.ExistACI_DSI & DryFGD & CCS | 0 | 0 | 0 | 0 | 0 | 0 | 0
00 Ret.ExistACI_DSI & DryFGD & HRI | 0 | 0 | 0 | 0 | 0 | 0 | 0
00 Ret.ExistACI_DSI & DryFGD & HRI & CCS | 0 | 0 | 0 | 0 | 0 | 0 | 0
00 Ret.ExistACI_DSI & HRI | 0 | 0 | 0 | 0 | 0 | 0 | 0
00 Ret.ExistACI_DSI & SCR | 0 | 27.8061 | 29.3366 | 29.3366 | 1e-06 | 1e-06 | 1e-06
00 Ret.ExistACI_DSI & SCR & DryFGD | 0 | 0 | 0 | 0 | 0 | 0 | 0
00 Ret.ExistACI_DSI & SCR & DryFGD & CCS | 0 | 0 | 0 | 0 | 0 | 0 | 0
00 Ret.ExistACI_DSI & SCR & DryFGD & HRI | 0 | 0 | 0 | 0 | 0 | 0 | 0
00 Ret.ExistACI_DSI & SCR & DryFGD & HRI & CCS | 0 | 0 | 0 | 0 | 0 | 0 | 0
00 Ret.ExistACI_DSI & SCR & HRI | 0 | 0 | 0 | 0 | 0 | 0 | 0
00 Ret.ExistACI_DSI & SCR & WetFGD | 0 | 0 | 0 | 0 | 2558.6215 | 2558.6215 | 2558.6215
00 Ret.ExistACI_DSI & SCR & WetFGD & CCS | 0 | 0 | 0 | 0 | 0 | 0 | 0
00 Ret.ExistACI_DSI & SCR & WetFGD & HRI | 0 | 0 | 0 | 0 | 0 | 0 | 0
00 Ret.ExistACI_DSI & SCR & WetFGD & HRI & CCS | 0 | 0 | 0 | 0 | 0 | 0 | 0
00 Ret.ExistACI_DSI & SNCR | 0 | 0 | 0 | 0 | 0 | 0 | 0
00 Ret.ExistACI_DSI & SNCR & DryFGD | 0 | 0 | 0 | 0 | 0 | 0 | 0
00 Ret.ExistACI_DSI & SNCR & DryFGD & HRI | 0 | 0 | 0 | 0 | 0 | 0 | 0
00 Ret.ExistACI_DSI & SNCR & HRI | 0 | 0 | 0 | 0 | 0 | 0 | 0
00 Ret.ExistACI_DSI & SNCR & WetFGD | 0 | 0 | 0 | 0 | 0 | 0 | 0
00 Ret.ExistACI_DSI & SNCR & WetFGD & HRI | 0 | 0 | 0 | 0 | 0 | 0 | 0
00 Ret.ExistACI_DSI & WetFGD | 2575.2091 | 2575.2091 | 2575.2091 | 2575.2091 | 1.9733 | 1.9733 | 1.9733
00 Ret.ExistACI_DSI & WetFGD & CCS | 0 | 0 | 0 | 0 | 0 | 0 | 0
00 Ret.ExistACI_DSI & WetFGD & HRI | 0 | 0 | 0 | 0 | 0 | 0 | 0
00 Ret.ExistACI_DSI & WetFGD & HRI & CCS | 0 | 0 | 0 | 0 | 0 | 0 | 0
00 Ret.ExistDryFGD & ACI | 3188.5936 | 2894.6938 | 2476.1358 | 2476.1358 | 2476.1358 | 2476.1358 | 2476.1358
00 Ret.ExistDryFGD & ACI & CCS | 0 | 0 | 0 | 0 | 0 | 0 | 0
00 Ret.ExistDryFGD & ACI & HRI | 0 | 0 | 0 | 0 | 0 | 0 | 0
00 Ret.ExistDryFGD & ACI & HRI & CCS | 0 | 0 | 0 | 0 | 0 | 0 | 0
00 Ret.ExistDryFGD & ACI & SCR | 0 | 292.1033 | 292.1033 | 292.1033 | 292.1033 | 292.1033 | 292.1033
00 Ret.ExistDryFGD & ACI & SCR & CCS | 0 | 0 | 0 | 0 | 0 | 0 | 0
00 Ret.ExistDryFGD & ACI & SCR & HRI | 0 | 0 | 0 | 0 | 0 | 0 | 0
00 Ret.ExistDryFGD & ACI & SCR & HRI & CCS | 0 | 0 | 0 | 0 | 0 | 0 | 0
00 Ret.ExistDryFGD & ACI & SNCR | 0 | 0 | 0 | 0 | 0 | 0 | 0
00 Ret.ExistDryFGD & ACI & SNCR & HRI | 0 | 0 | 0 | 0 | 0 | 0 | 0
00 Ret.ExistDryFGD & CCS | 0 | 0 | 0 | 0 | 0 | 0 | 0
00 Ret.ExistDryFGD & HRI | 0 | 0 | 0 | 0 | 0 | 0 | 0
00 Ret.ExistDryFGD & HRI & CCS | 0 | 0 | 0 | 0 | 0 | 0 | 0
00 Ret.ExistDryFGD & SCR | 0 | 500.8128 | 500.8128 | 500.8128 | 500.8128 | 500.8128 | 500.8128
00 Ret.ExistDryFGD & SCR & CCS | 0 | 0 | 0 | 0 | 0 | 0 | 0
00 Ret.ExistDryFGD & SCR & HRI | 0 | 0 | 0 | 0 | 0 | 0 | 0
00 Ret.ExistDryFGD & SCR & HRI & CCS | 0 | 0 | 0 | 0 | 0 | 0 | 0
00 Ret.ExistDryFGD & SNCR | 0 | 0 | 0 | 0 | 0 | 0 | 0
00 Ret.ExistDryFGD & SNCR & HRI | 0 | 0 | 0 | 0 | 0 | 0 | 0
00 Ret.ExistDryFGD_ACI & CCS | 0 | 0 | 0 | 0 | 0 | 0 | 0
00 Ret.ExistDryFGD_ACI & HRI | 0 | 0 | 0 | 0 | 0 | 0 | 0
00 Ret.ExistDryFGD_ACI & HRI & CCS | 0 | 0 | 0 | 0 | 0 | 0 | 0
00 Ret.ExistDryFGD_ACI & SCR | 33.1753 | 335.0459 | 1025.9952 | 1025.9952 | 1025.9952 | 1025.9952 | 1025.9952
00 Ret.ExistDryFGD_ACI & SCR & CCS | 0 | 0 | 0 | 0 | 0 | 0 | 0
00 Ret.ExistDryFGD_ACI & SCR & HRI | 0 | 0 | 0 | 0 | 0 | 0 | 0
00 Ret.ExistDryFGD_ACI & SCR & HRI & CCS | 0 | 0 | 0 | 0 | 0 | 0 | 0
00 Ret.ExistDryFGD_SCR & ACI & CCS | 0 | 0 | 0 | 0 | 0 | 0 | 0
00 Ret.ExistDryFGD_SCR & ACI & HRI | 0 | 0 | 0 | 0 | 0 | 0 | 0
00 Ret.ExistDryFGD_SCR & ACI & HRI & CCS | 0 | 0 | 0 | 0 | 0 | 0 | 0
00 Ret.ExistDryFGD_SCR & CCS | 0 | 0 | 0 | 0 | 0 | 0 | 0
00 Ret.ExistDryFGD_SNCR & ACI & HRI | 0 | 0 | 0 | 0 | 0 | 0 | 0
00 Ret.ExistDSI & ACI | 583.3118 | 583.3118 | 0 | 0 | 0 | 0 | 0
00 Ret.ExistDSI & ACI & HRI | 0 | 0 | 0 | 0 | 0 | 0 | 0
00 Ret.ExistDSI & ACI & SCR | 0 | 0 | 0 | 0 | 0 | 0 | 0
00 Ret.ExistDSI & ACI & SCR & DryFGD & CCS | 0 | 0 | 0 | 0 | 0 | 0 | 0
00 Ret.ExistDSI & ACI & SCR & DryFGD & HRI | 0 | 0 | 0 | 0 | 0 | 0 | 0
00 Ret.ExistDSI & ACI & SCR & DryFGD & HRI & CCS | 0 | 0 | 0 | 0 | 0 | 0 | 0
00 Ret.ExistDSI & ACI & SCR & HRI | 0 | 0 | 0 | 0 | 0 | 0 | 0
00 Ret.ExistDSI & ACI & SCR & WetFGD & CCS | 0 | 0 | 0 | 0 | 0 | 0 | 0
00 Ret.ExistDSI & ACI & SCR & WetFGD & HRI | 0 | 0 | 0 | 0 | 0 | 0 | 0
00 Ret.ExistDSI & ACI & SCR & WetFGD & HRI & CCS | 0 | 0 | 0 | 0 | 0 | 0 | 0
00 Ret.ExistDSI & DryFGD | 0 | 0 | 0 | 0 | 0 | 0 | 0
00 Ret.ExistDSI & DryFGD & ACI | 0 | 0 | 0 | 0 | 0 | 0 | 0
00 Ret.ExistDSI & DryFGD & ACI & CCS | 0 | 0 | 0 | 0 | 0 | 0 | 0
00 Ret.ExistDSI & DryFGD & ACI & HRI | 0 | 0 | 0 | 0 | 0 | 0 | 0
00 Ret.ExistDSI & DryFGD & ACI & HRI & CCS | 0 | 0 | 0 | 0 | 0 | 0 | 0
00 Ret.ExistDSI & DryFGD & CCS | 0 | 0 | 0 | 0 | 0 | 0 | 0
00 Ret.ExistDSI & DryFGD & HRI | 0 | 0 | 0 | 0 | 0 | 0 | 0
00 Ret.ExistDSI & DryFGD & HRI & CCS | 0 | 0 | 0 | 0 | 0 | 0 | 0
00 Ret.ExistDSI & HRI | 0 | 0 | 0 | 0 | 0 | 0 | 0
00 Ret.ExistDSI & SCR | 0 | 0 | 0 | 0 | 0 | 0 | 0
00 Ret.ExistDSI & SCR & DryFGD | 0 | 0 | 0 | 0 | 0 | 0 | 0
00 Ret.ExistDSI & SCR & DryFGD & ACI | 0 | 0 | 0 | 0 | 0 | 0 | 0
00 Ret.ExistDSI & SCR & DryFGD & CCS | 0 | 0 | 0 | 0 | 0 | 0 | 0
00 Ret.ExistDSI & SCR & DryFGD & HRI | 0 | 0 | 0 | 0 | 0 | 0 | 0
00 Ret.ExistDSI & SCR & DryFGD & HRI & CCS | 0 | 0 | 0 | 0 | 0 | 0 | 0
00 Ret.ExistDSI & SCR & HRI | 0 | 0 | 0 | 0 | 0 | 0 | 0
00 Ret.ExistDSI & SCR & WetFGD | 0 | 0 | 0 | 0 | 0 | 0 | 0
00 Ret.ExistDSI & SCR & WetFGD & ACI | 0 | 0 | 0 | 0 | 0 | 0 | 0
00 Ret.ExistDSI & SCR & WetFGD & CCS | 0 | 0 | 0 | 0 | 0 | 0 | 0
00 Ret.ExistDSI & SCR & WetFGD & HRI | 0 | 0 | 0 | 0 | 0 | 0 | 0
00 Ret.ExistDSI & SCR & WetFGD & HRI & CCS | 0 | 0 | 0 | 0 | 0 | 0 | 0
00 Ret.ExistDSI & SNCR | 0 | 0 | 0 | 0 | 0 | 0 | 0
00 Ret.ExistDSI & SNCR & ACI | 0 | 0 | 0 | 0 | 0 | 0 | 0
00 Ret.ExistDSI & SNCR & ACI & HRI | 0 | 0 | 0 | 0 | 0 | 0 | 0
00 Ret.ExistDSI & SNCR & DryFGD | 0 | 0 | 0 | 0 | 0 | 0 | 0
00 Ret.ExistDSI & SNCR & DryFGD & ACI | 0 | 0 | 0 | 0 | 0 | 0 | 0
00 Ret.ExistDSI & SNCR & DryFGD & ACI & HRI | 0 | 0 | 0 | 0 | 0 | 0 | 0
00 Ret.ExistDSI & SNCR & DryFGD & HRI | 0 | 0 | 0 | 0 | 0 | 0 | 0
00 Ret.ExistDSI & SNCR & HRI | 0 | 0 | 0 | 0 | 0 | 0 | 0
00 Ret.ExistDSI & SNCR & WetFGD | 0 | 0 | 0 | 0 | 0 | 0 | 0
00 Ret.ExistDSI & SNCR & WetFGD & ACI | 0 | 0 | 0 | 0 | 0 | 0 | 0
00 Ret.ExistDSI & SNCR & WetFGD & ACI & HRI | 0 | 0 | 0 | 0 | 0 | 0 | 0
00 Ret.ExistDSI & SNCR & WetFGD & HRI | 0 | 0 | 0 | 0 | 0 | 0 | 0
00 Ret.ExistDSI & WetFGD | 0 | 0 | 0 | 0 | 0 | 0 | 0
00 Ret.ExistDSI & WetFGD & ACI | 0 | 0 | 0 | 0 | 0 | 0 | 0
00 Ret.ExistDSI & WetFGD & ACI & CCS | 0 | 0 | 0 | 0 | 0 | 0 | 0
00 Ret.ExistDSI & WetFGD & ACI & HRI | 0 | 0 | 0 | 0 | 0 | 0 | 0
00 Ret.ExistDSI & WetFGD & ACI & HRI & CCS | 0 | 0 | 0 | 0 | 0 | 0 | 0
00 Ret.ExistDSI & WetFGD & CCS | 0 | 0 | 0 | 0 | 0 | 0 | 0
00 Ret.ExistDSI & WetFGD & HRI | 0 | 0 | 0 | 0 | 0 | 0 | 0
00 Ret.ExistDSI & WetFGD & HRI & CCS | 0 | 0 | 0 | 0 | 0 | 0 | 0
00 Ret.ExistSCR & ACI | 0 | 0 | 0 | 0 | 0 | 0 | 0
00 Ret.ExistSCR & ACI & DryFGD | 0 | 0 | 0 | 0 | 0 | 0 | 0
00 Ret.ExistSCR & ACI & DryFGD & HRI | 0 | 0 | 0 | 0 | 0 | 0 | 0
00 Ret.ExistSCR & ACI & DSI | 3379.1214 | 3379.1214 | 3379.1214 | 3379.1214 | 3379.1214 | 3379.1214 | 3379.1214
00 Ret.ExistSCR & ACI & DSI & DryFGD | 0 | 0 | 0 | 0 | 0 | 0 | 0
00 Ret.ExistSCR & ACI & DSI & DryFGD & HRI | 0 | 0 | 0 | 0 | 0 | 0 | 0
00 Ret.ExistSCR & ACI & DSI & HRI | 0 | 0 | 0 | 0 | 0 | 0 | 0
00 Ret.ExistSCR & ACI & DSI & WetFGD | 0 | 0 | 0 | 0 | 0 | 0 | 0
00 Ret.ExistSCR & ACI & DSI & WetFGD & HRI | 0 | 0 | 0 | 0 | 0 | 0 | 0
00 Ret.ExistSCR & ACI & HRI | 0 | 0 | 0 | 0 | 0 | 0 | 0
00 Ret.ExistSCR & ACI & WetFGD | 0 | 0 | 0 | 0 | 0 | 0 | 0
00 Ret.ExistSCR & ACI & WetFGD & HRI | 0 | 0 | 0 | 0 | 0 | 0 | 0
00 Ret.ExistSCR & DryFGD | 0 | 0 | 0 | 0 | 0 | 0 | 0
00 Ret.ExistSCR & DryFGD & ACI & CCS | 0 | 0 | 0 | 0 | 0 | 0 | 0
00 Ret.ExistSCR & DryFGD & ACI & HRI & CCS | 0 | 0 | 0 | 0 | 0 | 0 | 0
00 Ret.ExistSCR & DryFGD & CCS | 0 | 0 | 0 | 0 | 0 | 0 | 0
00 Ret.ExistSCR & DryFGD & HRI | 0 | 0 | 0 | 0 | 0 | 0 | 0
00 Ret.ExistSCR & DryFGD & HRI & CCS | 0 | 0 | 0 | 0 | 0 | 0 | 0
00 Ret.ExistSCR & DSI | 0 | 0 | 0 | 0 | 0 | 0 | 0
00 Ret.ExistSCR & DSI & DryFGD | 0 | 0 | 0 | 0 | 0 | 0 | 0
00 Ret.ExistSCR & DSI & DryFGD & HRI | 0 | 0 | 0 | 0 | 0 | 0 | 0
00 Ret.ExistSCR & DSI & HRI | 0 | 0 | 0 | 0 | 0 | 0 | 0
00 Ret.ExistSCR & DSI & WetFGD | 0 | 0 | 0 | 0 | 0 | 0 | 0
00 Ret.ExistSCR & DSI & WetFGD & HRI | 0 | 0 | 0 | 0 | 0 | 0 | 0
00 Ret.ExistSCR & HRI | 0 | 0 | 0 | 0 | 0 | 0 | 0
00 Ret.ExistSCR & WetFGD | 1183.3871 | 1183.3871 | 1183.3871 | 1183.3871 | 1183.3871 | 1183.3871 | 1183.3871
00 Ret.ExistSCR & WetFGD & ACI & CCS | 0 | 0 | 0 | 0 | 0 | 0 | 0
00 Ret.ExistSCR & WetFGD & ACI & HRI & CCS | 0 | 0 | 0 | 0 | 0 | 0 | 0
00 Ret.ExistSCR & WetFGD & CCS | 0 | 0 | 0 | 0 | 0 | 0 | 0
00 Ret.ExistSCR & WetFGD & HRI | 0 | 0 | 0 | 0 | 0 | 0 | 0
00 Ret.ExistSCR & WetFGD & HRI & CCS | 0 | 0 | 0 | 0 | 0 | 0 | 0
00 Ret.ExistSCR_ACI & DryFGD | 860.6428 | 860.6428 | 860.6428 | 860.6428 | 860.6428 | 860.6428 | 860.6428
00 Ret.ExistSCR_ACI & DryFGD & CCS | 0 | 0 | 0 | 0 | 0 | 0 | 0
00 Ret.ExistSCR_ACI & DryFGD & HRI | 0 | 0 | 0 | 0 | 0 | 0 | 0
00 Ret.ExistSCR_ACI & DryFGD & HRI & CCS | 0 | 0 | 0 | 0 | 0 | 0 | 0
00 Ret.ExistSCR_ACI & DSI | 331.8288 | 331.8288 | 331.8288 | 331.8288 | 331.8288 | 331.8288 | 331.8288
00 Ret.ExistSCR_ACI & DSI & HRI | 0 | 0 | 0 | 0 | 0 | 0 | 0
00 Ret.ExistSCR_ACI & HRI | 0 | 0 | 0 | 0 | 0 | 0 | 0
00 Ret.ExistSCR_ACI & WetFGD | 0 | 0 | 0 | 0 | 0 | 0 | 0
00 Ret.ExistSCR_ACI & WetFGD & CCS | 0 | 0 | 0 | 0 | 0 | 0 | 0
00 Ret.ExistSCR_ACI & WetFGD & HRI | 0 | 0 | 0 | 0 | 0 | 0 | 0
00 Ret.ExistSCR_ACI & WetFGD & HRI & CCS | 0 | 0 | 0 | 0 | 0 | 0 | 0
00 Ret.ExistSCR_DryFGD & ACI | 1050.0545 | 1050.0545 | 1050.0545 | 1050.0545 | 1050.0545 | 1050.0545 | 1050.0545
00 Ret.ExistSCR_DryFGD & HRI | 0 | 0 | 0 | 0 | 0 | 0 | 0
00 Ret.ExistSCR_DryFGD & HRI & CCS | 0 | 0 | 0 | 0 | 0 | 0 | 0
00 Ret.ExistSCR_DryFGD_ACI & CCS | 0 | 0 | 0 | 0 | 0 | 0 | 0
00 Ret.ExistSCR_DryFGD_ACI & HRI | 0 | 0 | 0 | 0 | 0 | 0 | 0
00 Ret.ExistSCR_DryFGD_ACI & HRI & CCS | 0 | 0 | 0 | 0 | 0 | 0 | 0
00 Ret.ExistSCR_DryFGD_ACI_DSI & CCS | 0 | 0 | 0 | 0 | 0 | 0 | 0
00 Ret.ExistSCR_DryFGD_ACI_DSI & HRI | 0 | 0 | 0 | 0 | 0 | 0 | 0
00 Ret.ExistSCR_DryFGD_ACI_DSI & HRI & CCS | 0 | 0 | 0 | 0 | 0 | 0 | 0
00 Ret.ExistSCR_DSI & ACI | 0 | 0 | 0 | 0 | 0 | 0 | 0
00 Ret.ExistSCR_DSI & ACI & HRI | 0 | 0 | 0 | 0 | 0 | 0 | 0
00 Ret.ExistSCR_DSI & DryFGD | 0 | 0 | 0 | 0 | 0 | 0 | 0
00 Ret.ExistSCR_DSI & DryFGD & ACI | 0 | 0 | 0 | 0 | 0 | 0 | 0
00 Ret.ExistSCR_DSI & DryFGD & ACI & HRI | 0 | 0 | 0 | 0 | 0 | 0 | 0
00 Ret.ExistSCR_DSI & DryFGD & HRI | 0 | 0 | 0 | 0 | 0 | 0 | 0
00 Ret.ExistSCR_DSI & HRI | 0 | 0 | 0 | 0 | 0 | 0 | 0
00 Ret.ExistSCR_DSI & WetFGD | 0 | 0 | 0 | 0 | 0 | 0 | 0
00 Ret.ExistSCR_DSI & WetFGD & ACI | 0 | 0 | 0 | 0 | 0 | 0 | 0
00 Ret.ExistSCR_DSI & WetFGD & ACI & HRI | 0 | 0 | 0 | 0 | 0 | 0 | 0
00 Ret.ExistSCR_DSI & WetFGD & HRI | 0 | 0 | 0 | 0 | 0 | 0 | 0
00 Ret.ExistSCR_WetFGD & ACI | 9295.4235 | 9295.4235 | 10725.679 | 10725.679 | 10725.679 | 10725.679 | 10725.679
00 Ret.ExistSCR_WetFGD & HRI | 0 | 0 | 0 | 0 | 0 | 0 | 0
00 Ret.ExistSCR_WetFGD & HRI & CCS | 0 | 0 | 0 | 0 | 0 | 0 | 0
00 Ret.ExistSCR_WetFGD_ACI & CCS | 0 | 0 | 0 | 0 | 0 | 0 | 0
00 Ret.ExistSCR_WetFGD_ACI & HRI | 0 | 0 | 0 | 0 | 0 | 0 | 0
00 Ret.ExistSCR_WetFGD_ACI & HRI & CCS | 0 | 0 | 0 | 0 | 0 | 0 | 0
00 Ret.ExistSCR_WetFGD_ACI_DSI & CCS | 0 | 0 | 0 | 0 | 0 | 0 | 0
00 Ret.ExistSCR_WetFGD_ACI_DSI & HRI | 0 | 0 | 0 | 0 | 0 | 0 | 0
00 Ret.ExistSCR_WetFGD_ACI_DSI & HRI & CCS | 0 | 0 | 0 | 0 | 0 | 0 | 0
00 Ret.ExistSCR_WetFGD_DSI & HRI | 0 | 0 | 0 | 0 | 0 | 0 | 0
00 Ret.ExistSCR_WetFGD_DSI & HRI & CCS | 0 | 0 | 0 | 0 | 0 | 0 | 0
00 Ret.ExistSNCR & ACI | 0 | 0 | 0 | 0 | 0 | 0 | 0
00 Ret.ExistSNCR & ACI & DryFGD | 0 | 0 | 0 | 0 | 0 | 0 | 0
00 Ret.ExistSNCR & ACI & DryFGD & HRI | 0 | 0 | 0 | 0 | 0 | 0 | 0
00 Ret.ExistSNCR & ACI & DSI | 102.0115 | 102.0115 | 102.0115 | 102.0115 | 102.0115 | 102.0115 | 102.0115
00 Ret.ExistSNCR & ACI & DSI & DryFGD | 0 | 0 | 0 | 0 | 0 | 0 | 0
00 Ret.ExistSNCR & ACI & DSI & DryFGD & HRI | 0 | 0 | 0 | 0 | 0 | 0 | 0
00 Ret.ExistSNCR & ACI & DSI & HRI | 0 | 0 | 0 | 0 | 0 | 0 | 0
00 Ret.ExistSNCR & ACI & DSI & WetFGD | 0 | 0 | 0 | 0 | 0 | 0 | 0
00 Ret.ExistSNCR & ACI & DSI & WetFGD & HRI | 0 | 0 | 0 | 0 | 0 | 0 | 0
00 Ret.ExistSNCR & ACI & HRI | 0 | 0 | 0 | 0 | 0 | 0 | 0
00 Ret.ExistSNCR & ACI & WetFGD | 219.7685 | 219.7685 | 219.7685 | 219.7685 | 219.7685 | 219.7685 | 219.7685
00 Ret.ExistSNCR & ACI & WetFGD & HRI | 0 | 0 | 0 | 0 | 0 | 0 | 0
00 Ret.ExistSNCR & DryFGD | 0 | 0 | 0 | 0 | 0 | 0 | 0
00 Ret.ExistSNCR & DryFGD & ACI & CCS | 0 | 0 | 0 | 0 | 0 | 0 | 0
00 Ret.ExistSNCR & DryFGD & ACI & HRI & CCS | 0 | 0 | 0 | 0 | 0 | 0 | 0
00 Ret.ExistSNCR & DryFGD & CCS | 0 | 0 | 0 | 0 | 0 | 0 | 0
00 Ret.ExistSNCR & DryFGD & HRI | 0 | 0 | 0 | 0 | 0 | 0 | 0
00 Ret.ExistSNCR & DryFGD & HRI & CCS | 0 | 0 | 0 | 0 | 0 | 0 | 0
00 Ret.ExistSNCR & DSI | 0 | 0 | 0 | 0 | 0 | 0 | 0
00 Ret.ExistSNCR & DSI & DryFGD | 0 | 0 | 0 | 0 | 0 | 0 | 0
00 Ret.ExistSNCR & DSI & DryFGD & HRI | 0 | 0 | 0 | 0 | 0 | 0 | 0
00 Ret.ExistSNCR & DSI & HRI | 0 | 0 | 0 | 0 | 0 | 0 | 0
00 Ret.ExistSNCR & DSI & WetFGD | 0 | 0 | 0 | 0 | 0 | 0 | 0
00 Ret.ExistSNCR & DSI & WetFGD & HRI | 0 | 0 | 0 | 0 | 0 | 0 | 0
00 Ret.ExistSNCR & HRI | 0 | 0 | 0 | 0 | 0 | 0 | 0
00 Ret.ExistSNCR & WetFGD | 113.6074 | 113.6074 | 113.6074 | 113.6074 | 113.6074 | 113.6074 | 113.6074
00 Ret.ExistSNCR & WetFGD & ACI & CCS | 0 | 0 | 0 | 0 | 0 | 0 | 0
00 Ret.ExistSNCR & WetFGD & ACI & HRI & CCS | 0 | 0 | 0 | 0 | 0 | 0 | 0
00 Ret.ExistSNCR & WetFGD & CCS | 0 | 0 | 0 | 0 | 0 | 0 | 0
00 Ret.ExistSNCR & WetFGD & HRI | 0 | 0 | 0 | 0 | 0 | 0 | 0
00 Ret.ExistSNCR & WetFGD & HRI & CCS | 0 | 0 | 0 | 0 | 0 | 0 | 0
00 Ret.ExistSNCR_ACI & DryFGD | 443.1335 | 443.1335 | 443.1335 | 443.1335 | 443.1335 | 443.1335 | 443.1335
00 Ret.ExistSNCR_ACI & DryFGD & CCS | 0 | 0 | 0 | 0 | 0 | 0 | 0
00 Ret.ExistSNCR_ACI & DryFGD & HRI | 0 | 0 | 0 | 0 | 0 | 0 | 0
00 Ret.ExistSNCR_ACI & DryFGD & HRI & CCS | 0 | 0 | 0 | 0 | 0 | 0 | 0
00 Ret.ExistSNCR_ACI & DSI | 2608.9995 | 2608.9995 | 1868.0288 | 1868.0288 | 1868.0288 | 1868.0288 | 1868.0288
00 Ret.ExistSNCR_ACI & DSI & HRI | 0 | 0 | 0 | 0 | 0 | 0 | 0
00 Ret.ExistSNCR_ACI & HRI | 0 | 0 | 0 | 0 | 0 | 0 | 0
00 Ret.ExistSNCR_ACI & WetFGD | 0 | 0.98587 | 0.98587 | 0.98587 | 0.98587 | 0.98587 | 0.98587
00 Ret.ExistSNCR_ACI & WetFGD & CCS | 0 | 0 | 0 | 0 | 0 | 0 | 0
00 Ret.ExistSNCR_ACI & WetFGD & HRI | 0 | 0 | 0 | 0 | 0 | 0 | 0
00 Ret.ExistSNCR_ACI & WetFGD & HRI & CCS | 0 | 0 | 0 | 0 | 0 | 0 | 0
00 Ret.ExistSNCR_ACI_DSI & DryFGD | 0 | 0 | 0 | 0 | 0 | 0 | 0
00 Ret.ExistSNCR_ACI_DSI & DryFGD & HRI | 0 | 0 | 0 | 0 | 0 | 0 | 0
00 Ret.ExistSNCR_ACI_DSI & HRI | 0 | 0 | 0 | 0 | 0 | 0 | 0
00 Ret.ExistSNCR_ACI_DSI & WetFGD | 0 | 0 | 0 | 0 | 0 | 0 | 0
00 Ret.ExistSNCR_ACI_DSI & WetFGD & HRI | 0 | 0 | 0 | 0 | 0 | 0 | 0
00 Ret.ExistSNCR_DryFGD & ACI | 0 | 0 | 0 | 0 | 0 | 0 | 0
00 Ret.ExistSNCR_DryFGD & HRI | 0 | 0 | 0 | 0 | 0 | 0 | 0
00 Ret.ExistSNCR_DryFGD_ACI & CCS | 0 | 0 | 0 | 0 | 0 | 0 | 0
00 Ret.ExistSNCR_DryFGD_ACI & HRI | 0 | 0 | 0 | 0 | 0 | 0 | 0
00 Ret.ExistSNCR_DryFGD_ACI & HRI & CCS | 0 | 0 | 0 | 0 | 0 | 0 | 0
00 Ret.ExistSNCR_DSI & ACI | 0 | 0 | 0 | 0 | 0 | 0 | 0
00 Ret.ExistSNCR_DSI & ACI & DryFGD | 0 | 0 | 0 | 0 | 0 | 0 | 0
00 Ret.ExistSNCR_DSI & ACI & DryFGD & HRI | 0 | 0 | 0 | 0 | 0 | 0 | 0
00 Ret.ExistSNCR_DSI & ACI & HRI | 0 | 0 | 0 | 0 | 0 | 0 | 0
00 Ret.ExistSNCR_DSI & ACI & WetFGD | 0 | 0 | 0 | 0 | 0 | 0 | 0
00 Ret.ExistSNCR_DSI & ACI & WetFGD & HRI | 0 | 0 | 0 | 0 | 0 | 0 | 0
00 Ret.ExistSNCR_DSI & DryFGD | 0 | 0 | 0 | 0 | 0 | 0 | 0
00 Ret.ExistSNCR_DSI & DryFGD & ACI & CCS | 0 | 0 | 0 | 0 | 0 | 0 | 0
00 Ret.ExistSNCR_DSI & DryFGD & ACI & HRI & CCS | 0 | 0 | 0 | 0 | 0 | 0 | 0
00 Ret.ExistSNCR_DSI & DryFGD & CCS | 0 | 0 | 0 | 0 | 0 | 0 | 0
00 Ret.ExistSNCR_DSI & DryFGD & HRI | 0 | 0 | 0 | 0 | 0 | 0 | 0
00 Ret.ExistSNCR_DSI & DryFGD & HRI & CCS | 0 | 0 | 0 | 0 | 0 | 0 | 0
00 Ret.ExistSNCR_DSI & HRI | 0 | 0 | 0 | 0 | 0 | 0 | 0
00 Ret.ExistSNCR_DSI & WetFGD | 0 | 0 | 0 | 0 | 0 | 0 | 0
00 Ret.ExistSNCR_DSI & WetFGD & ACI & CCS | 0 | 0 | 0 | 0 | 0 | 0 | 0
00 Ret.ExistSNCR_DSI & WetFGD & ACI & HRI & CCS | 0 | 0 | 0 | 0 | 0 | 0 | 0
00 Ret.ExistSNCR_DSI & WetFGD & CCS | 0 | 0 | 0 | 0 | 0 | 0 | 0
00 Ret.ExistSNCR_DSI & WetFGD & HRI | 0 | 0 | 0 | 0 | 0 | 0 | 0
00 Ret.ExistSNCR_DSI & WetFGD & HRI & CCS | 0 | 0 | 0 | 0 | 0 | 0 | 0
00 Ret.ExistSNCR_WetFGD & ACI | 5589.7592 | 5254.126 | 3398.2249 | 3398.2249 | 3398.2249 | 3398.2249 | 3398.2249
00 Ret.ExistSNCR_WetFGD & HRI | 0 | 0 | 0 | 0 | 0 | 0 | 0
00 Ret.ExistSNCR_WetFGD & HRI & CCS | 0 | 0 | 0 | 0 | 0 | 0 | 0
00 Ret.ExistSNCR_WetFGD_ACI & CCS | 0 | 0 | 0 | 0 | 0 | 0 | 0
00 Ret.ExistSNCR_WetFGD_ACI & HRI | 0 | 0 | 0 | 0 | 0 | 0 | 0
00 Ret.ExistSNCR_WetFGD_ACI & HRI & CCS | 0 | 0 | 0 | 0 | 0 | 0 | 0
00 Ret.ExistSNCR_WetFGD_ACI_DSI & CCS | 0 | 0 | 0 | 0 | 0 | 0 | 0
00 Ret.ExistSNCR_WetFGD_ACI_DSI & HRI | 0 | 0 | 0 | 0 | 0 | 0 | 0
00 Ret.ExistSNCR_WetFGD_ACI_DSI & HRI & CCS | 0 | 0 | 0 | 0 | 0 | 0 | 0
00 Ret.ExistWetFGD & ACI | 12758.296 | 11125.2469 | 10194.7776 | 10126.2143 | 8635.938 | 8635.938 | 8635.938
00 Ret.ExistWetFGD & ACI & CCS | 0 | 0 | 0 | 0 | 0 | 0 | 0
00 Ret.ExistWetFGD & ACI & HRI | 0 | 0 | 0 | 0 | 0 | 0 | 0
00 Ret.ExistWetFGD & ACI & HRI & CCS | 0 | 0 | 0 | 0 | 0 | 0 | 0
00 Ret.ExistWetFGD & ACI & SCR | 0 | 1623.6965 | 1623.6965 | 1691.8641 | 3173.5753 | 3173.5753 | 3173.5753
00 Ret.ExistWetFGD & ACI & SCR & CCS | 0 | 0 | 0 | 0 | 0 | 0 | 0
00 Ret.ExistWetFGD & ACI & SCR & HRI | 0 | 0 | 0 | 0 | 0 | 0 | 0
00 Ret.ExistWetFGD & ACI & SCR & HRI & CCS | 0 | 0 | 0 | 0 | 0 | 0 | 0
00 Ret.ExistWetFGD & ACI & SNCR | 0 | 0 | 0 | 0 | 0 | 0 | 0
00 Ret.ExistWetFGD & ACI & SNCR & HRI | 0 | 0 | 0 | 0 | 0 | 0 | 0
00 Ret.ExistWetFGD & CCS | 0 | 0 | 0 | 0 | 0 | 0 | 0
00 Ret.ExistWetFGD & HRI | 0 | 0 | 0 | 0 | 0 | 0 | 0
00 Ret.ExistWetFGD & HRI & CCS | 0 | 0 | 0 | 0 | 0 | 0 | 0
00 Ret.ExistWetFGD & SCR | 519.3898 | 1555.6773 | 1555.6773 | 1943.2043 | 1943.2043 | 1943.2043 | 1943.2043
00 Ret.ExistWetFGD & SCR & CCS | 0 | 0 | 0 | 0 | 0 | 0 | 0
00 Ret.ExistWetFGD & SCR & HRI | 0 | 0 | 0 | 0 | 0 | 0 | 0
00 Ret.ExistWetFGD & SCR & HRI & CCS | 0 | 0 | 0 | 0 | 0 | 0 | 0
00 Ret.ExistWetFGD & SNCR | 0 | 0 | 0 | 0 | 0 | 0 | 0
00 Ret.ExistWetFGD & SNCR & HRI | 0 | 0 | 0 | 0 | 0 | 0 | 0
00 Ret.ExistWetFGD_ACI & CCS | 0 | 0 | 0 | 0 | 0 | 0 | 0
00 Ret.ExistWetFGD_ACI & HRI | 0 | 0 | 0 | 0 | 0 | 0 | 0
00 Ret.ExistWetFGD_ACI & HRI & CCS | 0 | 0 | 0 | 0 | 0 | 0 | 0
00 Ret.ExistWetFGD_ACI & SCR | 0 | 240.373 | 240.373 | 240.373 | 240.373 | 240.373 | 240.373
00 Ret.ExistWetFGD_ACI & SCR & CCS | 0 | 0 | 0 | 0 | 0 | 0 | 0
00 Ret.ExistWetFGD_ACI & SCR & HRI | 0 | 0 | 0 | 0 | 0 | 0 | 0
00 Ret.ExistWetFGD_ACI & SCR & HRI & CCS | 0 | 0 | 0 | 0 | 0 | 0 | 0
00 Ret.ExistWetFGD_ACI & SNCR | 0 | 0 | 0 | 0 | 0 | 0 | 0
00 Ret.ExistWetFGD_ACI & SNCR & HRI | 0 | 0 | 0 | 0 | 0 | 0 | 0
00 Ret.ExistWetFGD_ACI_DSI & CCS | 0 | 0 | 0 | 0 | 0 | 0 | 0
00 Ret.ExistWetFGD_ACI_DSI & HRI | 0 | 0 | 0 | 0 | 0 | 0 | 0
00 Ret.ExistWetFGD_ACI_DSI & HRI & CCS | 0 | 0 | 0 | 0 | 0 | 0 | 0
00 Ret.ExistWetFGD_ACI_DSI & SCR | 0 | 0 | 0 | 0 | 0 | 0 | 0
00 Ret.ExistWetFGD_ACI_DSI & SCR & CCS | 0 | 0 | 0 | 0 | 0 | 0 | 0
00 Ret.ExistWetFGD_ACI_DSI & SCR & HRI | 0 | 0 | 0 | 0 | 0 | 0 | 0
00 Ret.ExistWetFGD_ACI_DSI & SCR & HRI & CCS | 0 | 0 | 0 | 0 | 0 | 0 | 0
00 Ret.ExistWetFGD_SCR & ACI & CCS | 0 | 0 | 0 | 0 | 0 | 0 | 0
00 Ret.ExistWetFGD_SCR & ACI & HRI | 0 | 0 | 0 | 0 | 0 | 0 | 0
00 Ret.ExistWetFGD_SCR & ACI & HRI & CCS | 0 | 0 | 0 | 0 | 0 | 0 | 0
00 Ret.ExistWetFGD_SCR & CCS | 0 | 0 | 0 | 0 | 0 | 0 | 0
00 Ret.ExistWetFGD_SCR_DSI & CCS | 0 | 0 | 0 | 0 | 0 | 0 | 0
00 Ret.ExistWetFGD_SNCR & ACI & CCS | 0 | 0 | 0 | 0 | 0 | 0 | 0
00 Ret.ExistWetFGD_SNCR & ACI & HRI | 0 | 0 | 0 | 0 | 0 | 0 | 0
00 Ret.ExistWetFGD_SNCR & ACI & HRI & CCS | 0 | 0 | 0 | 0 | 0 | 0 | 0
00 Ret.ExistWetFGD_SNCR & CCS | 0 | 0 | 0 | 0 | 0 | 0 | 0
00 Ret.FB & ACI | 439.7376 | 439.7376 | 439.7376 | 439.7376 | 439.7376 | 439.7376 | 439.7376
00 Ret.FB & ACI & HRI | 0 | 0 | 0 | 0 | 0 | 0 | 0
00 Ret.FB & HRI | 0 | 0 | 0 | 0 | 0 | 0 | 0
00 Ret.FB DryFGD | 0 | 0 | 0 | 0 | 0 | 0 | 0
00 Ret.FB DryFGD & ACI | 0 | 0 | 0 | 0 | 0 | 0 | 0
00 Ret.FB DryFGD & ACI & HRI | 0 | 0 | 0 | 0 | 0 | 0 | 0
00 Ret.FB DryFGD & HRI | 0 | 0 | 0 | 0 | 0 | 0 | 0
00 Ret.FB DryFGD & SCR | 0 | 0 | 0 | 0 | 0 | 0 | 0
00 Ret.FB DryFGD & SCR & HRI | 0 | 0 | 0 | 0 | 0 | 0 | 0
00 Ret.FB DryFGD & SNCR | 0 | 0 | 0 | 0 | 0 | 0 | 0
00 Ret.FB DryFGD & SNCR & HRI | 0 | 0 | 0 | 0 | 0 | 0 | 0
00 Ret.FB SNCR & DryFGD & ACI | 0 | 0 | 0 | 0 | 0 | 0 | 0
00 Ret.FB SNCR & DryFGD & ACI & HRI | 0 | 0 | 0 | 0 | 0 | 0 | 0
00 Ret.FB-ACI & SNCR | 0 | 0 | 0 | 0 | 0 | 0 | 0
00 Ret.FB-ACI & SNCR & CCS | 0 | 0 | 0 | 0 | 0 | 0 | 0
00 Ret.FB-ACI & SNCR & HRI | 0 | 0 | 0 | 0 | 0 | 0 | 0
00 Ret.FB-ACI & SNCR & HRI & CCS | 0 | 0 | 0 | 0 | 0 | 0 | 0
00 Ret.FB-Exist ACI & DryFGD | 0 | 0 | 0 | 0 | 0 | 0 | 0
00 Ret.FB-Exist ACI & DryFGD & HRI | 0 | 0 | 0 | 0 | 0 | 0 | 0
00 Ret.FB-Exist ACI & DryFGD & SNCR | 0 | 0 | 0 | 0 | 0 | 0 | 0
00 Ret.FB-Exist ACI & DryFGD & SNCR & HRI | 0 | 0 | 0 | 0 | 0 | 0 | 0
00 Ret.FB-Exist ACI & SNCR | 0 | 0 | 0 | 0 | 0 | 0 | 0
00 Ret.FB-Exist ACI & SNCR & HRI | 0 | 0 | 0 | 0 | 0 | 0 | 0
00 Ret.FB-ExistACI & HRI | 0 | 0 | 0 | 0 | 0 | 0 | 0
00 Ret.FB-ExistDryFGD & HRI | 0 | 0 | 0 | 0 | 0 | 0 | 0
00 Ret.FB-ExistDryFGD & SNCR | 0 | 0 | 0 | 0 | 0 | 0 | 0
00 Ret.FB-ExistDryFGD & SNCR & HRI | 0 | 0 | 0 | 0 | 0 | 0 | 0
00 Ret.FB-ExistDryFGD_SNCR & ACI | 0 | 0 | 0 | 0 | 0 | 0 | 0
00 Ret.FB-ExistDryFGD_SNCR & ACI & HRI | 0 | 0 | 0 | 0 | 0 | 0 | 0
00 Ret.FB-ExistDryFGD_SNCR & HRI | 0 | 0 | 0 | 0 | 0 | 0 | 0
00 Ret.FB-ExistDryFGD_SNCR_ACI & HRI | 0 | 0 | 0 | 0 | 0 | 0 | 0
00 Ret.FB-ExistDryFGD_SNCR_ACI & HRI & CCS | 0 | 0 | 0 | 0 | 0 | 0 | 0
00 Ret.FB-ExistSNCR & ACI | 59.9671 | 59.9671 | 59.9671 | 59.9671 | 59.9671 | 59.9671 | 59.9671
00 Ret.FB-ExistSNCR & ACI & HRI | 0 | 0 | 0 | 0 | 0 | 0 | 0
00 Ret.FB-ExistSNCR & DryFGD | 26.673 | 26.673 | 0 | 0 | 0 | 0 | 0
00 Ret.FB-ExistSNCR & DryFGD & ACI | 0 | 0 | 0 | 0 | 0 | 0 | 0
00 Ret.FB-ExistSNCR & DryFGD & ACI & HRI | 0 | 0 | 0 | 0 | 0 | 0 | 0
00 Ret.FB-ExistSNCR & DryFGD & HRI | 0 | 0 | 0 | 0 | 0 | 0 | 0
00 Ret.FB-ExistSNCR & HRI | 0 | 0 | 0 | 0 | 0 | 0 | 0
00 Ret.FB-ExistWetFGD_SNCR_ACI & HRI | 0 | 0 | 0 | 0 | 0 | 0 | 0
00 Ret.FB-SCR & DryFGD & ACI | 0 | 0 | 0 | 0 | 0 | 0 | 0
00 Ret.FB-SCR & DryFGD & ACI & HRI | 0 | 0 | 0 | 0 | 0 | 0 | 0
00 Ret.FB-SNCR | 0 | 0 | 0 | 0 | 0 | 0 | 0
00 Ret.FB-SNCR & HRI | 0 | 0 | 0 | 0 | 0 | 0 | 0
00 Ret.HRI | 0 | 0 | 0 | 0 | 0 | 0 | 0
00 Ret.Oil/Gas Steam SCR | 1.9397 | 1.9397 | 0 | 0 | 0 | 0 | 0
00 Ret.SCR | 265.5195 | 2.1184 | 0 | 0 | 0 | 0 | 0
00 Ret.SCR & DryFGD | 0 | 0 | 0 | 0 | 0 | 0 | 0
00 Ret.SCR & DryFGD & ACI | 0 | 954.2509 | 954.2509 | 954.2509 | 954.2509 | 954.2509 | 954.2509
00 Ret.SCR & DryFGD & CCS | 0 | 0 | 0 | 0 | 0 | 0 | 0
00 Ret.SCR & DryFGD & HRI | 0 | 0 | 0 | 0 | 0 | 0 | 0
00 Ret.SCR & DryFGD & HRI & CCS | 0 | 0 | 0 | 0 | 0 | 0 | 0
00 Ret.SCR & DSI | 0 | 0 | 0 | 0 | 0 | 0 | 0
00 Ret.SCR & DSI & DryFGD | 0 | 0 | 0 | 0 | 0 | 0 | 0
00 Ret.SCR & DSI & DryFGD & HRI | 0 | 0 | 0 | 0 | 0 | 0 | 0
00 Ret.SCR & DSI & HRI | 0 | 0 | 0 | 0 | 0 | 0 | 0
00 Ret.SCR & DSI & WetFGD | 0 | 0 | 0 | 0 | 0 | 0 | 0
00 Ret.SCR & DSI & WetFGD & HRI | 0 | 0 | 0 | 0 | 0 | 0 | 0
00 Ret.SCR & HRI | 0 | 0 | 0 | 0 | 0 | 0 | 0
00 Ret.SCR & WetFGD | 18.495 | 278.8643 | 278.8643 | 278.8643 | 278.8643 | 278.8643 | 278.8643
00 Ret.SCR & WetFGD & ACI | 0 | 0 | 0 | 0 | 0 | 0 | 0
00 Ret.SCR & WetFGD & CCS | 0 | 0 | 0 | 0 | 0 | 0 | 0
00 Ret.SCR & WetFGD & HRI | 0 | 0 | 0 | 0 | 0 | 0 | 0
00 Ret.SCR & WetFGD & HRI & CCS | 0 | 0 | 0 | 0 | 0 | 0 | 0
00 Ret.SNCR | 0 | 0 | 0 | 0 | 0 | 0 | 0
00 Ret.SNCR & DryFGD | 0 | 0 | 0 | 0 | 0 | 0 | 0
00 Ret.SNCR & DryFGD & ACI | 0 | 0 | 0 | 0 | 0 | 0 | 0
00 Ret.SNCR & DryFGD & ACI & HRI | 0 | 0 | 0 | 0 | 0 | 0 | 0
00 Ret.SNCR & DryFGD & HRI | 0 | 0 | 0 | 0 | 0 | 0 | 0
00 Ret.SNCR & DSI | 0 | 0 | 0 | 0 | 0 | 0 | 0
00 Ret.SNCR & DSI & HRI | 0 | 0 | 0 | 0 | 0 | 0 | 0
00 Ret.SNCR & HRI | 0 | 0 | 0 | 0 | 0 | 0 | 0
00 Ret.SNCR & WetFGD | 0 | 0 | 0 | 0 | 0 | 0 | 0
00 Ret.SNCR & WetFGD & ACI | 0 | 0 | 0 | 0 | 0 | 0 | 0
00 Ret.SNCR & WetFGD & ACI & HRI | 0 | 0 | 0 | 0 | 0 | 0 | 0
00 Ret.SNCR & WetFGD & HRI | 0 | 0 | 0 | 0 | 0 | 0 | 0
00 Ret.WetFGD | 0 | 0.98481 | 0.98481 | 0.98481 | 0.98481 | 0.98481 | 0.98481
00 Ret.WetFGD & ACI & CCS | 0 | 0 | 0 | 0 | 0 | 0 | 0
00 Ret.WetFGD & ACI & HRI & CCS | 0 | 0 | 0 | 0 | 0 | 0 | 0
00 Ret.WetFGD & CCS | 0 | 0 | 0 | 0 | 0 | 0 | 0
00 Ret.WetFGD & HRI | 0 | 0 | 0 | 0 | 0 | 0 | 0
00 Ret.WetFGD & HRI & CCS | 0 | 0 | 0 | 0 | 0 | 0 | 0
00 CC Retirement | 1423.3 | 1810.3 | 5937.2804 | 5937.2804 | 5937.2804 | 5937.2804 | 5937.2804
00 CT Retirement | 976.3 | 1303.5 | 6630.5966 | 6630.5966 | 6952.5966 | 6952.5966 | 6952.5966
00 O/G Retirement | 2943.4 | 5763.7 | 13917.9762 | 16778.8975 | 16778.8975 | 16778.8975 | 16778.8975
00 Coal Retirement | 10367.2 | 17585.8332 | 71000.5343 | 74403.7117 | 75037.9291 | 78258.6776 | 78906.6776
00 IGCC Retirement | 0 | 0 | 45 | 45 | 45 | 45 | 45
00 Nuke Retirement | 0 | 1.3668 | 2421.927 | 2421.927 | 4323.927 | 44040 | 95759
00 Non-Fossil Retirement | 138.5 | 156.7 | 156.7 | 156.7 | 156.7 | 156.7 | 156.7
Total | 1079378.1478 | 1116691.322 | 1135048.2122 | 1152443.559 | 1193175.6416 | 1489170.3339 | 1676722.9868
(**) Ind. Boiler capacity in MMBtu/hr, not included in the total
11. Capacity Additions and Changes by Capacity Reporting Type [MW]
00 New Combined Cycle | 71 | 10174.6 | 2960.0208 | 4059.5917 | 25362.0115 | 55317.4424 | 84072.948
00 New Combined Cycle - Uncontrolled | 0 | 0 | 0 | 0 | 0 | 0 | 0
00 New Combined Cycle with Carbon Capture | 0 | 0 | 0 | 0 | 0 | 0 | 0
00 New Combustion Turbine | 2476.4939 | 1581.342 | 945.408 | 297.1795 | 5656.7623 | 18621.9847 | 16615.1621
00 New Energy Efficiency | 0 | 0 | 0 | 0 | 0 | 0 | 0
00 New Hydro | 51.08 | 1.82 | 4836 | 5800.5838 | 37.4585 | 0 | 0
00 New Nuclear | 0 | 0 | 0 | 0 | 0 | 0 | 0
00 New Biomass | 101.8 | 210 | 0 | 0 | 0 | 0 | 0
00 New Geothermal | 49 | 0 | 628.8 | 356.1685 | 244.221 | 6.5448 | 342.6105
00 New Landfill Gas | 153.6 | 6.3 | 0 | 0 | 0 | 0 | 0
00 New Offshore Wind | 0 | 12 | 0 | 0 | 0 | 0 | 0
00 New Onshore Wind | 6339.42 | 21053.8891 | 200.7591 | 3308.2263 | 615.0783 | 236.7461 | 1027.6841
00 New Solar PV | 2760.08 | 1616.1303 | 3992.1298 | 3576.2171 | 8839.7304 | 221815.8743 | 85494.2482
00 New Solar Thermal | 0 | 500 | 0 | 0 | 0 | 0 | 0
00 New Fuel Cell | 19.4 | 0 | 0 | 0 | 0 | 0 | 0
00 New IGCC | 0 | 0 | 0 | 0 | 0 | 0 | 0
00 New Advanced Coal with CCS | 0 | 0 | 0 | 0 | 0 | 0 | 0
00 New SPC - Uncontrolled | 0 | 0 | 0 | 0 | 0 | 0 | 0
00 New SPC-WetFGD_SCR | 0 | 0 | 0 | 0 | 0 | 0 | 0
00 New Future Technology | 0 | 0 | 0 | 0 | 0 | 0 | 0
00 Exist Combined Cycle | 0 | 0 | 0 | 0 | 0 | 0 | 0
00 Exist Combustion Turbine | 0 | 0 | 0 | 0 | 0 | 0 | 0
00 Exist Coal Steam_Uncontrolled | 0 | 0 | 0 | 0 | 0 | 0 | 0
00 Exist Coal Steam_ACI | 0 | 0 | 0 | 0 | 0 | 0 | 0
00 Exist Coal Steam_ACI_DSI | 0 | 0 | 0 | 0 | 0 | 0 | 0
00 Exist Coal Steam_DryFGD | 0 | 0 | 0 | 0 | 0 | 0 | 0
00 Exist Coal Steam_DryFGD_ACI | 0 | 0 | 0 | 0 | 0 | 0 | 0
00 Exist Coal Steam_DryFGD_SCR | 0 | 0 | 0 | 0 | 0 | 0 | 0
00 Exist Coal Steam_DryFGD_SCR_ACI | 0 | 0 | 0 | 0 | 0 | 0 | 0
00 Exist Coal Steam_DryFGD_SCR_ACI_DSI | 0 | 0 | 0 | 0 | 0 | 0 | 0
00 Exist Coal Steam_DryFGD_SNCR | 0 | 0 | 0 | 0 | 0 | 0 | 0
00 Exist Coal Steam_DryFGD_SNCR_ACI | 0 | 0 | 0 | 0 | 0 | 0 | 0
00 Exist Coal Steam_DSI | 0 | 0 | 0 | 0 | 0 | 0 | 0
00 Exist Coal Steam_SCR | 0 | 0 | 0 | 0 | 0 | 0 | 0
00 Exist Coal Steam_SCR_ACI | 0 | 0 | 0 | 0 | 0 | 0 | 0
00 Exist Coal Steam_SCR_DSI | 0 | 0 | 0 | 0 | 0 | 0 | 0
00 Exist Coal Steam_SNCR | 0 | 0 | 0 | 0 | 0 | 0 | 0
00 Exist Coal Steam_SNCR_ACI | 0 | 0 | 0 | 0 | 0 | 0 | 0
00 Exist Coal Steam_SNCR_ACI_DSI | 0 | 0 | 0 | 0 | 0 | 0 | 0
00 Exist Coal Steam_SNCR_DSI | 0 | 0 | 0 | 0 | 0 | 0 | 0
00 Exist Coal Steam_WetFGD | 0 | 0 | 0 | 0 | 0 | 0 | 0
00 Exist Coal Steam_WetFGD_ACI | 0 | 0 | 0 | 0 | 0 | 0 | 0
00 Exist Coal Steam_WetFGD_ACI_DSI | 0 | 0 | 0 | 0 | 0 | 0 | 0
00 Exist Coal Steam_WetFGD_SCR | 0 | 0 | 0 | 0 | 0 | 0 | 0
00 Exist Coal Steam_WetFGD_SCR_ACI | 0 | 0 | 0 | 0 | 0 | 0 | 0
00 Exist Coal Steam_WetFGD_SCR_ACI_DSI | 0 | 0 | 0 | 0 | 0 | 0 | 0
00 Exist Coal Steam_WetFGD_SCR_DSI | 0 | 0 | 0 | 0 | 0 | 0 | 0
00 Exist Coal Steam_WetFGD_SNCR | 0 | 0 | 0 | 0 | 0 | 0 | 0
00 Exist Coal Steam_WetFGD_SNCR_ACI | 0 | 0 | 0 | 0 | 0 | 0 | 0
00 Exist Coal Steam_WetFGD_SNCR_ACI_DSI | 0 | 0 | 0 | 0 | 0 | 0 | 0
00 Exist FBC_Uncontrolled | 0 | 0 | 0 | 0 | 0 | 0 | 0
00 Exist FBC_ACI | 0 | 0 | 0 | 0 | 0 | 0 | 0
00 Exist FBC_DryFGD | 0 | 0 | 0 | 0 | 0 | 0 | 0
00 Exist FBC_DryFGD_SNCR | 0 | 0 | 0 | 0 | 0 | 0 | 0
00 Exist FBC_DryFGD_SNCR_ACI | 0 | 0 | 0 | 0 | 0 | 0 | 0
00 Exist FBC_SNCR | 0 | 0 | 0 | 0 | 0 | 0 | 0
00 Exist FBC_SNCR_ACI | 0 | 0 | 0 | 0 | 0 | 0 | 0
00 Exist FBC_WetFGD_SNCR_ACI | 0 | 0 | 0 | 0 | 0 | 0 | 0
00 Exist IGCC | 0 | 0 | 0 | 0 | 0 | 0 | 0
00 Exist Fossil_Other | 0 | 0 | 0 | 0 | 0 | 0 | 0
00 Exist Fuel Cell | 0 | 0 | 0 | 0 | 0 | 0 | 0
00 Exist Hydro | 0 | 0 | 0 | 0 | 0 | 0 | 0
00 Exist Non Fossil_Other | 0 | 0 | 0 | 0 | 0 | 0 | 0
00 Exist Nuclear | 0 | 0 | 0 | 0 | 0 | 0 | 0
00 Exist Oil/Gas Steam | 0 | 0 | 0 | 0 | 0 | 0 | 0
00 Exist Oil/Gas Steam_SCR | 0 | 0 | 0 | 0 | 0 | 0 | 0
00 Exist Oil/Gas Steam_SNCR | 0 | 0 | 0 | 0 | 0 | 0 | 0
00 Exist Biomass | 0 | 0 | 0 | 0 | 0 | 0 | 0
00 Exist Landfill Gas | 0 | 0 | 0 | 0 | 0 | 0 | 0
00 Exist Geothermal | 0 | 0 | 0 | 0 | 0 | 0 | 0
00 Exist Pump Storage | 0 | 0 | 0 | 0 | 0 | 0 | 0
00 Exist Solar PV | 0 | 0 | 0 | 0 | 0 | 0 | 0
00 Exist Solar Thermal | 0 | 0 | 0 | 0 | 0 | 0 | 0
00 Exist Wind | 0 | 0 | 0 | 0 | 0 | 0 | 0
00 International Imports | 0 | 0 | 0 | 0 | 0 | 0 | 0
00 Ret.ACI | 2789.1511 | 0 | 0 | 0 | 0 | 0 | 0
00 Ret.ACI & DryFGD | 1233.287 | 92.5602 | 0 | 0 | 0 | 0 | 0
00 Ret.ACI & DryFGD & HRI | 0 | 0 | 0 | 0 | 0 | 0 | 0
00 Ret.ACI & DSI | 10449.9543 | 0 | 0 | 0 | 0 | 0 | 0
00 Ret.ACI & DSI & DryFGD | 0 | 0 | 0 | 0 | 0 | 0 | 0
00 Ret.ACI & DSI & DryFGD & HRI | 0 | 0 | 0 | 0 | 0 | 0 | 0
00 Ret.ACI & DSI & HRI | 0 | 0 | 0 | 0 | 0 | 0 | 0
00 Ret.ACI & DSI & WetFGD & HRI | 0 | 0 | 0 | 0 | 0 | 0 | 0
00 Ret.ACI & HRI | 0 | 0 | 0 | 0 | 0 | 0 | 0
00 Ret.ACI & SCR | 0 | 0 | 0 | 0 | 0 | 0 | 0
00 Ret.ACI & SCR & DryFGD & CCS | 0 | 0 | 0 | 0 | 0 | 0 | 0
00 Ret.ACI & SCR & DryFGD & HRI | 0 | 0 | 0 | 0 | 0 | 0 | 0
00 Ret.ACI & SCR & DryFGD & HRI & CCS | 0 | 0 | 0 | 0 | 0 | 0 | 0
00 Ret.ACI & SCR & DSI | 0 | 0 | 0 | 0 | 0 | 0 | 0
00 Ret.ACI & SCR & DSI & DryFGD | 0 | 0 | 0 | 0 | 0 | 0 | 0
00 Ret.ACI & SCR & DSI & DryFGD & HRI | 0 | 0 | 0 | 0 | 0 | 0 | 0
00 Ret.ACI & SCR & DSI & HRI | 0 | 0 | 0 | 0 | 0 | 0 | 0
00 Ret.ACI & SCR & DSI & WetFGD | 0 | 0 | 0 | 0 | 0 | 0 | 0
00 Ret.ACI & SCR & DSI & WetFGD & HRI | 0 | 0 | 0 | 0 | 0 | 0 | 0
00 Ret.ACI & SCR & HRI | 0 | 0 | 0 | 0 | 0 | 0 | 0
00 Ret.ACI & SCR & WetFGD & CCS | 0 | 0 | 0 | 0 | 0 | 0 | 0
00 Ret.ACI & SCR & WetFGD & HRI | 0 | 0 | 0 | 0 | 0 | 0 | 0
00 Ret.ACI & SCR & WetFGD & HRI & CCS | 0 | 0 | 0 | 0 | 0 | 0 | 0
00 Ret.ACI & SNCR | 0 | 0 | 0 | 0 | 0 | 0 | 0
00 Ret.ACI & SNCR & DSI | 0 | 0 | 0 | 0 | 0 | 0 | 0
00 Ret.ACI & SNCR & DSI & DryFGD | 0 | 0 | 0 | 0 | 0 | 0 | 0
00 Ret.ACI & SNCR & DSI & DryFGD & HRI | 0 | 0 | 0 | 0 | 0 | 0 | 0
00 Ret.ACI & SNCR & DSI & HRI | 0 | 0 | 0 | 0 | 0 | 0 | 0
00 Ret.ACI & SNCR & DSI & WetFGD | 0 | 0 | 0 | 0 | 0 | 0 | 0
00 Ret.ACI & SNCR & DSI & WetFGD & HRI | 0 | 0 | 0 | 0 | 0 | 0 | 0
00 Ret.ACI & SNCR & HRI | 0 | 0 | 0 | 0 | 0 | 0 | 0
00 Ret.ACI & WetFGD | 71.091 | 961.7387 | 0 | 0 | 0 | 0 | 0
00 Ret.ACI & WetFGD & DSI | 0 | 0 | 0 | 0 | 0 | 0 | 0
00 Ret.ACI & WetFGD & HRI | 0 | 0 | 0 | 0 | 0 | 0 | 0
00 Ret.C2G | 7569 | 3852.1136 | 0 | 963 | 0 | 0 | 0
00 Ret.C2G & SCR | 0 | 226.5535 | 33.9794 | 5.114 | 0 | 0 | 0
00 Ret.CCG | 0 | 0 | 0 | 0 | 0 | 0 | 0
00 Ret.DryFGD | 0 | 583.6572 | 0 | 0 | 0 | 0 | 0
00 Ret.DryFGD & ACI & CCS | 0 | 0 | 0 | 0 | 0 | 0 | 0
00 Ret.DryFGD & ACI & HRI & CCS | 0 | 0 | 0 | 0 | 0 | 0 | 0
00 Ret.DryFGD & CCS | 0 | 0 | 0 | 0 | 0 | 0 | 0
00 Ret.DryFGD & HRI | 0 | 0 | 0 | 0 | 0 | 0 | 0
00 Ret.DryFGD & HRI & CCS | 0 | 0 | 0 | 0 | 0 | 0 | 0
00 Ret.DSI | 56.5685 | 0 | 0 | 0 | 0 | 0 | 0
00 Ret.DSI & DryFGD | 0 | 0 | 0 | 0 | 0 | 0 | 0
00 Ret.DSI & DryFGD & HRI | 0 | 0 | 0 | 0 | 0 | 0 | 0
00 Ret.DSI & HRI | 0 | 0 | 0 | 0 | 0 | 0 | 0
00 Ret.DSI & WetFGD | 0 | 0 | 0 | 0 | 0 | 0 | 0
00 Ret.DSI & WetFGD & HRI | 0 | 0 | 0 | 0 | 0 | 0 | 0
00 Ret.Exist FBC_DryFGD_SNCR_ACI & CCS | 0 | 0 | 0 | 0 | 0 | 0 | 0
00 Ret.ExistACI & DryFGD | 320.5577 | 0 | 0 | 0 | 0 | 0 | 0
00 Ret.ExistACI & DryFGD & CCS | 0 | 0 | 0 | 0 | 0 | 0 | 0
00 Ret.ExistACI & DryFGD & HRI | 0 | 0 | 0 | 0 | 0 | 0 | 0
00 Ret.ExistACI & DryFGD & HRI & CCS | 0 | 0 | 0 | 0 | 0 | 0 | 0
00 Ret.ExistACI & DSI | 1601.2849 | 0 | 0 | 0 | 0 | 0 | 0
00 Ret.ExistACI & DSI & DryFGD | 0 | 0 | 0 | 0 | 0 | 0 | 0
00 Ret.ExistACI & DSI & DryFGD & HRI | 0 | 0 | 0 | 0 | 0 | 0 | 0
00 Ret.ExistACI & DSI & HRI | 0 | 0 | 0 | 0 | 0 | 0 | 0
00 Ret.ExistACI & DSI & WetFGD | 0 | 0 | 0 | 0 | 0 | 0 | 0
00 Ret.ExistACI & DSI & WetFGD & HRI | 0 | 0 | 0 | 0 | 0 | 0 | 0
00 Ret.ExistACI & HRI | 0 | 0 | 0 | 0 | 0 | 0 | 0
00 Ret.ExistACI & HRI & WetFGD | 0 | 0 | 0 | 0 | 0 | 0 | 0
00 Ret.ExistACI & SCR | 0 | 0 | 0 | 0 | 0 | 0 | 0
00 Ret.ExistACI & SCR & DryFGD | 0 | 0 | 0 | 0 | 0 | 0 | 0
00 Ret.ExistACI & SCR & DryFGD & CCS | 0 | 0 | 0 | 0 | 0 | 0 | 0
00 Ret.ExistACI & SCR & DryFGD & HRI | 0 | 0 | 0 | 0 | 0 | 0 | 0
00 Ret.ExistACI & SCR & DryFGD & HRI & CCS | 0 | 0 | 0 | 0 | 0 | 0 | 0
00 Ret.ExistACI & SCR & DSI | 0 | 0 | 0 | 0 | 0 | 0 | 0
00 Ret.ExistACI & SCR & DSI & DryFGD | 0 | 0 | 0 | 0 | 0 | 0 | 0
00 Ret.ExistACI & SCR & DSI & DryFGD & HRI | 0 | 0 | 0 | 0 | 0 | 0 | 0
00 Ret.ExistACI & SCR & DSI & HRI | 0 | 0 | 0 | 0 | 0 | 0 | 0
00 Ret.ExistACI & SCR & HRI | 0 | 0 | 0 | 0 | 0 | 0 | 0
00 Ret.ExistACI & SCR & WetFGD | 0 | 0 | 0 | 0 | 0 | 0 | 0
00 Ret.ExistACI & SCR & WetFGD & CCS | 0 | 0 | 0 | 0 | 0 | 0 | 0
00 Ret.ExistACI & SCR & WetFGD & HRI | 0 | 0 | 0 | 0 | 0 | 0 | 0
00 Ret.ExistACI & SCR & WetFGD & HRI & CCS | 0 | 0 | 0 | 0 | 0 | 0 | 0
00 Ret.ExistACI & SNCR | 0 | 0 | 0 | 0 | 0 | 0 | 0
00 Ret.ExistACI & SNCR & DryFGD | 0 | 0 | 0 | 0 | 0 | 0 | 0
00 Ret.ExistACI & SNCR & DryFGD & HRI | 0 | 0 | 0 | 0 | 0 | 0 | 0
00 Ret.ExistACI & SNCR & DSI | 0 | 0 | 0 | 0 | 0 | 0 | 0
00 Ret.ExistACI & SNCR & DSI & HRI | 0 | 0 | 0 | 0 | 0 | 0 | 0
00 Ret.ExistACI & SNCR & HRI | 0 | 0 | 0 | 0 | 0 | 0 | 0
00 Ret.ExistACI & SNCR & WetFGD | 0 | 0 | 0 | 0 | 0 | 0 | 0
00 Ret.ExistACI & SNCR & WetFGD & HRI | 0 | 0 | 0 | 0 | 0 | 0 | 0
00 Ret.ExistACI & WetFGD | 1182.0448 | 0 | 0 | 0 | 0 | 0 | 0
00 Ret.ExistACI & WetFGD & CCS | 0 | 0 | 0 | 0 | 0 | 0 | 0
00 Ret.ExistACI & WetFGD & HRI & CCS | 0 | 0 | 0 | 0 | 0 | 0 | 0
00 Ret.ExistACI_DSI & DryFGD | 249.6908 | 21.3338 | 0 | 0 | 0 | 0 | 0
00 Ret.ExistACI_DSI & DryFGD & CCS | 0 | 0 | 0 | 0 | 0 | 0 | 0
00 Ret.ExistACI_DSI & DryFGD & HRI | 0 | 0 | 0 | 0 | 0 | 0 | 0
00 Ret.ExistACI_DSI & DryFGD & HRI & CCS | 0 | 0 | 0 | 0 | 0 | 0 | 0
00 Ret.ExistACI_DSI & HRI | 0 | 0 | 0 | 0 | 0 | 0 | 0
00 Ret.ExistACI_DSI & SCR | 0 | 27.8061 | 1.5306 | 0 | 0 | 0 | 0
00 Ret.ExistACI_DSI & SCR & DryFGD | 0 | 0 | 0 | 0 | 0 | 0 | 0
00 Ret.ExistACI_DSI & SCR & DryFGD & CCS | 0 | 0 | 0 | 0 | 0 | 0 | 0
00 Ret.ExistACI_DSI & SCR & DryFGD & HRI | 0 | 0 | 0 | 0 | 0 | 0 | 0
00 Ret.ExistACI_DSI & SCR & DryFGD & HRI & CCS | 0 | 0 | 0 | 0 | 0 | 0 | 0
00 Ret.ExistACI_DSI & SCR & HRI | 0 | 0 | 0 | 0 | 0 | 0 | 0
00 Ret.ExistACI_DSI & SCR & WetFGD | 0 | 0 | 0 | 0 | 2558.6215 | 0 | 0
00 Ret.ExistACI_DSI & SCR & WetFGD & CCS | 0 | 0 | 0 | 0 | 0 | 0 | 0
00 Ret.ExistACI_DSI & SCR & WetFGD & HRI | 0 | 0 | 0 | 0 | 0 | 0 | 0
00 Ret.ExistACI_DSI & SCR & WetFGD & HRI & CCS | 0 | 0 | 0 | 0 | 0 | 0 | 0
00 Ret.ExistACI_DSI & SNCR | 0 | 0 | 0 | 0 | 0 | 0 | 0
00 Ret.ExistACI_DSI & SNCR & DryFGD | 0 | 0 | 0 | 0 | 0 | 0 | 0
00 Ret.ExistACI_DSI & SNCR & DryFGD & HRI | 0 | 0 | 0 | 0 | 0 | 0 | 0
00 Ret.ExistACI_DSI & SNCR & HRI | 0 | 0 | 0 | 0 | 0 | 0 | 0
00 Ret.ExistACI_DSI & SNCR & WetFGD | 0 | 0 | 0 | 0 | 0 | 0 | 0
00 Ret.ExistACI_DSI & SNCR & WetFGD & HRI | 0 | 0 | 0 | 0 | 0 | 0 | 0
00 Ret.ExistACI_DSI & WetFGD | 2575.2091 | 0 | 0 | 0 | 0 | 0 | 0
00 Ret.ExistACI_DSI & WetFGD & CCS | 0 | 0 | 0 | 0 | 0 | 0 | 0
00 Ret.ExistACI_DSI & WetFGD & HRI | 0 | 0 | 0 | 0 | 0 | 0 | 0
00 Ret.ExistACI_DSI & WetFGD & HRI & CCS | 0 | 0 | 0 | 0 | 0 | 0 | 0
00 Ret.ExistDryFGD & ACI | 3188.5936 | 0 | 0 | 0 | 0 | 0 | 0
00 Ret.ExistDryFGD & ACI & CCS | 0 | 0 | 0 | 0 | 0 | 0 | 0
00 Ret.ExistDryFGD & ACI & HRI | 0 | 0 | 0 | 0 | 0 | 0 | 0
00 Ret.ExistDryFGD & ACI & HRI & CCS | 0 | 0 | 0 | 0 | 0 | 0 | 0
00 Ret.ExistDryFGD & ACI & SCR | 0 | 292.1033 | 0 | 0 | 0 | 0 | 0
00 Ret.ExistDryFGD & ACI & SCR & CCS | 0 | 0 | 0 | 0 | 0 | 0 | 0
00 Ret.ExistDryFGD & ACI & SCR & HRI | 0 | 0 | 0 | 0 | 0 | 0 | 0
00 Ret.ExistDryFGD & ACI & SCR & HRI & CCS | 0 | 0 | 0 | 0 | 0 | 0 | 0
00 Ret.ExistDryFGD & ACI & SNCR | 0 | 0 | 0 | 0 | 0 | 0 | 0
00 Ret.ExistDryFGD & ACI & SNCR & HRI | 0 | 0 | 0 | 0 | 0 | 0 | 0
00 Ret.ExistDryFGD & CCS | 0 | 0 | 0 | 0 | 0 | 0 | 0
00 Ret.ExistDryFGD & HRI | 0 | 0 | 0 | 0 | 0 | 0 | 0
00 Ret.ExistDryFGD & HRI & CCS | 0 | 0 | 0 | 0 | 0 | 0 | 0
00 Ret.ExistDryFGD & SCR | 0 | 500.8128 | 0 | 0 | 0 | 0 | 0
00 Ret.ExistDryFGD & SCR & CCS | 0 | 0 | 0 | 0 | 0 | 0 | 0
00 Ret.ExistDryFGD & SCR & HRI | 0 | 0 | 0 | 0 | 0 | 0 | 0
00 Ret.ExistDryFGD & SCR & HRI & CCS | 0 | 0 | 0 | 0 | 0 | 0 | 0
00 Ret.ExistDryFGD & SNCR | 0 | 0 | 0 | 0 | 0 | 0 | 0
00 Ret.ExistDryFGD & SNCR & HRI | 0 | 0 | 0 | 0 | 0 | 0 | 0
00 Ret.ExistDryFGD_ACI & CCS | 0 | 0 | 0 | 0 | 0 | 0 | 0
00 Ret.ExistDryFGD_ACI & HRI | 0 | 0 | 0 | 0 | 0 | 0 | 0
00 Ret.ExistDryFGD_ACI & HRI & CCS | 0 | 0 | 0 | 0 | 0 | 0 | 0
00 Ret.ExistDryFGD_ACI & SCR | 33.1753 | 301.8706 | 690.9494 | 0 | 0 | 0 | 0
00 Ret.ExistDryFGD_ACI & SCR & CCS | 0 | 0 | 0 | 0 | 0 | 0 | 0
00 Ret.ExistDryFGD_ACI & SCR & HRI | 0 | 0 | 0 | 0 | 0 | 0 | 0
00 Ret.ExistDryFGD_ACI & SCR & HRI & CCS | 0 | 0 | 0 | 0 | 0 | 0 | 0
00 Ret.ExistDryFGD_SCR & ACI & CCS | 0 | 0 | 0 | 0 | 0 | 0 | 0
00 Ret.ExistDryFGD_SCR & ACI & HRI | 0 | 0 | 0 | 0 | 0 | 0 | 0
00 Ret.ExistDryFGD_SCR & ACI & HRI & CCS | 0 | 0 | 0 | 0 | 0 | 0 | 0
00 Ret.ExistDryFGD_SCR & CCS | 0 | 0 | 0 | 0 | 0 | 0 | 0
00 Ret.ExistDryFGD_SNCR & ACI & HRI | 0 | 0 | 0 | 0 | 0 | 0 | 0
00 Ret.ExistDSI & ACI | 583.3118 | 0 | 0 | 0 | 0 | 0 | 0
00 Ret.ExistDSI & ACI & HRI | 0 | 0 | 0 | 0 | 0 | 0 | 0
00 Ret.ExistDSI & ACI & SCR | 0 | 0 | 0 | 0 | 0 | 0 | 0
00 Ret.ExistDSI & ACI & SCR & DryFGD & CCS | 0 | 0 | 0 | 0 | 0 | 0 | 0
00 Ret.ExistDSI & ACI & SCR & DryFGD & HRI | 0 | 0 | 0 | 0 | 0 | 0 | 0
00 Ret.ExistDSI & ACI & SCR & DryFGD & HRI & CCS | 0 | 0 | 0 | 0 | 0 | 0 | 0
00 Ret.ExistDSI & ACI & SCR & HRI | 0 | 0 | 0 | 0 | 0 | 0 | 0
00 Ret.ExistDSI & ACI & SCR & WetFGD & CCS | 0 | 0 | 0 | 0 | 0 | 0 | 0
00 Ret.ExistDSI & ACI & SCR & WetFGD & HRI | 0 | 0 | 0 | 0 | 0 | 0 | 0
00 Ret.ExistDSI & ACI & SCR & WetFGD & HRI & CCS | 0 | 0 | 0 | 0 | 0 | 0 | 0
00 Ret.ExistDSI & DryFGD | 0 | 0 | 0 | 0 | 0 | 0 | 0
00 Ret.ExistDSI & DryFGD & ACI | 0 | 0 | 0 | 0 | 0 | 0 | 0
00 Ret.ExistDSI & DryFGD & ACI & CCS | 0 | 0 | 0 | 0 | 0 | 0 | 0
00 Ret.ExistDSI & DryFGD & ACI & HRI | 0 | 0 | 0 | 0 | 0 | 0 | 0
00 Ret.ExistDSI & DryFGD & ACI & HRI & CCS | 0 | 0 | 0 | 0 | 0 | 0 | 0
00 Ret.ExistDSI & DryFGD & CCS | 0 | 0 | 0 | 0 | 0 | 0 | 0
00 Ret.ExistDSI & DryFGD & HRI | 0 | 0 | 0 | 0 | 0 | 0 | 0
00 Ret.ExistDSI & DryFGD & HRI & CCS | 0 | 0 | 0 | 0 | 0 | 0 | 0
00 Ret.ExistDSI & HRI | 0 | 0 | 0 | 0 | 0 | 0 | 0
00 Ret.ExistDSI & SCR | 0 | 0 | 0 | 0 | 0 | 0 | 0
00 Ret.ExistDSI & SCR & DryFGD | 0 | 0 | 0 | 0 | 0 | 0 | 0
00 Ret.ExistDSI & SCR & DryFGD & ACI | 0 | 0 | 0 | 0 | 0 | 0 | 0
00 Ret.ExistDSI & SCR & DryFGD & CCS | 0 | 0 | 0 | 0 | 0 | 0 | 0
00 Ret.ExistDSI & SCR & DryFGD & HRI | 0 | 0 | 0 | 0 | 0 | 0 | 0
00 Ret.ExistDSI & SCR & DryFGD & HRI & CCS | 0 | 0 | 0 | 0 | 0 | 0 | 0
00 Ret.ExistDSI & SCR & HRI | 0 | 0 | 0 | 0 | 0 | 0 | 0
00 Ret.ExistDSI & SCR & WetFGD | 0 | 0 | 0 | 0 | 0 | 0 | 0
00 Ret.ExistDSI & SCR & WetFGD & ACI | 0 | 0 | 0 | 0 | 0 | 0 | 0
00 Ret.ExistDSI & SCR & WetFGD & CCS | 0 | 0 | 0 | 0 | 0 | 0 | 0
00 Ret.ExistDSI & SCR & WetFGD & HRI | 0 | 0 | 0 | 0 | 0 | 0 | 0
00 Ret.ExistDSI & SCR & WetFGD & HRI & CCS | 0 | 0 | 0 | 0 | 0 | 0 | 0
00 Ret.ExistDSI & SNCR | 0 | 0 | 0 | 0 | 0 | 0 | 0
00 Ret.ExistDSI & SNCR & ACI | 0 | 0 | 0 | 0 | 0 | 0 | 0
00 Ret.ExistDSI & SNCR & ACI & HRI | 0 | 0 | 0 | 0 | 0 | 0 | 0
00 Ret.ExistDSI & SNCR & DryFGD | 0 | 0 | 0 | 0 | 0 | 0 | 0
00 Ret.ExistDSI & SNCR & DryFGD & ACI | 0 | 0 | 0 | 0 | 0 | 0 | 0
00 Ret.ExistDSI & SNCR & DryFGD & ACI & HRI | 0 | 0 | 0 | 0 | 0 | 0 | 0
00 Ret.ExistDSI & SNCR & DryFGD & HRI | 0 | 0 | 0 | 0 | 0 | 0 | 0
00 Ret.ExistDSI & SNCR & HRI | 0 | 0 | 0 | 0 | 0 | 0 | 0
00 Ret.ExistDSI & SNCR & WetFGD | 0 | 0 | 0 | 0 | 0 | 0 | 0
00 Ret.ExistDSI & SNCR & WetFGD & ACI | 0 | 0 | 0 | 0 | 0 | 0 | 0
00 Ret.ExistDSI & SNCR & WetFGD & ACI & HRI | 0 | 0 | 0 | 0 | 0 | 0 | 0
00 Ret.ExistDSI & SNCR & WetFGD & HRI | 0 | 0 | 0 | 0 | 0 | 0 | 0
00 Ret.ExistDSI & WetFGD | 0 | 0 | 0 | 0 | 0 | 0 | 0
00 Ret.ExistDSI & WetFGD & ACI | 0 | 0 | 0 | 0 | 0 | 0 | 0
00 Ret.ExistDSI & WetFGD & ACI & CCS | 0 | 0 | 0 | 0 | 0 | 0 | 0
00 Ret.ExistDSI & WetFGD & ACI & HRI | 0 | 0 | 0 | 0 | 0 | 0 | 0
00 Ret.ExistDSI & WetFGD & ACI & HRI & CCS | 0 | 0 | 0 | 0 | 0 | 0 | 0
00 Ret.ExistDSI & WetFGD & CCS | 0 | 0 | 0 | 0 | 0 | 0 | 0
00 Ret.ExistDSI & WetFGD & HRI | 0 | 0 | 0 | 0 | 0 | 0 | 0
00 Ret.ExistDSI & WetFGD & HRI & CCS | 0 | 0 | 0 | 0 | 0 | 0 | 0
00 Ret.ExistSCR & ACI | 0 | 0 | 0 | 0 | 0 | 0 | 0
00 Ret.ExistSCR & ACI & DryFGD | 0 | 0 | 0 | 0 | 0 | 0 | 0
00 Ret.ExistSCR & ACI & DryFGD & HRI | 0 | 0 | 0 | 0 | 0 | 0 | 0
00 Ret.ExistSCR & ACI & DSI | 3379.1214 | 0 | 0 | 0 | 0 | 0 | 0
00 Ret.ExistSCR & ACI & DSI & DryFGD | 0 | 0 | 0 | 0 | 0 | 0 | 0
00 Ret.ExistSCR & ACI & DSI & DryFGD & HRI | 0 | 0 | 0 | 0 | 0 | 0 | 0
00 Ret.ExistSCR & ACI & DSI & HRI | 0 | 0 | 0 | 0 | 0 | 0 | 0
00 Ret.ExistSCR & ACI & DSI & WetFGD | 0 | 0 | 0 | 0 | 0 | 0 | 0
00 Ret.ExistSCR & ACI & DSI & WetFGD & HRI | 0 | 0 | 0 | 0 | 0 | 0 | 0
00 Ret.ExistSCR & ACI & HRI | 0 | 0 | 0 | 0 | 0 | 0 | 0
00 Ret.ExistSCR & ACI & WetFGD | 0 | 0 | 0 | 0 | 0 | 0 | 0
00 Ret.ExistSCR & ACI & WetFGD & HRI | 0 | 0 | 0 | 0 | 0 | 0 | 0
00 Ret.ExistSCR & DryFGD | 0 | 0 | 0 | 0 | 0 | 0 | 0
00 Ret.ExistSCR & DryFGD & ACI & CCS | 0 | 0 | 0 | 0 | 0 | 0 | 0
00 Ret.ExistSCR & DryFGD & ACI & HRI & CCS | 0 | 0 | 0 | 0 | 0 | 0 | 0
00 Ret.ExistSCR & DryFGD & CCS | 0 | 0 | 0 | 0 | 0 | 0 | 0
00 Ret.ExistSCR & DryFGD & HRI | 0 | 0 | 0 | 0 | 0 | 0 | 0
00 Ret.ExistSCR & DryFGD & HRI & CCS | 0 | 0 | 0 | 0 | 0 | 0 | 0
00 Ret.ExistSCR & DSI | 0 | 0 | 0 | 0 | 0 | 0 | 0
00 Ret.ExistSCR & DSI & DryFGD | 0 | 0 | 0 | 0 | 0 | 0 | 0
00 Ret.ExistSCR & DSI & DryFGD & HRI | 0 | 0 | 0 | 0 | 0 | 0 | 0
00 Ret.ExistSCR & DSI & HRI | 0 | 0 | 0 | 0 | 0 | 0 | 0
00 Ret.ExistSCR & DSI & WetFGD | 0 | 0 | 0 | 0 | 0 | 0 | 0
00 Ret.ExistSCR & DSI & WetFGD & HRI | 0 | 0 | 0 | 0 | 0 | 0 | 0
00 Ret.ExistSCR & HRI | 0 | 0 | 0 | 0 | 0 | 0 | 0
00 Ret.ExistSCR & WetFGD | 1183.3871 | 0 | 0 | 0 | 0 | 0 | 0
00 Ret.ExistSCR & WetFGD & ACI & CCS | 0 | 0 | 0 | 0 | 0 | 0 | 0
00 Ret.ExistSCR & WetFGD & ACI & HRI & CCS | 0 | 0 | 0 | 0 | 0 | 0 | 0
00 Ret.ExistSCR & WetFGD & CCS | 0 | 0 | 0 | 0 | 0 | 0 | 0
00 Ret.ExistSCR & WetFGD & HRI | 0 | 0 | 0 | 0 | 0 | 0 | 0
00 Ret.ExistSCR & WetFGD & HRI & CCS | 0 | 0 | 0 | 0 | 0 | 0 | 0
00 Ret.ExistSCR_ACI & DryFGD | 860.6428 | 0 | 0 | 0 | 0 | 0 | 0
00 Ret.ExistSCR_ACI & DryFGD & CCS | 0 | 0 | 0 | 0 | 0 | 0 | 0
00 Ret.ExistSCR_ACI & DryFGD & HRI | 0 | 0 | 0 | 0 | 0 | 0 | 0
00 Ret.ExistSCR_ACI & DryFGD & HRI & CCS | 0 | 0 | 0 | 0 | 0 | 0 | 0
00 Ret.ExistSCR_ACI & DSI | 331.8288 | 0 | 0 | 0 | 0 | 0 | 0
00 Ret.ExistSCR_ACI & DSI & HRI | 0 | 0 | 0 | 0 | 0 | 0 | 0
00 Ret.ExistSCR_ACI & HRI | 0 | 0 | 0 | 0 | 0 | 0 | 0
00 Ret.ExistSCR_ACI & WetFGD | 0 | 0 | 0 | 0 | 0 | 0 | 0
00 Ret.ExistSCR_ACI & WetFGD & CCS | 0 | 0 | 0 | 0 | 0 | 0 | 0
00 Ret.ExistSCR_ACI & WetFGD & HRI | 0 | 0 | 0 | 0 | 0 | 0 | 0
00 Ret.ExistSCR_ACI & WetFGD & HRI & CCS | 0 | 0 | 0 | 0 | 0 | 0 | 0
00 Ret.ExistSCR_DryFGD & ACI | 1050.0545 | 0 | 0 | 0 | 0 | 0 | 0
00 Ret.ExistSCR_DryFGD & HRI | 0 | 0 | 0 | 0 | 0 | 0 | 0
00 Ret.ExistSCR_DryFGD & HRI & CCS | 0 | 0 | 0 | 0 | 0 | 0 | 0
00 Ret.ExistSCR_DryFGD_ACI & CCS | 0 | 0 | 0 | 0 | 0 | 0 | 0
00 Ret.ExistSCR_DryFGD_ACI & HRI | 0 | 0 | 0 | 0 | 0 | 0 | 0
00 Ret.ExistSCR_DryFGD_ACI & HRI & CCS | 0 | 0 | 0 | 0 | 0 | 0 | 0
00 Ret.ExistSCR_DryFGD_ACI_DSI & CCS | 0 | 0 | 0 | 0 | 0 | 0 | 0
00 Ret.ExistSCR_DryFGD_ACI_DSI & HRI | 0 | 0 | 0 | 0 | 0 | 0 | 0
00 Ret.ExistSCR_DryFGD_ACI_DSI & HRI & CCS | 0 | 0 | 0 | 0 | 0 | 0 | 0
00 Ret.ExistSCR_DSI & ACI | 0 | 0 | 0 | 0 | 0 | 0 | 0
00 Ret.ExistSCR_DSI & ACI & HRI | 0 | 0 | 0 | 0 | 0 | 0 | 0
00 Ret.ExistSCR_DSI & DryFGD | 0 | 0 | 0 | 0 | 0 | 0 | 0
00 Ret.ExistSCR_DSI & DryFGD & ACI | 0 | 0 | 0 | 0 | 0 | 0 | 0
00 Ret.ExistSCR_DSI & DryFGD & ACI & HRI | 0 | 0 | 0 | 0 | 0 | 0 | 0
00 Ret.ExistSCR_DSI & DryFGD & HRI | 0 | 0 | 0 | 0 | 0 | 0 | 0
00 Ret.ExistSCR_DSI & HRI | 0 | 0 | 0 | 0 | 0 | 0 | 0
00 Ret.ExistSCR_DSI & WetFGD | 0 | 0 | 0 | 0 | 0 | 0 | 0
00 Ret.ExistSCR_DSI & WetFGD & ACI | 0 | 0 | 0 | 0 | 0 | 0 | 0
00 Ret.ExistSCR_DSI & WetFGD & ACI & HRI | 0 | 0 | 0 | 0 | 0 | 0 | 0
00 Ret.ExistSCR_DSI & WetFGD & HRI | 0 | 0 | 0 | 0 | 0 | 0 | 0
00 Ret.ExistSCR_WetFGD & ACI | 9295.4235 | 0 | 1430.2554 | 0 | 0 | 0 | 0
00 Ret.ExistSCR_WetFGD & HRI | 0 | 0 | 0 | 0 | 0 | 0 | 0
00 Ret.ExistSCR_WetFGD & HRI & CCS | 0 | 0 | 0 | 0 | 0 | 0 | 0
00 Ret.ExistSCR_WetFGD_ACI & CCS | 0 | 0 | 0 | 0 | 0 | 0 | 0
00 Ret.ExistSCR_WetFGD_ACI & HRI | 0 | 0 | 0 | 0 | 0 | 0 | 0
00 Ret.ExistSCR_WetFGD_ACI & HRI & CCS | 0 | 0 | 0 | 0 | 0 | 0 | 0
00 Ret.ExistSCR_WetFGD_ACI_DSI & CCS | 0 | 0 | 0 | 0 | 0 | 0 | 0
00 Ret.ExistSCR_WetFGD_ACI_DSI & HRI | 0 | 0 | 0 | 0 | 0 | 0 | 0
00 Ret.ExistSCR_WetFGD_ACI_DSI & HRI & CCS | 0 | 0 | 0 | 0 | 0 | 0 | 0
00 Ret.ExistSCR_WetFGD_DSI & HRI | 0 | 0 | 0 | 0 | 0 | 0 | 0
00 Ret.ExistSCR_WetFGD_DSI & HRI & CCS | 0 | 0 | 0 | 0 | 0 | 0 | 0
00 Ret.ExistSNCR & ACI | 102.2395 | 0 | 0 | 0 | 0 | 0 | 0
00 Ret.ExistSNCR & ACI & DryFGD | 0 | 0 | 0 | 0 | 0 | 0 | 0
00 Ret.ExistSNCR & ACI & DryFGD & HRI | 0 | 0 | 0 | 0 | 0 | 0 | 0
00 Ret.ExistSNCR & ACI & DSI | 102.0115 | 0 | 33.8238 | 0 | 0 | 0 | 0
00 Ret.ExistSNCR & ACI & DSI & DryFGD | 0 | 0 | 0 | 0 | 0 | 0 | 0
00 Ret.ExistSNCR & ACI & DSI & DryFGD & HRI | 0 | 0 | 0 | 0 | 0 | 0 | 0
00 Ret.ExistSNCR & ACI & DSI & HRI | 0 | 0 | 0 | 0 | 0 | 0 | 0
00 Ret.ExistSNCR & ACI & DSI & WetFGD | 0 | 0 | 0 | 0 | 0 | 0 | 0
00 Ret.ExistSNCR & ACI & DSI & WetFGD & HRI | 0 | 0 | 0 | 0 | 0 | 0 | 0
00 Ret.ExistSNCR & ACI & HRI | 0 | 0 | 0 | 0 | 0 | 0 | 0
00 Ret.ExistSNCR & ACI & WetFGD | 219.7685 | 0 | 0 | 0 | 0 | 0 | 0
00 Ret.ExistSNCR & ACI & WetFGD & HRI | 0 | 0 | 0 | 0 | 0 | 0 | 0
00 Ret.ExistSNCR & DryFGD | 0 | 0 | 0 | 0 | 0 | 0 | 0
00 Ret.ExistSNCR & DryFGD & ACI & CCS | 0 | 0 | 0 | 0 | 0 | 0 | 0
00 Ret.ExistSNCR & DryFGD & ACI & HRI & CCS | 0 | 0 | 0 | 0 | 0 | 0 | 0
00 Ret.ExistSNCR & DryFGD & CCS | 0 | 0 | 0 | 0 | 0 | 0 | 0
00 Ret.ExistSNCR & DryFGD & HRI | 0 | 0 | 0 | 0 | 0 | 0 | 0
00 Ret.ExistSNCR & DryFGD & HRI & CCS | 0 | 0 | 0 | 0 | 0 | 0 | 0
00 Ret.ExistSNCR & DSI | 0 | 0 | 0 | 0 | 0 | 0 | 0
00 Ret.ExistSNCR & DSI & DryFGD | 0 | 0 | 0 | 0 | 0 | 0 | 0
00 Ret.ExistSNCR & DSI & DryFGD & HRI | 0 | 0 | 0 | 0 | 0 | 0 | 0
00 Ret.ExistSNCR & DSI & HRI | 0 | 0 | 0 | 0 | 0 | 0 | 0
00 Ret.ExistSNCR & DSI & WetFGD | 0 | 0 | 0 | 0 | 0 | 0 | 0
00 Ret.ExistSNCR & DSI & WetFGD & HRI | 0 | 0 | 0 | 0 | 0 | 0 | 0
00 Ret.ExistSNCR & HRI | 0 | 0 | 0 | 0 | 0 | 0 | 0
00 Ret.ExistSNCR & WetFGD | 113.6074 | 0 | 0 | 0 | 0 | 0 | 0
00 Ret.ExistSNCR & WetFGD & ACI & CCS | 0 | 0 | 0 | 0 | 0 | 0 | 0
00 Ret.ExistSNCR & WetFGD & ACI & HRI & CCS | 0 | 0 | 0 | 0 | 0 | 0 | 0
00 Ret.ExistSNCR & WetFGD & CCS | 0 | 0 | 0 | 0 | 0 | 0 | 0
00 Ret.ExistSNCR & WetFGD & HRI | 0 | 0 | 0 | 0 | 0 | 0 | 0
00 Ret.ExistSNCR & WetFGD & HRI & CCS | 0 | 0 | 0 | 0 | 0 | 0 | 0
00 Ret.ExistSNCR_ACI & DryFGD | 443.1335 | 0 | 0 | 0 | 0 | 0 | 0
00 Ret.ExistSNCR_ACI & DryFGD & CCS | 0 | 0 | 0 | 0 | 0 | 0 | 0
00 Ret.ExistSNCR_ACI & DryFGD & HRI | 0 | 0 | 0 | 0 | 0 | 0 | 0
00 Ret.ExistSNCR_ACI & DryFGD & HRI & CCS | 0 | 0 | 0 | 0 | 0 | 0 | 0
00 Ret.ExistSNCR_ACI & DSI | 2608.9995 | 0 | 0 | 0 | 0 | 0 | 0
00 Ret.ExistSNCR_ACI & DSI & HRI | 0 | 0 | 0 | 0 | 0 | 0 | 0
00 Ret.ExistSNCR_ACI & HRI | 0 | 0 | 0 | 0 | 0 | 0 | 0
00 Ret.ExistSNCR_ACI & WetFGD | 0 | 0.98587 | 0 | 0 | 0 | 0 | 0
00 Ret.ExistSNCR_ACI & WetFGD & CCS | 0 | 0 | 0 | 0 | 0 | 0 | 0
00 Ret.ExistSNCR_ACI & WetFGD & HRI | 0 | 0 | 0 | 0 | 0 | 0 | 0
00 Ret.ExistSNCR_ACI & WetFGD & HRI & CCS | 0 | 0 | 0 | 0 | 0 | 0 | 0
00 Ret.ExistSNCR_ACI_DSI & DryFGD | 0 | 0 | 0 | 0 | 0 | 0 | 0
00 Ret.ExistSNCR_ACI_DSI & DryFGD & HRI | 0 | 0 | 0 | 0 | 0 | 0 | 0
00 Ret.ExistSNCR_ACI_DSI & HRI | 0 | 0 | 0 | 0 | 0 | 0 | 0
00 Ret.ExistSNCR_ACI_DSI & WetFGD | 0 | 0 | 0 | 0 | 0 | 0 | 0
00 Ret.ExistSNCR_ACI_DSI & WetFGD & HRI | 0 | 0 | 0 | 0 | 0 | 0 | 0
00 Ret.ExistSNCR_DryFGD & ACI | 0 | 0 | 0 | 0 | 0 | 0 | 0
00 Ret.ExistSNCR_DryFGD & HRI | 0 | 0 | 0 | 0 | 0 | 0 | 0
00 Ret.ExistSNCR_DryFGD_ACI & CCS | 0 | 0 | 0 | 0 | 0 | 0 | 0
00 Ret.ExistSNCR_DryFGD_ACI & HRI | 0 | 0 | 0 | 0 | 0 | 0 | 0
00 Ret.ExistSNCR_DryFGD_ACI & HRI & CCS | 0 | 0 | 0 | 0 | 0 | 0 | 0
00 Ret.ExistSNCR_DSI & ACI | 0 | 0 | 0 | 0 | 0 | 0 | 0
00 Ret.ExistSNCR_DSI & ACI & DryFGD | 0 | 0 | 0 | 0 | 0 | 0 | 0
00 Ret.ExistSNCR_DSI & ACI & DryFGD & HRI | 0 | 0 | 0 | 0 | 0 | 0 | 0
00 Ret.ExistSNCR_DSI & ACI & HRI | 0 | 0 | 0 | 0 | 0 | 0 | 0
00 Ret.ExistSNCR_DSI & ACI & WetFGD | 0 | 0 | 0 | 0 | 0 | 0 | 0
00 Ret.ExistSNCR_DSI & ACI & WetFGD & HRI | 0 | 0 | 0 | 0 | 0 | 0 | 0
00 Ret.ExistSNCR_DSI & DryFGD | 0 | 0 | 0 | 0 | 0 | 0 | 0
00 Ret.ExistSNCR_DSI & DryFGD & ACI & CCS | 0 | 0 | 0 | 0 | 0 | 0 | 0
00 Ret.ExistSNCR_DSI & DryFGD & ACI & HRI & CCS | 0 | 0 | 0 | 0 | 0 | 0 | 0
00 Ret.ExistSNCR_DSI & DryFGD & CCS | 0 | 0 | 0 | 0 | 0 | 0 | 0
00 Ret.ExistSNCR_DSI & DryFGD & HRI | 0 | 0 | 0 | 0 | 0 | 0 | 0
00 Ret.ExistSNCR_DSI & DryFGD & HRI & CCS | 0 | 0 | 0 | 0 | 0 | 0 | 0
00 Ret.ExistSNCR_DSI & HRI | 0 | 0 | 0 | 0 | 0 | 0 | 0
00 Ret.ExistSNCR_DSI & WetFGD | 0 | 0 | 0 | 0 | 0 | 0 | 0
00 Ret.ExistSNCR_DSI & WetFGD & ACI & CCS | 0 | 0 | 0 | 0 | 0 | 0 | 0
00 Ret.ExistSNCR_DSI & WetFGD & ACI & HRI & CCS | 0 | 0 | 0 | 0 | 0 | 0 | 0
00 Ret.ExistSNCR_DSI & WetFGD & CCS | 0 | 0 | 0 | 0 | 0 | 0 | 0
00 Ret.ExistSNCR_DSI & WetFGD & HRI | 0 | 0 | 0 | 0 | 0 | 0 | 0
00 Ret.ExistSNCR_DSI & WetFGD & HRI & CCS | 0 | 0 | 0 | 0 | 0 | 0 | 0
00 Ret.ExistSNCR_WetFGD & ACI | 5589.7592 | 0 | 0 | 0 | 0 | 0 | 0
00 Ret.ExistSNCR_WetFGD & HRI | 0 | 0 | 0 | 0 | 0 | 0 | 0
00 Ret.ExistSNCR_WetFGD & HRI & CCS | 0 | 0 | 0 | 0 | 0 | 0 | 0
00 Ret.ExistSNCR_WetFGD_ACI & CCS | 0 | 0 | 0 | 0 | 0 | 0 | 0
00 Ret.ExistSNCR_WetFGD_ACI & HRI | 0 | 0 | 0 | 0 | 0 | 0 | 0
00 Ret.ExistSNCR_WetFGD_ACI & HRI & CCS | 0 | 0 | 0 | 0 | 0 | 0 | 0
00 Ret.ExistSNCR_WetFGD_ACI_DSI & CCS | 0 | 0 | 0 | 0 | 0 | 0 | 0
00 Ret.ExistSNCR_WetFGD_ACI_DSI & HRI | 0 | 0 | 0 | 0 | 0 | 0 | 0
00 Ret.ExistSNCR_WetFGD_ACI_DSI & HRI & CCS | 0 | 0 | 0 | 0 | 0 | 0 | 0
00 Ret.ExistWetFGD & ACI | 12758.296 | 0 | 482.7528 | 0 | 0 | 0 | 0
00 Ret.ExistWetFGD & ACI & CCS | 0 | 0 | 0 | 0 | 0 | 0 | 0
00 Ret.ExistWetFGD & ACI & HRI | 0 | 0 | 0 | 0 | 0 | 0 | 0
00 Ret.ExistWetFGD & ACI & HRI & CCS | 0 | 0 | 0 | 0 | 0 | 0 | 0
00 Ret.ExistWetFGD & ACI & SCR | 0 | 1623.6965 | 0 | 68.1676 | 1481.7113 | 0 | 0
00 Ret.ExistWetFGD & ACI & SCR & CCS | 0 | 0 | 0 | 0 | 0 | 0 | 0
00 Ret.ExistWetFGD & ACI & SCR & HRI | 0 | 0 | 0 | 0 | 0 | 0 | 0
00 Ret.ExistWetFGD & ACI & SCR & HRI & CCS | 0 | 0 | 0 | 0 | 0 | 0 | 0
00 Ret.ExistWetFGD & ACI & SNCR | 0 | 0 | 0 | 0 | 0 | 0 | 0
00 Ret.ExistWetFGD & ACI & SNCR & HRI | 0 | 0 | 0 | 0 | 0 | 0 | 0
00 Ret.ExistWetFGD & CCS | 0 | 0 | 0 | 0 | 0 | 0 | 0
00 Ret.ExistWetFGD & HRI | 0 | 0 | 0 | 0 | 0 | 0 | 0
00 Ret.ExistWetFGD & HRI & CCS | 0 | 0 | 0 | 0 | 0 | 0 | 0
00 Ret.ExistWetFGD & SCR | 519.3898 | 1036.2875 | 0 | 387.527 | 0 | 0 | 0
00 Ret.ExistWetFGD & SCR & CCS | 0 | 0 | 0 | 0 | 0 | 0 | 0
00 Ret.ExistWetFGD & SCR & HRI | 0 | 0 | 0 | 0 | 0 | 0 | 0
00 Ret.ExistWetFGD & SCR & HRI & CCS | 0 | 0 | 0 | 0 | 0 | 0 | 0
00 Ret.ExistWetFGD & SNCR | 0 | 0 | 0 | 0 | 0 | 0 | 0
00 Ret.ExistWetFGD & SNCR & HRI | 0 | 0 | 0 | 0 | 0 | 0 | 0
00 Ret.ExistWetFGD_ACI & CCS | 0 | 0 | 0 | 0 | 0 | 0 | 0
00 Ret.ExistWetFGD_ACI & HRI | 0 | 0 | 0 | 0 | 0 | 0 | 0
00 Ret.ExistWetFGD_ACI & HRI & CCS | 0 | 0 | 0 | 0 | 0 | 0 | 0
00 Ret.ExistWetFGD_ACI & SCR | 0 | 240.373 | 0 | 0 | 0 | 0 | 0
00 Ret.ExistWetFGD_ACI & SCR & CCS | 0 | 0 | 0 | 0 | 0 | 0 | 0
00 Ret.ExistWetFGD_ACI & SCR & HRI | 0 | 0 | 0 | 0 | 0 | 0 | 0
00 Ret.ExistWetFGD_ACI & SCR & HRI & CCS | 0 | 0 | 0 | 0 | 0 | 0 | 0
00 Ret.ExistWetFGD_ACI & SNCR | 0 | 0 | 0 | 0 | 0 | 0 | 0
00 Ret.ExistWetFGD_ACI & SNCR & HRI | 0 | 0 | 0 | 0 | 0 | 0 | 0
00 Ret.ExistWetFGD_ACI_DSI & CCS | 0 | 0 | 0 | 0 | 0 | 0 | 0
00 Ret.ExistWetFGD_ACI_DSI & HRI | 0 | 0 | 0 | 0 | 0 | 0 | 0
00 Ret.ExistWetFGD_ACI_DSI & HRI & CCS | 0 | 0 | 0 | 0 | 0 | 0 | 0
00 Ret.ExistWetFGD_ACI_DSI & SCR | 0 | 0 | 0 | 0 | 0 | 0 | 0
00 Ret.ExistWetFGD_ACI_DSI & SCR & CCS | 0 | 0 | 0 | 0 | 0 | 0 | 0
00 Ret.ExistWetFGD_ACI_DSI & SCR & HRI | 0 | 0 | 0 | 0 | 0 | 0 | 0
00 Ret.ExistWetFGD_ACI_DSI & SCR & HRI & CCS | 0 | 0 | 0 | 0 | 0 | 0 | 0
00 Ret.ExistWetFGD_SCR & ACI & CCS | 0 | 0 | 0 | 0 | 0 | 0 | 0
00 Ret.ExistWetFGD_SCR & ACI & HRI | 0 | 0 | 0 | 0 | 0 | 0 | 0
00 Ret.ExistWetFGD_SCR & ACI & HRI & CCS | 0 | 0 | 0 | 0 | 0 | 0 | 0
00 Ret.ExistWetFGD_SCR & CCS | 0 | 0 | 0 | 0 | 0 | 0 | 0
00 Ret.ExistWetFGD_SCR_DSI & CCS | 0 | 0 | 0 | 0 | 0 | 0 | 0
00 Ret.ExistWetFGD_SNCR & ACI & CCS | 0 | 0 | 0 | 0 | 0 | 0 | 0
00 Ret.ExistWetFGD_SNCR & ACI & HRI | 0 | 0 | 0 | 0 | 0 | 0 | 0
00 Ret.ExistWetFGD_SNCR & ACI & HRI & CCS | 0 | 0 | 0 | 0 | 0 | 0 | 0
00 Ret.ExistWetFGD_SNCR & CCS | 0 | 0 | 0 | 0 | 0 | 0 | 0
00 Ret.FB & ACI | 439.7376 | 0 | 0 | 0 | 0 | 0 | 0
00 Ret.FB & ACI & HRI | 0 | 0 | 0 | 0 | 0 | 0 | 0
00 Ret.FB & HRI | 0 | 0 | 0 | 0 | 0 | 0 | 0
00 Ret.FB DryFGD | 0 | 0 | 0 | 0 | 0 | 0 | 0
00 Ret.FB DryFGD & ACI | 0 | 0 | 0 | 0 | 0 | 0 | 0
00 Ret.FB DryFGD & ACI & HRI | 0 | 0 | 0 | 0 | 0 | 0 | 0
00 Ret.FB DryFGD & HRI | 0 | 0 | 0 | 0 | 0 | 0 | 0
00 Ret.FB DryFGD & SCR | 0 | 0 | 0 | 0 | 0 | 0 | 0
00 Ret.FB DryFGD & SCR & HRI | 0 | 0 | 0 | 0 | 0 | 0 | 0
00 Ret.FB DryFGD & SNCR | 0 | 0 | 0 | 0 | 0 | 0 | 0
00 Ret.FB DryFGD & SNCR & HRI | 0 | 0 | 0 | 0 | 0 | 0 | 0
00 Ret.FB SNCR & DryFGD & ACI | 0 | 0 | 0 | 0 | 0 | 0 | 0
00 Ret.FB SNCR & DryFGD & ACI & HRI | 0 | 0 | 0 | 0 | 0 | 0 | 0
00 Ret.FB-ACI & SNCR | 0 | 0 | 0 | 0 | 0 | 0 | 0
00 Ret.FB-ACI & SNCR & CCS | 0 | 0 | 0 | 0 | 0 | 0 | 0
00 Ret.FB-ACI & SNCR & HRI | 0 | 0 | 0 | 0 | 0 | 0 | 0
00 Ret.FB-ACI & SNCR & HRI & CCS | 0 | 0 | 0 | 0 | 0 | 0 | 0
00 Ret.FB-Exist ACI & DryFGD | 0 | 0 | 0 | 0 | 0 | 0 | 0
00 Ret.FB-Exist ACI & DryFGD & HRI | 0 | 0 | 0 | 0 | 0 | 0 | 0
00 Ret.FB-Exist ACI & DryFGD & SNCR | 0 | 0 | 0 | 0 | 0 | 0 | 0
00 Ret.FB-Exist ACI & DryFGD & SNCR & HRI | 0 | 0 | 0 | 0 | 0 | 0 | 0
00 Ret.FB-Exist ACI & SNCR | 0 | 0 | 0 | 0 | 0 | 0 | 0
00 Ret.FB-Exist ACI & SNCR & HRI | 0 | 0 | 0 | 0 | 0 | 0 | 0
00 Ret.FB-ExistACI & HRI | 0 | 0 | 0 | 0 | 0 | 0 | 0
00 Ret.FB-ExistDryFGD & HRI | 0 | 0 | 0 | 0 | 0 | 0 | 0
00 Ret.FB-ExistDryFGD & SNCR | 0 | 0 | 0 | 0 | 0 | 0 | 0
00 Ret.FB-ExistDryFGD & SNCR & HRI | 0 | 0 | 0 | 0 | 0 | 0 | 0
00 Ret.FB-ExistDryFGD_SNCR & ACI | 0 | 0 | 0 | 0 | 0 | 0 | 0
00 Ret.FB-ExistDryFGD_SNCR & ACI & HRI | 0 | 0 | 0 | 0 | 0 | 0 | 0
00 Ret.FB-ExistDryFGD_SNCR & HRI | 0 | 0 | 0 | 0 | 0 | 0 | 0
00 Ret.FB-ExistDryFGD_SNCR_ACI & HRI | 0 | 0 | 0 | 0 | 0 | 0 | 0
00 Ret.FB-ExistDryFGD_SNCR_ACI & HRI & CCS | 0 | 0 | 0 | 0 | 0 | 0 | 0
00 Ret.FB-ExistSNCR & ACI | 59.9671 | 0 | 0 | 0 | 0 | 0 | 0
00 Ret.FB-ExistSNCR & ACI & HRI | 0 | 0 | 0 | 0 | 0 | 0 | 0
00 Ret.FB-ExistSNCR & DryFGD | 26.673 | 0 | 0 | 0 | 0 | 0 | 0
00 Ret.FB-ExistSNCR & DryFGD & ACI | 0 | 0 | 0 | 0 | 0 | 0 | 0
00 Ret.FB-ExistSNCR & DryFGD & ACI & HRI | 0 | 0 | 0 | 0 | 0 | 0 | 0
00 Ret.FB-ExistSNCR & DryFGD & HRI | 0 | 0 | 0 | 0 | 0 | 0 | 0
00 Ret.FB-ExistSNCR & HRI | 0 | 0 | 0 | 0 | 0 | 0 | 0
00 Ret.FB-ExistWetFGD_SNCR_ACI & HRI | 0 | 0 | 0 | 0 | 0 | 0 | 0
00 Ret.FB-SCR & DryFGD & ACI | 0 | 0 | 0 | 0 | 0 | 0 | 0
00 Ret.FB-SCR & DryFGD & ACI & HRI | 0 | 0 | 0 | 0 | 0 | 0 | 0
00 Ret.FB-SNCR | 0 | 0 | 0 | 0 | 0 | 0 | 0
00 Ret.FB-SNCR & HRI | 0 | 0 | 0 | 0 | 0 | 0 | 0
00 Ret.HRI | 0 | 0 | 0 | 0 | 0 | 0 | 0
00 Ret.Oil/Gas Steam SCR | 1.9397 | 0 | 0 | 0 | 0 | 0 | 0
00 Ret.SCR | 284.2818 | 0 | 0 | 0 | 0 | 0 | 0
00 Ret.SCR & DryFGD | 0 | 0 | 0 | 0 | 0 | 0 | 0
00 Ret.SCR & DryFGD & ACI | 0 | 954.2509 | 0 | 0 | 0 | 0 | 0
00 Ret.SCR & DryFGD & CCS | 0 | 0 | 0 | 0 | 0 | 0 | 0
00 Ret.SCR & DryFGD & HRI | 0 | 0 | 0 | 0 | 0 | 0 | 0
00 Ret.SCR & DryFGD & HRI & CCS | 0 | 0 | 0 | 0 | 0 | 0 | 0
00 Ret.SCR & DSI | 0 | 0 | 0 | 0 | 0 | 0 | 0
00 Ret.SCR & DSI & DryFGD | 0 | 0 | 0 | 0 | 0 | 0 | 0
00 Ret.SCR & DSI & DryFGD & HRI | 0 | 0 | 0 | 0 | 0 | 0 | 0
00 Ret.SCR & DSI & HRI | 0 | 0 | 0 | 0 | 0 | 0 | 0
00 Ret.SCR & DSI & WetFGD | 0 | 0 | 0 | 0 | 0 | 0 | 0
00 Ret.SCR & DSI & WetFGD & HRI | 0 | 0 | 0 | 0 | 0 | 0 | 0
00 Ret.SCR & HRI | 0 | 0 | 0 | 0 | 0 | 0 | 0
00 Ret.SCR & WetFGD | 18.495 | 260.3692 | 0 | 0 | 0 | 0 | 0
00 Ret.SCR & WetFGD & ACI | 0 | 0 | 0 | 0 | 0 | 0 | 0
00 Ret.SCR & WetFGD & CCS | 0 | 0 | 0 | 0 | 0 | 0 | 0
00 Ret.SCR & WetFGD & HRI | 0 | 0 | 0 | 0 | 0 | 0 | 0
00 Ret.SCR & WetFGD & HRI & CCS | 0 | 0 | 0 | 0 | 0 | 0 | 0
00 Ret.SNCR | 0 | 0 | 0 | 0 | 0 | 0 | 0
00 Ret.SNCR & DryFGD | 0 | 0 | 0 | 0 | 0 | 0 | 0
00 Ret.SNCR & DryFGD & ACI | 0 | 0 | 0 | 0 | 0 | 0 | 0
00 Ret.SNCR & DryFGD & ACI & HRI | 0 | 0 | 0 | 0 | 0 | 0 | 0
00 Ret.SNCR & DryFGD & HRI | 0 | 0 | 0 | 0 | 0 | 0 | 0
00 Ret.SNCR & DSI | 0 | 0 | 0 | 0 | 0 | 0 | 0
00 Ret.SNCR & DSI & HRI | 0 | 0 | 0 | 0 | 0 | 0 | 0
00 Ret.SNCR & HRI | 0 | 0 | 0 | 0 | 0 | 0 | 0
00 Ret.SNCR & WetFGD | 0 | 0 | 0 | 0 | 0 | 0 | 0
00 Ret.SNCR & WetFGD & ACI | 0 | 0 | 0 | 0 | 0 | 0 | 0
00 Ret.SNCR & WetFGD & ACI & HRI | 0 | 0 | 0 | 0 | 0 | 0 | 0
00 Ret.SNCR & WetFGD & HRI | 0 | 0 | 0 | 0 | 0 | 0 | 0
00 Ret.WetFGD | 0 | 0.98481 | 0 | 0 | 0 | 0 | 0
00 Ret.WetFGD & ACI & CCS | 0 | 0 | 0 | 0 | 0 | 0 | 0
00 Ret.WetFGD & ACI & HRI & CCS | 0 | 0 | 0 | 0 | 0 | 0 | 0
00 Ret.WetFGD & CCS | 0 | 0 | 0 | 0 | 0 | 0 | 0
00 Ret.WetFGD & HRI | 0 | 0 | 0 | 0 | 0 | 0 | 0
00 Ret.WetFGD & HRI & CCS | 0 | 0 | 0 | 0 | 0 | 0 | 0
00 CC Retirement | 1423.3 | 387 | 4126.9804 | 0 | 0 | 0 | 0
00 CT Retirement | 976.3 | 327.2 | 5327.0966 | 0 | 322 | 0 | 0
00 O/G Retirement | 2943.4 | 2820.3 | 8154.2762 | 2860.9213 | 0 | 0 | 0
00 Coal Retirement | 10367.2 | 7218.6332 | 53414.701 | 3403.1774 | 634.2174 | 3220.7485 | 648
00 IGCC Retirement | 0 | 0 | 45 | 0 | 0 | 0 | 0
00 Nuke Retirement | 0 | 1.3668 | 2420.5602 | 0 | 1902 | 39716.073 | 51719
00 Non-Fossil Retirement | 138.5 | 18.2 | 0 | 0 | 0 | 0 | 0
Total | 199286.4208 | 118670.6278 | 187100.9666 | 55330.8962 | 103382.0997 | 688748.0353 | 507928.4337
(**) Ind. Boiler capacity in MMBtu/hr, not included in the total
12. Generation by Capacity Reporting Type [GWh]
00 New Combined Cycle | 541.1052 | 74519.437 | 93049.7453 | 124942.904 | 311885.1255 | 724876.1802 | 1362446.9923
00 New Combined Cycle - Uncontrolled | 0 | 0 | 0 | 0 | 0 | 0 | 0
00 New Combined Cycle with Carbon Capture | 0 | 0 | 0 | 0 | 0 | 0 | 0
00 New Combustion Turbine | 947.103 | 1070.7375 | 1364.4906 | 1634.534 | 4700.9292 | 6651.4944 | 8640.1682
00 New Energy Efficiency | 0 | 0 | 0 | 0 | 0 | 0 | 0
00 New Hydro | 308.178 | 317.8478 | 27216.9837 | 57614.7763 | 57826.0299 | 57826.0299 | 57826.0299
00 New Nuclear | 0 | 0 | 0 | 0 | 0 | 0 | 0
00 New Biomass | 687.4541 | 2107.6853 | 2184.1364 | 2267.0354 | 2267.0354 | 1738.7774 | 1821.6765
00 New Geothermal | 373.4388 | 373.4388 | 5165.6494 | 7880.0805 | 9741.3377 | 9791.2172 | 12402.3206
00 New Landfill Gas | 1210.9824 | 1260.6516 | 1260.6516 | 1260.6516 | 1260.6516 | 1260.6516 | 1260.6516
00 New Offshore Wind | 0 | 46.5122 | 46.5122 | 46.5122 | 46.5122 | 46.5122 | 46.5122
00 New Onshore Wind | 29170.7089 | 108196.025 | 109061.8201 | 119816.3787 | 121968.8841 | 123120.8841 | 126856.2478
00 New Solar PV | 5496.7083 | 8892.0182 | 16073.698 | 23272.905 | 40742.5294 | 465265.8339 | 630514.1386
00 New Solar Thermal | 0 | 1412.4868 | 1412.4868 | 1412.4868 | 1412.4868 | 1412.4868 | 1412.4868
00 New Fuel Cell | 147.8513 | 147.8513 | 143.0593 | 147.8513 | 147.8513 | 147.8513 | 147.8513
00 New IGCC | 0 | 0 | 0 | 0 | 0 | 0 | 0
00 New Advanced Coal with CCS | 0 | 0 | 0 | 0 | 0 | 0 | 0
00 New SPC - Uncontrolled | 0 | 0 | 0 | 0 | 0 | 0 | 0
00 New SPC-WetFGD_SCR | 0 | 0 | 0 | 0 | 0 | 0 | 0
00 New Future Technology | 0 | 0 | 0 | 0 | 0 | 0 | 0
00 Exist Combined Cycle | 1209714.8446 | 1114274.9661 | 1052749.0598 | 1137545.8813 | 1048657.2104 | 974392.6544 | 917173.8817
00 Exist Combustion Turbine | 11347.0323 | 8280.1173 | 10260.7911 | 16534.9073 | 16926.7452 | 10350.4784 | 8274.1669
00 Exist Coal Steam_Uncontrolled | 5662.3594 | 5710.2645 | 5914.1053 | 5718.8322 | 6073.833 | 4729.6446 | 4423.5106
00 Exist Coal Steam_ACI | 4698.9858 | 4650.3348 | 76.4085 | 77.2905 | 77.2905 | 77.2905 | 77.2905
00 Exist Coal Steam_ACI_DSI | 21162.8644 | 21025.9036 | 23078.8994 | 22356.9252 | 20146.1427 | 17618.8641 | 15199.9957
00 Exist Coal Steam_DryFGD | 16569.6886 | 9469.5398 | 9103.2402 | 6278.7498 | 7107.1271 | 6033.4246 | 6033.4246
00 Exist Coal Steam_DryFGD_ACI | 50200.482 | 49846.5179 | 43802.7415 | 43751.2815 | 44067.8545 | 43061.647 | 42178.4928
00 Exist Coal Steam_DryFGD_SCR | 6073.8044 | 6280.7053 | 10043.022 | 8354.7167 | 10043.1226 | 4585.3588 | 4585.3588
00 Exist Coal Steam_DryFGD_SCR_ACI | 77699.0315 | 77336.0577 | 78042.1377 | 77391.0238 | 79309.5653 | 75893.3457 | 74794.2041
00 Exist Coal Steam_DryFGD_SCR_ACI_DSI | 7257.0393 | 10007.8454 | 10765.897 | 10597.295 | 11058.8076 | 9377.0285 | 9334.7525
00 Exist Coal Steam_DryFGD_SNCR | 1400.4013 | 1400.4013 | 1855.6613 | 1644.2776 | 1996.8528 | 1664.0245 | 1644.2776
00 Exist Coal Steam_DryFGD_SNCR_ACI | 18347.6592 | 19845.9226 | 20432.4966 | 20568.06 | 20568.06 | 19131.2519 | 18751.6654
00 Exist Coal Steam_DSI | 0 | 0 | 0 | 0 | 0 | 0 | 0
00 Exist Coal Steam_SCR | 0 | 0 | 0 | 0 | 0 | 0 | 0
00 Exist Coal Steam_SCR_ACI | 782.6825 | 991.2758 | 0 | 0 | 0 | 0 | 0
00 Exist Coal Steam_SCR_DSI | 0 | 0 | 0 | 0 | 0 | 0 | 0
00 Exist Coal Steam_SNCR | 675.5567 | 627.6851 | 610.0453 | 604.1981 | 610.136 | 589.2266 | 579.811
00 Exist Coal Steam_SNCR_ACI | 2905.8679 | 0 | 0 | 0 | 0 | 0 | 0
00 Exist Coal Steam_SNCR_ACI_DSI | 0 | 0 | 0 | 0 | 0 | 0 | 0
00 Exist Coal Steam_SNCR_DSI | 0 | 0 | 0 | 0 | 0 | 0 | 0
00 Exist Coal Steam_WetFGD | 56529.9676 | 43399.212 | 39993.3738 | 37193.6392 | 37193.6392 | 37193.6392 | 37193.6392
00 Exist Coal Steam_WetFGD_ACI | 68197.7422 | 71188.2167 | 75960.794 | 74847.9994 | 76932.6624 | 72024.7006 | 69924.254
00 Exist Coal Steam_WetFGD_ACI_DSI | 9352.2623 | 9711.3748 | 11292.4316 | 10909.3026 | 11396.9767 | 10228.2915 | 7991.7623
00 Exist Coal Steam_WetFGD_SCR | 452993.2597 | 464906.3918 | 444848.2767 | 436722.5374 | 448523.9305 | 399002.6157 | 388609.6341
00 Exist Coal Steam_WetFGD_SCR_ACI | 123138.8704 | 129710.9256 | 135678.2151 | 134008.3164 | 138676.7037 | 127053.1691 | 122539.1831
00 Exist Coal Steam_WetFGD_SCR_ACI_DSI | 8512.0585 | 9095.4799 | 10093.4723 | 10023.5015 | 9945.18 | 8907.428 | 7747.3481
00 Exist Coal Steam_WetFGD_SCR_DSI | 5203.2665 | 5203.2665 | 6287.1466 | 5203.2665 | 6298.2077 | 5292.6908 | 5203.2665
00 Exist Coal Steam_WetFGD_SNCR | 9579.4913 | 9266.1226 | 10184.6121 | 7709.6719 | 9806.0058 | 5064.9619 | 4365.929
00 Exist Coal Steam_WetFGD_SNCR_ACI | 15346.7658 | 15346.7658 | 15654.9988 | 15654.9988 | 16047.7331 | 15654.9988 | 14875.2994
00 Exist Coal Steam_WetFGD_SNCR_ACI_DSI | 4651.7282 | 4651.7282 | 4651.7282 | 4651.7282 | 4651.7282 | 4651.7282 | 4651.7282
00 Exist FBC_Uncontrolled | 5106.3454 | 5604.8555 | 6631.9449 | 6463.6075 | 6761.5808 | 6247.3069 | 5281.0568
00 Exist FBC_ACI | 2270.667 | 2270.667 | 2270.667 | 2270.667 | 2270.667 | 2270.667 | 2270.667
00 Exist FBC_DryFGD | 316.523 | 316.523 | 316.523 | 316.523 | 316.523 | 0 | 0
00 Exist FBC_DryFGD_SNCR | 13648.2425 | 10253.2978 | 12809.998 | 12909.0889 | 13447.0095 | 13447.0095 | 13447.0095
00 Exist FBC_DryFGD_SNCR_ACI | 6774.5855 | 7272.5287 | 8252.1865 | 7367.1238 | 7954.4076 | 6970.1541 | 3611.8505
00 Exist FBC_SNCR | 2513.888 | 2328.5007 | 2326.9887 | 2328.5007 | 2351.1873 | 2112.0708 | 2071.0973
00 Exist FBC_SNCR_ACI | 78.0266 | 78.0266 | 78.0266 | 78.0266 | 78.0266 | 78.0266 | 78.0266
00 Exist FBC_WetFGD_SNCR_ACI | 0 | 0 | 668.5021 | 668.5021 | 1977.0543 | 1677.2044 | 2129.2157
00 Exist IGCC | 9213.6405 | 9216.3148 | 9481.402 | 9400.1996 | 9443.4898 | 9265.0375 | 9201.2847
00 Exist Fossil_Other | 1081.7842 | 1081.7842 | 1081.7842 | 1081.7842 | 1081.7842 | 1081.7842 | 1081.7842
00 Exist Fuel Cell | 147.1989 | 80.4899 | 126.4651 | 146.2261 | 87.1171 | 70.5167 | 70.5167
00 Exist Hydro | 272959.3099 | 273817.0185 | 273817.0185 | 273817.0185 | 273817.0185 | 273817.0185 | 273817.0185
00 Exist Non Fossil_Other | 15937.599 | 15893.7973 | 15893.7973 | 15893.7973 | 15893.7973 | 15893.7973 | 15893.7973
00 Exist Nuclear | 786373.8122 | 787039.4471 | 803008.0031 | 803809.8216 | 788196.3684 | 477014.8659 | 62309.8894
00 Exist Oil/Gas Steam | 50816.7854 | 42790.7722 | 37184.7097 | 28846.2122 | 14546.1857 | 3238.8034 | 2445.9637
00 Exist Oil/Gas Steam_SCR | 6441.5699 | 5547.5542 | 4600.5913 | 4919.1559 | 3944.6718 | 405.1012 | 277.5897
00 Exist Oil/Gas Steam_SNCR | 791.7167 | 149.5312 | 0 | 542.5681 | 0 | 0 | 0
00 Exist Biomass | 20346.4501 | 19489.277 | 21707.0418 | 21773.4296 | 24208.7349 | 21319.0449 | 23722.8805
00 Exist Landfill Gas | 10606.0729 | 10609.1836 | 10609.1836 | 10609.1836 | 10609.1836 | 10609.1836 | 10609.1836
00 Exist Geothermal | 16765.6323 | 16765.6323 | 16765.6323 | 16765.6323 | 16765.6323 | 16765.6323 | 16765.6323
00 Exist Pump Storage | 7786.6538 | 6657.3261 | 7719.297 | 8047.7348 | 9144.4561 | 5192.0878 | 5488.0208
00 Exist Solar PV | 24318.0256 | 24910.7285 | 24908.4418 | 24908.4418 | 24908.4418 | 24900.2041 | 24900.2041
00 Exist Solar Thermal | 3116.9422 | 3116.9422 | 3116.9422 | 3116.9422 | 3116.9422 | 3116.9422 | 3116.9422
00 Exist Wind | 213274.4048 | 213154.2788 | 214461.0943 | 214461.0943 | 214461.0943 | 214461.0943 | 214461.0943
00 International Imports | 943.6272 | 943.6272 | 723.576 | 173.448 | 0 | 0 | 0
00 Ret.ACI | 11404.6658 | 6610.3629 | 2636.2853 | 2639.061 | 3095.5217 | 1340.7735 | 341.7164
00 Ret.ACI & DryFGD | 8558.0337 | 2687.3617 | 2686.1831 | 2687.3617 | 2687.3617 | 2687.3617 | 2687.3617
00 Ret.ACI & DryFGD & HRI | 0 | 0 | 0 | 0 | 0 | 0 | 0
00 Ret.ACI & DSI | 69946.6515 | 70293.7043 | 75807.1098 | 74235.321 | 76450.7245 | 61636.9957 | 60792.5716
00 Ret.ACI & DSI & DryFGD | 0 | 0 | 0 | 0 | 0 | 0 | 0
00 Ret.ACI & DSI & DryFGD & HRI | 0 | 0 | 0 | 0 | 0 | 0 | 0
00 Ret.ACI & DSI & HRI | 0 | 0 | 0 | 0 | 0 | 0 | 0
00 Ret.ACI & DSI & WetFGD & HRI | 0 | 0 | 0 | 0 | 0 | 0 | 0
00 Ret.ACI & HRI | 0 | 0 | 0 | 0 | 0 | 0 | 0
00 Ret.ACI & SCR | 0 | 0 | 0 | 0 | 0 | 0 | 0
00 Ret.ACI & SCR & DryFGD & CCS | 0 | 0 | 0 | 0 | 0 | 0 | 0
00 Ret.ACI & SCR & DryFGD & HRI | 0 | 0 | 0 | 0 | 0 | 0 | 0
00 Ret.ACI & SCR & DryFGD & HRI & CCS | 0 | 0 | 0 | 0 | 0 | 0 | 0
00 Ret.ACI & SCR & DSI | 0 | 0 | 0 | 0 | 0 | 0 | 0
00 Ret.ACI & SCR & DSI & DryFGD | 0 | 0 | 0 | 0 | 0 | 0 | 0
00 Ret.ACI & SCR & DSI & DryFGD & HRI | 0 | 0 | 0 | 0 | 0 | 0 | 0
00 Ret.ACI & SCR & DSI & HRI | 0 | 0 | 0 | 0 | 0 | 0 | 0
00 Ret.ACI & SCR & DSI & WetFGD | 0 | 0 | 0 | 0 | 0 | 0 | 0
00 Ret.ACI & SCR & DSI & WetFGD & HRI | 0 | 0 | 0 | 0 | 0 | 0 | 0
00 Ret.ACI & SCR & HRI | 0 | 0 | 0 | 0 | 0 | 0 | 0
00 Ret.ACI & SCR & WetFGD & CCS | 0 | 0 | 0 | 0 | 0 | 0 | 0
00 Ret.ACI & SCR & WetFGD & HRI | 0 | 0 | 0 | 0 | 0 | 0 | 0
00 Ret.ACI & SCR & WetFGD & HRI & CCS | 0 | 0 | 0 | 0 | 0 | 0 | 0
00 Ret.ACI & SNCR | 0 | 0 | 0 | 0 | 0 | 0 | 0
00 Ret.ACI & SNCR & DSI | 0 | 0 | 0 | 0 | 0 | 0 | 0
00 Ret.ACI & SNCR & DSI & DryFGD | 0 | 0 | 0 | 0 | 0 | 0 | 0
00 Ret.ACI & SNCR & DSI & DryFGD & HRI | 0 | 0 | 0 | 0 | 0 | 0 | 0
00 Ret.ACI & SNCR & DSI & HRI | 0 | 0 | 0 | 0 | 0 | 0 | 0
00 Ret.ACI & SNCR & DSI & WetFGD | 0 | 0 | 0 | 0 | 0 | 0 | 0
00 Ret.ACI & SNCR & DSI & WetFGD & HRI | 0 | 0 | 0 | 0 | 0 | 0 | 0
00 Ret.ACI & SNCR & HRI | 0 | 0 | 0 | 0 | 0 | 0 | 0
00 Ret.ACI & WetFGD | 510.0379 | 7409.9744 | 7396.2411 | 7409.9744 | 7409.9744 | 7409.9744 | 7409.9744
00 Ret.ACI & WetFGD & DSI | 0 | 0 | 0 | 0 | 0 | 0 | 0
00 Ret.ACI & WetFGD & HRI | 0 | 0 | 0 | 0 | 0 | 0 | 0
00 Ret.C2G | 2334.6422 | 617.704 | 373.7677 | 337.4065 | 356.8255 | 356.794 | 356.794
00 Ret.C2G & SCR | 0 | 1148.5669 | 1809.2384 | 1991.7065 | 1994.0178 | 1994.0178 | 1980.0864
00 Ret.CCG | 0 | 0 | 0 | 0 | 0 | 0 | 0
00 Ret.DryFGD | 0 | 3657.7059 | 4180.0597 | 4187.4138 | 4187.4138 | 4187.4138 | 3890.3183
00 Ret.DryFGD & ACI & CCS | 0 | 0 | 0 | 0 | 0 | 0 | 0
00 Ret.DryFGD & ACI & HRI & CCS | 0 | 0 | 0 | 0 | 0 | 0 | 0
00 Ret.DryFGD & CCS | 0 | 0 | 0 | 0 | 0 | 0 | 0
00 Ret.DryFGD & HRI | 0 | 0 | 0 | 0 | 0 | 0 | 0
00 Ret.DryFGD & HRI & CCS | 0 | 0 | 0 | 0 | 0 | 0 | 0
00 Ret.DSI | 332.1368 | 409.3252 | 409.3252 | 0 | 0 | 0 | 0
00 Ret.DSI & DryFGD | 0 | 0 | 0 | 0 | 0 | 0 | 0
00 Ret.DSI & DryFGD & HRI | 0 | 0 | 0 | 0 | 0 | 0 | 0
00 Ret.DSI & HRI | 0 | 0 | 0 | 0 | 0 | 0 | 0
00 Ret.DSI & WetFGD | 0 | 0 | 0 | 0 | 0 | 0 | 0
00 Ret.DSI & WetFGD & HRI | 0 | 0 | 0 | 0 | 0 | 0 | 0
00 Ret.Exist FBC_DryFGD_SNCR_ACI & CCS | 0 | 0 | 0 | 0 | 0 | 0 | 0
00 Ret.ExistACI & DryFGD | 2070.5523 | 1913.6062 | 2366.3701 | 2370.4091 | 2370.4091 | 2239.6681 | 2070.0252
00 Ret.ExistACI & DryFGD & CCS | 0 | 0 | 0 | 0 | 0 | 0 | 0
00 Ret.ExistACI & DryFGD & HRI | 0 | 0 | 0 | 0 | 0 | 0 | 0
00 Ret.ExistACI & DryFGD & HRI & CCS | 0 | 0 | 0 | 0 | 0 | 0 | 0
00 Ret.ExistACI & DSI | 3579.4949 | 3401.4598 | 10262.9918 | 9501.5844 | 11531.1676 | 8968.9682 | 9097.5458
00 Ret.ExistACI & DSI & DryFGD | 0 | 0 | 0 | 0 | 0 | 0 | 0
00 Ret.ExistACI & DSI & DryFGD & HRI | 0 | 0 | 0 | 0 | 0 | 0 | 0
00 Ret.ExistACI & DSI & HRI | 0 | 0 | 0 | 0 | 0 | 0 | 0
00 Ret.ExistACI & DSI & WetFGD | 0 | 0 | 0 | 0 | 0 | 0 | 0
00 Ret.ExistACI & DSI & WetFGD & HRI | 0 | 0 | 0 | 0 | 0 | 0 | 0
00 Ret.ExistACI & HRI | 0 | 0 | 0 | 0 | 0 | 0 | 0
00 Ret.ExistACI & HRI & WetFGD | 0 | 0 | 0 | 0 | 0 | 0 | 0
00 Ret.ExistACI & SCR | 0 | 0 | 0 | 0 | 0 | 0 | 0
00 Ret.ExistACI & SCR & DryFGD | 0 | 0 | 0 | 0 | 0 | 0 | 0
00 Ret.ExistACI & SCR & DryFGD & CCS | 0 | 0 | 0 | 0 | 0 | 0 | 0
00 Ret.ExistACI & SCR & DryFGD & HRI | 0 | 0 | 0 | 0 | 0 | 0 | 0
00 Ret.ExistACI & SCR & DryFGD & HRI & CCS | 0 | 0 | 0 | 0 | 0 | 0 | 0
00 Ret.ExistACI & SCR & DSI | 0 | 0 | 0 | 0 | 0 | 0 | 0
00 Ret.ExistACI & SCR & DSI & DryFGD | 0 | 0 | 0 | 0 | 0 | 0 | 0
00 Ret.ExistACI & SCR & DSI & DryFGD & HRI | 0 | 0 | 0 | 0 | 0 | 0 | 0
00 Ret.ExistACI & SCR & DSI & HRI | 0 | 0 | 0 | 0 | 0 | 0 | 0
00 Ret.ExistACI & SCR & HRI | 0 | 0 | 0 | 0 | 0 | 0 | 0
00 Ret.ExistACI & SCR & WetFGD | 0 | 0 | 0 | 0 | 0 | 0 | 0
00 Ret.ExistACI & SCR & WetFGD & CCS | 0 | 0 | 0 | 0 | 0 | 0 | 0
00 Ret.ExistACI & SCR & WetFGD & HRI | 0 | 0 | 0 | 0 | 0 | 0 | 0
00 Ret.ExistACI & SCR & WetFGD & HRI & CCS | 0 | 0 | 0 | 0 | 0 | 0 | 0
00 Ret.ExistACI & SNCR | 0 | 0 | 0 | 0 | 0 | 0 | 0
00 Ret.ExistACI & SNCR & DryFGD | 0 | 0 | 0 | 0 | 0 | 0 | 0
00 Ret.ExistACI & SNCR & DryFGD & HRI | 0 | 0 | 0 | 0 | 0 | 0 | 0
00 Ret.ExistACI & SNCR & DSI | 0 | 0 | 0 | 0 | 0 | 0 | 0
00 Ret.ExistACI & SNCR & DSI & HRI | 0 | 0 | 0 | 0 | 0 | 0 | 0
00 Ret.ExistACI & SNCR & HRI | 0 | 0 | 0 | 0 | 0 | 0 | 0
00 Ret.ExistACI & SNCR & WetFGD | 0 | 0 | 0 | 0 | 0 | 0 | 0
00 Ret.ExistACI & SNCR & WetFGD & HRI | 0 | 0 | 0 | 0 | 0 | 0 | 0
00 Ret.ExistACI & WetFGD | 8480.6311 | 8249.0318 | 8480.6062 | 8480.6311 | 8480.6311 | 8480.6311 | 8480.6311
00 Ret.ExistACI & WetFGD & CCS | 0 | 0 | 0 | 0 | 0 | 0 | 0
00 Ret.ExistACI & WetFGD & HRI & CCS | 0 | 0 | 0 | 0 | 0 | 0 | 0
00 Ret.ExistACI_DSI & DryFGD | 1791.392 | 1944.45 | 1941.0351 | 1944.45 | 1944.45 | 1944.45 | 1944.45
00 Ret.ExistACI_DSI & DryFGD & CCS | 0 | 0 | 0 | 0 | 0 | 0 | 0
00 Ret.ExistACI_DSI & DryFGD & HRI | 0 | 0 | 0 | 0 | 0 | 0 | 0
00 Ret.ExistACI_DSI & DryFGD & HRI & CCS | 0 | 0 | 0 | 0 | 0 | 0 | 0
00 Ret.ExistACI_DSI & HRI | 0 | 0 | 0 | 0 | 0 | 0 | 0
00 Ret.ExistACI_DSI & SCR | 0 | 199.4929 | 210.4739 | 210.4739 | 0 | 0 | 0
00 Ret.ExistACI_DSI & SCR & DryFGD | 0 | 0 | 0 | 0 | 0 | 0 | 0
00 Ret.ExistACI_DSI & SCR & DryFGD & CCS | 0 | 0 | 0 | 0 | 0 | 0 | 0
00 Ret.ExistACI_DSI & SCR & DryFGD & HRI | 0 | 0 | 0 | 0 | 0 | 0 | 0
00 Ret.ExistACI_DSI & SCR & DryFGD & HRI & CCS | 0 | 0 | 0 | 0 | 0 | 0 | 0
00 Ret.ExistACI_DSI & SCR & HRI | 0 | 0 | 0 | 0 | 0 | 0 | 0
00 Ret.ExistACI_DSI & SCR & WetFGD | 0 | 0 | 0 | 0 | 17956.7894 | 12958.3797 | 12958.3797
00 Ret.ExistACI_DSI & SCR & WetFGD & CCS | 0 | 0 | 0 | 0 | 0 | 0 | 0
00 Ret.ExistACI_DSI & SCR & WetFGD & HRI | 0 | 0 | 0 | 0 | 0 | 0 | 0
00 Ret.ExistACI_DSI & SCR & WetFGD & HRI & CCS | 0 | 0 | 0 | 0 | 0 | 0 | 0
00 Ret.ExistACI_DSI & SNCR | 0 | 0 | 0 | 0 | 0 | 0 | 0
00 Ret.ExistACI_DSI & SNCR & DryFGD | 0 | 0 | 0 | 0 | 0 | 0 | 0
00 Ret.ExistACI_DSI & SNCR & DryFGD & HRI | 0 | 0 | 0 | 0 | 0 | 0 | 0
00 Ret.ExistACI_DSI & SNCR & HRI | 0 | 0 | 0 | 0 | 0 | 0 | 0
00 Ret.ExistACI_DSI & SNCR & WetFGD | 0 | 0 | 0 | 0 | 0 | 0 | 0
00 Ret.ExistACI_DSI & SNCR & WetFGD & HRI | 0 | 0 | 0 | 0 | 0 | 0 | 0
00 Ret.ExistACI_DSI & WetFGD | 18073.204 | 18073.204 | 18073.204 | 18073.204 | 13.8492 | 9.9942 | 9.9942
00 Ret.ExistACI_DSI & WetFGD & CCS | 0 | 0 | 0 | 0 | 0 | 0 | 0
00 Ret.ExistACI_DSI & WetFGD & HRI | 0 | 0 | 0 | 0 | 0 | 0 | 0
00 Ret.ExistACI_DSI & WetFGD & HRI & CCS | 0 | 0 | 0 | 0 | 0 | 0 | 0
00 Ret.ExistDryFGD & ACI | 19638.7037 | 17609.1358 | 18006.6792 | 18007.46 | 18319.145 | 18119.8716 | 18119.8716
00 Ret.ExistDryFGD & ACI & CCS | 0 | 0 | 0 | 0 | 0 | 0 | 0
00 Ret.ExistDryFGD & ACI & HRI | 0 | 0 | 0 | 0 | 0 | 0 | 0
00 Ret.ExistDryFGD & ACI & HRI & CCS | 0 | 0 | 0 | 0 | 0 | 0 | 0
00 Ret.ExistDryFGD & ACI & SCR | 0 | 2159.9987 | 2159.9987 | 2159.9987 | 2159.9987 | 2159.9987 | 2159.9987
00 Ret.ExistDryFGD & ACI & SCR & CCS | 0 | 0 | 0 | 0 | 0 | 0 | 0
00 Ret.ExistDryFGD & ACI & SCR & HRI | 0 | 0 | 0 | 0 | 0 | 0 | 0
00 Ret.ExistDryFGD & ACI & SCR & HRI & CCS | 0 | 0 | 0 | 0 | 0 | 0 | 0
00 Ret.ExistDryFGD & ACI & SNCR | 0 | 0 | 0 | 0 | 0 | 0 | 0
00 Ret.ExistDryFGD & ACI & SNCR & HRI | 0 | 0 | 0 | 0 | 0 | 0 | 0
00 Ret.ExistDryFGD & CCS | 0 | 0 | 0 | 0 | 0 | 0 | 0
00 Ret.ExistDryFGD & HRI | 0 | 0 | 0 | 0 | 0 | 0 | 0
00 Ret.ExistDryFGD & HRI & CCS | 0 | 0 | 0 | 0 | 0 | 0 | 0
00 Ret.ExistDryFGD & SCR | 0 | 3593.0516 | 3593.0516 | 3593.0516 | 3593.0516 | 3593.0516 | 3593.0516
00 Ret.ExistDryFGD & SCR & CCS | 0 | 0 | 0 | 0 | 0 | 0 | 0
00 Ret.ExistDryFGD & SCR & HRI | 0 | 0 | 0 | 0 | 0 | 0 | 0
00 Ret.ExistDryFGD & SCR & HRI & CCS | 0 | 0 | 0 | 0 | 0 | 0 | 0
00 Ret.ExistDryFGD & SNCR | 0 | 0 | 0 | 0 | 0 | 0 | 0
00 Ret.ExistDryFGD & SNCR & HRI | 0 | 0 | 0 | 0 | 0 | 0 | 0
00 Ret.ExistDryFGD_ACI & CCS | 0 | 0 | 0 | 0 | 0 | 0 | 0
00 Ret.ExistDryFGD_ACI & HRI | 0 | 0 | 0 | 0 | 0 | 0 | 0
00 Ret.ExistDryFGD_ACI & HRI & CCS | 0 | 0 | 0 | 0 | 0 | 0 | 0
00 Ret.ExistDryFGD_ACI & SCR | 245.3194 | 2278.1318 | 7449.7985 | 7449.7985 | 7449.7985 | 7449.7985 | 7449.7985
00 Ret.ExistDryFGD_ACI & SCR & CCS | 0 | 0 | 0 | 0 | 0 | 0 | 0
00 Ret.ExistDryFGD_ACI & SCR & HRI | 0 | 0 | 0 | 0 | 0 | 0 | 0
00 Ret.ExistDryFGD_ACI & SCR & HRI & CCS | 0 | 0 | 0 | 0 | 0 | 0 | 0
00 Ret.ExistDryFGD_SCR & ACI & CCS | 0 | 0 | 0 | 0 | 0 | 0 | 0
00 Ret.ExistDryFGD_SCR & ACI & HRI | 0 | 0 | 0 | 0 | 0 | 0 | 0
00 Ret.ExistDryFGD_SCR & ACI & HRI & CCS | 0 | 0 | 0 | 0 | 0 | 0 | 0
00 Ret.ExistDryFGD_SCR & CCS | 0 | 0 | 0 | 0 | 0 | 0 | 0
00 Ret.ExistDryFGD_SNCR & ACI & HRI | 0 | 0 | 0 | 0 | 0 | 0 | 0
00 Ret.ExistDSI & ACI | 2138.4793 | 2489.2336 | 0 | 0 | 0 | 0 | 0
00 Ret.ExistDSI & ACI & HRI | 0 | 0 | 0 | 0 | 0 | 0 | 0
00 Ret.ExistDSI & ACI & SCR | 0 | 0 | 0 | 0 | 0 | 0 | 0
00 Ret.ExistDSI & ACI & SCR & DryFGD & CCS | 0 | 0 | 0 | 0 | 0 | 0 | 0
00 Ret.ExistDSI & ACI & SCR & DryFGD & HRI | 0 | 0 | 0 | 0 | 0 | 0 | 0
00 Ret.ExistDSI & ACI & SCR & DryFGD & HRI & CCS | 0 | 0 | 0 | 0 | 0 | 0 | 0
00 Ret.ExistDSI & ACI & SCR & HRI | 0 | 0 | 0 | 0 | 0 | 0 | 0
00 Ret.ExistDSI & ACI & SCR & WetFGD & CCS | 0 | 0 | 0 | 0 | 0 | 0 | 0
00 Ret.ExistDSI & ACI & SCR & WetFGD & HRI | 0 | 0 | 0 | 0 | 0 | 0 | 0
00 Ret.ExistDSI & ACI & SCR & WetFGD & HRI & CCS | 0 | 0 | 0 | 0 | 0 | 0 | 0
00 Ret.ExistDSI & DryFGD | 0 | 0 | 0 | 0 | 0 | 0 | 0
00 Ret.ExistDSI & DryFGD & ACI | 0 | 0 | 0 | 0 | 0 | 0 | 0
00 Ret.ExistDSI & DryFGD & ACI & CCS | 0 | 0 | 0 | 0 | 0 | 0 | 0
00 Ret.ExistDSI & DryFGD & ACI & HRI | 0 | 0 | 0 | 0 | 0 | 0 | 0
00 Ret.ExistDSI & DryFGD & ACI & HRI & CCS | 0 | 0 | 0 | 0 | 0 | 0 | 0
00 Ret.ExistDSI & DryFGD & CCS | 0 | 0 | 0 | 0 | 0 | 0 | 0
00 Ret.ExistDSI & DryFGD & HRI | 0 | 0 | 0 | 0 | 0 | 0 | 0
00 Ret.ExistDSI & DryFGD & HRI & CCS | 0 | 0 | 0 | 0 | 0 | 0 | 0
00 Ret.ExistDSI & HRI | 0 | 0 | 0 | 0 | 0 | 0 | 0
00 Ret.ExistDSI & SCR | 0 | 0 | 0 | 0 | 0 | 0 | 0
00 Ret.ExistDSI & SCR & DryFGD | 0 | 0 | 0 | 0 | 0 | 0 | 0
00 Ret.ExistDSI & SCR & DryFGD & ACI | 0 | 0 | 0 | 0 | 0 | 0 | 0
00 Ret.ExistDSI & SCR & DryFGD & CCS | 0 | 0 | 0 | 0 | 0 | 0 | 0
00 Ret.ExistDSI & SCR & DryFGD & HRI | 0 | 0 | 0 | 0 | 0 | 0 | 0
00 Ret.ExistDSI & SCR & DryFGD & HRI & CCS | 0 | 0 | 0 | 0 | 0 | 0 | 0
00 Ret.ExistDSI & SCR & HRI | 0 | 0 | 0 | 0 | 0 | 0 | 0
00 Ret.ExistDSI & SCR & WetFGD | 0 | 0 | 0 | 0 | 0 | 0 | 0
00 Ret.ExistDSI & SCR & WetFGD & ACI | 0 | 0 | 0 | 0 | 0 | 0 | 0
00 Ret.ExistDSI & SCR & WetFGD & CCS | 0 | 0 | 0 | 0 | 0 | 0 | 0
00 Ret.ExistDSI & SCR & WetFGD & HRI | 0 | 0 | 0 | 0 | 0 | 0 | 0
00 Ret.ExistDSI & SCR & WetFGD & HRI & CCS | 0 | 0 | 0 | 0 | 0 | 0 | 0
00 Ret.ExistDSI & SNCR | 0 | 0 | 0 | 0 | 0 | 0 | 0
00 Ret.ExistDSI & SNCR & ACI | 0 | 0 | 0 | 0 | 0 | 0 | 0
00 Ret.ExistDSI & SNCR & ACI & HRI | 0 | 0 | 0 | 0 | 0 | 0 | 0
00 Ret.ExistDSI & SNCR & DryFGD | 0 | 0 | 0 | 0 | 0 | 0 | 0
00 Ret.ExistDSI & SNCR & DryFGD & ACI | 0 | 0 | 0 | 0 | 0 | 0 | 0
00 Ret.ExistDSI & SNCR & DryFGD & ACI & HRI | 0 | 0 | 0 | 0 | 0 | 0 | 0
00 Ret.ExistDSI & SNCR & DryFGD & HRI | 0 | 0 | 0 | 0 | 0 | 0 | 0
00 Ret.ExistDSI & SNCR & HRI | 0 | 0 | 0 | 0 | 0 | 0 | 0
00 Ret.ExistDSI & SNCR & WetFGD | 0 | 0 | 0 | 0 | 0 | 0 | 0
00 Ret.ExistDSI & SNCR & WetFGD & ACI | 0 | 0 | 0 | 0 | 0 | 0 | 0
00 Ret.ExistDSI & SNCR & WetFGD & ACI & HRI | 0 | 0 | 0 | 0 | 0 | 0 | 0
00 Ret.ExistDSI & SNCR & WetFGD & HRI | 0 | 0 | 0 | 0 | 0 | 0 | 0
00 Ret.ExistDSI & WetFGD | 0 | 0 | 0 | 0 | 0 | 0 | 0
00 Ret.ExistDSI & WetFGD & ACI | 0 | 0 | 0 | 0 | 0 | 0 | 0
00 Ret.ExistDSI & WetFGD & ACI & CCS | 0 | 0 | 0 | 0 | 0 | 0 | 0
00 Ret.ExistDSI & WetFGD & ACI & HRI | 0 | 0 | 0 | 0 | 0 | 0 | 0
00 Ret.ExistDSI & WetFGD & ACI & HRI & CCS | 0 | 0 | 0 | 0 | 0 | 0 | 0
00 Ret.ExistDSI & WetFGD & CCS | 0 | 0 | 0 | 0 | 0 | 0 | 0
00 Ret.ExistDSI & WetFGD & HRI | 0 | 0 | 0 | 0 | 0 | 0 | 0
00 Ret.ExistDSI & WetFGD & HRI & CCS | 0 | 0 | 0 | 0 | 0 | 0 | 0
00 Ret.ExistSCR & ACI | 0 | 0 | 0 | 0 | 0 | 0 | 0
00 Ret.ExistSCR & ACI & DryFGD | 0 | 0 | 0 | 0 | 0 | 0 | 0
00 Ret.ExistSCR & ACI & DryFGD & HRI | 0 | 0 | 0 | 0 | 0 | 0 | 0
00 Ret.ExistSCR & ACI & DSI | 13726.3122 | 13654.1033 | 20551.6118 | 20796.2985 | 22174.6746 | 15245.9358 | 15130.3669
00 Ret.ExistSCR & ACI & DSI & DryFGD | 0 | 0 | 0 | 0 | 0 | 0 | 0
00 Ret.ExistSCR & ACI & DSI & DryFGD & HRI | 0 | 0 | 0 | 0 | 0 | 0 | 0
00 Ret.ExistSCR & ACI & DSI & HRI | 0 | 0 | 0 | 0 | 0 | 0 | 0
00 Ret.ExistSCR & ACI & DSI & WetFGD | 0 | 0 | 0 | 0 | 0 | 0 | 0
00 Ret.ExistSCR & ACI & DSI & WetFGD & HRI | 0 | 0 | 0 | 0 | 0 | 0 | 0
00 Ret.ExistSCR & ACI & HRI | 0 | 0 | 0 | 0 | 0 | 0 | 0
00 Ret.ExistSCR & ACI & WetFGD | 0 | 0 | 0 | 0 | 0 | 0 | 0
00 Ret.ExistSCR & ACI & WetFGD & HRI | 0 | 0 | 0 | 0 | 0 | 0 | 0
00 Ret.ExistSCR & DryFGD | 0 | 0 | 0 | 0 | 0 | 0 | 0
00 Ret.ExistSCR & DryFGD & ACI & CCS | 0 | 0 | 0 | 0 | 0 | 0 | 0
00 Ret.ExistSCR & DryFGD & ACI & HRI & CCS | 0 | 0 | 0 | 0 | 0 | 0 | 0
00 Ret.ExistSCR & DryFGD & CCS | 0 | 0 | 0 | 0 | 0 | 0 | 0
00 Ret.ExistSCR & DryFGD & HRI | 0 | 0 | 0 | 0 | 0 | 0 | 0
00 Ret.ExistSCR & DryFGD & HRI & CCS | 0 | 0 | 0 | 0 | 0 | 0 | 0
00 Ret.ExistSCR & DSI | 0 | 0 | 0 | 0 | 0 | 0 | 0
00 Ret.ExistSCR & DSI & DryFGD | 0 | 0 | 0 | 0 | 0 | 0 | 0
00 Ret.ExistSCR & DSI & DryFGD & HRI | 0 | 0 | 0 | 0 | 0 | 0 | 0
00 Ret.ExistSCR & DSI & HRI | 0 | 0 | 0 | 0 | 0 | 0 | 0
00 Ret.ExistSCR & DSI & WetFGD | 0 | 0 | 0 | 0 | 0 | 0 | 0
00 Ret.ExistSCR & DSI & WetFGD & HRI | 0 | 0 | 0 | 0 | 0 | 0 | 0
00 Ret.ExistSCR & HRI | 0 | 0 | 0 | 0 | 0 | 0 | 0
00 Ret.ExistSCR & WetFGD | 8628.2058 | 8628.2058 | 8613.2952 | 8628.2058 | 8628.2058 | 8628.2058 | 8628.2058
00 Ret.ExistSCR & WetFGD & ACI & CCS | 0 | 0 | 0 | 0 | 0 | 0 | 0
00 Ret.ExistSCR & WetFGD & ACI & HRI & CCS | 0 | 0 | 0 | 0 | 0 | 0 | 0
00 Ret.ExistSCR & WetFGD & CCS | 0 | 0 | 0 | 0 | 0 | 0 | 0
00 Ret.ExistSCR & WetFGD & HRI | 0 | 0 | 0 | 0 | 0 | 0 | 0
00 Ret.ExistSCR & WetFGD & HRI & CCS | 0 | 0 | 0 | 0 | 0 | 0 | 0
00 Ret.ExistSCR_ACI & DryFGD | 5755.9277 | 5457.7194 | 5937.9204 | 5937.9204 | 6121.7866 | 5703.0842 | 5703.0842
00 Ret.ExistSCR_ACI & DryFGD & CCS | 0 | 0 | 0 | 0 | 0 | 0 | 0
00 Ret.ExistSCR_ACI & DryFGD & HRI | 0 | 0 | 0 | 0 | 0 | 0 | 0
00 Ret.ExistSCR_ACI & DryFGD & HRI & CCS | 0 | 0 | 0 | 0 | 0 | 0 | 0
00 Ret.ExistSCR_ACI & DSI | 2453.7548 | 2453.7547 | 2453.7548 | 2453.7548 | 2453.7548 | 2453.7548 | 2453.7548
00 Ret.ExistSCR_ACI & DSI & HRI | 0 | 0 | 0 | 0 | 0 | 0 | 0
00 Ret.ExistSCR_ACI & HRI | 0 | 0 | 0 | 0 | 0 | 0 | 0
00 Ret.ExistSCR_ACI & WetFGD | 0 | 0 | 0 | 0 | 0 | 0 | 0
00 Ret.ExistSCR_ACI & WetFGD & CCS | 0 | 0 | 0 | 0 | 0 | 0 | 0
00 Ret.ExistSCR_ACI & WetFGD & HRI | 0 | 0 | 0 | 0 | 0 | 0 | 0
00 Ret.ExistSCR_ACI & WetFGD & HRI & CCS | 0 | 0 | 0 | 0 | 0 | 0 | 0
00 Ret.ExistSCR_DryFGD & ACI | 7513.799 | 7513.799 | 7531.5109 | 7538.5924 | 7538.443 | 7538.085 | 7538.085
00 Ret.ExistSCR_DryFGD & HRI | 0 | 0 | 0 | 0 | 0 | 0 | 0
00 Ret.ExistSCR_DryFGD & HRI & CCS | 0 | 0 | 0 | 0 | 0 | 0 | 0
00 Ret.ExistSCR_DryFGD_ACI & CCS | 0 | 0 | 0 | 0 | 0 | 0 | 0
00 Ret.ExistSCR_DryFGD_ACI & HRI | 0 | 0 | 0 | 0 | 0 | 0 | 0
00 Ret.ExistSCR_DryFGD_ACI & HRI & CCS | 0 | 0 | 0 | 0 | 0 | 0 | 0
00 Ret.ExistSCR_DryFGD_ACI_DSI & CCS | 0 | 0 | 0 | 0 | 0 | 0 | 0
00 Ret.ExistSCR_DryFGD_ACI_DSI & HRI | 0 | 0 | 0 | 0 | 0 | 0 | 0
00 Ret.ExistSCR_DryFGD_ACI_DSI & HRI & CCS | 0 | 0 | 0 | 0 | 0 | 0 | 0
00 Ret.ExistSCR_DSI & ACI | 0 | 0 | 0 | 0 | 0 | 0 | 0
00 Ret.ExistSCR_DSI & ACI & HRI | 0 | 0 | 0 | 0 | 0 | 0 | 0
00 Ret.ExistSCR_DSI & DryFGD | 0 | 0 | 0 | 0 | 0 | 0 | 0
00 Ret.ExistSCR_DSI & DryFGD & ACI | 0 | 0 | 0 | 0 | 0 | 0 | 0
00 Ret.ExistSCR_DSI & DryFGD & ACI & HRI | 0 | 0 | 0 | 0 | 0 | 0 | 0
00 Ret.ExistSCR_DSI & DryFGD & HRI | 0 | 0 | 0 | 0 | 0 | 0 | 0
00 Ret.ExistSCR_DSI & HRI | 0 | 0 | 0 | 0 | 0 | 0 | 0
00 Ret.ExistSCR_DSI & WetFGD | 0 | 0 | 0 | 0 | 0 | 0 | 0
00 Ret.ExistSCR_DSI & WetFGD & ACI | 0 | 0 | 0 | 0 | 0 | 0 | 0
00 Ret.ExistSCR_DSI & WetFGD & ACI & HRI | 0 | 0 | 0 | 0 | 0 | 0 | 0
00 Ret.ExistSCR_DSI & WetFGD & HRI | 0 | 0 | 0 | 0 | 0 | 0 | 0
00 Ret.ExistSCR_WetFGD & ACI | 50651.8563 | 52111.5545 | 73205.8063 | 71814.6331 | 74433.2988 | 67639.392 | 65750.5007
00 Ret.ExistSCR_WetFGD & HRI | 0 | 0 | 0 | 0 | 0 | 0 | 0
00 Ret.ExistSCR_WetFGD & HRI & CCS | 0 | 0 | 0 | 0 | 0 | 0 | 0
00 Ret.ExistSCR_WetFGD_ACI & CCS | 0 | 0 | 0 | 0 | 0 | 0 | 0
00 Ret.ExistSCR_WetFGD_ACI & HRI | 0 | 0 | 0 | 0 | 0 | 0 | 0
00 Ret.ExistSCR_WetFGD_ACI & HRI & CCS | 0 | 0 | 0 | 0 | 0 | 0 | 0
00 Ret.ExistSCR_WetFGD_ACI_DSI & CCS | 0 | 0 | 0 | 0 | 0 | 0 | 0
00 Ret.ExistSCR_WetFGD_ACI_DSI & HRI | 0 | 0 | 0 | 0 | 0 | 0 | 0
00 Ret.ExistSCR_WetFGD_ACI_DSI & HRI & CCS | 0 | 0 | 0 | 0 | 0 | 0 | 0
00 Ret.ExistSCR_WetFGD_DSI & HRI | 0 | 0 | 0 | 0 | 0 | 0 | 0
00 Ret.ExistSCR_WetFGD_DSI & HRI & CCS | 0 | 0 | 0 | 0 | 0 | 0 | 0
00 Ret.ExistSNCR & ACI | 0 | 0 | 0 | 0 | 0 | 0 | 0
00 Ret.ExistSNCR & ACI & DryFGD | 0 | 0 | 0 | 0 | 0 | 0 | 0
00 Ret.ExistSNCR & ACI & DryFGD & HRI | 0 | 0 | 0 | 0 | 0 | 0 | 0
00 Ret.ExistSNCR & ACI & DSI | 712.7518 | 712.7518 | 711.5373 | 712.7518 | 712.7518 | 712.7518 | 712.7518
00 Ret.ExistSNCR & ACI & DSI & DryFGD | 0 | 0 | 0 | 0 | 0 | 0 | 0
00 Ret.ExistSNCR & ACI & DSI & DryFGD & HRI | 0 | 0 | 0 | 0 | 0 | 0 | 0
00 Ret.ExistSNCR & ACI & DSI & HRI | 0 | 0 | 0 | 0 | 0 | 0 | 0
00 Ret.ExistSNCR & ACI & DSI & WetFGD | 0 | 0 | 0 | 0 | 0 | 0 | 0
00 Ret.ExistSNCR & ACI & DSI & WetFGD & HRI | 0 | 0 | 0 | 0 | 0 | 0 | 0
00 Ret.ExistSNCR & ACI & HRI | 0 | 0 | 0 | 0 | 0 | 0 | 0
00 Ret.ExistSNCR & ACI & WetFGD | 1625.1091 | 1625.1091 | 1622.34 | 1625.1091 | 1625.1091 | 1625.1091 | 1625.1091
00 Ret.ExistSNCR & ACI & WetFGD & HRI | 0 | 0 | 0 | 0 | 0 | 0 | 0
00 Ret.ExistSNCR & DryFGD | 0 | 0 | 0 | 0 | 0 | 0 | 0
00 Ret.ExistSNCR & DryFGD & ACI & CCS | 0 | 0 | 0 | 0 | 0 | 0 | 0
00 Ret.ExistSNCR & DryFGD & ACI & HRI & CCS | 0 | 0 | 0 | 0 | 0 | 0 | 0
00 Ret.ExistSNCR & DryFGD & CCS | 0 | 0 | 0 | 0 | 0 | 0 | 0
00 Ret.ExistSNCR & DryFGD & HRI | 0 | 0 | 0 | 0 | 0 | 0 | 0
00 Ret.ExistSNCR & DryFGD & HRI & CCS | 0 | 0 | 0 | 0 | 0 | 0 | 0
00 Ret.ExistSNCR & DSI | 0 | 0 | 0 | 0 | 0 | 0 | 0
00 Ret.ExistSNCR & DSI & DryFGD | 0 | 0 | 0 | 0 | 0 | 0 | 0
00 Ret.ExistSNCR & DSI & DryFGD & HRI | 0 | 0 | 0 | 0 | 0 | 0 | 0
00 Ret.ExistSNCR & DSI & HRI | 0 | 0 | 0 | 0 | 0 | 0 | 0
00 Ret.ExistSNCR & DSI & WetFGD | 0 | 0 | 0 | 0 | 0 | 0 | 0
00 Ret.ExistSNCR & DSI & WetFGD & HRI | 0 | 0 | 0 | 0 | 0 | 0 | 0
00 Ret.ExistSNCR & HRI | 0 | 0 | 0 | 0 | 0 | 0 | 0
00 Ret.ExistSNCR & WetFGD | 836.2644 | 836.2644 | 836.2644 | 836.2644 | 836.2644 | 836.2644 | 836.2644
00 Ret.ExistSNCR & WetFGD & ACI & CCS | 0 | 0 | 0 | 0 | 0 | 0 | 0
00 Ret.ExistSNCR & WetFGD & ACI & HRI & CCS | 0 | 0 | 0 | 0 | 0 | 0 | 0
00 Ret.ExistSNCR & WetFGD & CCS | 0 | 0 | 0 | 0 | 0 | 0 | 0
00 Ret.ExistSNCR & WetFGD & HRI | 0 | 0 | 0 | 0 | 0 | 0 | 0
00 Ret.ExistSNCR & WetFGD & HRI & CCS | 0 | 0 | 0 | 0 | 0 | 0 | 0
00 Ret.ExistSNCR_ACI & DryFGD | 3205.193 | 3205.193 | 3199.6095 | 3205.193 | 3205.193 | 3205.193 | 3205.193
00 Ret.ExistSNCR_ACI & DryFGD & CCS | 0 | 0 | 0 | 0 | 0 | 0 | 0
00 Ret.ExistSNCR_ACI & DryFGD & HRI | 0 | 0 | 0 | 0 | 0 | 0 | 0
00 Ret.ExistSNCR_ACI & DryFGD & HRI & CCS | 0 | 0 | 0 | 0 | 0 | 0 | 0
00 Ret.ExistSNCR_ACI & DSI | 4812.8034 | 5116.4313 | 11781.7247 | 10569.2007 | 12553.3646 | 4330.7021 | 4284.6891
00 Ret.ExistSNCR_ACI & DSI & HRI | 0 | 0 | 0 | 0 | 0 | 0 | 0
00 Ret.ExistSNCR_ACI & HRI | 0 | 0 | 0 | 0 | 0 | 0 | 0
00 Ret.ExistSNCR_ACI & WetFGD | 0 | 7.2902 | 7.2902 | 7.2902 | 7.2902 | 7.2902 | 7.2902
00 Ret.ExistSNCR_ACI & WetFGD & CCS | 0 | 0 | 0 | 0 | 0 | 0 | 0
00 Ret.ExistSNCR_ACI & WetFGD & HRI | 0 | 0 | 0 | 0 | 0 | 0 | 0
00 Ret.ExistSNCR_ACI & WetFGD & HRI & CCS | 0 | 0 | 0 | 0 | 0 | 0 | 0
00 Ret.ExistSNCR_ACI_DSI & DryFGD | 0 | 0 | 0 | 0 | 0 | 0 | 0
00 Ret.ExistSNCR_ACI_DSI & DryFGD & HRI | 0 | 0 | 0 | 0 | 0 | 0 | 0
00 Ret.ExistSNCR_ACI_DSI & HRI | 0 | 0 | 0 | 0 | 0 | 0 | 0
00 Ret.ExistSNCR_ACI_DSI & WetFGD | 0 | 0 | 0 | 0 | 0 | 0 | 0
00 Ret.ExistSNCR_ACI_DSI & WetFGD & HRI | 0 | 0 | 0 | 0 | 0 | 0 | 0
00 Ret.ExistSNCR_DryFGD & ACI | 0 | 0 | 0 | 0 | 0 | 0 | 0
00 Ret.ExistSNCR_DryFGD & HRI | 0 | 0 | 0 | 0 | 0 | 0 | 0
00 Ret.ExistSNCR_DryFGD_ACI & CCS | 0 | 0 | 0 | 0 | 0 | 0 | 0
00 Ret.ExistSNCR_DryFGD_ACI & HRI | 0 | 0 | 0 | 0 | 0 | 0 | 0
00 Ret.ExistSNCR_DryFGD_ACI & HRI & CCS | 0 | 0 | 0 | 0 | 0 | 0 | 0
00 Ret.ExistSNCR_DSI & ACI | 0 | 0 | 0 | 0 | 0 | 0 | 0
00 Ret.ExistSNCR_DSI & ACI & DryFGD | 0 | 0 | 0 | 0 | 0 | 0 | 0
00 Ret.ExistSNCR_DSI & ACI & DryFGD & HRI | 0 | 0 | 0 | 0 | 0 | 0 | 0
00 Ret.ExistSNCR_DSI & ACI & HRI | 0 | 0 | 0 | 0 | 0 | 0 | 0
00 Ret.ExistSNCR_DSI & ACI & WetFGD | 0 | 0 | 0 | 0 | 0 | 0 | 0
00 Ret.ExistSNCR_DSI & ACI & WetFGD & HRI | 0 | 0 | 0 | 0 | 0 | 0 | 0
00 Ret.ExistSNCR_DSI & DryFGD | 0 | 0 | 0 | 0 | 0 | 0 | 0
00 Ret.ExistSNCR_DSI & DryFGD & ACI & CCS | 0 | 0 | 0 | 0 | 0 | 0 | 0
00 Ret.ExistSNCR_DSI & DryFGD & ACI & HRI & CCS | 0 | 0 | 0 | 0 | 0 | 0 | 0
00 Ret.ExistSNCR_DSI & DryFGD & CCS | 0 | 0 | 0 | 0 | 0 | 0 | 0
00 Ret.ExistSNCR_DSI & DryFGD & HRI | 0 | 0 | 0 | 0 | 0 | 0 | 0
00 Ret.ExistSNCR_DSI & DryFGD & HRI & CCS | 0 | 0 | 0 | 0 | 0 | 0 | 0
00 Ret.ExistSNCR_DSI & HRI | 0 | 0 | 0 | 0 | 0 | 0 | 0
00 Ret.ExistSNCR_DSI & WetFGD | 0 | 0 | 0 | 0 | 0 | 0 | 0
00 Ret.ExistSNCR_DSI & WetFGD & ACI & CCS | 0 | 0 | 0 | 0 | 0 | 0 | 0
00 Ret.ExistSNCR_DSI & WetFGD & ACI & HRI & CCS | 0 | 0 | 0 | 0 | 0 | 0 | 0
00 Ret.ExistSNCR_DSI & WetFGD & CCS | 0 | 0 | 0 | 0 | 0 | 0 | 0
00 Ret.ExistSNCR_DSI & WetFGD & HRI | 0 | 0 | 0 | 0 | 0 | 0 | 0
00 Ret.ExistSNCR_DSI & WetFGD & HRI & CCS | 0 | 0 | 0 | 0 | 0 | 0 | 0
00 Ret.ExistSNCR_WetFGD & ACI | 27490.315 | 23394.632 | 22597.4025 | 22846.1904 | 23059.6221 | 22984.5362 | 21977.9694
00 Ret.ExistSNCR_WetFGD & HRI | 0 | 0 | 0 | 0 | 0 | 0 | 0
00 Ret.ExistSNCR_WetFGD & HRI & CCS | 0 | 0 | 0 | 0 | 0 | 0 | 0
00 Ret.ExistSNCR_WetFGD_ACI & CCS | 0 | 0 | 0 | 0 | 0 | 0 | 0
00 Ret.ExistSNCR_WetFGD_ACI & HRI | 0 | 0 | 0 | 0 | 0 | 0 | 0
00 Ret.ExistSNCR_WetFGD_ACI & HRI & CCS | 0 | 0 | 0 | 0 | 0 | 0 | 0
00 Ret.ExistSNCR_WetFGD_ACI_DSI & CCS | 0 | 0 | 0 | 0 | 0 | 0 | 0
00 Ret.ExistSNCR_WetFGD_ACI_DSI & HRI | 0 | 0 | 0 | 0 | 0 | 0 | 0
00 Ret.ExistSNCR_WetFGD_ACI_DSI & HRI & CCS | 0 | 0 | 0 | 0 | 0 | 0 | 0
00 Ret.ExistWetFGD & ACI | 74255.6096 | 63576.2877 | 67657.4791 | 65434.6078 | 59032.3781 | 52727.8788 | 52384.7764
00 Ret.ExistWetFGD & ACI & CCS | 0 | 0 | 0 | 0 | 0 | 0 | 0
00 Ret.ExistWetFGD & ACI & HRI | 0 | 0 | 0 | 0 | 0 | 0 | 0
00 Ret.ExistWetFGD & ACI & HRI & CCS | 0 | 0 | 0 | 0 | 0 | 0 | 0
00 Ret.ExistWetFGD & ACI & SCR | 0 | 11824.4589 | 11804.0003 | 12313.5232 | 23116.843 | 23116.843 | 23116.843
00 Ret.ExistWetFGD & ACI & SCR & CCS | 0 | 0 | 0 | 0 | 0 | 0 | 0
00 Ret.ExistWetFGD & ACI & SCR & HRI | 0 | 0 | 0 | 0 | 0 | 0 | 0
00 Ret.ExistWetFGD & ACI & SCR & HRI & CCS | 0 | 0 | 0 | 0 | 0 | 0 | 0
00 Ret.ExistWetFGD & ACI & SNCR | 0 | 0 | 0 | 0 | 0 | 0 | 0
00 Ret.ExistWetFGD & ACI & SNCR & HRI | 0 | 0 | 0 | 0 | 0 | 0 | 0
00 Ret.ExistWetFGD & CCS | 0 | 0 | 0 | 0 | 0 | 0 | 0
00 Ret.ExistWetFGD & HRI | 0 | 0 | 0 | 0 | 0 | 0 | 0
00 Ret.ExistWetFGD & HRI & CCS | 0 | 0 | 0 | 0 | 0 | 0 | 0
00 Ret.ExistWetFGD & SCR | 3711.5703 | 11182.5057 | 11182.5057 | 13962.7949 | 13962.7949 | 13889.2166 | 13850.7054
00 Ret.ExistWetFGD & SCR & CCS | 0 | 0 | 0 | 0 | 0 | 0 | 0
00 Ret.ExistWetFGD & SCR & HRI | 0 | 0 | 0 | 0 | 0 | 0 | 0
00 Ret.ExistWetFGD & SCR & HRI & CCS | 0 | 0 | 0 | 0 | 0 | 0 | 0
00 Ret.ExistWetFGD & SNCR | 0 | 0 | 0 | 0 | 0 | 0 | 0
00 Ret.ExistWetFGD & SNCR & HRI | 0 | 0 | 0 | 0 | 0 | 0 | 0
00 Ret.ExistWetFGD_ACI & CCS | 0 | 0 | 0 | 0 | 0 | 0 | 0
00 Ret.ExistWetFGD_ACI & HRI | 0 | 0 | 0 | 0 | 0 | 0 | 0
00 Ret.ExistWetFGD_ACI & HRI & CCS | 0 | 0 | 0 | 0 | 0 | 0 | 0
00 Ret.ExistWetFGD_ACI & SCR | 0 | 1777.4716 | 1777.4716 | 1777.4716 | 1777.4716 | 1777.4716 | 1777.4716
00 Ret.ExistWetFGD_ACI & SCR & CCS | 0 | 0 | 0 | 0 | 0 | 0 | 0
00 Ret.ExistWetFGD_ACI & SCR & HRI | 0 | 0 | 0 | 0 | 0 | 0 | 0
00 Ret.ExistWetFGD_ACI & SCR & HRI & CCS | 0 | 0 | 0 | 0 | 0 | 0 | 0
00 Ret.ExistWetFGD_ACI & SNCR | 0 | 0 | 0 | 0 | 0 | 0 | 0
00 Ret.ExistWetFGD_ACI & SNCR & HRI | 0 | 0 | 0 | 0 | 0 | 0 | 0
00 Ret.ExistWetFGD_ACI_DSI & CCS | 0 | 0 | 0 | 0 | 0 | 0 | 0
00 Ret.ExistWetFGD_ACI_DSI & HRI | 0 | 0 | 0 | 0 | 0 | 0 | 0
00 Ret.ExistWetFGD_ACI_DSI & HRI & CCS | 0 | 0 | 0 | 0 | 0 | 0 | 0
00 Ret.ExistWetFGD_ACI_DSI & SCR | 0 | 0 | 0 | 0 | 0 | 0 | 0
00 Ret.ExistWetFGD_ACI_DSI & SCR & CCS | 0 | 0 | 0 | 0 | 0 | 0 | 0
00 Ret.ExistWetFGD_ACI_DSI & SCR & HRI | 0 | 0 | 0 | 0 | 0 | 0 | 0
00 Ret.ExistWetFGD_ACI_DSI & SCR & HRI & CCS | 0 | 0 | 0 | 0 | 0 | 0 | 0
00 Ret.ExistWetFGD_SCR & ACI & CCS | 0 | 0 | 0 | 0 | 0 | 0 | 0
00 Ret.ExistWetFGD_SCR & ACI & HRI | 0 | 0 | 0 | 0 | 0 | 0 | 0
00 Ret.ExistWetFGD_SCR & ACI & HRI & CCS | 0 | 0 | 0 | 0 | 0 | 0 | 0
00 Ret.ExistWetFGD_SCR & CCS | 0 | 0 | 0 | 0 | 0 | 0 | 0
00 Ret.ExistWetFGD_SCR_DSI & CCS | 0 | 0 | 0 | 0 | 0 | 0 | 0
00 Ret.ExistWetFGD_SNCR & ACI & CCS | 0 | 0 | 0 | 0 | 0 | 0 | 0
00 Ret.ExistWetFGD_SNCR & ACI & HRI | 0 | 0 | 0 | 0 | 0 | 0 | 0
00 Ret.ExistWetFGD_SNCR & ACI & HRI & CCS | 0 | 0 | 0 | 0 | 0 | 0 | 0
00 Ret.ExistWetFGD_SNCR & CCS | 0 | 0 | 0 | 0 | 0 | 0 | 0
00 Ret.FB & ACI | 2102.8866 | 3040.8971 | 3308.2822 | 3308.2822 | 3308.2822 | 3065.502 | 3126.9382
00 Ret.FB & ACI & HRI | 0 | 0 | 0 | 0 | 0 | 0 | 0
00 Ret.FB & HRI | 0 | 0 | 0 | 0 | 0 | 0 | 0
00 Ret.FB DryFGD | 0 | 0 | 0 | 0 | 0 | 0 | 0
00 Ret.FB DryFGD & ACI | 0 | 0 | 0 | 0 | 0 | 0 | 0
00 Ret.FB DryFGD & ACI & HRI | 0 | 0 | 0 | 0 | 0 | 0 | 0
00 Ret.FB DryFGD & HRI | 0 | 0 | 0 | 0 | 0 | 0 | 0
00 Ret.FB DryFGD & SCR | 0 | 0 | 0 | 0 | 0 | 0 | 0
00 Ret.FB DryFGD & SCR & HRI | 0 | 0 | 0 | 0 | 0 | 0 | 0
00 Ret.FB DryFGD & SNCR | 0 | 0 | 0 | 0 | 0 | 0 | 0
00 Ret.FB DryFGD & SNCR & HRI | 0 | 0 | 0 | 0 | 0 | 0 | 0
00 Ret.FB SNCR & DryFGD & ACI | 0 | 0 | 0 | 0 | 0 | 0 | 0
00 Ret.FB SNCR & DryFGD & ACI & HRI | 0 | 0 | 0 | 0 | 0 | 0 | 0
00 Ret.FB-ACI & SNCR | 0 | 0 | 0 | 0 | 0 | 0 | 0
00 Ret.FB-ACI & SNCR & CCS | 0 | 0 | 0 | 0 | 0 | 0 | 0
00 Ret.FB-ACI & SNCR & HRI | 0 | 0 | 0 | 0 | 0 | 0 | 0
00 Ret.FB-ACI & SNCR & HRI & CCS | 0 | 0 | 0 | 0 | 0 | 0 | 0
00 Ret.FB-Exist ACI & DryFGD | 0 | 0 | 0 | 0 | 0 | 0 | 0
00 Ret.FB-Exist ACI & DryFGD & HRI | 0 | 0 | 0 | 0 | 0 | 0 | 0
00 Ret.FB-Exist ACI & DryFGD & SNCR | 0 | 0 | 0 | 0 | 0 | 0 | 0
00 Ret.FB-Exist ACI & DryFGD & SNCR & HRI | 0 | 0 | 0 | 0 | 0 | 0 | 0
00 Ret.FB-Exist ACI & SNCR | 0 | 0 | 0 | 0 | 0 | 0 | 0
00 Ret.FB-Exist ACI & SNCR & HRI | 0 | 0 | 0 | 0 | 0 | 0 | 0
00 Ret.FB-ExistACI & HRI | 0 | 0 | 0 | 0 | 0 | 0 | 0
00 Ret.FB-ExistDryFGD & HRI | 0 | 0 | 0 | 0 | 0 | 0 | 0
00 Ret.FB-ExistDryFGD & SNCR | 0 | 0 | 0 | 0 | 0 | 0 | 0
00 Ret.FB-ExistDryFGD & SNCR & HRI | 0 | 0 | 0 | 0 | 0 | 0 | 0
00 Ret.FB-ExistDryFGD_SNCR & ACI | 0 | 0 | 0 | 0 | 0 | 0 | 0
00 Ret.FB-ExistDryFGD_SNCR & ACI & HRI | 0 | 0 | 0 | 0 | 0 | 0 | 0
00 Ret.FB-ExistDryFGD_SNCR & HRI | 0 | 0 | 0 | 0 | 0 | 0 | 0
00 Ret.FB-ExistDryFGD_SNCR_ACI & HRI | 0 | 0 | 0 | 0 | 0 | 0 | 0
00 Ret.FB-ExistDryFGD_SNCR_ACI & HRI & CCS | 0 | 0 | 0 | 0 | 0 | 0 | 0
00 Ret.FB-ExistSNCR & ACI | 441.4177 | 441.4177 | 441.4177 | 441.4177 | 441.4177 | 441.4177 | 441.4177
00 Ret.FB-ExistSNCR & ACI & HRI | 0 | 0 | 0 | 0 | 0 | 0 | 0
00 Ret.FB-ExistSNCR & DryFGD | 0 | 0 | 0 | 0 | 0 | 0 | 0
00 Ret.FB-ExistSNCR & DryFGD & ACI | 0 | 0 | 0 | 0 | 0 | 0 | 0
00 Ret.FB-ExistSNCR & DryFGD & ACI & HRI | 0 | 0 | 0 | 0 | 0 | 0 | 0
00 Ret.FB-ExistSNCR & DryFGD & HRI | 0 | 0 | 0 | 0 | 0 | 0 | 0
00 Ret.FB-ExistSNCR & HRI | 0 | 0 | 0 | 0 | 0 | 0 | 0
00 Ret.FB-ExistWetFGD_SNCR_ACI & HRI | 0 | 0 | 0 | 0 | 0 | 0 | 0
00 Ret.FB-SCR & DryFGD & ACI | 0 | 0 | 0 | 0 | 0 | 0 | 0
00 Ret.FB-SCR & DryFGD & ACI & HRI | 0 | 0 | 0 | 0 | 0 | 0 | 0
00 Ret.FB-SNCR | 0 | 0 | 0 | 0 | 0 | 0 | 0
00 Ret.FB-SNCR & HRI | 0 | 0 | 0 | 0 | 0 | 0 | 0
00 Ret.HRI | 0 | 0 | 0 | 0 | 0 | 0 | 0
00 Ret.Oil/Gas Steam SCR | 13.1418 | 0 | 0 | 0 | 0 | 0 | 0
00 Ret.SCR | 0.82524 | 0.82524 | 0 | 0 | 0 | 0 | 0
00 Ret.SCR & DryFGD | 0 | 0 | 0 | 0 | 0 | 0 | 0
00 Ret.SCR & DryFGD & ACI | 0 | 6904.8828 | 6892.8593 | 6904.8829 | 6904.8828 | 6904.8828 | 6904.8828
00 Ret.SCR & DryFGD & CCS | 0 | 0 | 0 | 0 | 0 | 0 | 0
00 Ret.SCR & DryFGD & HRI | 0 | 0 | 0 | 0 | 0 | 0 | 0
00 Ret.SCR & DryFGD & HRI & CCS | 0 | 0 | 0 | 0 | 0 | 0 | 0
00 Ret.SCR & DSI | 0 | 0 | 0 | 0 | 0 | 0 | 0
00 Ret.SCR & DSI & DryFGD | 0 | 0 | 0 | 0 | 0 | 0 | 0
00 Ret.SCR & DSI & DryFGD & HRI | 0 | 0 | 0 | 0 | 0 | 0 | 0
00 Ret.SCR & DSI & HRI | 0 | 0 | 0 | 0 | 0 | 0 | 0
00 Ret.SCR & DSI & WetFGD | 0 | 0 | 0 | 0 | 0 | 0 | 0
00 Ret.SCR & DSI & WetFGD & HRI | 0 | 0 | 0 | 0 | 0 | 0 | 0
00 Ret.SCR & HRI | 0 | 0 | 0 | 0 | 0 | 0 | 0
00 Ret.SCR & WetFGD | 136.1419 | 2074.3367 | 2071.0561 | 2074.3367 | 2074.3367 | 2074.3367 | 2074.3367
00 Ret.SCR & WetFGD & ACI | 0 | 0 | 0 | 0 | 0 | 0 | 0
00 Ret.SCR & WetFGD & CCS | 0 | 0 | 0 | 0 | 0 | 0 | 0
00 Ret.SCR & WetFGD & HRI | 0 | 0 | 0 | 0 | 0 | 0 | 0
00 Ret.SCR & WetFGD & HRI & CCS | 0 | 0 | 0 | 0 | 0 | 0 | 0
00 Ret.SNCR | 0 | 0 | 0 | 0 | 0 | 0 | 0
00 Ret.SNCR & DryFGD | 0 | 0 | 0 | 0 | 0 | 0 | 0
00 Ret.SNCR & DryFGD & ACI | 0 | 0 | 0 | 0 | 0 | 0 | 0
00 Ret.SNCR & DryFGD & ACI & HRI | 0 | 0 | 0 | 0 | 0 | 0 | 0
00 Ret.SNCR & DryFGD & HRI | 0 | 0 | 0 | 0 | 0 | 0 | 0
00 Ret.SNCR & DSI | 0 | 0 | 0 | 0 | 0 | 0 | 0
00 Ret.SNCR & DSI & HRI | 0 | 0 | 0 | 0 | 0 | 0 | 0
00 Ret.SNCR & HRI | 0 | 0 | 0 | 0 | 0 | 0 | 0
00 Ret.SNCR & WetFGD | 0 | 0 | 0 | 0 | 0 | 0 | 0
00 Ret.SNCR & WetFGD & ACI | 0 | 0 | 0 | 0 | 0 | 0 | 0
00 Ret.SNCR & WetFGD & ACI & HRI | 0 | 0 | 0 | 0 | 0 | 0 | 0
00 Ret.SNCR & WetFGD & HRI | 0 | 0 | 0 | 0 | 0 | 0 | 0
00 Ret.WetFGD | 0 | 7.3318 | 7.3193 | 7.3318 | 7.3318 | 7.3318 | 7.3318
00 Ret.WetFGD & ACI & CCS | 0 | 0 | 0 | 0 | 0 | 0 | 0
00 Ret.WetFGD & ACI & HRI & CCS | 0 | 0 | 0 | 0 | 0 | 0 | 0
00 Ret.WetFGD & CCS | 0 | 0 | 0 | 0 | 0 | 0 | 0
00 Ret.WetFGD & HRI | 0 | 0 | 0 | 0 | 0 | 0 | 0
00 Ret.WetFGD & HRI & CCS | 0 | 0 | 0 | 0 | 0 | 0 | 0
00 CC Retirement | 0 | 0 | 0 | 0 | 0 | 0 | 0
00 CT Retirement | 0 | 0 | 0 | 0 | 0 | 0 | 0
00 O/G Retirement | 0 | 0 | 0 | 0 | 0 | 0 | 0
00 Coal Retirement | 0 | 0 | 0 | 0 | 0 | 0 | 0
00 IGCC Retirement | 0 | 0 | 0 | 0 | 0 | 0 | 0
00 Nuke Retirement | 0 | 0 | 0 | 0 | 0 | 0 | 0
00 Non-Fossil Retirement | 0 | 0 | 0 | 0 | 0 | 0 | 0
Total | 4055694.5768 | 4130252.5426 | 4188953.4837 | 4327834.6057 | 4467472.8893 | 4745123.2635 | 5047459.2139
(**) Ind. Boiler generation in BBtu, not included in the total
12a. Generation by Fuel Type [GWh]
Biomass | 41763.5272 | 32069.8062 | 38602.0422 | 42890.7897 | 50068.2692 | 49775.8133 | 53959.5957
Coal | 1328814.7913 | 1365449.1212 | 1405493.9372 | 1369467.8164 | 1407445.7553 | 1256064.8667 | 1217081.2332
Fwaste | 1081.7842 | 1081.7842 | 1081.7842 | 1081.7842 | 1081.7842 | 1081.7842 | 1081.7842
Geothermal | 17139.0711 | 17139.0711 | 21931.2817 | 24645.7128 | 26506.97 | 26556.8495 | 29167.9529
Hydro | 273267.488 | 274134.8663 | 301034.0022 | 331431.7948 | 331643.0484 | 331643.0484 | 331643.0484
LF Gas | 11817.0553 | 11869.8352 | 11869.8352 | 11869.8352 | 11869.8352 | 11869.8352 | 11869.8352
MSW | 7703.3129 | 7659.5111 | 7659.5111 | 7659.5111 | 7659.5111 | 7659.5111 | 7659.5111
NaturalGas | 1282968.6627 | 1248426.3552 | 1201746.8742 | 1317643.3239 | 1403360.203 | 1722597.4153 | 2301927.5343
None | 943.6272 | 943.6272 | 723.576 | 173.448 | 0 | 0 | 0
Non-Fossil | 8021.4372 | 8021.4372 | 8021.4372 | 8021.4372 | 8021.4372 | 8021.4372 | 8021.4372
Nuclear | 786373.8122 | 787039.4471 | 803008.0031 | 803809.8216 | 788196.3684 | 477014.8659 | 62309.8894
Oil | 631.8266 | 348.2983 | 28.5676 | 59.5529 | 0 | 0 | 0
Pet. Coke | 5274.8382 | 2953.1653 | 4222.4402 | 7267.3832 | 9088.4612 | 8908.4152 | 9528.3695
Pumps | 7786.6538 | 6657.3261 | 7719.297 | 8047.7348 | 9144.4561 | 5192.0878 | 5488.0208
RFO | 0 | 0 | 0 | 0 | 0 | 0 | 0
Solar | 32931.6761 | 38332.1757 | 45511.5687 | 52710.7757 | 70180.4002 | 494695.467 | 659943.7717
Tires | 212.8489 | 212.8489 | 212.8489 | 212.8489 | 212.8489 | 212.8489 | 212.8489
Waste Coal | 6517.0502 | 6517.0502 | 6517.0502 | 6517.0502 | 6517.0502 | 6200.5272 | 6200.5272
Wind | 242445.1137 | 321396.816 | 323569.4266 | 334323.9851 | 336476.4906 | 337628.4906 | 341363.8543
Total | 4055694.5768 | 4130252.5426 | 4188953.4837 | 4327834.6057 | 4467472.8893 | 4745123.2635 | 5047459.2139
13. Generation by Capacity Reporting Type [TBtu]
00 New Combined Cycle | 1.8463 | 254.2603 | 317.4857 | 426.3052 | 1064.152 | 2473.2775 | 4648.6691
00 New Combined Cycle - Uncontrolled | 0 | 0 | 0 | 0 | 0 | 0 | 0
00 New Combined Cycle with Carbon Capture | 0 | 0 | 0 | 0 | 0 | 0 | 0
00 New Combustion Turbine | 3.2315 | 3.6534 | 4.6556 | 5.577 | 16.0396 | 22.6949 | 29.4803
00 New Energy Efficiency | 0 | 0 | 0 | 0 | 0 | 0 | 0
00 New Hydro | 1.0515 | 1.0845 | 92.8643 | 196.5816 | 197.3024 | 197.3024 | 197.3024
00 New Nuclear | 0 | 0 | 0 | 0 | 0 | 0 | 0
00 New Biomass | 2.3456 | 7.1914 | 7.4523 | 7.7351 | 7.7351 | 5.9327 | 6.2156
00 New Geothermal | 1.2742 | 1.2742 | 17.6252 | 26.8868 | 33.2374 | 33.4076 | 42.3167
00 New Landfill Gas | 4.1319 | 4.3013 | 4.3013 | 4.3013 | 4.3013 | 4.3013 | 4.3013
00 New Offshore Wind | 0 | 0.1587 | 0.1587 | 0.1587 | 0.1587 | 0.1587 | 0.1587
00 New Onshore Wind | 99.5305 | 369.1648 | 372.1189 | 408.8135 | 416.1578 | 420.0885 | 432.8335
00 New Solar PV | 18.7548 | 30.3396 | 54.8435 | 79.4072 | 139.0135 | 1587.487 | 2151.3142
00 New Solar Thermal | 0 | 4.8194 | 4.8194 | 4.8194 | 4.8194 | 4.8194 | 4.8194
00 New Fuel Cell | 0.50447 | 0.50447 | 0.48812 | 0.50447 | 0.50447 | 0.50447 | 0.50447
00 New IGCC | 0 | 0 | 0 | 0 | 0 | 0 | 0
00 New Advanced Coal with CCS | 0 | 0 | 0 | 0 | 0 | 0 | 0
00 New SPC - Uncontrolled | 0 | 0 | 0 | 0 | 0 | 0 | 0
00 New SPC-WetFGD_SCR | 0 | 0 | 0 | 0 | 0 | 0 | 0
00 New Future Technology | 0 | 0 | 0 | 0 | 0 | 0 | 0
00 Exist Combined Cycle | 4127.547 | 3801.9062 | 3591.9798 | 3881.3065 | 3578.0184 | 3324.6277 | 3129.3973
00 Exist Combustion Turbine | 38.7161 | 28.2518 | 35.0098 | 56.4171 | 57.7541 | 35.3158 | 28.2315
00 Exist Coal Steam_Uncontrolled | 19.32 | 19.4834 | 20.1789 | 19.5127 | 20.7239 | 16.1375 | 15.093
00 Exist Coal Steam_ACI | 16.0329 | 15.8669 | 0.26071 | 0.26372 | 0.26372 | 0.26372 | 0.26372
00 Exist Coal Steam_ACI_DSI | 72.2077 | 71.7404 | 78.7452 | 76.2818 | 68.7386 | 60.1156 | 51.8624
00 Exist Coal Steam_DryFGD | 56.5358 | 32.3101 | 31.0603 | 21.4231 | 24.2495 | 20.586 | 20.586
00 Exist Coal Steam_DryFGD_ACI | 171.284 | 170.0763 | 149.455 | 149.2794 | 150.3595 | 146.9263 | 143.913
00 Exist Coal Steam_DryFGD_SCR | 20.7238 | 21.4298 | 34.2668 | 28.5063 | 34.2671 | 15.6452 | 15.6452
00 Exist Coal Steam_DryFGD_SCR_ACI | 265.1091 | 263.8706 | 266.2798 | 264.0582 | 270.6042 | 258.9481 | 255.1978
00 Exist Coal Steam_DryFGD_SCR_ACI_DSI | 24.761 | 34.1468 | 36.7332 | 36.158 | 37.7327 | 31.9944 | 31.8502
00 Exist Coal Steam_DryFGD_SNCR | 4.7782 | 4.7782 | 6.3315 | 5.6103 | 6.8133 | 5.6777 | 5.6103
00 Exist Coal Steam_DryFGD_SNCR_ACI | 62.6022 | 67.7143 | 69.7157 | 70.1782 | 70.1782 | 65.2758 | 63.9807
00 Exist Coal Steam_DSI | 0 | 0 | 0 | 0 | 0 | 0 | 0
00 Exist Coal Steam_SCR | 0 | 0 | 0 | 0 | 0 | 0 | 0
00 Exist Coal Steam_SCR_ACI | 2.6705 | 3.3822 | 0 | 0 | 0 | 0 | 0
00 Exist Coal Steam_SCR_DSI | 0 | 0 | 0 | 0 | 0 | 0 | 0
00 Exist Coal Steam_SNCR | 2.305 | 2.1417 | 2.0815 | 2.0615 | 2.0818 | 2.0104 | 1.9783
00 Exist Coal Steam_SNCR_ACI | 9.9148 | 0 | 0 | 0 | 0 | 0 | 0
00 Exist Coal Steam_SNCR_ACI_DSI | 0 | 0 | 0 | 0 | 0 | 0 | 0
00 Exist Coal Steam_SNCR_DSI | 0 | 0 | 0 | 0 | 0 | 0 | 0
00 Exist Coal Steam_WetFGD | 192.8802 | 148.0781 | 136.4574 | 126.9047 | 126.9047 | 126.9047 | 126.9047
00 Exist Coal Steam_WetFGD_ACI | 232.6907 | 242.8942 | 259.1782 | 255.3814 | 262.4942 | 245.7483 | 238.5816
00 Exist Coal Steam_WetFGD_ACI_DSI | 31.9099 | 33.1352 | 38.5298 | 37.2225 | 38.8865 | 34.8989 | 27.2679
00 Exist Coal Steam_WetFGD_SCR | 1545.613 | 1586.2606 | 1517.8223 | 1490.0973 | 1530.3637 | 1361.3969 | 1325.9361
00 Exist Coal Steam_WetFGD_SCR_ACI | 420.1498 | 442.5737 | 462.9341 | 457.2364 | 473.1649 | 433.5054 | 418.1037
00 Exist Coal Steam_WetFGD_SCR_ACI_DSI | 29.0431 | 31.0338 | 34.4389 | 34.2002 | 33.933 | 30.3921 | 26.434
00 Exist Coal Steam_WetFGD_SCR_DSI | 17.7535 | 17.7535 | 21.4517 | 17.7535 | 21.4895 | 18.0587 | 17.7535
00 Exist Coal Steam_WetFGD_SNCR | 32.6852 | 31.616 | 34.7499 | 26.3054 | 33.4581 | 17.2817 | 14.8965
00 Exist Coal Steam_WetFGD_SNCR_ACI | 52.3632 | 52.3632 | 53.4149 | 53.4149 | 54.7549 | 53.4149 | 50.7545
00 Exist Coal Steam_WetFGD_SNCR_ACI_DSI | 15.8717 | 15.8717 | 15.8717 | 15.8717 | 15.8717 | 15.8717 | 15.8717
00 Exist FBC_Uncontrolled | 17.4229 | 19.1238 | 22.6282 | 22.0538 | 23.0705 | 21.3158 | 18.019
00 Exist FBC_ACI | 7.7475 | 7.7475 | 7.7475 | 7.7475 | 7.7475 | 7.7475 | 7.7475
00 Exist FBC_DryFGD | 1.08 | 1.08 | 1.08 | 1.08 | 1.08 | 0 | 0
00 Exist FBC_DryFGD_SNCR | 46.5678 | 34.9843 | 43.7077 | 44.0458 | 45.8812 | 45.8812 | 45.8812
00 Exist FBC_DryFGD_SNCR_ACI | 23.1149 | 24.8139 | 28.1565 | 25.1366 | 27.1404 | 23.7822 | 12.3236
00 Exist FBC_SNCR | 8.5774 | 7.9448 | 7.9397 | 7.9448 | 8.0223 | 7.2064 | 7.0666
00 Exist FBC_SNCR_ACI | 0.26623 | 0.26623 | 0.26623 | 0.26623 | 0.26623 | 0.26623 | 0.26623
00 Exist FBC_WetFGD_SNCR_ACI | 0 | 0 | 2.2809 | 2.2809 | 6.7457 | 5.7226 | 7.2649
00 Exist IGCC | 31.4369 | 31.4461 | 32.3505 | 32.0735 | 32.2212 | 31.6123 | 31.3948
00 Exist Fossil_Other | 3.691 | 3.691 | 3.691 | 3.691 | 3.691 | 3.691 | 3.691
00 Exist Fuel Cell | 0.50224 | 0.27463 | 0.4315 | 0.49892 | 0.29724 | 0.2406 | 0.2406
00 Exist Hydro | 931.3372 | 934.2637 | 934.2637 | 934.2637 | 934.2637 | 934.2637 | 934.2637
00 Exist Non Fossil_Other | 54.3791 | 54.2296 | 54.2296 | 54.2296 | 54.2296 | 54.2296 | 54.2296
00 Exist Nuclear | 2683.1074 | 2685.3786 | 2739.8633 | 2742.5991 | 2689.326 | 1627.5747 | 212.6013
00 Exist Oil/Gas Steam | 173.3869 | 146.0021 | 126.8742 | 98.4233 | 49.6316 | 11.0508 | 8.3456
00 Exist Oil/Gas Steam_SCR | 21.9786 | 18.9283 | 15.6972 | 16.7842 | 13.4592 | 1.3822 | 0.94714
00 Exist Oil/Gas Steam_SNCR | 2.7013 | 0.5102 | 0 | 1.8512 | 0 | 0 | 0
00 Exist Biomass | 69.4221 | 66.4974 | 74.0644 | 74.2909 | 82.6002 | 72.7406 | 80.9425
00 Exist Landfill Gas | 36.1879 | 36.1985 | 36.1985 | 36.1985 | 36.1985 | 36.1985 | 36.1985
00 Exist Geothermal | 57.2043 | 57.2043 | 57.2043 | 57.2043 | 57.2043 | 57.2043 | 57.2043
00 Exist Pump Storage | 26.5681 | 22.7148 | 26.3382 | 27.4589 | 31.2009 | 17.7154 | 18.7251
00 Exist Solar PV | 82.9731 | 84.9954 | 84.9876 | 84.9876 | 84.9876 | 84.9595 | 84.9595
00 Exist Solar Thermal | 10.635 | 10.635 | 10.635 | 10.635 | 10.635 | 10.635 | 10.635
00 Exist Wind | 727.6923 | 727.2824 | 731.7413 | 731.7413 | 731.7413 | 731.7413 | 731.7413
00 International Imports | 3.2197 | 3.2197 | 2.4688 | 0.5918 | 0 | 0 | 0
00 Ret.ACI | 38.9127 | 22.5546 | 8.995 | 9.0045 | 10.5619 | 4.5747 | 1.1659
00 Ret.ACI & DryFGD | 29.2 | 9.1693 | 9.1653 | 9.1693 | 9.1693 | 9.1693 | 9.1693
00 Ret.ACI & DryFGD & HRI | 0 | 0 | 0 | 0 | 0 | 0 | 0
00 Ret.ACI & DSI | 238.658 | 239.8421 | 258.6539 | 253.2909 | 260.8499 | 210.3054 | 207.4243
00 Ret.ACI & DSI & DryFGD | 0 | 0 | 0 | 0 | 0 | 0 | 0
00 Ret.ACI & DSI & DryFGD & HRI | 0 | 0 | 0 | 0 | 0 | 0 | 0
00 Ret.ACI & DSI & HRI | 0 | 0 | 0 | 0 | 0 | 0 | 0
00 Ret.ACI & DSI & WetFGD & HRI | 0 | 0 | 0 | 0 | 0 | 0 | 0
00 Ret.ACI & HRI | 0 | 0 | 0 | 0 | 0 | 0 | 0
00 Ret.ACI & SCR | 0 | 0 | 0 | 0 | 0 | 0 | 0
00 Ret.ACI & SCR & DryFGD & CCS | 0 | 0 | 0 | 0 | 0 | 0 | 0
00 Ret.ACI & SCR & DryFGD & HRI | 0 | 0 | 0 | 0 | 0 | 0 | 0
00 Ret.ACI & SCR & DryFGD & HRI & CCS | 0 | 0 | 0 | 0 | 0 | 0 | 0
00 Ret.ACI & SCR & DSI | 0 | 0 | 0 | 0 | 0 | 0 | 0
00 Ret.ACI & SCR & DSI & DryFGD | 0 | 0 | 0 | 0 | 0 | 0 | 0
00 Ret.ACI & SCR & DSI & DryFGD & HRI | 0 | 0 | 0 | 0 | 0 | 0 | 0
00 Ret.ACI & SCR & DSI & HRI | 0 | 0 | 0 | 0 | 0 | 0 | 0
00 Ret.ACI & SCR & DSI & WetFGD | 0 | 0 | 0 | 0 | 0 | 0 | 0
00 Ret.ACI & SCR & DSI & WetFGD & HRI | 0 | 0 | 0 | 0 | 0 | 0 | 0
00 Ret.ACI & SCR & HRI | 0 | 0 | 0 | 0 | 0 | 0 | 0
00 Ret.ACI & SCR & WetFGD & CCS | 0 | 0 | 0 | 0 | 0 | 0 | 0
00 Ret.ACI & SCR & WetFGD & HRI | 0 | 0 | 0 | 0 | 0 | 0 | 0
00 Ret.ACI & SCR & WetFGD & HRI & CCS | 0 | 0 | 0 | 0 | 0 | 0 | 0
00 Ret.ACI & SNCR | 0 | 0 | 0 | 0 | 0 | 0 | 0
00 Ret.ACI & SNCR & DSI | 0 | 0 | 0 | 0 | 0 | 0 | 0
00 Ret.ACI & SNCR & DSI & DryFGD | 0 | 0 | 0 | 0 | 0 | 0 | 0
00 Ret.ACI & SNCR & DSI & DryFGD & HRI | 0 | 0 | 0 | 0 | 0 | 0 | 0
00 Ret.ACI & SNCR & DSI & HRI | 0 | 0 | 0 | 0 | 0 | 0 | 0
00 Ret.ACI & SNCR & DSI & WetFGD | 0 | 0 | 0 | 0 | 0 | 0 | 0
00 Ret.ACI & SNCR & DSI & WetFGD & HRI | 0 | 0 | 0 | 0 | 0 | 0 | 0
00 Ret.ACI & SNCR & HRI | 0 | 0 | 0 | 0 | 0 | 0 | 0
00 Ret.ACI & WetFGD | 1.7402 | 25.2828 | 25.236 | 25.2828 | 25.2828 | 25.2828 | 25.2828
00 Ret.ACI & WetFGD & DSI | 0 | 0 | 0 | 0 | 0 | 0 | 0
00 Ret.ACI & WetFGD & HRI | 0 | 0 | 0 | 0 | 0 | 0 | 0
00 Ret.C2G | 7.9658 | 2.1076 | 1.2753 | 1.1512 | 1.2175 | 1.2174 | 1.2174
00 Ret.C2G & SCR | 0 | 3.9189 | 6.1731 | 6.7957 | 6.8036 | 6.8036 | 6.7561
00 Ret.CCG | 0 | 0 | 0 | 0 | 0 | 0 | 0
00 Ret.DryFGD | 0 | 12.4801 | 14.2624 | 14.2875 | 14.2875 | 14.2875 | 13.2738
00 Ret.DryFGD & ACI & CCS | 0 | 0 | 0 | 0 | 0 | 0 | 0
00 Ret.DryFGD & ACI & HRI & CCS | 0 | 0 | 0 | 0 | 0 | 0 | 0
00 Ret.DryFGD & CCS | 0 | 0 | 0 | 0 | 0 | 0 | 0
00 Ret.DryFGD & HRI | 0 | 0 | 0 | 0 | 0 | 0 | 0
00 Ret.DryFGD & HRI & CCS | 0 | 0 | 0 | 0 | 0 | 0 | 0
00 Ret.DSI | 1.1333 | 1.3966 | 1.3966 | 0 | 0 | 0 | 0
00 Ret.DSI & DryFGD | 0 | 0 | 0 | 0 | 0 | 0 | 0
00 Ret.DSI & DryFGD & HRI | 0 | 0 | 0 | 0 | 0 | 0 | 0
00 Ret.DSI & HRI | 0 | 0 | 0 | 0 | 0 | 0 | 0
00 Ret.DSI & WetFGD | 0 | 0 | 0 | 0 | 0 | 0 | 0
00 Ret.DSI & WetFGD & HRI | 0 | 0 | 0 | 0 | 0 | 0 | 0
00 Ret.Exist FBC_DryFGD_SNCR_ACI & CCS | 0 | 0 | 0 | 0 | 0 | 0 | 0
00 Ret.ExistACI & DryFGD | 7.0647 | 6.5292 | 8.0741 | 8.0878 | 8.0878 | 7.6417 | 7.0629
00 Ret.ExistACI & DryFGD & CCS | 0 | 0 | 0 | 0 | 0 | 0 | 0
00 Ret.ExistACI & DryFGD & HRI | 0 | 0 | 0 | 0 | 0 | 0 | 0
00 Ret.ExistACI & DryFGD & HRI & CCS | 0 | 0 | 0 | 0 | 0 | 0 | 0
00 Ret.ExistACI & DSI | 12.2132 | 11.6058 | 35.0173 | 32.4194 | 39.3443 | 30.6021 | 31.0408
00 Ret.ExistACI & DSI & DryFGD | 0 | 0 | 0 | 0 | 0 | 0 | 0
00 Ret.ExistACI & DSI & DryFGD & HRI | 0 | 0 | 0 | 0 | 0 | 0 | 0
00 Ret.ExistACI & DSI & HRI | 0 | 0 | 0 | 0 | 0 | 0 | 0
00 Ret.ExistACI & DSI & WetFGD | 0 | 0 | 0 | 0 | 0 | 0 | 0
00 Ret.ExistACI & DSI & WetFGD & HRI | 0 | 0 | 0 | 0 | 0 | 0 | 0
00 Ret.ExistACI & HRI | 0 | 0 | 0 | 0 | 0 | 0 | 0
00 Ret.ExistACI & HRI & WetFGD | 0 | 0 | 0 | 0 | 0 | 0 | 0
00 Ret.ExistACI & SCR | 0 | 0 | 0 | 0 | 0 | 0 | 0
00 Ret.ExistACI & SCR & DryFGD | 0 | 0 | 0 | 0 | 0 | 0 | 0
00 Ret.ExistACI & SCR & DryFGD & CCS | 0 | 0 | 0 | 0 | 0 | 0 | 0
00 Ret.ExistACI & SCR & DryFGD & HRI | 0 | 0 | 0 | 0 | 0 | 0 | 0
00 Ret.ExistACI & SCR & DryFGD & HRI & CCS | 0 | 0 | 0 | 0 | 0 | 0 | 0
00 Ret.ExistACI & SCR & DSI | 0 | 0 | 0 | 0 | 0 | 0 | 0
00 Ret.ExistACI & SCR & DSI & DryFGD | 0 | 0 | 0 | 0 | 0 | 0 | 0
00 Ret.ExistACI & SCR & DSI & DryFGD & HRI | 0 | 0 | 0 | 0 | 0 | 0 | 0
00 Ret.ExistACI & SCR & DSI & HRI | 0 | 0 | 0 | 0 | 0 | 0 | 0
00 Ret.ExistACI & SCR & HRI | 0 | 0 | 0 | 0 | 0 | 0 | 0
00 Ret.ExistACI & SCR & WetFGD | 0 | 0 | 0 | 0 | 0 | 0 | 0
00 Ret.ExistACI & SCR & WetFGD & CCS | 0 | 0 | 0 | 0 | 0 | 0 | 0
00 Ret.ExistACI & SCR & WetFGD & HRI | 0 | 0 | 0 | 0 | 0 | 0 | 0
00 Ret.ExistACI & SCR & WetFGD & HRI & CCS | 0 | 0 | 0 | 0 | 0 | 0 | 0
00 Ret.ExistACI & SNCR | 0 | 0 | 0 | 0 | 0 | 0 | 0
00 Ret.ExistACI & SNCR & DryFGD | 0 | 0 | 0 | 0 | 0 | 0 | 0
00 Ret.ExistACI & SNCR & DryFGD & HRI | 0 | 0 | 0 | 0 | 0 | 0 | 0
00 Ret.ExistACI & SNCR & DSI | 0 | 0 | 0 | 0 | 0 | 0 | 0
00 Ret.ExistACI & SNCR & DSI & HRI | 0 | 0 | 0 | 0 | 0 | 0 | 0
00 Ret.ExistACI & SNCR & HRI | 0 | 0 | 0 | 0 | 0 | 0 | 0
00 Ret.ExistACI & SNCR & WetFGD | 0 | 0 | 0 | 0 | 0 | 0 | 0
00 Ret.ExistACI & SNCR & WetFGD & HRI | 0 | 0 | 0 | 0 | 0 | 0 | 0
00 Ret.ExistACI & WetFGD | 28.9359 | 28.1457 | 28.9358 | 28.9359 | 28.9359 | 28.9359 | 28.9359
00 Ret.ExistACI & WetFGD & CCS | 0 | 0 | 0 | 0 | 0 | 0 | 0
00 Ret.ExistACI & WetFGD & HRI & CCS | 0 | 0 | 0 | 0 | 0 | 0 | 0
00 Ret.ExistACI_DSI & DryFGD | 6.1122 | 6.6345 | 6.6228 | 6.6345 | 6.6345 | 6.6345 | 6.6345
00 Ret.ExistACI_DSI & DryFGD & CCS | 0 | 0 | 0 | 0 | 0 | 0 | 0
00 Ret.ExistACI_DSI & DryFGD & HRI | 0 | 0 | 0 | 0 | 0 | 0 | 0
00 Ret.ExistACI_DSI & DryFGD & HRI & CCS | 0 | 0 | 0 | 0 | 0 | 0 | 0
00 Ret.ExistACI_DSI & HRI | 0 | 0 | 0 | 0 | 0 | 0 | 0
00 Ret.ExistACI_DSI & SCR | 0 | 0.68067 | 0.71814 | 0.71814 | 0 | 0 | 0
00 Ret.ExistACI_DSI & SCR & DryFGD | 0 | 0 | 0 | 0 | 0 | 0 | 0
00 Ret.ExistACI_DSI & SCR & DryFGD & CCS | 0 | 0 | 0 | 0 | 0 | 0 | 0
00 Ret.ExistACI_DSI & SCR & DryFGD & HRI | 0 | 0 | 0 | 0 | 0 | 0 | 0
00 Ret.ExistACI_DSI & SCR & DryFGD & HRI & CCS | 0 | 0 | 0 | 0 | 0 | 0 | 0
00 Ret.ExistACI_DSI & SCR & HRI | 0 | 0 | 0 | 0 | 0 | 0 | 0
00 Ret.ExistACI_DSI & SCR & WetFGD | 0 | 0 | 0 | 0 | 61.2686 | 44.214 | 44.214
00 Ret.ExistACI_DSI & SCR & WetFGD & CCS | 0 | 0 | 0 | 0 | 0 | 0 | 0
00 Ret.ExistACI_DSI & SCR & WetFGD & HRI | 0 | 0 | 0 | 0 | 0 | 0 | 0
00 Ret.ExistACI_DSI & SCR & WetFGD & HRI & CCS | 0 | 0 | 0 | 0 | 0 | 0 | 0
00 Ret.ExistACI_DSI & SNCR | 0 | 0 | 0 | 0 | 0 | 0 | 0
00 Ret.ExistACI_DSI & SNCR & DryFGD | 0 | 0 | 0 | 0 | 0 | 0 | 0
00 Ret.ExistACI_DSI & SNCR & DryFGD & HRI | 0 | 0 | 0 | 0 | 0 | 0 | 0
00 Ret.ExistACI_DSI & SNCR & HRI | 0 | 0 | 0 | 0 | 0 | 0 | 0
00 Ret.ExistACI_DSI & SNCR & WetFGD | 0 | 0 | 0 | 0 | 0 | 0 | 0
00 Ret.ExistACI_DSI & SNCR & WetFGD & HRI | 0 | 0 | 0 | 0 | 0 | 0 | 0
00 Ret.ExistACI_DSI & WetFGD | 61.6658 | 61.6658 | 61.6658 | 61.6658 | 0.047253 | 0.0341 | 0.0341
00 Ret.ExistACI_DSI & WetFGD & CCS | 0 | 0 | 0 | 0 | 0 | 0 | 0
00 Ret.ExistACI_DSI & WetFGD & HRI | 0 | 0 | 0 | 0 | 0 | 0 | 0
00 Ret.ExistACI_DSI & WetFGD & HRI & CCS | 0 | 0 | 0 | 0 | 0 | 0 | 0
00 Ret.ExistDryFGD & ACI | 67.0073 | 60.0824 | 61.4388 | 61.4415 | 62.5049 | 61.825 | 61.825
00 Ret.ExistDryFGD & ACI & CCS | 0 | 0 | 0 | 0 | 0 | 0 | 0
00 Ret.ExistDryFGD & ACI & HRI | 0 | 0 | 0 | 0 | 0 | 0 | 0
00 Ret.ExistDryFGD & ACI & HRI & CCS | 0 | 0 | 0 | 0 | 0 | 0 | 0
00 Ret.ExistDryFGD & ACI & SCR | 0 | 7.3699 | 7.3699 | 7.3699 | 7.3699 | 7.3699 | 7.3699
00 Ret.ExistDryFGD & ACI & SCR & CCS | 0 | 0 | 0 | 0 | 0 | 0 | 0
00 Ret.ExistDryFGD & ACI & SCR & HRI | 0 | 0 | 0 | 0 | 0 | 0 | 0
00 Ret.ExistDryFGD & ACI & SCR & HRI & CCS | 0 | 0 | 0 | 0 | 0 | 0 | 0
00 Ret.ExistDryFGD & ACI & SNCR | 0 | 0 | 0 | 0 | 0 | 0 | 0
00 Ret.ExistDryFGD & ACI & SNCR & HRI | 0 | 0 | 0 | 0 | 0 | 0 | 0
00 Ret.ExistDryFGD & CCS | 0 | 0 | 0 | 0 | 0 | 0 | 0
00 Ret.ExistDryFGD & HRI | 0 | 0 | 0 | 0 | 0 | 0 | 0
00 Ret.ExistDryFGD & HRI & CCS | 0 | 0 | 0 | 0 | 0 | 0 | 0
00 Ret.ExistDryFGD & SCR | 0 | 12.2595 | 12.2595 | 12.2595 | 12.2595 | 12.2595 | 12.2595
00 Ret.ExistDryFGD & SCR & CCS | 0 | 0 | 0 | 0 | 0 | 0 | 0
00 Ret.ExistDryFGD & SCR & HRI | 0 | 0 | 0 | 0 | 0 | 0 | 0
00 Ret.ExistDryFGD & SCR & HRI & CCS | 0 | 0 | 0 | 0 | 0 | 0 | 0
00 Ret.ExistDryFGD & SNCR | 0 | 0 | 0 | 0 | 0 | 0 | 0
00 Ret.ExistDryFGD & SNCR & HRI | 0 | 0 | 0 | 0 | 0 | 0 | 0
00 Ret.ExistDryFGD_ACI & CCS | 0 | 0 | 0 | 0 | 0 | 0 | 0
00 Ret.ExistDryFGD_ACI & HRI | 0 | 0 | 0 | 0 | 0 | 0 | 0
00 Ret.ExistDryFGD_ACI & HRI & CCS | 0 | 0 | 0 | 0 | 0 | 0 | 0
00 Ret.ExistDryFGD_ACI & SCR | 0.83703 | 7.773 | 25.4187 | 25.4187 | 25.4187 | 25.4187 | 25.4187
00 Ret.ExistDryFGD_ACI & SCR & CCS | 0 | 0 | 0 | 0 | 0 | 0 | 0
00 Ret.ExistDryFGD_ACI & SCR & HRI | 0 | 0 | 0 | 0 | 0 | 0 | 0
00 Ret.ExistDryFGD_ACI & SCR & HRI & CCS | 0 | 0 | 0 | 0 | 0 | 0 | 0
00 Ret.ExistDryFGD_SCR & ACI & CCS | 0 | 0 | 0 | 0 | 0 | 0 | 0
00 Ret.ExistDryFGD_SCR & ACI & HRI | 0 | 0 | 0 | 0 | 0 | 0 | 0
00 Ret.ExistDryFGD_SCR & ACI & HRI & CCS | 0 | 0 | 0 | 0 | 0 | 0 | 0
00 Ret.ExistDryFGD_SCR & CCS | 0 | 0 | 0 | 0 | 0 | 0 | 0
00 Ret.ExistDryFGD_SNCR & ACI & HRI | 0 | 0 | 0 | 0 | 0 | 0 | 0
00 Ret.ExistDSI & ACI | 7.2965 | 8.4933 | 0 | 0 | 0 | 0 | 0
00 Ret.ExistDSI & ACI & HRI | 0 | 0 | 0 | 0 | 0 | 0 | 0
00 Ret.ExistDSI & ACI & SCR | 0 | 0 | 0 | 0 | 0 | 0 | 0
00 Ret.ExistDSI & ACI & SCR & DryFGD & CCS | 0 | 0 | 0 | 0 | 0 | 0 | 0
00 Ret.ExistDSI & ACI & SCR & DryFGD & HRI | 0 | 0 | 0 | 0 | 0 | 0 | 0
00 Ret.ExistDSI & ACI & SCR & DryFGD & HRI & CCS | 0 | 0 | 0 | 0 | 0 | 0 | 0
00 Ret.ExistDSI & ACI & SCR & HRI | 0 | 0 | 0 | 0 | 0 | 0 | 0
00 Ret.ExistDSI & ACI & SCR & WetFGD & CCS | 0 | 0 | 0 | 0 | 0 | 0 | 0
00 Ret.ExistDSI & ACI & SCR & WetFGD & HRI | 0 | 0 | 0 | 0 | 0 | 0 | 0
00 Ret.ExistDSI & ACI & SCR & WetFGD & HRI & CCS | 0 | 0 | 0 | 0 | 0 | 0 | 0
00 Ret.ExistDSI & DryFGD | 0 | 0 | 0 | 0 | 0 | 0 | 0
00 Ret.ExistDSI & DryFGD & ACI | 0 | 0 | 0 | 0 | 0 | 0 | 0
00 Ret.ExistDSI & DryFGD & ACI & CCS | 0 | 0 | 0 | 0 | 0 | 0 | 0
00 Ret.ExistDSI & DryFGD & ACI & HRI | 0 | 0 | 0 | 0 | 0 | 0 | 0
00 Ret.ExistDSI & DryFGD & ACI & HRI & CCS | 0 | 0 | 0 | 0 | 0 | 0 | 0
00 Ret.ExistDSI & DryFGD & CCS | 0 | 0 | 0 | 0 | 0 | 0 | 0
00 Ret.ExistDSI & DryFGD & HRI | 0 | 0 | 0 | 0 | 0 | 0 | 0
00 Ret.ExistDSI & DryFGD & HRI & CCS | 0 | 0 | 0 | 0 | 0 | 0 | 0
00 Ret.ExistDSI & HRI | 0 | 0 | 0 | 0 | 0 | 0 | 0
00 Ret.ExistDSI & SCR | 0 | 0 | 0 | 0 | 0 | 0 | 0
00 Ret.ExistDSI & SCR & DryFGD | 0 | 0 | 0 | 0 | 0 | 0 | 0
00 Ret.ExistDSI & SCR & DryFGD & ACI | 0 | 0 | 0 | 0 | 0 | 0 | 0
00 Ret.ExistDSI & SCR & DryFGD & CCS | 0 | 0 | 0 | 0 | 0 | 0 | 0
00 Ret.ExistDSI & SCR & DryFGD & HRI | 0 | 0 | 0 | 0 | 0 | 0 | 0
00 Ret.ExistDSI & SCR & DryFGD & HRI & CCS | 0 | 0 | 0 | 0 | 0 | 0 | 0
00 Ret.ExistDSI & SCR & HRI | 0 | 0 | 0 | 0 | 0 | 0 | 0
00 Ret.ExistDSI & SCR & WetFGD | 0 | 0 | 0 | 0 | 0 | 0 | 0
00 Ret.ExistDSI & SCR & WetFGD & ACI | 0 | 0 | 0 | 0 | 0 | 0 | 0
00 Ret.ExistDSI & SCR & WetFGD & CCS | 0 | 0 | 0 | 0 | 0 | 0 | 0
00 Ret.ExistDSI & SCR & WetFGD & HRI | 0 | 0 | 0 | 0 | 0 | 0 | 0
00 Ret.ExistDSI & SCR & WetFGD & HRI & CCS | 0 | 0 | 0 | 0 | 0 | 0 | 0
00 Ret.ExistDSI & SNCR | 0 | 0 | 0 | 0 | 0 | 0 | 0
00 Ret.ExistDSI & SNCR & ACI | 0 | 0 | 0 | 0 | 0 | 0 | 0
00 Ret.ExistDSI & SNCR & ACI & HRI | 0 | 0 | 0 | 0 | 0 | 0 | 0
00 Ret.ExistDSI & SNCR & DryFGD | 0 | 0 | 0 | 0 | 0 | 0 | 0
00 Ret.ExistDSI & SNCR & DryFGD & ACI | 0 | 0 | 0 | 0 | 0 | 0 | 0
00 Ret.ExistDSI & SNCR & DryFGD & ACI & HRI | 0 | 0 | 0 | 0 | 0 | 0 | 0
00 Ret.ExistDSI & SNCR & DryFGD & HRI | 0 | 0 | 0 | 0 | 0 | 0 | 0
00 Ret.ExistDSI & SNCR & HRI | 0 | 0 | 0 | 0 | 0 | 0 | 0
00 Ret.ExistDSI & SNCR & WetFGD | 0 | 0 | 0 | 0 | 0 | 0 | 0
00 Ret.ExistDSI & SNCR & WetFGD & ACI | 0 | 0 | 0 | 0 | 0 | 0 | 0
00 Ret.ExistDSI & SNCR & WetFGD & ACI & HRI | 0 | 0 | 0 | 0 | 0 | 0 | 0
00 Ret.ExistDSI & SNCR & WetFGD & HRI | 0 | 0 | 0 | 0 | 0 | 0 | 0
00 Ret.ExistDSI & WetFGD | 0 | 0 | 0 | 0 | 0 | 0 | 0
00 Ret.ExistDSI & WetFGD & ACI | 0 | 0 | 0 | 0 | 0 | 0 | 0
00 Ret.ExistDSI & WetFGD & ACI & CCS | 0 | 0 | 0 | 0 | 0 | 0 | 0
00 Ret.ExistDSI & WetFGD & ACI & HRI | 0 | 0 | 0 | 0 | 0 | 0 | 0
00 Ret.ExistDSI & WetFGD & ACI & HRI & CCS | 0 | 0 | 0 | 0 | 0 | 0 | 0
00 Ret.ExistDSI & WetFGD & CCS | 0 | 0 | 0 | 0 | 0 | 0 | 0
00 Ret.ExistDSI & WetFGD & HRI | 0 | 0 | 0 | 0 | 0 | 0 | 0
00 Ret.ExistDSI & WetFGD & HRI & CCS | 0 | 0 | 0 | 0 | 0 | 0 | 0
00 Ret.ExistSCR & ACI | 0 | 0 | 0 | 0 | 0 | 0 | 0
00 Ret.ExistSCR & ACI & DryFGD | 0 | 0 | 0 | 0 | 0 | 0 | 0
00 Ret.ExistSCR & ACI & DryFGD & HRI | 0 | 0 | 0 | 0 | 0 | 0 | 0
00 Ret.ExistSCR & ACI & DSI | 46.8342 | 46.5878 | 70.1221 | 70.957 | 75.66 | 52.0191 | 51.6248
00 Ret.ExistSCR & ACI & DSI & DryFGD | 0 | 0 | 0 | 0 | 0 | 0 | 0
00 Ret.ExistSCR & ACI & DSI & DryFGD & HRI | 0 | 0 | 0 | 0 | 0 | 0 | 0
00 Ret.ExistSCR & ACI & DSI & HRI | 0 | 0 | 0 | 0 | 0 | 0 | 0
00 Ret.ExistSCR & ACI & DSI & WetFGD | 0 | 0 | 0 | 0 | 0 | 0 | 0
00 Ret.ExistSCR & ACI & DSI & WetFGD & HRI | 0 | 0 | 0 | 0 | 0 | 0 | 0
00 Ret.ExistSCR & ACI & HRI | 0 | 0 | 0 | 0 | 0 | 0 | 0
00 Ret.ExistSCR & ACI & WetFGD | 0 | 0 | 0 | 0 | 0 | 0 | 0
00 Ret.ExistSCR & ACI & WetFGD & HRI | 0 | 0 | 0 | 0 | 0 | 0 | 0
00 Ret.ExistSCR & DryFGD | 0 | 0 | 0 | 0 | 0 | 0 | 0
00 Ret.ExistSCR & DryFGD & ACI & CCS | 0 | 0 | 0 | 0 | 0 | 0 | 0
00 Ret.ExistSCR & DryFGD & ACI & HRI & CCS | 0 | 0 | 0 | 0 | 0 | 0 | 0
00 Ret.ExistSCR & DryFGD & CCS | 0 | 0 | 0 | 0 | 0 | 0 | 0
00 Ret.ExistSCR & DryFGD & HRI | 0 | 0 | 0 | 0 | 0 | 0 | 0
00 Ret.ExistSCR & DryFGD & HRI & CCS | 0 | 0 | 0 | 0 | 0 | 0 | 0
00 Ret.ExistSCR & DSI | 0 | 0 | 0 | 0 | 0 | 0 | 0
00 Ret.ExistSCR & DSI & DryFGD | 0 | 0 | 0 | 0 | 0 | 0 | 0
00 Ret.ExistSCR & DSI & DryFGD & HRI | 0 | 0 | 0 | 0 | 0 | 0 | 0
00 Ret.ExistSCR & DSI & HRI | 0 | 0 | 0 | 0 | 0 | 0 | 0
00 Ret.ExistSCR & DSI & WetFGD | 0 | 0 | 0 | 0 | 0 | 0 | 0
00 Ret.ExistSCR & DSI & WetFGD & HRI | 0 | 0 | 0 | 0 | 0 | 0 | 0
00 Ret.ExistSCR & HRI | 0 | 0 | 0 | 0 | 0 | 0 | 0
00 Ret.ExistSCR & WetFGD | 29.4394 | 29.4394 | 29.3886 | 29.4394 | 29.4394 | 29.4394 | 29.4394
00 Ret.ExistSCR & WetFGD & ACI & CCS | 0 | 0 | 0 | 0 | 0 | 0 | 0
00 Ret.ExistSCR & WetFGD & ACI & HRI & CCS | 0 | 0 | 0 | 0 | 0 | 0 | 0
00 Ret.ExistSCR & WetFGD & CCS | 0 | 0 | 0 | 0 | 0 | 0 | 0
00 Ret.ExistSCR & WetFGD & HRI | 0 | 0 | 0 | 0 | 0 | 0 | 0
00 Ret.ExistSCR & WetFGD & HRI & CCS | 0 | 0 | 0 | 0 | 0 | 0 | 0
00 Ret.ExistSCR_ACI & DryFGD | 19.6392 | 18.6217 | 20.2602 | 20.2602 | 20.8875 | 19.4589 | 19.4589
00 Ret.ExistSCR_ACI & DryFGD & CCS | 0 | 0 | 0 | 0 | 0 | 0 | 0
00 Ret.ExistSCR_ACI & DryFGD & HRI | 0 | 0 | 0 | 0 | 0 | 0 | 0
00 Ret.ExistSCR_ACI & DryFGD & HRI & CCS | 0 | 0 | 0 | 0 | 0 | 0 | 0
00 Ret.ExistSCR_ACI & DSI | 8.3722 | 8.3722 | 8.3722 | 8.3722 | 8.3722 | 8.3722 | 8.3722
00 Ret.ExistSCR_ACI & DSI & HRI | 0 | 0 | 0 | 0 | 0 | 0 | 0
00 Ret.ExistSCR_ACI & HRI | 0 | 0 | 0 | 0 | 0 | 0 | 0
00 Ret.ExistSCR_ACI & WetFGD | 0 | 0 | 0 | 0 | 0 | 0 | 0
00 Ret.ExistSCR_ACI & WetFGD & CCS | 0 | 0 | 0 | 0 | 0 | 0 | 0
00 Ret.ExistSCR_ACI & WetFGD & HRI | 0 | 0 | 0 | 0 | 0 | 0 | 0
00 Ret.ExistSCR_ACI & WetFGD & HRI & CCS | 0 | 0 | 0 | 0 | 0 | 0 | 0
00 Ret.ExistSCR_DryFGD & ACI | 25.6371 | 25.6371 | 25.6975 | 25.7217 | 25.7212 | 25.7199 | 25.7199
00 Ret.ExistSCR_DryFGD & HRI | 0 | 0 | 0 | 0 | 0 | 0 | 0
00 Ret.ExistSCR_DryFGD & HRI & CCS | 0 | 0 | 0 | 0 | 0 | 0 | 0
00 Ret.ExistSCR_DryFGD_ACI & CCS | 0 | 0 | 0 | 0 | 0 | 0 | 0
00 Ret.ExistSCR_DryFGD_ACI & HRI | 0 | 0 | 0 | 0 | 0 | 0 | 0
00 Ret.ExistSCR_DryFGD_ACI & HRI & CCS | 0 | 0 | 0 | 0 | 0 | 0 | 0
00 Ret.ExistSCR_DryFGD_ACI_DSI & CCS | 0 | 0 | 0 | 0 | 0 | 0 | 0
00 Ret.ExistSCR_DryFGD_ACI_DSI & HRI | 0 | 0 | 0 | 0 | 0 | 0 | 0
00 Ret.ExistSCR_DryFGD_ACI_DSI & HRI & CCS | 0 | 0 | 0 | 0 | 0 | 0 | 0
00 Ret.ExistSCR_DSI & ACI | 0 | 0 | 0 | 0 | 0 | 0 | 0
00 Ret.ExistSCR_DSI & ACI & HRI | 0 | 0 | 0 | 0 | 0 | 0 | 0
00 Ret.ExistSCR_DSI & DryFGD | 0 | 0 | 0 | 0 | 0 | 0 | 0
00 Ret.ExistSCR_DSI & DryFGD & ACI | 0 | 0 | 0 | 0 | 0 | 0 | 0
00 Ret.ExistSCR_DSI & DryFGD & ACI & HRI | 0 | 0 | 0 | 0 | 0 | 0 | 0
00 Ret.ExistSCR_DSI & DryFGD & HRI | 0 | 0 | 0 | 0 | 0 | 0 | 0
00 Ret.ExistSCR_DSI & HRI | 0 | 0 | 0 | 0 | 0 | 0 | 0
00 Ret.ExistSCR_DSI & WetFGD | 0 | 0 | 0 | 0 | 0 | 0 | 0
00 Ret.ExistSCR_DSI & WetFGD & ACI | 0 | 0 | 0 | 0 | 0 | 0 | 0
00 Ret.ExistSCR_DSI & WetFGD & ACI & HRI | 0 | 0 | 0 | 0 | 0 | 0 | 0
00 Ret.ExistSCR_DSI & WetFGD & HRI | 0 | 0 | 0 | 0 | 0 | 0 | 0
00 Ret.ExistSCR_WetFGD & ACI | 172.8241 | 177.8046 | 249.7782 | 245.0315 | 253.9664 | 230.7856 | 224.3407
00 Ret.ExistSCR_WetFGD & HRI | 0 | 0 | 0 | 0 | 0 | 0 | 0
00 Ret.ExistSCR_WetFGD & HRI & CCS | 0 | 0 | 0 | 0 | 0 | 0 | 0
00 Ret.ExistSCR_WetFGD_ACI & CCS | 0 | 0 | 0 | 0 | 0 | 0 | 0
00 Ret.ExistSCR_WetFGD_ACI & HRI | 0 | 0 | 0 | 0 | 0 | 0 | 0
00 Ret.ExistSCR_WetFGD_ACI & HRI & CCS | 0 | 0 | 0 | 0 | 0 | 0 | 0
00 Ret.ExistSCR_WetFGD_ACI_DSI & CCS | 0 | 0 | 0 | 0 | 0 | 0 | 0
00 Ret.ExistSCR_WetFGD_ACI_DSI & HRI | 0 | 0 | 0 | 0 | 0 | 0 | 0
00 Ret.ExistSCR_WetFGD_ACI_DSI & HRI & CCS | 0 | 0 | 0 | 0 | 0 | 0 | 0
00 Ret.ExistSCR_WetFGD_DSI & HRI | 0 | 0 | 0 | 0 | 0 | 0 | 0
00 Ret.ExistSCR_WetFGD_DSI & HRI & CCS | 0 | 0 | 0 | 0 | 0 | 0 | 0
00 Ret.ExistSNCR & ACI | 0 | 0 | 0 | 0 | 0 | 0 | 0
00 Ret.ExistSNCR & ACI & DryFGD | 0 | 0 | 0 | 0 | 0 | 0 | 0
00 Ret.ExistSNCR & ACI & DryFGD & HRI | 0 | 0 | 0 | 0 | 0 | 0 | 0
00 Ret.ExistSNCR & ACI & DSI | 2.4319 | 2.4319 | 2.4278 | 2.4319 | 2.4319 | 2.4319 | 2.4319
00 Ret.ExistSNCR & ACI & DSI & DryFGD | 0 | 0 | 0 | 0 | 0 | 0 | 0
00 Ret.ExistSNCR & ACI & DSI & DryFGD & HRI | 0 | 0 | 0 | 0 | 0 | 0 | 0
00 Ret.ExistSNCR & ACI & DSI & HRI | 0 | 0 | 0 | 0 | 0 | 0 | 0
00 Ret.ExistSNCR & ACI & DSI & WetFGD | 0 | 0 | 0 | 0 | 0 | 0 | 0
00 Ret.ExistSNCR & ACI & DSI & WetFGD & HRI | 0 | 0 | 0 | 0 | 0 | 0 | 0
00 Ret.ExistSNCR & ACI & HRI | 0 | 0 | 0 | 0 | 0 | 0 | 0
00 Ret.ExistSNCR & ACI & WetFGD | 5.5449 | 5.5449 | 5.5354 | 5.5449 | 5.5449 | 5.5449 | 5.5449
00 Ret.ExistSNCR & ACI & WetFGD & HRI | 0 | 0 | 0 | 0 | 0 | 0 | 0
00 Ret.ExistSNCR & DryFGD | 0 | 0 | 0 | 0 | 0 | 0 | 0
00 Ret.ExistSNCR & DryFGD & ACI & CCS | 0 | 0 | 0 | 0 | 0 | 0 | 0
00 Ret.ExistSNCR & DryFGD & ACI & HRI & CCS | 0 | 0 | 0 | 0 | 0 | 0 | 0
00 Ret.ExistSNCR & DryFGD & CCS | 0 | 0 | 0 | 0 | 0 | 0 | 0
00 Ret.ExistSNCR & DryFGD & HRI | 0 | 0 | 0 | 0 | 0 | 0 | 0
00 Ret.ExistSNCR & DryFGD & HRI & CCS | 0 | 0 | 0 | 0 | 0 | 0 | 0
00 Ret.ExistSNCR & DSI | 0 | 0 | 0 | 0 | 0 | 0 | 0
00 Ret.ExistSNCR & DSI & DryFGD | 0 | 0 | 0 | 0 | 0 | 0 | 0
00 Ret.ExistSNCR & DSI & DryFGD & HRI | 0 | 0 | 0 | 0 | 0 | 0 | 0
00 Ret.ExistSNCR & DSI & HRI | 0 | 0 | 0 | 0 | 0 | 0 | 0
00 Ret.ExistSNCR & DSI & WetFGD | 0 | 0 | 0 | 0 | 0 | 0 | 0
00 Ret.ExistSNCR & DSI & WetFGD & HRI | 0 | 0 | 0 | 0 | 0 | 0 | 0
00 Ret.ExistSNCR & HRI | 0 | 0 | 0 | 0 | 0 | 0 | 0
00 Ret.ExistSNCR & WetFGD | 2.8533 | 2.8533 | 2.8533 | 2.8533 | 2.8533 | 2.8533 | 2.8533
00 Ret.ExistSNCR & WetFGD & ACI & CCS | 0 | 0 | 0 | 0 | 0 | 0 | 0
00 Ret.ExistSNCR & WetFGD & ACI & HRI & CCS | 0 | 0 | 0 | 0 | 0 | 0 | 0
00 Ret.ExistSNCR & WetFGD & CCS | 0 | 0 | 0 | 0 | 0 | 0 | 0
00 Ret.ExistSNCR & WetFGD & HRI | 0 | 0 | 0 | 0 | 0 | 0 | 0
00 Ret.ExistSNCR & WetFGD & HRI & CCS | 0 | 0 | 0 | 0 | 0 | 0 | 0
00 Ret.ExistSNCR_ACI & DryFGD | 10.9361 | 10.9361 | 10.9171 | 10.9361 | 10.9361 | 10.9361 | 10.9361
00 Ret.ExistSNCR_ACI & DryFGD & CCS | 0 | 0 | 0 | 0 | 0 | 0 | 0
00 Ret.ExistSNCR_ACI & DryFGD & HRI | 0 | 0 | 0 | 0 | 0 | 0 | 0
00 Ret.ExistSNCR_ACI & DryFGD & HRI & CCS | 0 | 0 | 0 | 0 | 0 | 0 | 0
00 Ret.ExistSNCR_ACI & DSI | 16.4213 | 17.4573 | 40.1992 | 36.0621 | 42.8321 | 14.7764 | 14.6194
00 Ret.ExistSNCR_ACI & DSI & HRI | 0 | 0 | 0 | 0 | 0 | 0 | 0
00 Ret.ExistSNCR_ACI & HRI | 0 | 0 | 0 | 0 | 0 | 0 | 0
00 Ret.ExistSNCR_ACI & WetFGD | 0 | 0.024874 | 0.024874 | 0.024874 | 0.024874 | 0.024874 | 0.024874
00 Ret.ExistSNCR_ACI & WetFGD & CCS | 0 | 0 | 0 | 0 | 0 | 0 | 0
00 Ret.ExistSNCR_ACI & WetFGD & HRI | 0 | 0 | 0 | 0 | 0 | 0 | 0
00 Ret.ExistSNCR_ACI & WetFGD & HRI & CCS | 0 | 0 | 0 | 0 | 0 | 0 | 0
00 Ret.ExistSNCR_ACI_DSI & DryFGD | 0 | 0 | 0 | 0 | 0 | 0 | 0
00 Ret.ExistSNCR_ACI_DSI & DryFGD & HRI | 0 | 0 | 0 | 0 | 0 | 0 | 0
00 Ret.ExistSNCR_ACI_DSI & HRI | 0 | 0 | 0 | 0 | 0 | 0 | 0
00 Ret.ExistSNCR_ACI_DSI & WetFGD | 0 | 0 | 0 | 0 | 0 | 0 | 0
00 Ret.ExistSNCR_ACI_DSI & WetFGD & HRI | 0 | 0 | 0 | 0 | 0 | 0 | 0
00 Ret.ExistSNCR_DryFGD & ACI | 0 | 0 | 0 | 0 | 0 | 0 | 0
00 Ret.ExistSNCR_DryFGD & HRI | 0 | 0 | 0 | 0 | 0 | 0 | 0
00 Ret.ExistSNCR_DryFGD_ACI & CCS | 0 | 0 | 0 | 0 | 0 | 0 | 0
00 Ret.ExistSNCR_DryFGD_ACI & HRI | 0 | 0 | 0 | 0 | 0 | 0 | 0
00 Ret.ExistSNCR_DryFGD_ACI & HRI & CCS | 0 | 0 | 0 | 0 | 0 | 0 | 0
00 Ret.ExistSNCR_DSI & ACI | 0 | 0 | 0 | 0 | 0 | 0 | 0
00 Ret.ExistSNCR_DSI & ACI & DryFGD | 0 | 0 | 0 | 0 | 0 | 0 | 0
00 Ret.ExistSNCR_DSI & ACI & DryFGD & HRI | 0 | 0 | 0 | 0 | 0 | 0 | 0
00 Ret.ExistSNCR_DSI & ACI & HRI | 0 | 0 | 0 | 0 | 0 | 0 | 0
00 Ret.ExistSNCR_DSI & ACI & WetFGD | 0 | 0 | 0 | 0 | 0 | 0 | 0
00 Ret.ExistSNCR_DSI & ACI & WetFGD & HRI | 0 | 0 | 0 | 0 | 0 | 0 | 0
00 Ret.ExistSNCR_DSI & DryFGD | 0 | 0 | 0 | 0 | 0 | 0 | 0
00 Ret.ExistSNCR_DSI & DryFGD & ACI & CCS | 0 | 0 | 0 | 0 | 0 | 0 | 0
00 Ret.ExistSNCR_DSI & DryFGD & ACI & HRI & CCS | 0 | 0 | 0 | 0 | 0 | 0 | 0
00 Ret.ExistSNCR_DSI & DryFGD & CCS | 0 | 0 | 0 | 0 | 0 | 0 | 0
00 Ret.ExistSNCR_DSI & DryFGD & HRI | 0 | 0 | 0 | 0 | 0 | 0 | 0
00 Ret.ExistSNCR_DSI & DryFGD & HRI & CCS | 0 | 0 | 0 | 0 | 0 | 0 | 0
00 Ret.ExistSNCR_DSI & HRI | 0 | 0 | 0 | 0 | 0 | 0 | 0
00 Ret.ExistSNCR_DSI & WetFGD | 0 | 0 | 0 | 0 | 0 | 0 | 0
00 Ret.ExistSNCR_DSI & WetFGD & ACI & CCS | 0 | 0 | 0 | 0 | 0 | 0 | 0
00 Ret.ExistSNCR_DSI & WetFGD & ACI & HRI & CCS | 0 | 0 | 0 | 0 | 0 | 0 | 0
00 Ret.ExistSNCR_DSI & WetFGD & CCS | 0 | 0 | 0 | 0 | 0 | 0 | 0
00 Ret.ExistSNCR_DSI & WetFGD & HRI | 0 | 0 | 0 | 0 | 0 | 0 | 0
00 Ret.ExistSNCR_DSI & WetFGD & HRI & CCS | 0 | 0 | 0 | 0 | 0 | 0 | 0
00 Ret.ExistSNCR_WetFGD & ACI | 93.797 | 79.8225 | 77.1023 | 77.9512 | 78.6794 | 78.4232 | 74.9888
00 Ret.ExistSNCR_WetFGD & HRI | 0 | 0 | 0 | 0 | 0 | 0 | 0
00 Ret.ExistSNCR_WetFGD & HRI & CCS | 0 | 0 | 0 | 0 | 0 | 0 | 0
00 Ret.ExistSNCR_WetFGD_ACI & CCS | 0 | 0 | 0 | 0 | 0 | 0 | 0
00 Ret.ExistSNCR_WetFGD_ACI & HRI | 0 | 0 | 0 | 0 | 0 | 0 | 0
00 Ret.ExistSNCR_WetFGD_ACI & HRI & CCS | 0 | 0 | 0 | 0 | 0 | 0 | 0
00 Ret.ExistSNCR_WetFGD_ACI_DSI & CCS | 0 | 0 | 0 | 0 | 0 | 0 | 0
00 Ret.ExistSNCR_WetFGD_ACI_DSI & HRI | 0 | 0 | 0 | 0 | 0 | 0 | 0
00 Ret.ExistSNCR_WetFGD_ACI_DSI & HRI & CCS | 0 | 0 | 0 | 0 | 0 | 0 | 0
00 Ret.ExistWetFGD & ACI | 253.3601 | 216.9223 | 230.8473 | 223.2629 | 201.4185 | 179.9075 | 178.7369
00 Ret.ExistWetFGD & ACI & CCS | 0 | 0 | 0 | 0 | 0 | 0 | 0
00 Ret.ExistWetFGD & ACI & HRI | 0 | 0 | 0 | 0 | 0 | 0 | 0
00 Ret.ExistWetFGD & ACI & HRI & CCS | 0 | 0 | 0 | 0 | 0 | 0 | 0
00 Ret.ExistWetFGD & ACI & SCR | 0 | 40.3451 | 40.2752 | 42.0137 | 78.8747 | 78.8747 | 78.8747
00 Ret.ExistWetFGD & ACI & SCR & CCS | 0 | 0 | 0 | 0 | 0 | 0 | 0
00 Ret.ExistWetFGD & ACI & SCR & HRI | 0 | 0 | 0 | 0 | 0 | 0 | 0
00 Ret.ExistWetFGD & ACI & SCR & HRI & CCS | 0 | 0 | 0 | 0 | 0 | 0 | 0
00 Ret.ExistWetFGD & ACI & SNCR | 0 | 0 | 0 | 0 | 0 | 0 | 0
00 Ret.ExistWetFGD & ACI & SNCR & HRI | 0 | 0 | 0 | 0 | 0 | 0 | 0
00 Ret.ExistWetFGD & CCS | 0 | 0 | 0 | 0 | 0 | 0 | 0
00 Ret.ExistWetFGD & HRI | 0 | 0 | 0 | 0 | 0 | 0 | 0
00 Ret.ExistWetFGD & HRI & CCS | 0 | 0 | 0 | 0 | 0 | 0 | 0
00 Ret.ExistWetFGD & SCR | 12.6639 | 38.1547 | 38.1547 | 47.6411 | 47.6411 | 47.39 | 47.2586
00 Ret.ExistWetFGD & SCR & CCS | 0 | 0 | 0 | 0 | 0 | 0 | 0
00 Ret.ExistWetFGD & SCR & HRI | 0 | 0 | 0 | 0 | 0 | 0 | 0
00 Ret.ExistWetFGD & SCR & HRI & CCS | 0 | 0 | 0 | 0 | 0 | 0 | 0
00 Ret.ExistWetFGD & SNCR | 0 | 0 | 0 | 0 | 0 | 0 | 0
00 Ret.ExistWetFGD & SNCR & HRI | 0 | 0 | 0 | 0 | 0 | 0 | 0
00 Ret.ExistWetFGD_ACI & CCS | 0 | 0 | 0 | 0 | 0 | 0 | 0
00 Ret.ExistWetFGD_ACI & HRI | 0 | 0 | 0 | 0 | 0 | 0 | 0
00 Ret.ExistWetFGD_ACI & HRI & CCS | 0 | 0 | 0 | 0 | 0 | 0 | 0
00 Ret.ExistWetFGD_ACI & SCR | 0 | 6.0647 | 6.0647 | 6.0647 | 6.0647 | 6.0647 | 6.0647
00 Ret.ExistWetFGD_ACI & SCR & CCS | 0 | 0 | 0 | 0 | 0 | 0 | 0
00 Ret.ExistWetFGD_ACI & SCR & HRI | 0 | 0 | 0 | 0 | 0 | 0 | 0
00 Ret.ExistWetFGD_ACI & SCR & HRI & CCS | 0 | 0 | 0 | 0 | 0 | 0 | 0
00 Ret.ExistWetFGD_ACI & SNCR | 0 | 0 | 0 | 0 | 0 | 0 | 0
00 Ret.ExistWetFGD_ACI & SNCR & HRI | 0 | 0 | 0 | 0 | 0 | 0 | 0
00 Ret.ExistWetFGD_ACI_DSI & CCS | 0 | 0 | 0 | 0 | 0 | 0 | 0
00 Ret.ExistWetFGD_ACI_DSI & HRI | 0 | 0 | 0 | 0 | 0 | 0 | 0
00 Ret.ExistWetFGD_ACI_DSI & HRI & CCS | 0 | 0 | 0 | 0 | 0 | 0 | 0
00 Ret.ExistWetFGD_ACI_DSI & SCR | 0 | 0 | 0 | 0 | 0 | 0 | 0
00 Ret.ExistWetFGD_ACI_DSI & SCR & CCS | 0 | 0 | 0 | 0 | 0 | 0 | 0
00 Ret.ExistWetFGD_ACI_DSI & SCR & HRI | 0 | 0 | 0 | 0 | 0 | 0 | 0
00 Ret.ExistWetFGD_ACI_DSI & SCR & HRI & CCS | 0 | 0 | 0 | 0 | 0 | 0 | 0
00 Ret.ExistWetFGD_SCR & ACI & CCS | 0 | 0 | 0 | 0 | 0 | 0 | 0
00 Ret.ExistWetFGD_SCR & ACI & HRI | 0 | 0 | 0 | 0 | 0 | 0 | 0
00 Ret.ExistWetFGD_SCR & ACI & HRI & CCS | 0 | 0 | 0 | 0 | 0 | 0 | 0
00 Ret.ExistWetFGD_SCR & CCS | 0 | 0 | 0 | 0 | 0 | 0 | 0
00 Ret.ExistWetFGD_SCR_DSI & CCS | 0 | 0 | 0 | 0 | 0 | 0 | 0
00 Ret.ExistWetFGD_SNCR & ACI & CCS | 0 | 0 | 0 | 0 | 0 | 0 | 0
00 Ret.ExistWetFGD_SNCR & ACI & HRI | 0 | 0 | 0 | 0 | 0 | 0 | 0
00 Ret.ExistWetFGD_SNCR & ACI & HRI & CCS | 0 | 0 | 0 | 0 | 0 | 0 | 0
00 Ret.ExistWetFGD_SNCR & CCS | 0 | 0 | 0 | 0 | 0 | 0 | 0
00 Ret.FB & ACI | 7.175 | 10.3755 | 11.2879 | 11.2879 | 11.2879 | 10.4595 | 10.6691
00 Ret.FB & ACI & HRI | 0 | 0 | 0 | 0 | 0 | 0 | 0
00 Ret.FB & HRI | 0 | 0 | 0 | 0 | 0 | 0 | 0
00 Ret.FB DryFGD | 0 | 0 | 0 | 0 | 0 | 0 | 0
00 Ret.FB DryFGD & ACI | 0 | 0 | 0 | 0 | 0 | 0 | 0
00 Ret.FB DryFGD & ACI & HRI | 0 | 0 | 0 | 0 | 0 | 0 | 0
00 Ret.FB DryFGD & HRI | 0 | 0 | 0 | 0 | 0 | 0 | 0
00 Ret.FB DryFGD & SCR | 0 | 0 | 0 | 0 | 0 | 0 | 0
00 Ret.FB DryFGD & SCR & HRI | 0 | 0 | 0 | 0 | 0 | 0 | 0
00 Ret.FB DryFGD & SNCR | 0 | 0 | 0 | 0 | 0 | 0 | 0
00 Ret.FB DryFGD & SNCR & HRI | 0 | 0 | 0 | 0 | 0 | 0 | 0
00 Ret.FB SNCR & DryFGD & ACI | 0 | 0 | 0 | 0 | 0 | 0 | 0
00 Ret.FB SNCR & DryFGD & ACI & HRI | 0 | 0 | 0 | 0 | 0 | 0 | 0
00 Ret.FB-ACI & SNCR | 0 | 0 | 0 | 0 | 0 | 0 | 0
00 Ret.FB-ACI & SNCR & CCS | 0 | 0 | 0 | 0 | 0 | 0 | 0
00 Ret.FB-ACI & SNCR & HRI | 0 | 0 | 0 | 0 | 0 | 0 | 0
00 Ret.FB-ACI & SNCR & HRI & CCS | 0 | 0 | 0 | 0 | 0 | 0 | 0
00 Ret.FB-Exist ACI & DryFGD | 0 | 0 | 0 | 0 | 0 | 0 | 0
00 Ret.FB-Exist ACI & DryFGD & HRI | 0 | 0 | 0 | 0 | 0 | 0 | 0
00 Ret.FB-Exist ACI & DryFGD & SNCR | 0 | 0 | 0 | 0 | 0 | 0 | 0
00 Ret.FB-Exist ACI & DryFGD & SNCR & HRI | 0 | 0 | 0 | 0 | 0 | 0 | 0
00 Ret.FB-Exist ACI & SNCR | 0 | 0 | 0 | 0 | 0 | 0 | 0
00 Ret.FB-Exist ACI & SNCR & HRI | 0 | 0 | 0 | 0 | 0 | 0 | 0
00 Ret.FB-ExistACI & HRI | 0 | 0 | 0 | 0 | 0 | 0 | 0
00 Ret.FB-ExistDryFGD & HRI | 0 | 0 | 0 | 0 | 0 | 0 | 0
00 Ret.FB-ExistDryFGD & SNCR | 0 | 0 | 0 | 0 | 0 | 0 | 0
00 Ret.FB-ExistDryFGD & SNCR & HRI | 0 | 0 | 0 | 0 | 0 | 0 | 0
00 Ret.FB-ExistDryFGD_SNCR & ACI | 0 | 0 | 0 | 0 | 0 | 0 | 0
00 Ret.FB-ExistDryFGD_SNCR & ACI & HRI | 0 | 0 | 0 | 0 | 0 | 0 | 0
00 Ret.FB-ExistDryFGD_SNCR & HRI | 0 | 0 | 0 | 0 | 0 | 0 | 0
00 Ret.FB-ExistDryFGD_SNCR_ACI & HRI | 0 | 0 | 0 | 0 | 0 | 0 | 0
00 Ret.FB-ExistDryFGD_SNCR_ACI & HRI & CCS | 0 | 0 | 0 | 0 | 0 | 0 | 0
00 Ret.FB-ExistSNCR & ACI | 1.5061 | 1.5061 | 1.5061 | 1.5061 | 1.5061 | 1.5061 | 1.5061
00 Ret.FB-ExistSNCR & ACI & HRI | 0 | 0 | 0 | 0 | 0 | 0 | 0
00 Ret.FB-ExistSNCR & DryFGD | 0 | 0 | 0 | 0 | 0 | 0 | 0
00 Ret.FB-ExistSNCR & DryFGD & ACI | 0 | 0 | 0 | 0 | 0 | 0 | 0
00 Ret.FB-ExistSNCR & DryFGD & ACI & HRI | 0 | 0 | 0 | 0 | 0 | 0 | 0
00 Ret.FB-ExistSNCR & DryFGD & HRI | 0 | 0 | 0 | 0 | 0 | 0 | 0
00 Ret.FB-ExistSNCR & HRI | 0 | 0 | 0 | 0 | 0 | 0 | 0
00 Ret.FB-ExistWetFGD_SNCR_ACI & HRI | 0 | 0 | 0 | 0 | 0 | 0 | 0
00 Ret.FB-SCR & DryFGD & ACI | 0 | 0 | 0 | 0 | 0 | 0 | 0
00 Ret.FB-SCR & DryFGD & ACI & HRI | 0 | 0 | 0 | 0 | 0 | 0 | 0
00 Ret.FB-SNCR | 0 | 0 | 0 | 0 | 0 | 0 | 0
00 Ret.FB-SNCR & HRI | 0 | 0 | 0 | 0 | 0 | 0 | 0
00 Ret.HRI | 0 | 0 | 0 | 0 | 0 | 0 | 0
00 Ret.Oil/Gas Steam SCR | 0.04484 | 0 | 0 | 0 | 0 | 0 | 0
00 Ret.SCR | 0.0028157 | 0.0028157 | 0 | 0 | 0 | 0 | 0
00 Ret.SCR & DryFGD | 0 | 0 | 0 | 0 | 0 | 0 | 0
00 Ret.SCR & DryFGD & ACI | 0 | 23.5595 | 23.5184 | 23.5595 | 23.5595 | 23.5595 | 23.5595
00 Ret.SCR & DryFGD & CCS | 0 | 0 | 0 | 0 | 0 | 0 | 0
00 Ret.SCR & DryFGD & HRI | 0 | 0 | 0 | 0 | 0 | 0 | 0
00 Ret.SCR & DryFGD & HRI & CCS | 0 | 0 | 0 | 0 | 0 | 0 | 0
00 Ret.SCR & DSI | 0 | 0 | 0 | 0 | 0 | 0 | 0
00 Ret.SCR & DSI & DryFGD | 0 | 0 | 0 | 0 | 0 | 0 | 0
00 Ret.SCR & DSI & DryFGD & HRI | 0 | 0 | 0 | 0 | 0 | 0 | 0
00 Ret.SCR & DSI & HRI | 0 | 0 | 0 | 0 | 0 | 0 | 0
00 Ret.SCR & DSI & WetFGD | 0 | 0 | 0 | 0 | 0 | 0 | 0
00 Ret.SCR & DSI & WetFGD & HRI | 0 | 0 | 0 | 0 | 0 | 0 | 0
00 Ret.SCR & HRI | 0 | 0 | 0 | 0 | 0 | 0 | 0
00 Ret.SCR & WetFGD | 0.46452 | 7.0776 | 7.0664 | 7.0776 | 7.0776 | 7.0776 | 7.0776
00 Ret.SCR & WetFGD & ACI | 0 | 0 | 0 | 0 | 0 | 0 | 0
00 Ret.SCR & WetFGD & CCS | 0 | 0 | 0 | 0 | 0 | 0 | 0
00 Ret.SCR & WetFGD & HRI | 0 | 0 | 0 | 0 | 0 | 0 | 0
00 Ret.SCR & WetFGD & HRI & CCS | 0 | 0 | 0 | 0 | 0 | 0 | 0
00 Ret.SNCR | 0 | 0 | 0 | 0 | 0 | 0 | 0
00 Ret.SNCR & DryFGD | 0 | 0 | 0 | 0 | 0 | 0 | 0
00 Ret.SNCR & DryFGD & ACI | 0 | 0 | 0 | 0 | 0 | 0 | 0
00 Ret.SNCR & DryFGD & ACI & HRI | 0 | 0 | 0 | 0 | 0 | 0 | 0
00 Ret.SNCR & DryFGD & HRI | 0 | 0 | 0 | 0 | 0 | 0 | 0
00 Ret.SNCR & DSI | 0 | 0 | 0 | 0 | 0 | 0 | 0
00 Ret.SNCR & DSI & HRI | 0 | 0 | 0 | 0 | 0 | 0 | 0
00 Ret.SNCR & HRI | 0 | 0 | 0 | 0 | 0 | 0 | 0
00 Ret.SNCR & WetFGD | 0 | 0 | 0 | 0 | 0 | 0 | 0
00 Ret.SNCR & WetFGD & ACI | 0 | 0 | 0 | 0 | 0 | 0 | 0
00 Ret.SNCR & WetFGD & ACI & HRI | 0 | 0 | 0 | 0 | 0 | 0 | 0
00 Ret.SNCR & WetFGD & HRI | 0 | 0 | 0 | 0 | 0 | 0 | 0
00 Ret.WetFGD | 0 | 0.025016 | 0.024974 | 0.025016 | 0.025016 | 0.025016 | 0.025016
00 Ret.WetFGD & ACI & CCS | 0 | 0 | 0 | 0 | 0 | 0 | 0
00 Ret.WetFGD & ACI & HRI & CCS | 0 | 0 | 0 | 0 | 0 | 0 | 0
00 Ret.WetFGD & CCS | 0 | 0 | 0 | 0 | 0 | 0 | 0
00 Ret.WetFGD & HRI | 0 | 0 | 0 | 0 | 0 | 0 | 0
00 Ret.WetFGD & HRI & CCS | 0 | 0 | 0 | 0 | 0 | 0 | 0
00 CC Retirement | 0 | 0 | 0 | 0 | 0 | 0 | 0
00 CT Retirement | 0 | 0 | 0 | 0 | 0 | 0 | 0
00 O/G Retirement | 0 | 0 | 0 | 0 | 0 | 0 | 0
00 Coal Retirement | 0 | 0 | 0 | 0 | 0 | 0 | 0
00 IGCC Retirement | 0 | 0 | 0 | 0 | 0 | 0 | 0
00 Nuke Retirement | 0 | 0 | 0 | 0 | 0 | 0 | 0
00 Non-Fossil Retirement | 0 | 0 | 0 | 0 | 0 | 0 | 0
Total | 13838.0299 | 14092.4217 | 14292.7093 | 14766.5717 | 15243.0175 | 16190.3606 | 17221.9308
(**) Ind. Boiler generation, not included in the total
14. Capacity Factor by Capacity Reporting Type [%]
00 New Combined Cycle | 87 | 83.0287 | 80.4363 | 82.6106 | 83.5225 | 84.4849 | 85.448
00 New Combined Cycle - Uncontrolled | N/A | N/A | N/A | N/A | N/A | N/A | N/A
00 New Combined Cycle with Carbon Capture | N/A | N/A | N/A | N/A | N/A | N/A | N/A
00 New Combustion Turbine | 4.3657 | 3.0122 | 3.1133 | 3.5203 | 4.8976 | 2.567 | 2.1352
00 New Energy Efficiency | N/A | N/A | N/A | N/A | N/A | N/A | N/A
00 New Hydro | 68.8726 | 68.5898 | 63.5513 | 61.528 | 61.538 | 61.538 | 61.538
00 New Nuclear | N/A | N/A | N/A | N/A | N/A | N/A | N/A
00 New Biomass | 77.0889 | 77.1659 | 79.9649 | 83 | 83 | 63.6596 | 66.6947
00 New Geothermal | 87 | 87 | 87 | 87 | 87 | 87 | 87
00 New Landfill Gas | 90 | 90 | 90 | 90 | 90 | 90 | 90
00 New Offshore Wind | N/A | 44.2468 | 44.2468 | 44.2468 | 44.2468 | 44.2468 | 44.2468
00 New Onshore Wind | 52.5283 | 45.0882 | 45.1183 | 44.261 | 44.1769 | 44.2616 | 44.1748
00 New Solar PV | 22.7341 | 23.1952 | 21.9267 | 22.2421 | 22.3774 | 21.893 | 21.9377
00 New Solar Thermal | N/A | 32.2486 | 32.2486 | 32.2486 | 32.2486 | 32.2486 | 32.2486
00 New Fuel Cell | 87 | 87 | 84.1803 | 87 | 87 | 87 | 87
00 New IGCC | N/A | N/A | N/A | N/A | N/A | N/A | N/A
00 New Advanced Coal with CCS | N/A | N/A | N/A | N/A | N/A | N/A | N/A
00 New SPC - Uncontrolled | N/A | N/A | N/A | N/A | N/A | N/A | N/A
00 New SPC-WetFGD_SCR | N/A | N/A | N/A | N/A | N/A | N/A | N/A
00 New Future Technology | N/A | N/A | N/A | N/A | N/A | N/A | N/A
00 Exist Combined Cycle | 58.183 | 53.2632 | 51.2071 | 55.3318 | 51.0081 | 47.3958 | 44.6126
00 Exist Combustion Turbine | 0.90003 | 0.6579 | 0.84666 | 1.3644 | 1.4 | 0.85606 | 0.68433
00 Exist Coal Steam_Uncontrolled | 7.2352 | 10.6548 | 50.1854 | 65.6602 | 69.7361 | 59.4488 | 58.7034
00 Exist Coal Steam_ACI | 15.3441 | 19.2627 | 3.5675 | 84.0297 | 84.0297 | 84.0297 | 84.0297
00 Exist Coal Steam_ACI_DSI | 56.3181 | 56.6084 | 78.9386 | 76.4692 | 79.1119 | 69.1875 | 59.6888
00 Exist Coal Steam_DryFGD | 71.1589 | 66.7934 | 70.1004 | 58.9231 | 66.697 | 56.6208 | 56.6208
00 Exist Coal Steam_DryFGD_ACI | 75.806 | 77.8276 | 82.6179 | 82.5208 | 83.1179 | 81.2201 | 79.5543
00 Exist Coal Steam_DryFGD_SCR | 18.4776 | 19.1087 | 64.9912 | 54.0657 | 64.9919 | 36.5016 | 36.5016
00 Exist Coal Steam_DryFGD_SCR_ACI | 62.6134 | 66.5088 | 81.1969 | 80.5194 | 82.5155 | 78.9612 | 77.8176
00 Exist Coal Steam_DryFGD_SCR_ACI_DSI | 54.1457 | 74.6698 | 80.3257 | 79.0678 | 82.5112 | 69.9632 | 69.6478
00 Exist Coal Steam_DryFGD_SNCR | 45.8323 | 45.8323 | 74.6418 | 66.1392 | 80.3211 | 66.9334 | 66.1392
00 Exist Coal Steam_DryFGD_SNCR_ACI | 63.8561 | 76.3406 | 82.8399 | 83.3895 | 83.3895 | 77.5642 | 76.0253
00 Exist Coal Steam_DSI | 0 | 0 | 0 | 0 | 0 | 0 | 0
00 Exist Coal Steam_SCR | 0 | 0 | 0 | 0 | 0 | 0 | 0
00 Exist Coal Steam_SCR_ACI | 20.3989 | 25.8355 | 0 | 0 | 0 | 0 | 0
00 Exist Coal Steam_SCR_DSI | 0 | 0 | N/A | N/A | N/A | N/A | N/A
00 Exist Coal Steam_SNCR | 2.9279 | 4.1326 | 83.9961 | 83.191 | 84.0086 | 81.1296 | 79.8332
00 Exist Coal Steam_SNCR_ACI | 40.2085 | 0 | 0 | 0 | 0 | 0 | 0
00 Exist Coal Steam_SNCR_ACI_DSI | 0 | N/A | N/A | N/A | N/A | N/A | N/A
00 Exist Coal Steam_SNCR_DSI | 0 | 0 | N/A | N/A | N/A | N/A | N/A
00 Exist Coal Steam_WetFGD | 50.4748 | 45.6286 | 78.1713 | 83.7022 | 83.7022 | 83.7022 | 83.7022
00 Exist Coal Steam_WetFGD_ACI | 60.2471 | 69.5156 | 82.1783 | 80.9744 | 83.2297 | 77.92 | 75.6476
00 Exist Coal Steam_WetFGD_ACI_DSI | 64.3526 | 66.8237 | 77.7029 | 75.0666 | 78.4222 | 70.3805 | 54.9911
00 Exist Coal Steam_WetFGD_SCR | 67.8885 | 71.1316 | 79.5712 | 78.1177 | 80.2287 | 72.634 | 70.742
00 Exist Coal Steam_WetFGD_SCR_ACI | 54.3852 | 57.2878 | 72.2675 | 71.3781 | 73.8647 | 67.6735 | 67.1491
00 Exist Coal Steam_WetFGD_SCR_ACI_DSI | 66.8292 | 71.4097 | 79.245 | 78.6957 | 78.0808 | 69.9333 | 60.8253
00 Exist Coal Steam_WetFGD_SCR_DSI | 59.1025 | 59.1025 | 71.414 | 59.1025 | 71.5396 | 60.1183 | 59.1025
00 Exist Coal Steam_WetFGD_SNCR | 26.1683 | 26.3135 | 71.0218 | 53.763 | 68.3816 | 35.3202 | 30.4456
00 Exist Coal Steam_WetFGD_SNCR_ACI | 67.5893 | 67.5893 | 81.1949 | 81.1949 | 83.2318 | 81.1949 | 77.151
00 Exist Coal Steam_WetFGD_SNCR_ACI_DSI | 83.2318 | 83.2318 | 83.2318 | 83.2318 | 83.2318 | 83.2318 | 83.2318
00 Exist FBC_Uncontrolled | 40.3402 | 44.2785 | 80.7974 | 78.7465 | 82.3767 | 76.1113 | 64.3394
00 Exist FBC_ACI | 76.2378 | 76.2378 | 84.9864 | 84.9864 | 84.9864 | 84.9864 | 84.9864
00 Exist FBC_DryFGD | 84.0297 | 84.0297 | 84.0297 | 84.0297 | 84.0297 | N/A | N/A
00 Exist FBC_DryFGD_SNCR | 58.771 | 48.7289 | 78.9158 | 79.5262 | 82.8401 | 82.8401 | 82.8401
00 Exist FBC_DryFGD_SNCR_ACI | 61.671 | 66.2039 | 81.5611 | 72.8135 | 78.618 | 68.89 | 35.698
00 Exist FBC_SNCR | 32.797 | 30.3784 | 53.0216 | 53.056 | 53.5729 | 48.1245 | 47.1909
00 Exist FBC_SNCR_ACI | 84.0297 | 84.0297 | 84.0297 | 84.0297 | 84.0297 | 84.0297 | 84.0297
00 Exist FBC_WetFGD_SNCR_ACI | 0 | 0 | 26.6829 | 26.6829 | 78.913 | 66.9446 | 84.9864
00 Exist IGCC | 63.8723 | 63.8909 | 67.5752 | 66.9965 | 67.305 | 66.0331 | 65.5788
00 Exist Fossil_Other | 28.3367 | 28.3367 | 28.3367 | 28.3367 | 28.3367 | 28.3367 | 28.3367
00 Exist Fuel Cell | 14.1088 | 7.7148 | 12.1215 | 14.0155 | 8.35 | 6.7589 | 6.7589
00 Exist Hydro | 39.296 | 39.4195 | 39.4195 | 39.4195 | 39.4195 | 39.4195 | 39.4195
00 Exist Non Fossil_Other | 42.5761 | 42.6387 | 42.6387 | 42.6387 | 42.6387 | 42.6387 | 42.6387
00 Exist Nuclear | 90.5565 | 90.5659 | 90.5958 | 90.6862 | 90.6283 | 91.419 | 90.6577
00 Exist Oil/Gas Steam | 8.3778 | 7.242 | 6.9621 | 5.5234 | 2.7853 | 0.62016 | 0.46835
00 Exist Oil/Gas Steam_SCR | 4.7268 | 4.3355 | 3.854 | 4.634 | 3.716 | 0.38162 | 0.2615
00 Exist Oil/Gas Steam_SNCR | 2.1648 | 0.41664 | 0 | 1.819 | 0 | 0 | 0
00 Exist Biomass | 53.51 | 51.2557 | 57.0883 | 57.2629 | 63.6676 | 56.0678 | 62.3898
00 Exist Landfill Gas | 58.9684 | 58.9914 | 58.9914 | 58.9914 | 58.9914 | 58.9914 | 58.9914
00 Exist Geothermal | 73.8182 | 73.8182 | 73.8182 | 73.8182 | 73.8182 | 73.8182 | 73.8182
00 Exist Pump Storage | 3.9768 | 3.4 | 3.9424 | 4.1101 | 4.6702 | 2.6517 | 2.8028
00 Exist Solar PV | 22.5018 | 22.5745 | 22.5742 | 22.5742 | 22.5742 | 22.5738 | 22.5738
00 Exist Solar Thermal | 14.5053 | 14.5053 | 14.5053 | 14.5053 | 14.5053 | 14.5053 | 14.5053
00 Exist Wind | 31.8897 | 31.8953 | 31.9235 | 31.9235 | 31.9235 | 31.9235 | 31.9235
00 International Imports | 53.86 | 53.86 | 41.3 | 9.9 | 0 | 0 | 0
00 Ret.ACI | 48.2363 | 46.2931 | 45.6178 | 45.6659 | 72.8114 | 31.537 | 8.0377
00 Ret.ACI & DryFGD | 79.2147 | 83.8151 | 83.7783 | 83.8151 | 83.8151 | 83.8151 | 83.8151
00 Ret.ACI & DryFGD & HRI | N/A | N/A | N/A | N/A | N/A | N/A | N/A
00 Ret.ACI & DSI | 76.4097 | 76.7888 | 82.8117 | 81.0946 | 83.5147 | 79.9724 | 78.8768
00 Ret.ACI & DSI & DryFGD | N/A | N/A | N/A | N/A | N/A | N/A | N/A
00 Ret.ACI & DSI & DryFGD & HRI | N/A | N/A | N/A | N/A | N/A | N/A | N/A
00 Ret.ACI & DSI & HRI | N/A | N/A | N/A | N/A | N/A | N/A | N/A
00 Ret.ACI & DSI & WetFGD & HRI | N/A | N/A | N/A | N/A | N/A | N/A | N/A
00 Ret.ACI & HRI | N/A | N/A | N/A | N/A | N/A | N/A | N/A
00 Ret.ACI & SCR | N/A | N/A | N/A | N/A | N/A | N/A | N/A
00 Ret.ACI & SCR & DryFGD & CCS | N/A | N/A | N/A | N/A | N/A | N/A | N/A
00 Ret.ACI & SCR & DryFGD & HRI | N/A | N/A | N/A | N/A | N/A | N/A | N/A
00 Ret.ACI & SCR & DryFGD & HRI & CCS | N/A | N/A | N/A | N/A | N/A | N/A | N/A
00 Ret.ACI & SCR & DSI | N/A | N/A | N/A | N/A | N/A | N/A | N/A
00 Ret.ACI & SCR & DSI & DryFGD | N/A | N/A | N/A | N/A | N/A | N/A | N/A
00 Ret.ACI & SCR & DSI & DryFGD & HRI | N/A | N/A | N/A | N/A | N/A | N/A | N/A
00 Ret.ACI & SCR & DSI & HRI | N/A | N/A | N/A | N/A | N/A | N/A | N/A
00 Ret.ACI & SCR & DSI & WetFGD | N/A | N/A | N/A | N/A | N/A | N/A | N/A
00 Ret.ACI & SCR & DSI & WetFGD & HRI | N/A | N/A | N/A | N/A | N/A | N/A | N/A
00 Ret.ACI & SCR & HRI | N/A | N/A | N/A | N/A | N/A | N/A | N/A
00 Ret.ACI & SCR & WetFGD & CCS | N/A | N/A | N/A | N/A | N/A | N/A | N/A
00 Ret.ACI & SCR & WetFGD & HRI | N/A | N/A | N/A | N/A | N/A | N/A | N/A
00 Ret.ACI & SCR & WetFGD & HRI & CCS | N/A | N/A | N/A | N/A | N/A | N/A | N/A
00 Ret.ACI & SNCR | N/A | N/A | N/A | N/A | N/A | N/A | N/A
00 Ret.ACI & SNCR & DSI | N/A | N/A | N/A | N/A | N/A | N/A | N/A
00 Ret.ACI & SNCR & DSI & DryFGD | N/A | N/A | N/A | N/A | N/A | N/A | N/A
00 Ret.ACI & SNCR & DSI & DryFGD & HRI | N/A | N/A | N/A | N/A | N/A | N/A | N/A
00 Ret.ACI & SNCR & DSI & HRI | N/A | N/A | N/A | N/A | N/A | N/A | N/A
00 Ret.ACI & SNCR & DSI & WetFGD | N/A | N/A | N/A | N/A | N/A | N/A | N/A
00 Ret.ACI & SNCR & DSI & WetFGD & HRI | N/A | N/A | N/A | N/A | N/A | N/A | N/A
00 Ret.ACI & SNCR & HRI | N/A | N/A | N/A | N/A | N/A | N/A | N/A
00 Ret.ACI & WetFGD | 81.9 | 81.9 | 81.7482 | 81.9 | 81.9 | 81.9 | 81.9
00 Ret.ACI & WetFGD & DSI | N/A | N/A | N/A | N/A | N/A | N/A | N/A
00 Ret.ACI & WetFGD & HRI | N/A | N/A | N/A | N/A | N/A | N/A | N/A
00 Ret.C2G | 3.5211 | 0.6299 | 0.84514 | 1.3164 | 1.3922 | 1.3921 | 1.3921
00 Ret.C2G & SCR | N/A | 57.8737 | 79.2737 | 85.5887 | 85.6881 | 85.6881 | 85.0894
00 Ret.CCG | N/A | N/A | N/A | N/A | N/A | N/A | N/A
00 Ret.DryFGD | N/A | 71.5397 | 81.7562 | 81.9 | 81.9 | 81.9 | 76.0892
00 Ret.DryFGD & ACI & CCS | N/A | N/A | N/A | N/A | N/A | N/A | N/A
00 Ret.DryFGD & ACI & HRI & CCS | N/A | N/A | N/A | N/A | N/A | N/A | N/A
00 Ret.DryFGD & CCS | N/A | N/A | N/A | N/A | N/A | N/A | N/A
00 Ret.DryFGD & HRI | N/A | N/A | N/A | N/A | N/A | N/A | N/A
00 Ret.DryFGD & HRI & CCS | N/A | N/A | N/A | N/A | N/A | N/A | N/A
00 Ret.DSI | 67.0252 | 82.6018 | 82.6018 | N/A | N/A | N/A | N/A
00 Ret.DSI & DryFGD | N/A | N/A | N/A | N/A | N/A | N/A | N/A
00 Ret.DSI & DryFGD & HRI | N/A | N/A | N/A | N/A | N/A | N/A | N/A
00 Ret.DSI & HRI | N/A | N/A | N/A | N/A | N/A | N/A | N/A
00 Ret.DSI & WetFGD | N/A | N/A | N/A | N/A | N/A | N/A | N/A
00 Ret.DSI & WetFGD & HRI | N/A | N/A | N/A | N/A | N/A | N/A | N/A
00 Ret.Exist FBC_DryFGD_SNCR_ACI & CCS | N/A | N/A | N/A | N/A | N/A | N/A | N/A
00 Ret.ExistACI & DryFGD | 73.7354 | 68.1463 | 84.2699 | 84.4137 | 84.4137 | 79.7578 | 73.7166
00 Ret.ExistACI & DryFGD & CCS | N/A | N/A | N/A | N/A | N/A | N/A | N/A
00 Ret.ExistACI & DryFGD & HRI | N/A | N/A | N/A | N/A | N/A | N/A | N/A
00 Ret.ExistACI & DryFGD & HRI & CCS | N/A | N/A | N/A | N/A | N/A | N/A | N/A
00 Ret.ExistACI & DSI | 25.5181 | 24.2489 | 73.1646 | 67.7366 | 82.2054 | 63.9396 | 64.8562
00 Ret.ExistACI & DSI & DryFGD | N/A | N/A | N/A | N/A | N/A | N/A | N/A
00 Ret.ExistACI & DSI & DryFGD & HRI | N/A | N/A | N/A | N/A | N/A | N/A | N/A
00 Ret.ExistACI & DSI & HRI | N/A | N/A | N/A | N/A | N/A | N/A | N/A
00 Ret.ExistACI & DSI & WetFGD | N/A | N/A | N/A | N/A | N/A | N/A | N/A
00 Ret.ExistACI & DSI & WetFGD & HRI | N/A | N/A | N/A | N/A | N/A | N/A | N/A
00 Ret.ExistACI & HRI | N/A | N/A | N/A | N/A | N/A | N/A | N/A
00 Ret.ExistACI & HRI & WetFGD | N/A | N/A | N/A | N/A | N/A | N/A | N/A
00 Ret.ExistACI & SCR | N/A | N/A | N/A | N/A | N/A | N/A | N/A
00 Ret.ExistACI & SCR & DryFGD | N/A | N/A | N/A | N/A | N/A | N/A | N/A
00 Ret.ExistACI & SCR & DryFGD & CCS | N/A | N/A | N/A | N/A | N/A | N/A | N/A
00 Ret.ExistACI & SCR & DryFGD & HRI | N/A | N/A | N/A | N/A | N/A | N/A | N/A
00 Ret.ExistACI & SCR & DryFGD & HRI & CCS | N/A | N/A | N/A | N/A | N/A | N/A | N/A
00 Ret.ExistACI & SCR & DSI | N/A | N/A | N/A | N/A | N/A | N/A | N/A
00 Ret.ExistACI & SCR & DSI & DryFGD | N/A | N/A | N/A | N/A | N/A | N/A | N/A
00 Ret.ExistACI & SCR & DSI & DryFGD & HRI | N/A | N/A | N/A | N/A | N/A | N/A | N/A
00 Ret.ExistACI & SCR & DSI & HRI | N/A | N/A | N/A | N/A | N/A | N/A | N/A
00 Ret.ExistACI & SCR & HRI | N/A | N/A | N/A | N/A | N/A | N/A | N/A
00 Ret.ExistACI & SCR & WetFGD | N/A | N/A | N/A | N/A | N/A | N/A | N/A
00 Ret.ExistACI & SCR & WetFGD & CCS | N/A | N/A | N/A | N/A | N/A | N/A | N/A
00 Ret.ExistACI & SCR & WetFGD & HRI | N/A | N/A | N/A | N/A | N/A | N/A | N/A
00 Ret.ExistACI & SCR & WetFGD & HRI & CCS | N/A | N/A | N/A | N/A | N/A | N/A | N/A
00 Ret.ExistACI & SNCR | N/A | N/A | N/A | N/A | N/A | N/A | N/A
00 Ret.ExistACI & SNCR & DryFGD | N/A | N/A | N/A | N/A | N/A | N/A | N/A
00 Ret.ExistACI & SNCR & DryFGD & HRI | N/A | N/A | N/A | N/A | N/A | N/A | N/A
00 Ret.ExistACI & SNCR & DSI | N/A | N/A | N/A | N/A | N/A | N/A | N/A
00 Ret.ExistACI & SNCR & DSI & HRI | N/A | N/A | N/A | N/A | N/A | N/A | N/A
00 Ret.ExistACI & SNCR & HRI | N/A | N/A | N/A | N/A | N/A | N/A | N/A
00 Ret.ExistACI & SNCR & WetFGD | N/A | N/A | N/A | N/A | N/A | N/A | N/A
00 Ret.ExistACI & SNCR & WetFGD & HRI | N/A | N/A | N/A | N/A | N/A | N/A | N/A
00 Ret.ExistACI & WetFGD | 81.9012 | 79.6645 | 81.9009 | 81.9012 | 81.9012 | 81.9012 | 81.9012
00 Ret.ExistACI & WetFGD & CCS | N/A | N/A | N/A | N/A | N/A | N/A | N/A
00 Ret.ExistACI & WetFGD & HRI & CCS | N/A | N/A | N/A | N/A | N/A | N/A | N/A
00 Ret.ExistACI_DSI & DryFGD | 81.9 | 81.9 | 81.7562 | 81.9 | 81.9 | 81.9 | 81.9
00 Ret.ExistACI_DSI & DryFGD & CCS | N/A | N/A | N/A | N/A | N/A | N/A | N/A
00 Ret.ExistACI_DSI & DryFGD & HRI | N/A | N/A | N/A | N/A | N/A | N/A | N/A
00 Ret.ExistACI_DSI & DryFGD & HRI & CCS | N/A | N/A | N/A | N/A | N/A | N/A | N/A
00 Ret.ExistACI_DSI & HRI | N/A | N/A | N/A | N/A | N/A | N/A | N/A
00 Ret.ExistACI_DSI & SCR | N/A | 81.9 | 81.9 | 81.9 | 0 | 0 | 0
00 Ret.ExistACI_DSI & SCR & DryFGD | N/A | N/A | N/A | N/A | N/A | N/A | N/A
00 Ret.ExistACI_DSI & SCR & DryFGD & CCS | N/A | N/A | N/A | N/A | N/A | N/A | N/A
00 Ret.ExistACI_DSI & SCR & DryFGD & HRI | N/A | N/A | N/A | N/A | N/A | N/A | N/A
00 Ret.ExistACI_DSI & SCR & DryFGD & HRI & CCS | N/A | N/A | N/A | N/A | N/A | N/A | N/A
00 Ret.ExistACI_DSI & SCR & HRI | N/A | N/A | N/A | N/A | N/A | N/A | N/A
00 Ret.ExistACI_DSI & SCR & WetFGD | N/A | N/A | N/A | N/A | 80.1159 | 57.815 | 57.815
00 Ret.ExistACI_DSI & SCR & WetFGD & CCS | N/A | N/A | N/A | N/A | N/A | N/A | N/A
00 Ret.ExistACI_DSI & SCR & WetFGD & HRI | N/A | N/A | N/A | N/A | N/A | N/A | N/A
00 Ret.ExistACI_DSI & SCR & WetFGD & HRI & CCS | N/A | N/A | N/A | N/A | N/A | N/A | N/A
00 Ret.ExistACI_DSI & SNCR | N/A | N/A | N/A | N/A | N/A | N/A | N/A
00 Ret.ExistACI_DSI & SNCR & DryFGD | N/A | N/A | N/A | N/A | N/A | N/A | N/A
00 Ret.ExistACI_DSI & SNCR & DryFGD & HRI | N/A | N/A | N/A | N/A | N/A | N/A | N/A
00 Ret.ExistACI_DSI & SNCR & HRI | N/A | N/A | N/A | N/A | N/A | N/A | N/A
00 Ret.ExistACI_DSI & SNCR & WetFGD | N/A | N/A | N/A | N/A | N/A | N/A | N/A
00 Ret.ExistACI_DSI & SNCR & WetFGD & HRI | N/A | N/A | N/A | N/A | N/A | N/A | N/A
00 Ret.ExistACI_DSI & WetFGD | 80.1159 | 80.1159 | 80.1159 | 80.1159 | 80.1159 | 57.815 | 57.815
00 Ret.ExistACI_DSI & WetFGD & CCS | N/A | N/A | N/A | N/A | N/A | N/A | N/A
00 Ret.ExistACI_DSI & WetFGD & HRI | N/A | N/A | N/A | N/A | N/A | N/A | N/A
00 Ret.ExistACI_DSI & WetFGD & HRI & CCS | N/A | N/A | N/A | N/A | N/A | N/A | N/A
00 Ret.ExistDryFGD & ACI | 70.3088 | 69.4435 | 83.0147 | 83.0183 | 84.4552 | 83.5366 | 83.5366
00 Ret.ExistDryFGD & ACI & CCS | N/A | N/A | N/A | N/A | N/A | N/A | N/A
00 Ret.ExistDryFGD & ACI & HRI | N/A | N/A | N/A | N/A | N/A | N/A | N/A
00 Ret.ExistDryFGD & ACI & HRI & CCS | N/A | N/A | N/A | N/A | N/A | N/A | N/A
00 Ret.ExistDryFGD & ACI & SCR | N/A | 84.4137 | 84.4137 | 84.4137 | 84.4137 | 84.4137 | 84.4137
00 Ret.ExistDryFGD & ACI & SCR & CCS | N/A | N/A | N/A | N/A | N/A | N/A | N/A
00 Ret.ExistDryFGD & ACI & SCR & HRI | N/A | N/A | N/A | N/A | N/A | N/A | N/A
00 Ret.ExistDryFGD & ACI & SCR & HRI & CCS | N/A | N/A | N/A | N/A | N/A | N/A | N/A
00 Ret.ExistDryFGD & ACI & SNCR | N/A | N/A | N/A | N/A | N/A | N/A | N/A
00 Ret.ExistDryFGD & ACI & SNCR & HRI | N/A | N/A | N/A | N/A | N/A | N/A | N/A
00 Ret.ExistDryFGD & CCS | N/A | N/A | N/A | N/A | N/A | N/A | N/A
00 Ret.ExistDryFGD & HRI | N/A | N/A | N/A | N/A | N/A | N/A | N/A
00 Ret.ExistDryFGD & HRI & CCS | N/A | N/A | N/A | N/A | N/A | N/A | N/A
00 Ret.ExistDryFGD & SCR | N/A | 81.9 | 81.9 | 81.9 | 81.9 | 81.9 | 81.9
00 Ret.ExistDryFGD & SCR & CCS | N/A | N/A | N/A | N/A | N/A | N/A | N/A
00 Ret.ExistDryFGD & SCR & HRI | N/A | N/A | N/A | N/A | N/A | N/A | N/A
00 Ret.ExistDryFGD & SCR & HRI & CCS | N/A | N/A | N/A | N/A | N/A | N/A | N/A
00 Ret.ExistDryFGD & SNCR | N/A | N/A | N/A | N/A | N/A | N/A | N/A
00 Ret.ExistDryFGD & SNCR & HRI | N/A | N/A | N/A | N/A | N/A | N/A | N/A
00 Ret.ExistDryFGD_ACI & CCS | N/A | N/A | N/A | N/A | N/A | N/A | N/A
00 Ret.ExistDryFGD_ACI & HRI | N/A | N/A | N/A | N/A | N/A | N/A | N/A
00 Ret.ExistDryFGD_ACI & HRI & CCS | N/A | N/A | N/A | N/A | N/A | N/A | N/A
00 Ret.ExistDryFGD_ACI & SCR | 84.4137 | 77.6194 | 82.8887 | 82.8887 | 82.8887 | 82.8887 | 82.8887
00 Ret.ExistDryFGD_ACI & SCR & CCS | N/A | N/A | N/A | N/A | N/A | N/A | N/A
00 Ret.ExistDryFGD_ACI & SCR & HRI | N/A | N/A | N/A | N/A | N/A | N/A | N/A
00 Ret.ExistDryFGD_ACI & SCR & HRI & CCS | N/A | N/A | N/A | N/A | N/A | N/A | N/A
00 Ret.ExistDryFGD_SCR & ACI & CCS | N/A | N/A | N/A | N/A | N/A | N/A | N/A
00 Ret.ExistDryFGD_SCR & ACI & HRI | N/A | N/A | N/A | N/A | N/A | N/A | N/A
00 Ret.ExistDryFGD_SCR & ACI & HRI & CCS | N/A | N/A | N/A | N/A | N/A | N/A | N/A
00 Ret.ExistDryFGD_SCR & CCS | N/A | N/A | N/A | N/A | N/A | N/A | N/A
00 Ret.ExistDryFGD_SNCR & ACI & HRI | N/A | N/A | N/A | N/A | N/A | N/A | N/A
00 Ret.ExistDSI & ACI | 41.8505 | 48.7148 | N/A | N/A | N/A | N/A | N/A
00 Ret.ExistDSI & ACI & HRI | N/A | N/A | N/A | N/A | N/A | N/A | N/A
00 Ret.ExistDSI & ACI & SCR | N/A | N/A | N/A | N/A | N/A | N/A | N/A
00 Ret.ExistDSI & ACI & SCR & DryFGD & CCS | N/A | N/A | N/A | N/A | N/A | N/A | N/A
00 Ret.ExistDSI & ACI & SCR & DryFGD & HRI | N/A | N/A | N/A | N/A | N/A | N/A | N/A
00 Ret.ExistDSI & ACI & SCR & DryFGD & HRI & CCS | N/A | N/A | N/A | N/A | N/A | N/A | N/A
00 Ret.ExistDSI & ACI & SCR & HRI | N/A | N/A | N/A | N/A | N/A | N/A | N/A
00 Ret.ExistDSI & ACI & SCR & WetFGD & CCS | N/A | N/A | N/A | N/A | N/A | N/A | N/A
00 Ret.ExistDSI & ACI & SCR & WetFGD & HRI | N/A | N/A | N/A | N/A | N/A | N/A | N/A
00 Ret.ExistDSI & ACI & SCR & WetFGD & HRI & CCS | N/A | N/A | N/A | N/A | N/A | N/A | N/A
00 Ret.ExistDSI & DryFGD | N/A | N/A | N/A | N/A | N/A | N/A | N/A
00 Ret.ExistDSI & DryFGD & ACI | N/A | N/A | N/A | N/A | N/A | N/A | N/A
00 Ret.ExistDSI & DryFGD & ACI & CCS | N/A | N/A | N/A | N/A | N/A | N/A | N/A
00 Ret.ExistDSI & DryFGD & ACI & HRI | N/A | N/A | N/A | N/A | N/A | N/A | N/A
00 Ret.ExistDSI & DryFGD & ACI & HRI & CCS | N/A | N/A | N/A | N/A | N/A | N/A | N/A
00 Ret.ExistDSI & DryFGD & CCS | N/A | N/A | N/A | N/A | N/A | N/A | N/A
00 Ret.ExistDSI & DryFGD & HRI | N/A | N/A | N/A | N/A | N/A | N/A | N/A
00 Ret.ExistDSI & DryFGD & HRI & CCS | N/A | N/A | N/A | N/A | N/A | N/A | N/A
00 Ret.ExistDSI & HRI | N/A | N/A | N/A | N/A | N/A | N/A | N/A
00 Ret.ExistDSI & SCR | N/A | N/A | N/A | N/A | N/A | N/A | N/A
00 Ret.ExistDSI & SCR & DryFGD | N/A | N/A | N/A | N/A | N/A | N/A | N/A
00 Ret.ExistDSI & SCR & DryFGD & ACI | N/A | N/A | N/A | N/A | N/A | N/A | N/A
00 Ret.ExistDSI & SCR & DryFGD & CCS | N/A | N/A | N/A | N/A | N/A | N/A | N/A
00 Ret.ExistDSI & SCR & DryFGD & HRI | N/A | N/A | N/A | N/A | N/A | N/A | N/A
00 Ret.ExistDSI & SCR & DryFGD & HRI & CCS | N/A | N/A | N/A | N/A | N/A | N/A | N/A
00 Ret.ExistDSI & SCR & HRI | N/A | N/A | N/A | N/A | N/A | N/A | N/A
00 Ret.ExistDSI & SCR & WetFGD | N/A | N/A | N/A | N/A | N/A | N/A | N/A
00 Ret.ExistDSI & SCR & WetFGD & ACI | N/A | N/A | N/A | N/A | N/A | N/A | N/A
00 Ret.ExistDSI & SCR & WetFGD & CCS | N/A | N/A | N/A | N/A | N/A | N/A | N/A
00 Ret.ExistDSI & SCR & WetFGD & HRI | N/A | N/A | N/A | N/A | N/A | N/A | N/A
00 Ret.ExistDSI & SCR & WetFGD & HRI & CCS | N/A | N/A | N/A | N/A | N/A | N/A | N/A
00 Ret.ExistDSI & SNCR | N/A | N/A | N/A | N/A | N/A | N/A | N/A
00 Ret.ExistDSI & SNCR & ACI | N/A | N/A | N/A | N/A | N/A | N/A | N/A
00 Ret.ExistDSI & SNCR & ACI & HRI | N/A | N/A | N/A | N/A | N/A | N/A | N/A
00 Ret.ExistDSI & SNCR & DryFGD | N/A | N/A | N/A | N/A | N/A | N/A | N/A
00 Ret.ExistDSI & SNCR & DryFGD & ACI | N/A | N/A | N/A | N/A | N/A | N/A | N/A
00 Ret.ExistDSI & SNCR & DryFGD & ACI & HRI | N/A | N/A | N/A | N/A | N/A | N/A | N/A
00 Ret.ExistDSI & SNCR & DryFGD & HRI | N/A | N/A | N/A | N/A | N/A | N/A | N/A
00 Ret.ExistDSI & SNCR & HRI | N/A | N/A | N/A | N/A | N/A | N/A | N/A
00 Ret.ExistDSI & SNCR & WetFGD | N/A | N/A | N/A | N/A | N/A | N/A | N/A
00 Ret.ExistDSI & SNCR & WetFGD & ACI | N/A | N/A | N/A | N/A | N/A | N/A | N/A
00 Ret.ExistDSI & SNCR & WetFGD & ACI & HRI | N/A | N/A | N/A | N/A | N/A | N/A | N/A
00 Ret.ExistDSI & SNCR & WetFGD & HRI | N/A | N/A | N/A | N/A | N/A | N/A | N/A
00 Ret.ExistDSI & WetFGD | N/A | N/A | N/A | N/A | N/A | N/A | N/A
00 Ret.ExistDSI & WetFGD & ACI | N/A | N/A | N/A | N/A | N/A | N/A | N/A
00 Ret.ExistDSI & WetFGD & ACI & CCS | N/A | N/A | N/A | N/A | N/A | N/A | N/A
00 Ret.ExistDSI & WetFGD & ACI & HRI | N/A | N/A | N/A | N/A | N/A | N/A | N/A
00 Ret.ExistDSI & WetFGD & ACI & HRI & CCS | N/A | N/A | N/A | N/A | N/A | N/A | N/A
00 Ret.ExistDSI & WetFGD & CCS | N/A | N/A | N/A | N/A | N/A | N/A | N/A
00 Ret.ExistDSI & WetFGD & HRI | N/A | N/A | N/A | N/A | N/A | N/A | N/A
00 Ret.ExistDSI & WetFGD & HRI & CCS | N/A | N/A | N/A | N/A | N/A | N/A | N/A
00 Ret.ExistSCR & ACI | N/A | N/A | N/A | N/A | N/A | N/A | N/A
00 Ret.ExistSCR & ACI & DryFGD | N/A | N/A | N/A | N/A | N/A | N/A | N/A
00 Ret.ExistSCR & ACI & DryFGD & HRI | N/A | N/A | N/A | N/A | N/A | N/A | N/A
00 Ret.ExistSCR & ACI & DSI | 46.3709 | 46.127 | 69.4285 | 70.2551 | 74.9116 | 51.5046 | 51.1142
00 Ret.ExistSCR & ACI & DSI & DryFGD | N/A | N/A | N/A | N/A | N/A | N/A | N/A
00 Ret.ExistSCR & ACI & DSI & DryFGD & HRI | N/A | N/A | N/A | N/A | N/A | N/A | N/A
00 Ret.ExistSCR & ACI & DSI & HRI | N/A | N/A | N/A | N/A | N/A | N/A | N/A
00 Ret.ExistSCR & ACI & DSI & WetFGD | N/A | N/A | N/A | N/A | N/A | N/A | N/A
00 Ret.ExistSCR & ACI & DSI & WetFGD & HRI | N/A | N/A | N/A | N/A | N/A | N/A | N/A
00 Ret.ExistSCR & ACI & HRI | N/A | N/A | N/A | N/A | N/A | N/A | N/A
00 Ret.ExistSCR & ACI & WetFGD | N/A | N/A | N/A | N/A | N/A | N/A | N/A
00 Ret.ExistSCR & ACI & WetFGD & HRI | N/A | N/A | N/A | N/A | N/A | N/A | N/A
00 Ret.ExistSCR & DryFGD | N/A | N/A | N/A | N/A | N/A | N/A | N/A
00 Ret.ExistSCR & DryFGD & ACI & CCS | N/A | N/A | N/A | N/A | N/A | N/A | N/A
00 Ret.ExistSCR & DryFGD & ACI & HRI & CCS | N/A | N/A | N/A | N/A | N/A | N/A | N/A
00 Ret.ExistSCR & DryFGD & CCS | N/A | N/A | N/A | N/A | N/A | N/A | N/A
00 Ret.ExistSCR & DryFGD & HRI | N/A | N/A | N/A | N/A | N/A | N/A | N/A
00 Ret.ExistSCR & DryFGD & HRI & CCS | N/A | N/A | N/A | N/A | N/A | N/A | N/A
00 Ret.ExistSCR & DSI | N/A | N/A | N/A | N/A | N/A | N/A | N/A
00 Ret.ExistSCR & DSI & DryFGD | N/A | N/A | N/A | N/A | N/A | N/A | N/A
00 Ret.ExistSCR & DSI & DryFGD & HRI | N/A | N/A | N/A | N/A | N/A | N/A | N/A
00 Ret.ExistSCR & DSI & HRI | N/A | N/A | N/A | N/A | N/A | N/A | N/A
00 Ret.ExistSCR & DSI & WetFGD | N/A | N/A | N/A | N/A | N/A | N/A | N/A
00 Ret.ExistSCR & DSI & WetFGD & HRI | N/A | N/A | N/A | N/A | N/A | N/A | N/A
00 Ret.ExistSCR & HRI | N/A | N/A | N/A | N/A | N/A | N/A | N/A
00 Ret.ExistSCR & WetFGD | 83.2318 | 83.2318 | 83.088 | 83.2318 | 83.2318 | 83.2318 | 83.2318
00 Ret.ExistSCR & WetFGD & ACI & CCS | N/A | N/A | N/A | N/A | N/A | N/A | N/A
00 Ret.ExistSCR & WetFGD & ACI & HRI & CCS | N/A | N/A | N/A | N/A | N/A | N/A | N/A
00 Ret.ExistSCR & WetFGD & CCS | N/A | N/A | N/A | N/A | N/A | N/A | N/A
00 Ret.ExistSCR & WetFGD & HRI | N/A | N/A | N/A | N/A | N/A | N/A | N/A
00 Ret.ExistSCR & WetFGD & HRI & CCS | N/A | N/A | N/A | N/A | N/A | N/A | N/A
00 Ret.ExistSCR_ACI & DryFGD | 76.3464 | 72.3909 | 78.7603 | 78.7603 | 81.1991 | 75.6454 | 75.6454
00 Ret.ExistSCR_ACI & DryFGD & CCS | N/A | N/A | N/A | N/A | N/A | N/A | N/A
00 Ret.ExistSCR_ACI & DryFGD & HRI | N/A | N/A | N/A | N/A | N/A | N/A | N/A
00 Ret.ExistSCR_ACI & DryFGD & HRI & CCS | N/A | N/A | N/A | N/A | N/A | N/A | N/A
00 Ret.ExistSCR_ACI & DSI | 84.4137 | 84.4137 | 84.4137 | 84.4137 | 84.4137 | 84.4137 | 84.4137
00 Ret.ExistSCR_ACI & DSI & HRI | N/A | N/A | N/A | N/A | N/A | N/A | N/A
00 Ret.ExistSCR_ACI & HRI | N/A | N/A | N/A | N/A | N/A | N/A | N/A
00 Ret.ExistSCR_ACI & WetFGD | N/A | N/A | N/A | N/A | N/A | N/A | N/A
00 Ret.ExistSCR_ACI & WetFGD & CCS | N/A | N/A | N/A | N/A | N/A | N/A | N/A
00 Ret.ExistSCR_ACI & WetFGD & HRI | N/A | N/A | N/A | N/A | N/A | N/A | N/A
00 Ret.ExistSCR_ACI & WetFGD & HRI & CCS | N/A | N/A | N/A | N/A | N/A | N/A | N/A
00 Ret.ExistSCR_DryFGD & ACI | 81.6852 | 81.6852 | 81.8778 | 81.9548 | 81.9532 | 81.9493 | 81.9493
00 Ret.ExistSCR_DryFGD & HRI | N/A | N/A | N/A | N/A | N/A | N/A | N/A
00 Ret.ExistSCR_DryFGD & HRI & CCS | N/A | N/A | N/A | N/A | N/A | N/A | N/A
00 Ret.ExistSCR_DryFGD_ACI & CCS | N/A | N/A | N/A | N/A | N/A | N/A | N/A
00 Ret.ExistSCR_DryFGD_ACI & HRI | N/A | N/A | N/A | N/A | N/A | N/A | N/A
00 Ret.ExistSCR_DryFGD_ACI & HRI & CCS | N/A | N/A | N/A | N/A | N/A | N/A | N/A
00 Ret.ExistSCR_DryFGD_ACI_DSI & CCS | N/A | N/A | N/A | N/A | N/A | N/A | N/A
00 Ret.ExistSCR_DryFGD_ACI_DSI & HRI | N/A | N/A | N/A | N/A | N/A | N/A | N/A
00 Ret.ExistSCR_DryFGD_ACI_DSI & HRI & CCS | N/A | N/A | N/A | N/A | N/A | N/A | N/A
00 Ret.ExistSCR_DSI & ACI | N/A | N/A | N/A | N/A | N/A | N/A | N/A
00 Ret.ExistSCR_DSI & ACI & HRI | N/A | N/A | N/A | N/A | N/A | N/A | N/A
00 Ret.ExistSCR_DSI & DryFGD | N/A | N/A | N/A | N/A | N/A | N/A | N/A
00 Ret.ExistSCR_DSI & DryFGD & ACI | N/A | N/A | N/A | N/A | N/A | N/A | N/A
00 Ret.ExistSCR_DSI & DryFGD & ACI & HRI | N/A | N/A | N/A | N/A | N/A | N/A | N/A
00 Ret.ExistSCR_DSI & DryFGD & HRI | N/A | N/A | N/A | N/A | N/A | N/A | N/A
00 Ret.ExistSCR_DSI & HRI | N/A | N/A | N/A | N/A | N/A | N/A | N/A
00 Ret.ExistSCR_DSI & WetFGD | N/A | N/A | N/A | N/A | N/A | N/A | N/A
00 Ret.ExistSCR_DSI & WetFGD & ACI | N/A | N/A | N/A | N/A | N/A | N/A | N/A
00 Ret.ExistSCR_DSI & WetFGD & ACI & HRI | N/A | N/A | N/A | N/A | N/A | N/A | N/A
00 Ret.ExistSCR_DSI & WetFGD & HRI | N/A | N/A | N/A | N/A | N/A | N/A | N/A
00 Ret.ExistSCR_WetFGD & ACI | 62.2045 | 63.9972 | 77.9142 | 76.4336 | 79.2206 | 71.9898 | 69.9794
00 Ret.ExistSCR_WetFGD & HRI | N/A | N/A | N/A | N/A | N/A | N/A | N/A
00 Ret.ExistSCR_WetFGD & HRI & CCS | N/A | N/A | N/A | N/A | N/A | N/A | N/A
00 Ret.ExistSCR_WetFGD_ACI & CCS | N/A | N/A | N/A | N/A | N/A | N/A | N/A
00 Ret.ExistSCR_WetFGD_ACI & HRI | N/A | N/A | N/A | N/A | N/A | N/A | N/A
00 Ret.ExistSCR_WetFGD_ACI & HRI & CCS | N/A | N/A | N/A | N/A | N/A | N/A | N/A
00 Ret.ExistSCR_WetFGD_ACI_DSI & CCS | N/A | N/A | N/A | N/A | N/A | N/A | N/A
00 Ret.ExistSCR_WetFGD_ACI_DSI & HRI | N/A | N/A | N/A | N/A | N/A | N/A | N/A
00 Ret.ExistSCR_WetFGD_ACI_DSI & HRI & CCS | N/A | N/A | N/A | N/A | N/A | N/A | N/A
00 Ret.ExistSCR_WetFGD_DSI & HRI | N/A | N/A | N/A | N/A | N/A | N/A | N/A
00 Ret.ExistSCR_WetFGD_DSI & HRI & CCS | N/A | N/A | N/A | N/A | N/A | N/A | N/A
00 Ret.ExistSNCR & ACI | N/A | N/A | N/A | N/A | N/A | N/A | N/A
00 Ret.ExistSNCR & ACI & DryFGD | N/A | N/A | N/A | N/A | N/A | N/A | N/A
00 Ret.ExistSNCR & ACI & DryFGD & HRI | N/A | N/A | N/A | N/A | N/A | N/A | N/A
00 Ret.ExistSNCR & ACI & DSI | 79.76 | 79.76 | 79.6241 | 79.76 | 79.76 | 79.76 | 79.76
00 Ret.ExistSNCR & ACI & DSI & DryFGD | N/A | N/A | N/A | N/A | N/A | N/A | N/A
00 Ret.ExistSNCR & ACI & DSI & DryFGD & HRI | N/A | N/A | N/A | N/A | N/A | N/A | N/A
00 Ret.ExistSNCR & ACI & DSI & HRI | N/A | N/A | N/A | N/A | N/A | N/A | N/A
00 Ret.ExistSNCR & ACI & DSI & WetFGD | N/A | N/A | N/A | N/A | N/A | N/A | N/A
00 Ret.ExistSNCR & ACI & DSI & WetFGD & HRI | N/A | N/A | N/A | N/A | N/A | N/A | N/A
00 Ret.ExistSNCR & ACI & HRI | N/A | N/A | N/A | N/A | N/A | N/A | N/A
00 Ret.ExistSNCR & ACI & WetFGD | 84.4137 | 84.4137 | 84.2699 | 84.4137 | 84.4137 | 84.4137 | 84.4137
00 Ret.ExistSNCR & ACI & WetFGD & HRI | N/A | N/A | N/A | N/A | N/A | N/A | N/A
00 Ret.ExistSNCR & DryFGD | N/A | N/A | N/A | N/A | N/A | N/A | N/A
00 Ret.ExistSNCR & DryFGD & ACI & CCS | N/A | N/A | N/A | N/A | N/A | N/A | N/A
00 Ret.ExistSNCR & DryFGD & ACI & HRI & CCS | N/A | N/A | N/A | N/A | N/A | N/A | N/A
00 Ret.ExistSNCR & DryFGD & CCS | N/A | N/A | N/A | N/A | N/A | N/A | N/A
00 Ret.ExistSNCR & DryFGD & HRI | N/A | N/A | N/A | N/A | N/A | N/A | N/A
00 Ret.ExistSNCR & DryFGD & HRI & CCS | N/A | N/A | N/A | N/A | N/A | N/A | N/A
00 Ret.ExistSNCR & DSI | N/A | N/A | N/A | N/A | N/A | N/A | N/A
00 Ret.ExistSNCR & DSI & DryFGD | N/A | N/A | N/A | N/A | N/A | N/A | N/A
00 Ret.ExistSNCR & DSI & DryFGD & HRI | N/A | N/A | N/A | N/A | N/A | N/A | N/A
00 Ret.ExistSNCR & DSI & HRI | N/A | N/A | N/A | N/A | N/A | N/A | N/A
00 Ret.ExistSNCR & DSI & WetFGD | N/A | N/A | N/A | N/A | N/A | N/A | N/A
00 Ret.ExistSNCR & DSI & WetFGD & HRI | N/A | N/A | N/A | N/A | N/A | N/A | N/A
00 Ret.ExistSNCR & HRI | N/A | N/A | N/A | N/A | N/A | N/A | N/A
00 Ret.ExistSNCR & WetFGD | 84.0297 | 84.0297 | 84.0297 | 84.0297 | 84.0297 | 84.0297 | 84.0297
00 Ret.ExistSNCR & WetFGD & ACI & CCS | N/A | N/A | N/A | N/A | N/A | N/A | N/A
00 Ret.ExistSNCR & WetFGD & ACI & HRI & CCS | N/A | N/A | N/A | N/A | N/A | N/A | N/A
00 Ret.ExistSNCR & WetFGD & CCS | N/A | N/A | N/A | N/A | N/A | N/A | N/A
00 Ret.ExistSNCR & WetFGD & HRI | N/A | N/A | N/A | N/A | N/A | N/A | N/A
00 Ret.ExistSNCR & WetFGD & HRI & CCS | N/A | N/A | N/A | N/A | N/A | N/A | N/A
00 Ret.ExistSNCR_ACI & DryFGD | 82.5687 | 82.5687 | 82.4249 | 82.5687 | 82.5687 | 82.5687 | 82.5687
00 Ret.ExistSNCR_ACI & DryFGD & CCS | N/A | N/A | N/A | N/A | N/A | N/A | N/A
00 Ret.ExistSNCR_ACI & DryFGD & HRI | N/A | N/A | N/A | N/A | N/A | N/A | N/A
00 Ret.ExistSNCR_ACI & DryFGD & HRI & CCS | N/A | N/A | N/A | N/A | N/A | N/A | N/A
00 Ret.ExistSNCR_ACI & DSI | 21.0581 | 22.3866 | 71.9981 | 64.5884 | 76.7136 | 26.4649 | 26.1837
00 Ret.ExistSNCR_ACI & DSI & HRI | N/A | N/A | N/A | N/A | N/A | N/A | N/A
00 Ret.ExistSNCR_ACI & HRI | N/A | N/A | N/A | N/A | N/A | N/A | N/A
00 Ret.ExistSNCR_ACI & WetFGD | N/A | 84.4137 | 84.4137 | 84.4137 | 84.4137 | 84.4137 | 84.4137
00 Ret.ExistSNCR_ACI & WetFGD & CCS | N/A | N/A | N/A | N/A | N/A | N/A | N/A
00 Ret.ExistSNCR_ACI & WetFGD & HRI | N/A | N/A | N/A | N/A | N/A | N/A | N/A
00 Ret.ExistSNCR_ACI & WetFGD & HRI & CCS | N/A | N/A | N/A | N/A | N/A | N/A | N/A
00 Ret.ExistSNCR_ACI_DSI & DryFGD | N/A | N/A | N/A | N/A | N/A | N/A | N/A
00 Ret.ExistSNCR_ACI_DSI & DryFGD & HRI | N/A | N/A | N/A | N/A | N/A | N/A | N/A
00 Ret.ExistSNCR_ACI_DSI & HRI | N/A | N/A | N/A | N/A | N/A | N/A | N/A
00 Ret.ExistSNCR_ACI_DSI & WetFGD | N/A | N/A | N/A | N/A | N/A | N/A | N/A
00 Ret.ExistSNCR_ACI_DSI & WetFGD & HRI | N/A | N/A | N/A | N/A | N/A | N/A | N/A
00 Ret.ExistSNCR_DryFGD & ACI | N/A | N/A | N/A | N/A | N/A | N/A | N/A
00 Ret.ExistSNCR_DryFGD & HRI | N/A | N/A | N/A | N/A | N/A | N/A | N/A
00 Ret.ExistSNCR_DryFGD_ACI & CCS | N/A | N/A | N/A | N/A | N/A | N/A | N/A
00 Ret.ExistSNCR_DryFGD_ACI & HRI | N/A | N/A | N/A | N/A | N/A | N/A | N/A
00 Ret.ExistSNCR_DryFGD_ACI & HRI & CCS | N/A | N/A | N/A | N/A | N/A | N/A | N/A
00 Ret.ExistSNCR_DSI & ACI | N/A | N/A | N/A | N/A | N/A | N/A | N/A
00 Ret.ExistSNCR_DSI & ACI & DryFGD | N/A | N/A | N/A | N/A | N/A | N/A | N/A
00 Ret.ExistSNCR_DSI & ACI & DryFGD & HRI | N/A | N/A | N/A | N/A | N/A | N/A | N/A
00 Ret.ExistSNCR_DSI & ACI & HRI | N/A | N/A | N/A | N/A | N/A | N/A | N/A
00 Ret.ExistSNCR_DSI & ACI & WetFGD | N/A | N/A | N/A | N/A | N/A | N/A | N/A
00 Ret.ExistSNCR_DSI & ACI & WetFGD & HRI | N/A | N/A | N/A | N/A | N/A | N/A | N/A
00 Ret.ExistSNCR_DSI & DryFGD | N/A | N/A | N/A | N/A | N/A | N/A | N/A
00 Ret.ExistSNCR_DSI & DryFGD & ACI & CCS | N/A | N/A | N/A | N/A | N/A | N/A | N/A
00 Ret.ExistSNCR_DSI & DryFGD & ACI & HRI & CCS | N/A | N/A | N/A | N/A | N/A | N/A | N/A
00 Ret.ExistSNCR_DSI & DryFGD & CCS | N/A | N/A | N/A | N/A | N/A | N/A | N/A
00 Ret.ExistSNCR_DSI & DryFGD & HRI | N/A | N/A | N/A | N/A | N/A | N/A | N/A
00 Ret.ExistSNCR_DSI & DryFGD & HRI & CCS | N/A | N/A | N/A | N/A | N/A | N/A | N/A
00 Ret.ExistSNCR_DSI & HRI | N/A | N/A | N/A | N/A | N/A | N/A | N/A
00 Ret.ExistSNCR_DSI & WetFGD | N/A | N/A | N/A | N/A | N/A | N/A | N/A
00 Ret.ExistSNCR_DSI & WetFGD & ACI & CCS | N/A | N/A | N/A | N/A | N/A | N/A | N/A
00 Ret.ExistSNCR_DSI & WetFGD & ACI & HRI & CCS | N/A | N/A | N/A | N/A | N/A | N/A | N/A
00 Ret.ExistSNCR_DSI & WetFGD & CCS | N/A | N/A | N/A | N/A | N/A | N/A | N/A
00 Ret.ExistSNCR_DSI & WetFGD & HRI | N/A | N/A | N/A | N/A | N/A | N/A | N/A
00 Ret.ExistSNCR_DSI & WetFGD & HRI & CCS | N/A | N/A | N/A | N/A | N/A | N/A | N/A
00 Ret.ExistSNCR_WetFGD & ACI | 56.1413 | 50.829 | 75.9106 | 76.7463 | 77.4633 | 77.2111 | 73.8297
00 Ret.ExistSNCR_WetFGD & HRI | N/A | N/A | N/A | N/A | N/A | N/A | N/A
00 Ret.ExistSNCR_WetFGD & HRI & CCS | N/A | N/A | N/A | N/A | N/A | N/A | N/A
00 Ret.ExistSNCR_WetFGD_ACI & CCS | N/A | N/A | N/A | N/A | N/A | N/A | N/A
00 Ret.ExistSNCR_WetFGD_ACI & HRI | N/A | N/A | N/A | N/A | N/A | N/A | N/A
00 Ret.ExistSNCR_WetFGD_ACI & HRI & CCS | N/A | N/A | N/A | N/A | N/A | N/A | N/A
00 Ret.ExistSNCR_WetFGD_ACI_DSI & CCS | N/A | N/A | N/A | N/A | N/A | N/A | N/A
00 Ret.ExistSNCR_WetFGD_ACI_DSI & HRI | N/A | N/A | N/A | N/A | N/A | N/A | N/A
00 Ret.ExistSNCR_WetFGD_ACI_DSI & HRI & CCS | N/A | N/A | N/A | N/A | N/A | N/A | N/A
00 Ret.ExistWetFGD & ACI | 66.4404 | 65.2351 | 75.759 | 73.766 | 78.0327 | 69.699 | 69.2455
00 Ret.ExistWetFGD & ACI & CCS | N/A | N/A | N/A | N/A | N/A | N/A | N/A
00 Ret.ExistWetFGD & ACI & HRI | N/A | N/A | N/A | N/A | N/A | N/A | N/A
00 Ret.ExistWetFGD & ACI & HRI & CCS | N/A | N/A | N/A | N/A | N/A | N/A | N/A
00 Ret.ExistWetFGD & ACI & SCR | N/A | 83.1328 | 82.9889 | 83.0831 | 83.1526 | 83.1526 | 83.1526
00 Ret.ExistWetFGD & ACI & SCR & CCS | N/A | N/A | N/A | N/A | N/A | N/A | N/A
00 Ret.ExistWetFGD & ACI & SCR & HRI | N/A | N/A | N/A | N/A | N/A | N/A | N/A
00 Ret.ExistWetFGD & ACI & SCR & HRI & CCS | N/A | N/A | N/A | N/A | N/A | N/A | N/A
00 Ret.ExistWetFGD & ACI & SNCR | N/A | N/A | N/A | N/A | N/A | N/A | N/A
00 Ret.ExistWetFGD & ACI & SNCR & HRI | N/A | N/A | N/A | N/A | N/A | N/A | N/A
00 Ret.ExistWetFGD & CCS | N/A | N/A | N/A | N/A | N/A | N/A | N/A
00 Ret.ExistWetFGD & HRI | N/A | N/A | N/A | N/A | N/A | N/A | N/A
00 Ret.ExistWetFGD & HRI & CCS | N/A | N/A | N/A | N/A | N/A | N/A | N/A
00 Ret.ExistWetFGD & SCR | 81.5756 | 82.057 | 82.057 | 82.0257 | 82.0257 | 81.5934 | 81.3672
00 Ret.ExistWetFGD & SCR & CCS | N/A | N/A | N/A | N/A | N/A | N/A | N/A
00 Ret.ExistWetFGD & SCR & HRI | N/A | N/A | N/A | N/A | N/A | N/A | N/A
00 Ret.ExistWetFGD & SCR & HRI & CCS | N/A | N/A | N/A | N/A | N/A | N/A | N/A
00 Ret.ExistWetFGD & SNCR | N/A | N/A | N/A | N/A | N/A | N/A | N/A
00 Ret.ExistWetFGD & SNCR & HRI | N/A | N/A | N/A | N/A | N/A | N/A | N/A
00 Ret.ExistWetFGD_ACI & CCS | N/A | N/A | N/A | N/A | N/A | N/A | N/A
00 Ret.ExistWetFGD_ACI & HRI | N/A | N/A | N/A | N/A | N/A | N/A | N/A
00 Ret.ExistWetFGD_ACI & HRI & CCS | N/A | N/A | N/A | N/A | N/A | N/A | N/A
00 Ret.ExistWetFGD_ACI & SCR | N/A | 84.4137 | 84.4137 | 84.4137 | 84.4137 | 84.4137 | 84.4137
00 Ret.ExistWetFGD_ACI & SCR & CCS | N/A | N/A | N/A | N/A | N/A | N/A | N/A
00 Ret.ExistWetFGD_ACI & SCR & HRI | N/A | N/A | N/A | N/A | N/A | N/A | N/A
00 Ret.ExistWetFGD_ACI & SCR & HRI & CCS | N/A | N/A | N/A | N/A | N/A | N/A | N/A
00 Ret.ExistWetFGD_ACI & SNCR | N/A | N/A | N/A | N/A | N/A | N/A | N/A
00 Ret.ExistWetFGD_ACI & SNCR & HRI | N/A | N/A | N/A | N/A | N/A | N/A | N/A
00 Ret.ExistWetFGD_ACI_DSI & CCS | N/A | N/A | N/A | N/A | N/A | N/A | N/A
00 Ret.ExistWetFGD_ACI_DSI & HRI | N/A | N/A | N/A | N/A | N/A | N/A | N/A
00 Ret.ExistWetFGD_ACI_DSI & HRI & CCS | N/A | N/A | N/A | N/A | N/A | N/A | N/A
00 Ret.ExistWetFGD_ACI_DSI & SCR | N/A | N/A | N/A | N/A | N/A | N/A | N/A
00 Ret.ExistWetFGD_ACI_DSI & SCR & CCS | N/A | N/A | N/A | N/A | N/A | N/A | N/A
00 Ret.ExistWetFGD_ACI_DSI & SCR & HRI | N/A | N/A | N/A | N/A | N/A | N/A | N/A
00 Ret.ExistWetFGD_ACI_DSI & SCR & HRI & CCS | N/A | N/A | N/A | N/A | N/A | N/A | N/A
00 Ret.ExistWetFGD_SCR & ACI & CCS | N/A | N/A | N/A | N/A | N/A | N/A | N/A
00 Ret.ExistWetFGD_SCR & ACI & HRI | N/A | N/A | N/A | N/A | N/A | N/A | N/A
00 Ret.ExistWetFGD_SCR & ACI & HRI & CCS | N/A | N/A | N/A | N/A | N/A | N/A | N/A
00 Ret.ExistWetFGD_SCR & CCS | N/A | N/A | N/A | N/A | N/A | N/A | N/A
00 Ret.ExistWetFGD_SCR_DSI & CCS | N/A | N/A | N/A | N/A | N/A | N/A | N/A
00 Ret.ExistWetFGD_SNCR & ACI & CCS | N/A | N/A | N/A | N/A | N/A | N/A | N/A
00 Ret.ExistWetFGD_SNCR & ACI & HRI | N/A | N/A | N/A | N/A | N/A | N/A | N/A
00 Ret.ExistWetFGD_SNCR & ACI & HRI & CCS | N/A | N/A | N/A | N/A | N/A | N/A | N/A
00 Ret.ExistWetFGD_SNCR & CCS | N/A | N/A | N/A | N/A | N/A | N/A | N/A
00 Ret.FB & ACI | 54.5906 | 78.9413 | 85.8825 | 85.8825 | 85.8825 | 79.58 | 81.1749
00 Ret.FB & ACI & HRI | N/A | N/A | N/A | N/A | N/A | N/A | N/A
00 Ret.FB & HRI | N/A | N/A | N/A | N/A | N/A | N/A | N/A
00 Ret.FB DryFGD | N/A | N/A | N/A | N/A | N/A | N/A | N/A
00 Ret.FB DryFGD & ACI | N/A | N/A | N/A | N/A | N/A | N/A | N/A
00 Ret.FB DryFGD & ACI & HRI | N/A | N/A | N/A | N/A | N/A | N/A | N/A
00 Ret.FB DryFGD & HRI | N/A | N/A | N/A | N/A | N/A | N/A | N/A
00 Ret.FB DryFGD & SCR | N/A | N/A | N/A | N/A | N/A | N/A | N/A
00 Ret.FB DryFGD & SCR & HRI | N/A | N/A | N/A | N/A | N/A | N/A | N/A
00 Ret.FB DryFGD & SNCR | N/A | N/A | N/A | N/A | N/A | N/A | N/A
00 Ret.FB DryFGD & SNCR & HRI | N/A | N/A | N/A | N/A | N/A | N/A | N/A
00 Ret.FB SNCR & DryFGD & ACI | N/A | N/A | N/A | N/A | N/A | N/A | N/A
00 Ret.FB SNCR & DryFGD & ACI & HRI | N/A | N/A | N/A | N/A | N/A | N/A | N/A
00 Ret.FB-ACI & SNCR | N/A | N/A | N/A | N/A | N/A | N/A | N/A
00 Ret.FB-ACI & SNCR & CCS | N/A | N/A | N/A | N/A | N/A | N/A | N/A
00 Ret.FB-ACI & SNCR & HRI | N/A | N/A | N/A | N/A | N/A | N/A | N/A
00 Ret.FB-ACI & SNCR & HRI & CCS | N/A | N/A | N/A | N/A | N/A | N/A | N/A
00 Ret.FB-Exist ACI & DryFGD | N/A | N/A | N/A | N/A | N/A | N/A | N/A
00 Ret.FB-Exist ACI & DryFGD & HRI | N/A | N/A | N/A | N/A | N/A | N/A | N/A
00 Ret.FB-Exist ACI & DryFGD & SNCR | N/A | N/A | N/A | N/A | N/A | N/A | N/A
00 Ret.FB-Exist ACI & DryFGD & SNCR & HRI | N/A | N/A | N/A | N/A | N/A | N/A | N/A
00 Ret.FB-Exist ACI & SNCR | N/A | N/A | N/A | N/A | N/A | N/A | N/A
00 Ret.FB-Exist ACI & SNCR & HRI | N/A | N/A | N/A | N/A | N/A | N/A | N/A
00 Ret.FB-ExistACI & HRI | N/A | N/A | N/A | N/A | N/A | N/A | N/A
00 Ret.FB-ExistDryFGD & HRI | N/A | N/A | N/A | N/A | N/A | N/A | N/A
00 Ret.FB-ExistDryFGD & SNCR | N/A | N/A | N/A | N/A | N/A | N/A | N/A
00 Ret.FB-ExistDryFGD & SNCR & HRI | N/A | N/A | N/A | N/A | N/A | N/A | N/A
00 Ret.FB-ExistDryFGD_SNCR & ACI | N/A | N/A | N/A | N/A | N/A | N/A | N/A
00 Ret.FB-ExistDryFGD_SNCR & ACI & HRI | N/A | N/A | N/A | N/A | N/A | N/A | N/A
00 Ret.FB-ExistDryFGD_SNCR & HRI | N/A | N/A | N/A | N/A | N/A | N/A | N/A
00 Ret.FB-ExistDryFGD_SNCR_ACI & HRI | N/A | N/A | N/A | N/A | N/A | N/A | N/A
00 Ret.FB-ExistDryFGD_SNCR_ACI & HRI & CCS | N/A | N/A | N/A | N/A | N/A | N/A | N/A
00 Ret.FB-ExistSNCR & ACI | 84.0297 | 84.0297 | 84.0297 | 84.0297 | 84.0297 | 84.0297 | 84.0297
00 Ret.FB-ExistSNCR & ACI & HRI | N/A | N/A | N/A | N/A | N/A | N/A | N/A
00 Ret.FB-ExistSNCR & DryFGD | 0 | 0 | N/A | N/A | N/A | N/A | N/A
00 Ret.FB-ExistSNCR & DryFGD & ACI | N/A | N/A | N/A | N/A | N/A | N/A | N/A
00 Ret.FB-ExistSNCR & DryFGD & ACI & HRI | N/A | N/A | N/A | N/A | N/A | N/A | N/A
00 Ret.FB-ExistSNCR & DryFGD & HRI | N/A | N/A | N/A | N/A | N/A | N/A | N/A
00 Ret.FB-ExistSNCR & HRI | N/A | N/A | N/A | N/A | N/A | N/A | N/A
00 Ret.FB-ExistWetFGD_SNCR_ACI & HRI | N/A | N/A | N/A | N/A | N/A | N/A | N/A
00 Ret.FB-SCR & DryFGD & ACI | N/A | N/A | N/A | N/A | N/A | N/A | N/A
00 Ret.FB-SCR & DryFGD & ACI & HRI | N/A | N/A | N/A | N/A | N/A | N/A | N/A
00 Ret.FB-SNCR | N/A | N/A | N/A | N/A | N/A | N/A | N/A
00 Ret.FB-SNCR & HRI | N/A | N/A | N/A | N/A | N/A | N/A | N/A
00 Ret.HRI | N/A | N/A | N/A | N/A | N/A | N/A | N/A
00 Ret.Oil/Gas Steam SCR | 77.3419 | 0 | N/A | N/A | N/A | N/A | N/A
00 Ret.SCR | 0.03548 | 4.4471 | N/A | N/A | N/A | N/A | N/A
00 Ret.SCR & DryFGD | N/A | N/A | N/A | N/A | N/A | N/A | N/A
00 Ret.SCR & DryFGD & ACI | N/A | 82.6018 | 82.458 | 82.6018 | 82.6018 | 82.6018 | 82.6018
00 Ret.SCR & DryFGD & CCS | N/A | N/A | N/A | N/A | N/A | N/A | N/A
00 Ret.SCR & DryFGD & HRI | N/A | N/A | N/A | N/A | N/A | N/A | N/A
00 Ret.SCR & DryFGD & HRI & CCS | N/A | N/A | N/A | N/A | N/A | N/A | N/A
00 Ret.SCR & DSI | N/A | N/A | N/A | N/A | N/A | N/A | N/A
00 Ret.SCR & DSI & DryFGD | N/A | N/A | N/A | N/A | N/A | N/A | N/A
00 Ret.SCR & DSI & DryFGD & HRI | N/A | N/A | N/A | N/A | N/A | N/A | N/A
00 Ret.SCR & DSI & HRI | N/A | N/A | N/A | N/A | N/A | N/A | N/A
00 Ret.SCR & DSI & WetFGD | N/A | N/A | N/A | N/A | N/A | N/A | N/A
00 Ret.SCR & DSI & WetFGD & HRI | N/A | N/A | N/A | N/A | N/A | N/A | N/A
00 Ret.SCR & HRI | N/A | N/A | N/A | N/A | N/A | N/A | N/A
00 Ret.SCR & WetFGD | 84.0297 | 84.9146 | 84.7803 | 84.9146 | 84.9146 | 84.9146 | 84.9146
00 Ret.SCR & WetFGD & ACI | N/A | N/A | N/A | N/A | N/A | N/A | N/A
00 Ret.SCR & WetFGD & CCS | N/A | N/A | N/A | N/A | N/A | N/A | N/A
00 Ret.SCR & WetFGD & HRI | N/A | N/A | N/A | N/A | N/A | N/A | N/A
00 Ret.SCR & WetFGD & HRI & CCS | N/A | N/A | N/A | N/A | N/A | N/A | N/A
00 Ret.SNCR | N/A | N/A | N/A | N/A | N/A | N/A | N/A
00 Ret.SNCR & DryFGD | N/A | N/A | N/A | N/A | N/A | N/A | N/A
00 Ret.SNCR & DryFGD & ACI | N/A | N/A | N/A | N/A | N/A | N/A | N/A
00 Ret.SNCR & DryFGD & ACI & HRI | N/A | N/A | N/A | N/A | N/A | N/A | N/A
00 Ret.SNCR & DryFGD & HRI | N/A | N/A | N/A | N/A | N/A | N/A | N/A
00 Ret.SNCR & DSI | N/A | N/A | N/A | N/A | N/A | N/A | N/A
00 Ret.SNCR & DSI & HRI | N/A | N/A | N/A | N/A | N/A | N/A | N/A
00 Ret.SNCR & HRI | N/A | N/A | N/A | N/A | N/A | N/A | N/A
00 Ret.SNCR & WetFGD | N/A | N/A | N/A | N/A | N/A | N/A | N/A
00 Ret.SNCR & WetFGD & ACI | N/A | N/A | N/A | N/A | N/A | N/A | N/A
00 Ret.SNCR & WetFGD & ACI & HRI | N/A | N/A | N/A | N/A | N/A | N/A | N/A
00 Ret.SNCR & WetFGD & HRI | N/A | N/A | N/A | N/A | N/A | N/A | N/A
00 Ret.WetFGD | N/A | 84.9864 | 84.8425 | 84.9864 | 84.9864 | 84.9864 | 84.9864
00 Ret.WetFGD & ACI & CCS | N/A | N/A | N/A | N/A | N/A | N/A | N/A
00 Ret.WetFGD & ACI & HRI & CCS | N/A | N/A | N/A | N/A | N/A | N/A | N/A
00 Ret.WetFGD & CCS | N/A | N/A | N/A | N/A | N/A | N/A | N/A
00 Ret.WetFGD & HRI | N/A | N/A | N/A | N/A | N/A | N/A | N/A
00 Ret.WetFGD & HRI & CCS | N/A | N/A | N/A | N/A | N/A | N/A | N/A
00 CC Retirement | 0 | 0 | 0 | 0 | 0 | 0 | 0
00 CT Retirement | 0 | 0 | 0 | 0 | 0 | 0 | 0
00 O/G Retirement | 0 | 0 | 0 | 0 | 0 | 0 | 0
00 Coal Retirement | 0 | 0 | 0 | 0 | 0 | 0 | 0
00 IGCC Retirement | N/A | N/A | 0 | 0 | 0 | 0 | 0
00 Nuke Retirement | N/A | 0 | 0 | 0 | 0 | 0 | 0
00 Non-Fossil Retirement | 0 | 0 | 0 | 0 | 0 | 0 | 0
Average | 42.8931 | 42.2221 | 42.1296 | 42.8693 | 42.7419 | 36.3747 | 34.3643
15. Total Annual Production Cost [Million US2011$](*)
Variable O&M | 13074.1647 | 13202.4696 | 13768.6155 | 14093.0562 | 14879.2318 | 14892.1366 | 16505.071
Fixed O&M | 53640.3739 | 55399.7823 | 53147.7082 | 55785.0688 | 58414.6508 | 54120.1743 | 44634.3217
Fuel | 79337.166 | 81090.3803 | 87601.7679 | 93356.4572 | 107647.0961 | 110511.5655 | 143405.3485
Capital | 2670.1569 | 9374.8016 | 11976.8119 | 15019.7117 | 19795.9207 | 38797.0041 | 52418.456
Pollutant Transport & Storage | -14.5685 | -9.4311 | -8.8733 | -8.3441 | -8.6267 | -7.538 | -7.1644
Total | 148707.2931 | 159058.0027 | 166486.0301 | 178245.95 | 200728.2727 | 218313.3425 | 256956.0328
Sales Revenue | 0 | 0 | 0 | 0 | 0 | 0 | 0
(*) Costs include only those items that are important for determining incremental cost of pollution control
16. Emissions
CO2 Thousand Tonnes | 1888035.0275 | 1889274.1766 | 1920919.799 | 1936257.0962 | 2004521.7648 | 1955511.7754 | 2118047.2876
CO2 Thousand Tons | 2081201.7792 | 2082567.7068 | 2117451.0246 | 2134357.496 | 2209606.3911 | 2155582.1407 | 2334746.8236
Carbon Million Tonnes | 514.8672 | 515.2051 | 523.8348 | 528.0173 | 546.6331 | 533.2681 | 577.5915
Carbon Million Tons | 567.5437 | 567.9162 | 577.4289 | 582.0393 | 602.5597 | 587.8273 | 636.6855
HCL Thousand Tons | 4.9739 | 6.1574 | 6.3027 | 6.0373 | 6.6487 | 6.7774 | 6.3698
MER lbs | 12076.0014 | 12142.806 | 12923.8436 | 13020.1109 | 13448.4275 | 12476.0035 | 12651.9375
NOX Thousand Tons | 1336.662 | 1268.1792 | 1280.3819 | 1255.4008 | 1252.9381 | 1139.2211 | 1131.0057
SO2 Thousand Tons | 1238.4313 | 1234.1218 | 1266.0579 | 1237.534 | 1285.5039 | 1141.8453 | 1108.636

## Coal Pivot Tables
Coal Prices (2011$/MMBtu) | [7 empty] | Total TBtu
Coal Region | 2016 | 2018 | 2020 | 2025 | 2030 | 2040 | 2050 | 2016 | 2018 | 2020 | 2025 | 2030 | 2040 | 2050
Appalachia | 2.2034 | 2.2476 | 2.3406 | 2.533 | 2.7242 | 3.1146 | 3.6784 | 3933.6205 | 3690.6085 | 3427.6329 | 2938.2837 | 2922.4065 | 2578.7727 | 2544.2096
Imports | 4.7298 |  |  | 3.1292 | 3.2308 | 3.3896 | 3.3896 | 35.55 |  |  | 30.589 | 22.3393 | 98.7744 | 211.4206
Interior | 1.914 | 1.8621 | 1.922 | 2.0681 | 2.1736 | 2.4457 | 2.9655 | 4557.3417 | 5171.6208 | 5481.6191 | 5855.4179 | 6276.0161 | 5969.3215 | 5584.323
Waste Coal | 1.3422 | 1.3892 | 1.4513 | 1.5283 | 1.5492 | 1.6934 | 1.6934 | 73.1609 | 73.1609 | 73.1609 | 73.1609 | 73.1609 | 69.3116 | 69.3116
West | 0.8468 | 0.85582 | 0.89821 | 1.0106 | 1.14 | 1.4332 | 1.8388 | 6925.7536 | 6990.841 | 7462.0824 | 7481.7267 | 7751.0292 | 7366.7429 | 7251.0907
National | 1.515 | 1.5076 | 1.5426 | 1.668 | 1.7967 | 2.0917 | 2.5597 | 15525.4267 | 15926.2312 | 16444.4952 | 16379.1782 | 17044.9519 | 16082.9232 | 15660.3556
Coal Prices (2011$/Ton) | [7 empty] | Total Million Tons
Coal Region | 2016 | 2018 | 2020 | 2025 | 2030 | 2040 | 2050 | 2016 | 2018 | 2020 | 2025 | 2030 | 2040 | 2050
Appalachia | 55.5754 | 56.6717 | 58.9769 | 63.7442 | 68.6013 | 78.4206 | 92.3517 | 155.9597 | 146.3707 | 136.0329 | 116.7579 | 116.0521 | 102.4199 | 101.3355
Imports | 112.097 |  |  | 74.1615 | 76.5697 | 80.3338 | 80.3338 | 1.5 |  |  | 1.2907 | 0.94258 | 4.1677 | 8.9207
Interior | 38.5963 | 38.0003 | 39.381 | 42.6709 | 44.8632 | 50.4338 | 61.6184 | 226.0034 | 253.4263 | 267.5337 | 283.7943 | 304.067 | 289.4741 | 268.7552
Waste Coal | 15.5693 | 16.1151 | 16.8354 | 17.7287 | 17.9707 | 19.6432 | 19.6432 | 6.307 | 6.307 | 6.307 | 6.307 | 6.307 | 5.9751 | 5.9751
West | 15.4103 | 15.5383 | 16.2045 | 18.2586 | 20.5689 | 25.8377 | 32.9637 | 380.5736 | 385.0415 | 413.6186 | 414.0913 | 429.5881 | 408.6229 | 404.4872
National | 30.5338 | 30.3482 | 30.8045 | 33.2271 | 35.7362 | 41.4985 | 50.7758 | 770.3436 | 791.1454 | 823.4922 | 822.2412 | 856.9567 | 810.6597 | 789.4738

## Final Wholesale Price
Wholesale Electricity Price (2011$/MWh)
Region Group | 2016 | 2018 | 2020 | 2025 | 2030 | 2040 | 2050
ERCOT_Tenaska Frontier Generating Station | 32.6605 | 34.1656 | 40.1204 | 45.8993 | 55.112 | 53.0927 | 57.7111
ERCOT_Tenaska Gateway Generating Station | 32.6605 | 34.1656 | 40.1204 | 45.8993 | 55.112 | 53.0927 | 57.7111
ERCOT_Rest | 33.9314 | 35.1498 | 41.6062 | 50.0243 | 57.0296 | 54.9521 | 59.7036
ERCOT_West | 32.6605 | 34.1656 | 40.79 | 48.3029 | 55.112 | 53.0927 | 58.3485
FRCC | 44.9116 | 44.2872 | 48.9843 | 55.6244 | 59.2726 | 56.5855 | 61.9456
MAPP_WAUE | 28.1362 | 28.5385 | 33.5715 | 38.4459 | 49.3451 | 49.2469 | 54.2044
MISO_Iowa | 33.413 | 33.5109 | 37.4763 | 42.122 | 51.1405 | 53.3874 | 58.5801
MISO_Illinois | 34.847 | 34.94 | 38.2685 | 43.954 | 51.2728 | 54.1095 | 59.5711
MISO_Indiana (including parts of Kentucky) | 35.6908 | 35.0014 | 38.5196 | 45.7568 | 52.1141 | 54.3901 | 59.2052
MISO_Lower Michigan | 38.691 | 39.8953 | 46.4811 | 51.2823 | 56.1435 | 53.3455 | 57.8336
MISO_MT, SD, ND | 28.0023 | 28.2952 | 32.9632 | 37.5072 | 47.6191 | 47.8433 | 52.5088
MISO_Iowa-MidAmerican | 32.4907 | 32.7352 | 36.6967 | 41.6657 | 49.2443 | 51.9465 | 57.8536
MISO_Minnesota and Western Wisconsin | 34.8773 | 35.0591 | 40.1191 | 44.9806 | 55.4354 | 55.5148 | 59.8395
MISO_Missouri | 34.4267 | 34.512 | 38.0356 | 44.1177 | 51.7848 | 53.9122 | 59.2017
MISO_Wisconsin- Upper Michigan (WUMS) | 33.7227 | 34.8753 | 40.3219 | 45.0403 | 54.8228 | 56.2048 | 61.5992
ISONE_Connecticut | 40.1502 | 41.3928 | 46.8097 | 45.6716 | 56.7588 | 59.6351 | 65.1837
ISONE_Maine | 39.119 | 39.8999 | 44.7187 | 43.6698 | 54.0465 | 57.4025 | 62.8814
ISONE_MA, VT, NH, RI (Rest of ISO New England) | 40.5759 | 41.3793 | 46.337 | 45.2578 | 56.2635 | 59.6259 | 65.217
NY_Zones A&B | 39.0395 | 40.3395 | 45.9099 | 44.6348 | 56.4878 | 56.0975 | 61.267
NY_Zone C&E | 39.2519 | 40.6793 | 45.9579 | 44.4178 | 55.3441 | 55.4656 | 61.1523
NY_Zones D | 38.4829 | 39.8703 | 45.0011 | 43.5041 | 53.8225 | 54.3097 | 59.9251
NY_Zone F (Capital) | 40.1838 | 41.6255 | 47.0309 | 45.4684 | 56.1217 | 54.9863 | 60.6226
NY_Zone G-I (Downstate NY) | 41.6714 | 42.9 | 48.8159 | 47.4329 | 58.1345 | 56.7275 | 61.9931
NY_Zone J(NYC) | 43.2018 | 44.4658 | 50.5522 | 49.1293 | 60.1392 | 59.3385 | 64.9086
NY_Zone K(LI) | 42.9815 | 44.6591 | 50.6104 | 49.6138 | 60.6275 | 60.4725 | 65.7515
PJM_AP | 35.4504 | 37.057 | 42.8522 | 48.7405 | 53.9372 | 51.0001 | 55.0908
PJM_ATSI | 37.141 | 37.3479 | 43.1473 | 49.6128 | 54.659 | 51.5024 | 55.0667
PJM_ComEd | 34.2657 | 35.5599 | 40.3895 | 45.5133 | 52.7407 | 53.0713 | 59.8032
PJM_Dominion | 35.9929 | 37.2333 | 42.9769 | 49.3675 | 55.7783 | 52.7993 | 57.2805
PJM_EMAAC | 36.1666 | 36.8683 | 43.248 | 42.7332 | 53.2583 | 54.1995 | 58.3482
PJM_PENELEC | 34.171 | 35.3756 | 40.7011 | 40.7741 | 49.8618 | 49.806 | 54.2315
PJM_SWMAAC | 44.5264 | 43.5974 | 51.1176 | 53.3465 | 58.7481 | 56.8006 | 62.1109
PJM West | 35.582 | 36.9022 | 42.501 | 48.3843 | 54.7667 | 51.569 | 55.1299
PJM_Western MAAC | 35.0841 | 36.1826 | 42.1904 | 42.0771 | 51.7523 | 53.3439 | 57.3644
SERC_Central_Kentucky | 32.0805 | 32.2603 | 37.2563 | 43.214 | 50.1013 | 53.2353 | 58.1814
SERC_Central_TVA | 35.1537 | 39.1002 | 42.9487 | 49.8307 | 55.527 | 53.6186 | 57.4969
SERC_Delta_Amite South (including DSG) | 33.6369 | 35.745 | 41.8141 | 43.1657 | 54.0911 | 55.005 | 59.9578
SERC_Delta_Northern Arkansas (including AECI) | 32.6812 | 34.094 | 38.0977 | 42.9078 | 51.5927 | 52.8198 | 57.2832
SERC_Delta_Rest of Delta (Central Arkansas) | 32.9619 | 35.5415 | 41.4745 | 42.6323 | 52.7943 | 52.9223 | 58.6672
SERC_Delta_WOTAB (including Western) | 34.2924 | 37.1504 | 44.3356 | 47.5043 | 58.4808 | 55.8421 | 60.2073
SERC_Southeastern | 37.6685 | 39.8961 | 44.349 | 50.7699 | 57.8394 | 55.1581 | 60.3101
SERC_VACAR | 38.0925 | 39.9701 | 43.332 | 50.5774 | 55.6056 | 53.67 | 58.1996
SPP_Kiamichi Energy Facility | 32.1193 | 33.2003 | 39.4025 | 44.8682 | 55.5069 | 53.6428 | 58.6129
SPP North- (Kansas, Missouri) | 31.5595 | 33.2063 | 38.2884 | 44.0276 | 55.1095 | 54.2721 | 59.7868
SPP Nebraska | 30.8419 | 32.3174 | 37.4366 | 42.6062 | 53.3716 | 52.8445 | 57.8838
SPP Southeast- (Louisiana) | 33.0788 | 34.8093 | 39.7915 | 40.7258 | 51.6582 | 52.8655 | 60.2304
SPP SPS (Texas Panhandle) | 30.8769 | 32.8473 | 37.8537 | 39.1725 | 47.4808 | 54.5359 | 59.8835
SPP West (Oklahoma, Arkansas, Louisiana) | 32.6361 | 34.2057 | 39.407 | 45.3053 | 56.9951 | 55.4307 | 60.6314
WECC_Northern California (including SMUD) | 42.2855 | 45.3735 | 51.4318 | 53.8758 | 61.9612 | 59.0939 | 70.0569
WECC_LADWP | 41.3947 | 43.3191 | 50.4236 | 53.0059 | 63.7537 | 65.8052 | 70.5858
WECC_San Diego Gas and Electric | 49.3899 | 51.1834 | 56.4506 | 58.455 | 68.8869 | 68.968 | 73.4218
WECC_Arizona | 32.0358 | 33.8074 | 39.0474 | 40.9605 | 52.9381 | 57.1089 | 64.1433
WECC_Colorado | 26.6317 | 30.4698 | 35.8346 | 35.6495 | 49.8601 | 51.208 | 58.9926
WECC_Idaho | 28.7299 | 30.1185 | 36.945 | 39.1289 | 51.5573 | 53.4797 | 57.2372
WECC_Imperial Irrigation District (IID) | 35.0334 | 36.6134 | 41.2697 | 38.8303 | 40.8431 | 49.6625 | 49.556
WECC_Montana | 24.8808 | 26.7753 | 31.9292 | 33.8768 | 41.4406 | 46.9135 | 48.9427
WECC_New Mexico | 31.2942 | 33.1281 | 38.7441 | 40.0423 | 52.7913 | 55.1891 | 60.4131
WECC_Northern Nevada | 28.8729 | 30.6794 | 38.0561 | 43.3511 | 55.1255 | 54.2757 | 59.6009
WECC_Pacific Northwest | 28.6096 | 30.8253 | 36.1729 | 38.2279 | 46.4169 | 52.02 | 53.354
WECC_Southern California Edison | 49.9872 | 51.2247 | 56.364 | 58.976 | 68.8288 | 68.009 | 72.7637
WECC_San Francisco | 41.7916 | 44.5216 | 50.3327 | 52.2878 | 60.5944 | 57.9526 | 67.7745
WECC_Southern Nevada | 31.892 | 34.1086 | 39.6688 | 41.3361 | 53.0475 | 56.6679 | 63.9145
WECC_Utah | 27.6514 | 28.9114 | 35.5059 | 37.6555 | 49.6797 | 50.5147 | 55.3946
WECC_Wyoming | 19.2839 | 20.6336 | 27.269 | 29.3917 | 41.4722 | 43.263 | 47.2602
National | 36.2566 | 37.6169 | 42.8439 | 47.3136 | 55.3586 | 54.9228 | 59.9154